2026 | NIWCM | Low Demand Growth+High Gas Supply+Increased Demand Response+Reduced Rankine Availability+Upgraded HVDC+Low Wind & Solar | 1312.2106 | 1313.0104 | 1313.0104
2027 | NIWCM | Low Demand Growth+High Gas Supply+Increased Demand Response+Reduced Rankine Availability+Upgraded HVDC+Low Wind & Solar | 1459.6952 | 1480.091 | 1484.6275
2028 | NIWCM | Low Demand Growth+High Gas Supply+Increased Demand Response+Reduced Rankine Availability+Upgraded HVDC+Low Wind & Solar | 1596.1139 | 2135.685 | 2166.8445
2029 | NIWCM | Low Demand Growth+High Gas Supply+Increased Demand Response+Reduced Rankine Availability+Upgraded HVDC+Low Wind & Solar | 1592.1577 | 2360.8998 | 2562.5481
2030 | NIWCM | Low Demand Growth+High Gas Supply+Increased Demand Response+Reduced Rankine Availability+Upgraded HVDC+Low Wind & Solar | 1496.8302 | 2348.9441 | 2696.5802
2031 | NIWCM | Low Demand Growth+High Gas Supply+Increased Demand Response+Reduced Rankine Availability+Upgraded HVDC+Low Wind & Solar | 1418.5768 | 2413.7302 | 2974.5059
2032 | NIWCM | Low Demand Growth+High Gas Supply+Increased Demand Response+Reduced Rankine Availability+Upgraded HVDC+Low Wind & Solar | 1300.7914 | 2314.209 | 2947.2604
2033 | NIWCM | Low Demand Growth+High Gas Supply+Increased Demand Response+Reduced Rankine Availability+Upgraded HVDC+Low Wind & Solar | 1192.0456 | 2205.0598 | 2943.305
2034 | NIWCM | Low Demand Growth+High Gas Supply+Increased Demand Response+Reduced Rankine Availability+Upgraded HVDC+Low Wind & Solar | 1090.2871 | 2144.2831 | 2994.9556
2035 | NIWCM | Low Demand Growth+High Gas Supply+Increased Demand Response+Reduced Rankine Availability+Upgraded HVDC+Low Wind & Solar | 971.2425 | 2035.1957 | 2923.6128
2026 | SIWEM_PERC | Low Demand Growth+High Gas Supply+Increased Demand Response+Reduced Rankine Availability+Upgraded HVDC+Low Wind & Solar | 54.9387 | 55.0894 | 55.0894
2027 | SIWEM_PERC | Low Demand Growth+High Gas Supply+Increased Demand Response+Reduced Rankine Availability+Upgraded HVDC+Low Wind & Solar | 45.878 | 50.752 | 51.5946
2028 | SIWEM_PERC | Low Demand Growth+High Gas Supply+Increased Demand Response+Reduced Rankine Availability+Upgraded HVDC+Low Wind & Solar | 46.2912 | 67.7733 | 79.2742
2029 | SIWEM_PERC | Low Demand Growth+High Gas Supply+Increased Demand Response+Reduced Rankine Availability+Upgraded HVDC+Low Wind & Solar | 60.2795 | 88.2107 | 103.4505
2030 | SIWEM_PERC | Low Demand Growth+High Gas Supply+Increased Demand Response+Reduced Rankine Availability+Upgraded HVDC+Low Wind & Solar | 54.926 | 86.2412 | 106.6951
2031 | SIWEM_PERC | Low Demand Growth+High Gas Supply+Increased Demand Response+Reduced Rankine Availability+Upgraded HVDC+Low Wind & Solar | 48.2277 | 81.9971 | 107.2416
2032 | SIWEM_PERC | Low Demand Growth+High Gas Supply+Increased Demand Response+Reduced Rankine Availability+Upgraded HVDC+Low Wind & Solar | 43.3117 | 77.5787 | 103.7535
2033 | SIWEM_PERC | Low Demand Growth+High Gas Supply+Increased Demand Response+Reduced Rankine Availability+Upgraded HVDC+Low Wind & Solar | 38.8612 | 72.8139 | 100.7478
2034 | SIWEM_PERC | Low Demand Growth+High Gas Supply+Increased Demand Response+Reduced Rankine Availability+Upgraded HVDC+Low Wind & Solar | 34.3057 | 69.1782 | 97.9089
2035 | SIWEM_PERC | Low Demand Growth+High Gas Supply+Increased Demand Response+Reduced Rankine Availability+Upgraded HVDC+Low Wind & Solar | 28.2456 | 63.0509 | 94.3247
2026 | NZWEM_PERC | Low Demand Growth+High Gas Supply+Increased Demand Response+Reduced Rankine Availability+Upgraded HVDC+Constrained Operational Capacity | 21.707 | 21.7671 | 21.7671
2027 | NZWEM_PERC | Low Demand Growth+High Gas Supply+Increased Demand Response+Reduced Rankine Availability+Upgraded HVDC+Constrained Operational Capacity | 18.6904 | 20.6443 | 20.9821
2028 | NZWEM_PERC | Low Demand Growth+High Gas Supply+Increased Demand Response+Reduced Rankine Availability+Upgraded HVDC+Constrained Operational Capacity | 18.9921 | 27.6292 | 32.4197
2029 | NZWEM_PERC | Low Demand Growth+High Gas Supply+Increased Demand Response+Reduced Rankine Availability+Upgraded HVDC+Constrained Operational Capacity | 24.3879 | 36.7022 | 46.4452
2030 | NZWEM_PERC | Low Demand Growth+High Gas Supply+Increased Demand Response+Reduced Rankine Availability+Upgraded HVDC+Constrained Operational Capacity | 22.4123 | 37.0158 | 53.0337
2031 | NZWEM_PERC | Low Demand Growth+High Gas Supply+Increased Demand Response+Reduced Rankine Availability+Upgraded HVDC+Constrained Operational Capacity | 19.7892 | 34.162 | 56.4498
2032 | NZWEM_PERC | Low Demand Growth+High Gas Supply+Increased Demand Response+Reduced Rankine Availability+Upgraded HVDC+Constrained Operational Capacity | 17.9344 | 32.4926 | 55.5272
2033 | NZWEM_PERC | Low Demand Growth+High Gas Supply+Increased Demand Response+Reduced Rankine Availability+Upgraded HVDC+Constrained Operational Capacity | 16.2846 | 30.6163 | 55.2428
2034 | NZWEM_PERC | Low Demand Growth+High Gas Supply+Increased Demand Response+Reduced Rankine Availability+Upgraded HVDC+Constrained Operational Capacity | 14.5811 | 29.1524 | 53.3736
2035 | NZWEM_PERC | Low Demand Growth+High Gas Supply+Increased Demand Response+Reduced Rankine Availability+Upgraded HVDC+Constrained Operational Capacity | 12.3185 | 26.6787 | 50.375
2026 | NIWCM | Low Demand Growth+High Gas Supply+Increased Demand Response+Reduced Rankine Availability+Upgraded HVDC+Constrained Operational Capacity | 755.6807 | 755.6807 | 755.6807
2027 | NIWCM | Low Demand Growth+High Gas Supply+Increased Demand Response+Reduced Rankine Availability+Upgraded HVDC+Constrained Operational Capacity | 871.2718 | 874.7761 | 874.7761
2028 | NIWCM | Low Demand Growth+High Gas Supply+Increased Demand Response+Reduced Rankine Availability+Upgraded HVDC+Constrained Operational Capacity | 986.508 | 1460.1905 | 1463.7607
2029 | NIWCM | Low Demand Growth+High Gas Supply+Increased Demand Response+Reduced Rankine Availability+Upgraded HVDC+Constrained Operational Capacity | 955.9719 | 1591.4682 | 1737.4933
2030 | NIWCM | Low Demand Growth+High Gas Supply+Increased Demand Response+Reduced Rankine Availability+Upgraded HVDC+Constrained Operational Capacity | 843.2095 | 1554.2908 | 1747.6043
2031 | NIWCM | Low Demand Growth+High Gas Supply+Increased Demand Response+Reduced Rankine Availability+Upgraded HVDC+Constrained Operational Capacity | 760.9969 | 1486.4893 | 1743.6454
2032 | NIWCM | Low Demand Growth+High Gas Supply+Increased Demand Response+Reduced Rankine Availability+Upgraded HVDC+Constrained Operational Capacity | 643.4725 | 1372.3652 | 1651.5803
2033 | NIWCM | Low Demand Growth+High Gas Supply+Increased Demand Response+Reduced Rankine Availability+Upgraded HVDC+Constrained Operational Capacity | 531.4627 | 1263.3137 | 1554.7204
2034 | NIWCM | Low Demand Growth+High Gas Supply+Increased Demand Response+Reduced Rankine Availability+Upgraded HVDC+Constrained Operational Capacity | 424.0914 | 1204.2755 | 1572.015
2035 | NIWCM | Low Demand Growth+High Gas Supply+Increased Demand Response+Reduced Rankine Availability+Upgraded HVDC+Constrained Operational Capacity | 302.088 | 1095.9986 | 1464.6413
2026 | SIWEM_PERC | Low Demand Growth+High Gas Supply+Increased Demand Response+Reduced Rankine Availability+Upgraded HVDC+Constrained Operational Capacity | 57.443 | 57.443 | 57.443
2027 | SIWEM_PERC | Low Demand Growth+High Gas Supply+Increased Demand Response+Reduced Rankine Availability+Upgraded HVDC+Constrained Operational Capacity | 49.8386 | 55.2394 | 56.173
2028 | SIWEM_PERC | Low Demand Growth+High Gas Supply+Increased Demand Response+Reduced Rankine Availability+Upgraded HVDC+Constrained Operational Capacity | 50.5384 | 73.9934 | 86.7161
2029 | SIWEM_PERC | Low Demand Growth+High Gas Supply+Increased Demand Response+Reduced Rankine Availability+Upgraded HVDC+Constrained Operational Capacity | 64.3112 | 90.6294 | 107.5163
2030 | SIWEM_PERC | Low Demand Growth+High Gas Supply+Increased Demand Response+Reduced Rankine Availability+Upgraded HVDC+Constrained Operational Capacity | 58.8729 | 88.8152 | 111.4796
2031 | SIWEM_PERC | Low Demand Growth+High Gas Supply+Increased Demand Response+Reduced Rankine Availability+Upgraded HVDC+Constrained Operational Capacity | 52.0889 | 84.8173 | 112.4554
2032 | SIWEM_PERC | Low Demand Growth+High Gas Supply+Increased Demand Response+Reduced Rankine Availability+Upgraded HVDC+Constrained Operational Capacity | 47.2233 | 81.7205 | 108.8764
2033 | SIWEM_PERC | Low Demand Growth+High Gas Supply+Increased Demand Response+Reduced Rankine Availability+Upgraded HVDC+Constrained Operational Capacity | 42.8656 | 79.0532 | 105.7919
2034 | SIWEM_PERC | Low Demand Growth+High Gas Supply+Increased Demand Response+Reduced Rankine Availability+Upgraded HVDC+Constrained Operational Capacity | 38.2506 | 76.2691 | 102.8781
2035 | SIWEM_PERC | Low Demand Growth+High Gas Supply+Increased Demand Response+Reduced Rankine Availability+Upgraded HVDC+Constrained Operational Capacity | 32.1161 | 70.008 | 99.2001
2026 | NZWEM_PERC | Low Demand Growth+High Gas Supply+Increased Demand Response+Reduced Rankine Availability+Upgraded HVDC+Constrained Operational Capacity+Low Wind & Solar | 20.4447 | 20.499 | 20.499
2027 | NZWEM_PERC | Low Demand Growth+High Gas Supply+Increased Demand Response+Reduced Rankine Availability+Upgraded HVDC+Constrained Operational Capacity+Low Wind & Solar | 17.2576 | 19.0209 | 19.3257
2028 | NZWEM_PERC | Low Demand Growth+High Gas Supply+Increased Demand Response+Reduced Rankine Availability+Upgraded HVDC+Constrained Operational Capacity+Low Wind & Solar | 17.451 | 25.2457 | 29.5689
2029 | NZWEM_PERC | Low Demand Growth+High Gas Supply+Increased Demand Response+Reduced Rankine Availability+Upgraded HVDC+Constrained Operational Capacity+Low Wind & Solar | 22.8163 | 33.9295 | 42.7223
2030 | NZWEM_PERC | Low Demand Growth+High Gas Supply+Increased Demand Response+Reduced Rankine Availability+Upgraded HVDC+Constrained Operational Capacity+Low Wind & Solar | 20.8674 | 34.1022 | 48.5993
2031 | NZWEM_PERC | Low Demand Growth+High Gas Supply+Increased Demand Response+Reduced Rankine Availability+Upgraded HVDC+Constrained Operational Capacity+Low Wind & Solar | 18.2793 | 31.3143 | 51.4689
2032 | NZWEM_PERC | Low Demand Growth+High Gas Supply+Increased Demand Response+Reduced Rankine Availability+Upgraded HVDC+Constrained Operational Capacity+Low Wind & Solar | 16.4502 | 29.6515 | 50.5193
2033 | NZWEM_PERC | Low Demand Growth+High Gas Supply+Increased Demand Response+Reduced Rankine Availability+Upgraded HVDC+Constrained Operational Capacity+Low Wind & Solar | 14.8235 | 27.8194 | 50.1226
2034 | NZWEM_PERC | Low Demand Growth+High Gas Supply+Increased Demand Response+Reduced Rankine Availability+Upgraded HVDC+Constrained Operational Capacity+Low Wind & Solar | 13.144 | 26.4016 | 48.3376
2035 | NZWEM_PERC | Low Demand Growth+High Gas Supply+Increased Demand Response+Reduced Rankine Availability+Upgraded HVDC+Constrained Operational Capacity+Low Wind & Solar | 10.9125 | 23.9875 | 45.4482
2026 | NIWCM | Low Demand Growth+High Gas Supply+Increased Demand Response+Reduced Rankine Availability+Upgraded HVDC+Constrained Operational Capacity+Low Wind & Solar | 755.6807 | 755.6807 | 755.6807
2027 | NIWCM | Low Demand Growth+High Gas Supply+Increased Demand Response+Reduced Rankine Availability+Upgraded HVDC+Constrained Operational Capacity+Low Wind & Solar | 871.2718 | 874.7761 | 874.7761
2028 | NIWCM | Low Demand Growth+High Gas Supply+Increased Demand Response+Reduced Rankine Availability+Upgraded HVDC+Constrained Operational Capacity+Low Wind & Solar | 986.508 | 1460.1905 | 1463.7607
2029 | NIWCM | Low Demand Growth+High Gas Supply+Increased Demand Response+Reduced Rankine Availability+Upgraded HVDC+Constrained Operational Capacity+Low Wind & Solar | 955.9719 | 1591.4682 | 1737.4933
2030 | NIWCM | Low Demand Growth+High Gas Supply+Increased Demand Response+Reduced Rankine Availability+Upgraded HVDC+Constrained Operational Capacity+Low Wind & Solar | 843.2095 | 1554.2908 | 1747.6043
2031 | NIWCM | Low Demand Growth+High Gas Supply+Increased Demand Response+Reduced Rankine Availability+Upgraded HVDC+Constrained Operational Capacity+Low Wind & Solar | 760.9969 | 1486.4893 | 1743.6454
2032 | NIWCM | Low Demand Growth+High Gas Supply+Increased Demand Response+Reduced Rankine Availability+Upgraded HVDC+Constrained Operational Capacity+Low Wind & Solar | 643.4725 | 1372.3652 | 1651.5803
2033 | NIWCM | Low Demand Growth+High Gas Supply+Increased Demand Response+Reduced Rankine Availability+Upgraded HVDC+Constrained Operational Capacity+Low Wind & Solar | 531.4627 | 1263.3137 | 1554.7204
2034 | NIWCM | Low Demand Growth+High Gas Supply+Increased Demand Response+Reduced Rankine Availability+Upgraded HVDC+Constrained Operational Capacity+Low Wind & Solar | 424.0914 | 1204.2755 | 1572.015
2035 | NIWCM | Low Demand Growth+High Gas Supply+Increased Demand Response+Reduced Rankine Availability+Upgraded HVDC+Constrained Operational Capacity+Low Wind & Solar | 302.088 | 1095.9986 | 1464.6413
2026 | SIWEM_PERC | Low Demand Growth+High Gas Supply+Increased Demand Response+Reduced Rankine Availability+Upgraded HVDC+Constrained Operational Capacity+Low Wind & Solar | 54.9387 | 55.0894 | 55.0894
2027 | SIWEM_PERC | Low Demand Growth+High Gas Supply+Increased Demand Response+Reduced Rankine Availability+Upgraded HVDC+Constrained Operational Capacity+Low Wind & Solar | 45.878 | 50.752 | 51.5946
2028 | SIWEM_PERC | Low Demand Growth+High Gas Supply+Increased Demand Response+Reduced Rankine Availability+Upgraded HVDC+Constrained Operational Capacity+Low Wind & Solar | 46.2912 | 67.7733 | 79.2742
2029 | SIWEM_PERC | Low Demand Growth+High Gas Supply+Increased Demand Response+Reduced Rankine Availability+Upgraded HVDC+Constrained Operational Capacity+Low Wind & Solar | 60.2795 | 88.2107 | 103.4505
2030 | SIWEM_PERC | Low Demand Growth+High Gas Supply+Increased Demand Response+Reduced Rankine Availability+Upgraded HVDC+Constrained Operational Capacity+Low Wind & Solar | 54.926 | 86.2412 | 106.6951
2031 | SIWEM_PERC | Low Demand Growth+High Gas Supply+Increased Demand Response+Reduced Rankine Availability+Upgraded HVDC+Constrained Operational Capacity+Low Wind & Solar | 48.2277 | 81.9971 | 107.2416
2032 | SIWEM_PERC | Low Demand Growth+High Gas Supply+Increased Demand Response+Reduced Rankine Availability+Upgraded HVDC+Constrained Operational Capacity+Low Wind & Solar | 43.3117 | 77.5787 | 103.7535
2033 | SIWEM_PERC | Low Demand Growth+High Gas Supply+Increased Demand Response+Reduced Rankine Availability+Upgraded HVDC+Constrained Operational Capacity+Low Wind & Solar | 38.8612 | 72.8139 | 100.7478
2034 | SIWEM_PERC | Low Demand Growth+High Gas Supply+Increased Demand Response+Reduced Rankine Availability+Upgraded HVDC+Constrained Operational Capacity+Low Wind & Solar | 34.3057 | 69.1782 | 97.9089
2035 | SIWEM_PERC | Low Demand Growth+High Gas Supply+Increased Demand Response+Reduced Rankine Availability+Upgraded HVDC+Constrained Operational Capacity+Low Wind & Solar | 28.2456 | 63.0509 | 94.3247
2026 | NZWEM_PERC | Low Demand Growth+High Gas Supply+Increased Demand Response+Reduced Rankine Availability+Delayed Build | 16.8291 | 16.8291 | 16.8291
2027 | NZWEM_PERC | Low Demand Growth+High Gas Supply+Increased Demand Response+Reduced Rankine Availability+Delayed Build | 10.8523 | 11.0026 | 11.181
2028 | NZWEM_PERC | Low Demand Growth+High Gas Supply+Increased Demand Response+Reduced Rankine Availability+Delayed Build | 14.5374 | 16.0744 | 16.4089
2029 | NZWEM_PERC | Low Demand Growth+High Gas Supply+Increased Demand Response+Reduced Rankine Availability+Delayed Build | 23.1501 | 26.2186 | 27.1717
2030 | NZWEM_PERC | Low Demand Growth+High Gas Supply+Increased Demand Response+Reduced Rankine Availability+Delayed Build | 22.4123 | 32.2206 | 40.5114
2031 | NZWEM_PERC | Low Demand Growth+High Gas Supply+Increased Demand Response+Reduced Rankine Availability+Delayed Build | 19.7892 | 32.7495 | 42.1107
2032 | NZWEM_PERC | Low Demand Growth+High Gas Supply+Increased Demand Response+Reduced Rankine Availability+Delayed Build | 17.9344 | 31.4156 | 46.8039
2033 | NZWEM_PERC | Low Demand Growth+High Gas Supply+Increased Demand Response+Reduced Rankine Availability+Delayed Build | 16.2846 | 29.6527 | 51.22
2034 | NZWEM_PERC | Low Demand Growth+High Gas Supply+Increased Demand Response+Reduced Rankine Availability+Delayed Build | 14.5811 | 28.1458 | 50.4486
2035 | NZWEM_PERC | Low Demand Growth+High Gas Supply+Increased Demand Response+Reduced Rankine Availability+Delayed Build | 12.3185 | 26.1087 | 49.805
2026 | NIWCM | Low Demand Growth+High Gas Supply+Increased Demand Response+Reduced Rankine Availability+Delayed Build | 1053.1748 | 1053.1748 | 1053.1748
2027 | NIWCM | Low Demand Growth+High Gas Supply+Increased Demand Response+Reduced Rankine Availability+Delayed Build | 1088.1781 | 1090.048 | 1092.5205
2028 | NIWCM | Low Demand Growth+High Gas Supply+Increased Demand Response+Reduced Rankine Availability+Delayed Build | 1357.208 | 1371.8893 | 1376.4258
2029 | NIWCM | Low Demand Growth+High Gas Supply+Increased Demand Response+Reduced Rankine Availability+Delayed Build | 1397.8083 | 1508.0887 | 1521.681
2030 | NIWCM | Low Demand Growth+High Gas Supply+Increased Demand Response+Reduced Rankine Availability+Delayed Build | 1441.0537 | 2047.0653 | 2211.253
2031 | NIWCM | Low Demand Growth+High Gas Supply+Increased Demand Response+Reduced Rankine Availability+Delayed Build | 1345.4682 | 2191.4462 | 2412.7758
2032 | NIWCM | Low Demand Growth+High Gas Supply+Increased Demand Response+Reduced Rankine Availability+Delayed Build | 1227.9008 | 2118.2777 | 2485.1503
2033 | NIWCM | Low Demand Growth+High Gas Supply+Increased Demand Response+Reduced Rankine Availability+Delayed Build | 1192.033 | 2119.5272 | 2675.3634
2034 | NIWCM | Low Demand Growth+High Gas Supply+Increased Demand Response+Reduced Rankine Availability+Delayed Build | 1090.2897 | 2055.9664 | 2656.8468
2035 | NIWCM | Low Demand Growth+High Gas Supply+Increased Demand Response+Reduced Rankine Availability+Delayed Build | 971.2419 | 1980.4556 | 2670.5893
2026 | SIWEM_PERC | Low Demand Growth+High Gas Supply+Increased Demand Response+Reduced Rankine Availability+Delayed Build | 44.894 | 44.894 | 44.894
2027 | SIWEM_PERC | Low Demand Growth+High Gas Supply+Increased Demand Response+Reduced Rankine Availability+Delayed Build | 28.1728 | 28.5884 | 29.0815
2028 | SIWEM_PERC | Low Demand Growth+High Gas Supply+Increased Demand Response+Reduced Rankine Availability+Delayed Build | 38.2613 | 42.4974 | 43.4193
2029 | SIWEM_PERC | Low Demand Growth+High Gas Supply+Increased Demand Response+Reduced Rankine Availability+Delayed Build | 52.4648 | 57.8548 | 57.8548
2030 | SIWEM_PERC | Low Demand Growth+High Gas Supply+Increased Demand Response+Reduced Rankine Availability+Delayed Build | 51.2814 | 64.7675 | 79.123
2031 | SIWEM_PERC | Low Demand Growth+High Gas Supply+Increased Demand Response+Reduced Rankine Availability+Delayed Build | 48.0977 | 61.2912 | 77.4643
2032 | SIWEM_PERC | Low Demand Growth+High Gas Supply+Increased Demand Response+Reduced Rankine Availability+Delayed Build | 45.6415 | 60.6371 | 82.4231
2033 | SIWEM_PERC | Low Demand Growth+High Gas Supply+Increased Demand Response+Reduced Rankine Availability+Delayed Build | 42.8656 | 58.2937 | 85.0325
2034 | SIWEM_PERC | Low Demand Growth+High Gas Supply+Increased Demand Response+Reduced Rankine Availability+Delayed Build | 38.2506 | 56.0858 | 82.4272
2035 | SIWEM_PERC | Low Demand Growth+High Gas Supply+Increased Demand Response+Reduced Rankine Availability+Delayed Build | 32.1161 | 53.2909 | 79.1352
2026 | NZWEM_PERC | Low Demand Growth+High Gas Supply+Increased Demand Response+Reduced Rankine Availability+Delayed Build+Low Wind & Solar | 15.8688 | 15.8688 | 15.8688
2027 | NZWEM_PERC | Low Demand Growth+High Gas Supply+Increased Demand Response+Reduced Rankine Availability+Delayed Build+Low Wind & Solar | 9.8353 | 9.9709 | 10.1319
2028 | NZWEM_PERC | Low Demand Growth+High Gas Supply+Increased Demand Response+Reduced Rankine Availability+Delayed Build+Low Wind & Solar | 13.2566 | 14.6437 | 14.9456
2029 | NZWEM_PERC | Low Demand Growth+High Gas Supply+Increased Demand Response+Reduced Rankine Availability+Delayed Build+Low Wind & Solar | 21.6993 | 24.4685 | 25.3286
2030 | NZWEM_PERC | Low Demand Growth+High Gas Supply+Increased Demand Response+Reduced Rankine Availability+Delayed Build+Low Wind & Solar | 20.8674 | 29.719 | 37.2012
2031 | NZWEM_PERC | Low Demand Growth+High Gas Supply+Increased Demand Response+Reduced Rankine Availability+Delayed Build+Low Wind & Solar | 18.2793 | 29.9754 | 38.4236
2032 | NZWEM_PERC | Low Demand Growth+High Gas Supply+Increased Demand Response+Reduced Rankine Availability+Delayed Build+Low Wind & Solar | 16.4502 | 28.6165 | 42.5439
2033 | NZWEM_PERC | Low Demand Growth+High Gas Supply+Increased Demand Response+Reduced Rankine Availability+Delayed Build+Low Wind & Solar | 14.8235 | 26.8971 | 46.4001
2034 | NZWEM_PERC | Low Demand Growth+High Gas Supply+Increased Demand Response+Reduced Rankine Availability+Delayed Build+Low Wind & Solar | 13.144 | 25.3949 | 45.5998
2035 | NZWEM_PERC | Low Demand Growth+High Gas Supply+Increased Demand Response+Reduced Rankine Availability+Delayed Build+Low Wind & Solar | 10.9125 | 23.4175 | 44.8782
2026 | NIWCM | Low Demand Growth+High Gas Supply+Increased Demand Response+Reduced Rankine Availability+Delayed Build+Low Wind & Solar | 1053.1748 | 1053.1748 | 1053.1748
2027 | NIWCM | Low Demand Growth+High Gas Supply+Increased Demand Response+Reduced Rankine Availability+Delayed Build+Low Wind & Solar | 1088.1781 | 1090.048 | 1092.5205
2028 | NIWCM | Low Demand Growth+High Gas Supply+Increased Demand Response+Reduced Rankine Availability+Delayed Build+Low Wind & Solar | 1357.208 | 1371.8893 | 1376.4258
2029 | NIWCM | Low Demand Growth+High Gas Supply+Increased Demand Response+Reduced Rankine Availability+Delayed Build+Low Wind & Solar | 1397.8083 | 1508.0887 | 1521.681
2030 | NIWCM | Low Demand Growth+High Gas Supply+Increased Demand Response+Reduced Rankine Availability+Delayed Build+Low Wind & Solar | 1441.0537 | 2047.0653 | 2211.253
2031 | NIWCM | Low Demand Growth+High Gas Supply+Increased Demand Response+Reduced Rankine Availability+Delayed Build+Low Wind & Solar | 1345.4682 | 2191.4462 | 2412.7758
2032 | NIWCM | Low Demand Growth+High Gas Supply+Increased Demand Response+Reduced Rankine Availability+Delayed Build+Low Wind & Solar | 1227.9008 | 2118.2777 | 2485.1503
2033 | NIWCM | Low Demand Growth+High Gas Supply+Increased Demand Response+Reduced Rankine Availability+Delayed Build+Low Wind & Solar | 1192.033 | 2119.5272 | 2675.3634
2034 | NIWCM | Low Demand Growth+High Gas Supply+Increased Demand Response+Reduced Rankine Availability+Delayed Build+Low Wind & Solar | 1090.2897 | 2055.9664 | 2656.8468
2035 | NIWCM | Low Demand Growth+High Gas Supply+Increased Demand Response+Reduced Rankine Availability+Delayed Build+Low Wind & Solar | 971.2419 | 1980.4556 | 2670.5893
2026 | SIWEM_PERC | Low Demand Growth+High Gas Supply+Increased Demand Response+Reduced Rankine Availability+Delayed Build+Low Wind & Solar | 42.2261 | 42.2261 | 42.2261
2027 | SIWEM_PERC | Low Demand Growth+High Gas Supply+Increased Demand Response+Reduced Rankine Availability+Delayed Build+Low Wind & Solar | 26.0896 | 26.1581 | 26.1818
2028 | SIWEM_PERC | Low Demand Growth+High Gas Supply+Increased Demand Response+Reduced Rankine Availability+Delayed Build+Low Wind & Solar | 34.7315 | 38.5544 | 39.3864
2029 | SIWEM_PERC | Low Demand Growth+High Gas Supply+Increased Demand Response+Reduced Rankine Availability+Delayed Build+Low Wind & Solar | 51.5833 | 56.4476 | 56.4476
2030 | SIWEM_PERC | Low Demand Growth+High Gas Supply+Increased Demand Response+Reduced Rankine Availability+Delayed Build+Low Wind & Solar | 50.2289 | 62.3997 | 75.3551
2031 | SIWEM_PERC | Low Demand Growth+High Gas Supply+Increased Demand Response+Reduced Rankine Availability+Delayed Build+Low Wind & Solar | 47.0681 | 58.9748 | 73.5704
2032 | SIWEM_PERC | Low Demand Growth+High Gas Supply+Increased Demand Response+Reduced Rankine Availability+Delayed Build+Low Wind & Solar | 43.3117 | 58.1629 | 77.824
2033 | SIWEM_PERC | Low Demand Growth+High Gas Supply+Increased Demand Response+Reduced Rankine Availability+Delayed Build+Low Wind & Solar | 38.8612 | 55.8575 | 79.9883
2034 | SIWEM_PERC | Low Demand Growth+High Gas Supply+Increased Demand Response+Reduced Rankine Availability+Delayed Build+Low Wind & Solar | 34.3057 | 53.6858 | 77.458
2035 | SIWEM_PERC | Low Demand Growth+High Gas Supply+Increased Demand Response+Reduced Rankine Availability+Delayed Build+Low Wind & Solar | 28.2456 | 50.9362 | 74.2598
2026 | NZWEM_PERC | Low Demand Growth+High Gas Supply+Increased Demand Response+Reduced Rankine Availability+Delayed Build+Constrained Operational Capacity | 16.8291 | 16.8291 | 16.8291
2027 | NZWEM_PERC | Low Demand Growth+High Gas Supply+Increased Demand Response+Reduced Rankine Availability+Delayed Build+Constrained Operational Capacity | 10.8523 | 11.0026 | 11.181
2028 | NZWEM_PERC | Low Demand Growth+High Gas Supply+Increased Demand Response+Reduced Rankine Availability+Delayed Build+Constrained Operational Capacity | 14.5374 | 16.0744 | 16.4089
2029 | NZWEM_PERC | Low Demand Growth+High Gas Supply+Increased Demand Response+Reduced Rankine Availability+Delayed Build+Constrained Operational Capacity | 23.1501 | 26.2186 | 27.1717
2030 | NZWEM_PERC | Low Demand Growth+High Gas Supply+Increased Demand Response+Reduced Rankine Availability+Delayed Build+Constrained Operational Capacity | 22.4123 | 32.2206 | 40.5114
2031 | NZWEM_PERC | Low Demand Growth+High Gas Supply+Increased Demand Response+Reduced Rankine Availability+Delayed Build+Constrained Operational Capacity | 19.7892 | 32.7495 | 42.1107
2032 | NZWEM_PERC | Low Demand Growth+High Gas Supply+Increased Demand Response+Reduced Rankine Availability+Delayed Build+Constrained Operational Capacity | 17.9344 | 31.4156 | 46.8039
2033 | NZWEM_PERC | Low Demand Growth+High Gas Supply+Increased Demand Response+Reduced Rankine Availability+Delayed Build+Constrained Operational Capacity | 16.2846 | 29.6527 | 51.22
2034 | NZWEM_PERC | Low Demand Growth+High Gas Supply+Increased Demand Response+Reduced Rankine Availability+Delayed Build+Constrained Operational Capacity | 14.5811 | 28.1458 | 50.4486
2035 | NZWEM_PERC | Low Demand Growth+High Gas Supply+Increased Demand Response+Reduced Rankine Availability+Delayed Build+Constrained Operational Capacity | 12.3185 | 26.1087 | 49.805
2026 | NIWCM | Low Demand Growth+High Gas Supply+Increased Demand Response+Reduced Rankine Availability+Delayed Build+Constrained Operational Capacity | 531.3464 | 531.3464 | 531.3464
2027 | NIWCM | Low Demand Growth+High Gas Supply+Increased Demand Response+Reduced Rankine Availability+Delayed Build+Constrained Operational Capacity | 558.0602 | 558.0602 | 558.0602
2028 | NIWCM | Low Demand Growth+High Gas Supply+Increased Demand Response+Reduced Rankine Availability+Delayed Build+Constrained Operational Capacity | 777.5357 | 777.5357 | 777.5357
2029 | NIWCM | Low Demand Growth+High Gas Supply+Increased Demand Response+Reduced Rankine Availability+Delayed Build+Constrained Operational Capacity | 776.6493 | 858.505 | 858.505
2030 | NIWCM | Low Demand Growth+High Gas Supply+Increased Demand Response+Reduced Rankine Availability+Delayed Build+Constrained Operational Capacity | 787.433 | 1288.9047 | 1400.3312
2031 | NIWCM | Low Demand Growth+High Gas Supply+Increased Demand Response+Reduced Rankine Availability+Delayed Build+Constrained Operational Capacity | 688.0455 | 1329.1832 | 1482.5602
2032 | NIWCM | Low Demand Growth+High Gas Supply+Increased Demand Response+Reduced Rankine Availability+Delayed Build+Constrained Operational Capacity | 570.5373 | 1260.6492 | 1466.6186
2033 | NIWCM | Low Demand Growth+High Gas Supply+Increased Demand Response+Reduced Rankine Availability+Delayed Build+Constrained Operational Capacity | 531.4618 | 1232.8532 | 1492.6593
2034 | NIWCM | Low Demand Growth+High Gas Supply+Increased Demand Response+Reduced Rankine Availability+Delayed Build+Constrained Operational Capacity | 424.0916 | 1134.1839 | 1414.744
2035 | NIWCM | Low Demand Growth+High Gas Supply+Increased Demand Response+Reduced Rankine Availability+Delayed Build+Constrained Operational Capacity | 302.0879 | 1043.6678 | 1335.0673
2026 | SIWEM_PERC | Low Demand Growth+High Gas Supply+Increased Demand Response+Reduced Rankine Availability+Delayed Build+Constrained Operational Capacity | 44.894 | 44.894 | 44.894
2027 | SIWEM_PERC | Low Demand Growth+High Gas Supply+Increased Demand Response+Reduced Rankine Availability+Delayed Build+Constrained Operational Capacity | 28.1728 | 28.5884 | 29.0815
2028 | SIWEM_PERC | Low Demand Growth+High Gas Supply+Increased Demand Response+Reduced Rankine Availability+Delayed Build+Constrained Operational Capacity | 38.2613 | 42.4974 | 43.4193
2029 | SIWEM_PERC | Low Demand Growth+High Gas Supply+Increased Demand Response+Reduced Rankine Availability+Delayed Build+Constrained Operational Capacity | 52.4648 | 57.8548 | 57.8548
2030 | SIWEM_PERC | Low Demand Growth+High Gas Supply+Increased Demand Response+Reduced Rankine Availability+Delayed Build+Constrained Operational Capacity | 51.2814 | 64.7675 | 79.123
2031 | SIWEM_PERC | Low Demand Growth+High Gas Supply+Increased Demand Response+Reduced Rankine Availability+Delayed Build+Constrained Operational Capacity | 48.0977 | 61.2912 | 77.4643
2032 | SIWEM_PERC | Low Demand Growth+High Gas Supply+Increased Demand Response+Reduced Rankine Availability+Delayed Build+Constrained Operational Capacity | 45.6415 | 60.6371 | 82.4231
2033 | SIWEM_PERC | Low Demand Growth+High Gas Supply+Increased Demand Response+Reduced Rankine Availability+Delayed Build+Constrained Operational Capacity | 42.8656 | 58.2937 | 85.0325
2034 | SIWEM_PERC | Low Demand Growth+High Gas Supply+Increased Demand Response+Reduced Rankine Availability+Delayed Build+Constrained Operational Capacity | 38.2506 | 56.0858 | 82.4272
2035 | SIWEM_PERC | Low Demand Growth+High Gas Supply+Increased Demand Response+Reduced Rankine Availability+Delayed Build+Constrained Operational Capacity | 32.1161 | 53.2909 | 79.1352
2026 | NZWEM_PERC | Low Demand Growth+High Gas Supply+Increased Demand Response+Reduced Rankine Availability+Delayed Build+Constrained Operational Capacity+Low Wind & Solar | 15.8688 | 15.8688 | 15.8688
2027 | NZWEM_PERC | Low Demand Growth+High Gas Supply+Increased Demand Response+Reduced Rankine Availability+Delayed Build+Constrained Operational Capacity+Low Wind & Solar | 9.8353 | 9.9709 | 10.1319
2028 | NZWEM_PERC | Low Demand Growth+High Gas Supply+Increased Demand Response+Reduced Rankine Availability+Delayed Build+Constrained Operational Capacity+Low Wind & Solar | 13.2566 | 14.6437 | 14.9456
2029 | NZWEM_PERC | Low Demand Growth+High Gas Supply+Increased Demand Response+Reduced Rankine Availability+Delayed Build+Constrained Operational Capacity+Low Wind & Solar | 21.6993 | 24.4685 | 25.3286
2030 | NZWEM_PERC | Low Demand Growth+High Gas Supply+Increased Demand Response+Reduced Rankine Availability+Delayed Build+Constrained Operational Capacity+Low Wind & Solar | 20.8674 | 29.719 | 37.2012
2031 | NZWEM_PERC | Low Demand Growth+High Gas Supply+Increased Demand Response+Reduced Rankine Availability+Delayed Build+Constrained Operational Capacity+Low Wind & Solar | 18.2793 | 29.9754 | 38.4236
2032 | NZWEM_PERC | Low Demand Growth+High Gas Supply+Increased Demand Response+Reduced Rankine Availability+Delayed Build+Constrained Operational Capacity+Low Wind & Solar | 16.4502 | 28.6165 | 42.5439
2033 | NZWEM_PERC | Low Demand Growth+High Gas Supply+Increased Demand Response+Reduced Rankine Availability+Delayed Build+Constrained Operational Capacity+Low Wind & Solar | 14.8235 | 26.8971 | 46.4001
2034 | NZWEM_PERC | Low Demand Growth+High Gas Supply+Increased Demand Response+Reduced Rankine Availability+Delayed Build+Constrained Operational Capacity+Low Wind & Solar | 13.144 | 25.3949 | 45.5998
2035 | NZWEM_PERC | Low Demand Growth+High Gas Supply+Increased Demand Response+Reduced Rankine Availability+Delayed Build+Constrained Operational Capacity+Low Wind & Solar | 10.9125 | 23.4175 | 44.8782
2026 | NIWCM | Low Demand Growth+High Gas Supply+Increased Demand Response+Reduced Rankine Availability+Delayed Build+Constrained Operational Capacity+Low Wind & Solar | 531.3464 | 531.3464 | 531.3464
2027 | NIWCM | Low Demand Growth+High Gas Supply+Increased Demand Response+Reduced Rankine Availability+Delayed Build+Constrained Operational Capacity+Low Wind & Solar | 558.0602 | 558.0602 | 558.0602
2028 | NIWCM | Low Demand Growth+High Gas Supply+Increased Demand Response+Reduced Rankine Availability+Delayed Build+Constrained Operational Capacity+Low Wind & Solar | 777.5357 | 777.5357 | 777.5357
2029 | NIWCM | Low Demand Growth+High Gas Supply+Increased Demand Response+Reduced Rankine Availability+Delayed Build+Constrained Operational Capacity+Low Wind & Solar | 776.6493 | 858.505 | 858.505
2030 | NIWCM | Low Demand Growth+High Gas Supply+Increased Demand Response+Reduced Rankine Availability+Delayed Build+Constrained Operational Capacity+Low Wind & Solar | 787.433 | 1288.9047 | 1400.3312
2031 | NIWCM | Low Demand Growth+High Gas Supply+Increased Demand Response+Reduced Rankine Availability+Delayed Build+Constrained Operational Capacity+Low Wind & Solar | 688.0455 | 1329.1832 | 1482.5602
2032 | NIWCM | Low Demand Growth+High Gas Supply+Increased Demand Response+Reduced Rankine Availability+Delayed Build+Constrained Operational Capacity+Low Wind & Solar | 570.5373 | 1260.6492 | 1466.6186
2033 | NIWCM | Low Demand Growth+High Gas Supply+Increased Demand Response+Reduced Rankine Availability+Delayed Build+Constrained Operational Capacity+Low Wind & Solar | 531.4618 | 1232.8532 | 1492.6593
2034 | NIWCM | Low Demand Growth+High Gas Supply+Increased Demand Response+Reduced Rankine Availability+Delayed Build+Constrained Operational Capacity+Low Wind & Solar | 424.0916 | 1134.1839 | 1414.744
2035 | NIWCM | Low Demand Growth+High Gas Supply+Increased Demand Response+Reduced Rankine Availability+Delayed Build+Constrained Operational Capacity+Low Wind & Solar | 302.0879 | 1043.6678 | 1335.0673
2026 | SIWEM_PERC | Low Demand Growth+High Gas Supply+Increased Demand Response+Reduced Rankine Availability+Delayed Build+Constrained Operational Capacity+Low Wind & Solar | 42.2261 | 42.2261 | 42.2261
2027 | SIWEM_PERC | Low Demand Growth+High Gas Supply+Increased Demand Response+Reduced Rankine Availability+Delayed Build+Constrained Operational Capacity+Low Wind & Solar | 26.0896 | 26.1581 | 26.1818
2028 | SIWEM_PERC | Low Demand Growth+High Gas Supply+Increased Demand Response+Reduced Rankine Availability+Delayed Build+Constrained Operational Capacity+Low Wind & Solar | 34.7315 | 38.5544 | 39.3864
2029 | SIWEM_PERC | Low Demand Growth+High Gas Supply+Increased Demand Response+Reduced Rankine Availability+Delayed Build+Constrained Operational Capacity+Low Wind & Solar | 51.5833 | 56.4476 | 56.4476
2030 | SIWEM_PERC | Low Demand Growth+High Gas Supply+Increased Demand Response+Reduced Rankine Availability+Delayed Build+Constrained Operational Capacity+Low Wind & Solar | 50.2289 | 62.3997 | 75.3551
2031 | SIWEM_PERC | Low Demand Growth+High Gas Supply+Increased Demand Response+Reduced Rankine Availability+Delayed Build+Constrained Operational Capacity+Low Wind & Solar | 47.0681 | 58.9748 | 73.5704
2032 | SIWEM_PERC | Low Demand Growth+High Gas Supply+Increased Demand Response+Reduced Rankine Availability+Delayed Build+Constrained Operational Capacity+Low Wind & Solar | 43.3117 | 58.1629 | 77.824
2033 | SIWEM_PERC | Low Demand Growth+High Gas Supply+Increased Demand Response+Reduced Rankine Availability+Delayed Build+Constrained Operational Capacity+Low Wind & Solar | 38.8612 | 55.8575 | 79.9883
2034 | SIWEM_PERC | Low Demand Growth+High Gas Supply+Increased Demand Response+Reduced Rankine Availability+Delayed Build+Constrained Operational Capacity+Low Wind & Solar | 34.3057 | 53.6858 | 77.458
2035 | SIWEM_PERC | Low Demand Growth+High Gas Supply+Increased Demand Response+Reduced Rankine Availability+Delayed Build+Constrained Operational Capacity+Low Wind & Solar | 28.2456 | 50.9362 | 74.2598
2026 | NZWEM_PERC | Low Demand Growth+High Gas Supply+Increased Demand Response+Reduced Rankine Availability+Delayed Build+Upgraded HVDC | 16.8291 | 16.8291 | 16.8291
2027 | NZWEM_PERC | Low Demand Growth+High Gas Supply+Increased Demand Response+Reduced Rankine Availability+Delayed Build+Upgraded HVDC | 10.8523 | 11.0026 | 11.181
2028 | NZWEM_PERC | Low Demand Growth+High Gas Supply+Increased Demand Response+Reduced Rankine Availability+Delayed Build+Upgraded HVDC | 14.5374 | 16.0744 | 16.4089
2029 | NZWEM_PERC | Low Demand Growth+High Gas Supply+Increased Demand Response+Reduced Rankine Availability+Delayed Build+Upgraded HVDC | 23.1501 | 26.2186 | 27.1717
2030 | NZWEM_PERC | Low Demand Growth+High Gas Supply+Increased Demand Response+Reduced Rankine Availability+Delayed Build+Upgraded HVDC | 22.4123 | 32.2206 | 40.5114
2031 | NZWEM_PERC | Low Demand Growth+High Gas Supply+Increased Demand Response+Reduced Rankine Availability+Delayed Build+Upgraded HVDC | 19.7892 | 32.7495 | 42.1107
2032 | NZWEM_PERC | Low Demand Growth+High Gas Supply+Increased Demand Response+Reduced Rankine Availability+Delayed Build+Upgraded HVDC | 17.9344 | 31.4156 | 46.8039
2033 | NZWEM_PERC | Low Demand Growth+High Gas Supply+Increased Demand Response+Reduced Rankine Availability+Delayed Build+Upgraded HVDC | 16.2846 | 29.6527 | 51.22
2034 | NZWEM_PERC | Low Demand Growth+High Gas Supply+Increased Demand Response+Reduced Rankine Availability+Delayed Build+Upgraded HVDC | 14.5811 | 28.1458 | 50.4486
2035 | NZWEM_PERC | Low Demand Growth+High Gas Supply+Increased Demand Response+Reduced Rankine Availability+Delayed Build+Upgraded HVDC | 12.3185 | 26.1087 | 49.805
2026 | NIWCM | Low Demand Growth+High Gas Supply+Increased Demand Response+Reduced Rankine Availability+Delayed Build+Upgraded HVDC | 1053.1748 | 1053.1748 | 1053.1748
2027 | NIWCM | Low Demand Growth+High Gas Supply+Increased Demand Response+Reduced Rankine Availability+Delayed Build+Upgraded HVDC | 1088.1781 | 1090.048 | 1092.5205
2028 | NIWCM | Low Demand Growth+High Gas Supply+Increased Demand Response+Reduced Rankine Availability+Delayed Build+Upgraded HVDC | 1357.208 | 1371.8893 | 1376.4258
2029 | NIWCM | Low Demand Growth+High Gas Supply+Increased Demand Response+Reduced Rankine Availability+Delayed Build+Upgraded HVDC | 1397.8083 | 1508.0887 | 1521.681
2030 | NIWCM | Low Demand Growth+High Gas Supply+Increased Demand Response+Reduced Rankine Availability+Delayed Build+Upgraded HVDC | 1441.0537 | 2047.0653 | 2211.253
2031 | NIWCM | Low Demand Growth+High Gas Supply+Increased Demand Response+Reduced Rankine Availability+Delayed Build+Upgraded HVDC | 1345.6383 | 2246.6017 | 2536.1671
2032 | NIWCM | Low Demand Growth+High Gas Supply+Increased Demand Response+Reduced Rankine Availability+Delayed Build+Upgraded HVDC | 1227.8529 | 2187.9013 | 2608.6502
2033 | NIWCM | Low Demand Growth+High Gas Supply+Increased Demand Response+Reduced Rankine Availability+Delayed Build+Upgraded HVDC | 1192.0456 | 2160.0206 | 2798.8633
2034 | NIWCM | Low Demand Growth+High Gas Supply+Increased Demand Response+Reduced Rankine Availability+Delayed Build+Upgraded HVDC | 1090.2871 | 2074.1939 | 2780.4374
2035 | NIWCM | Low Demand Growth+High Gas Supply+Increased Demand Response+Reduced Rankine Availability+Delayed Build+Upgraded HVDC | 971.2425 | 1982.8637 | 2794.0518
2026 | SIWEM_PERC | Low Demand Growth+High Gas Supply+Increased Demand Response+Reduced Rankine Availability+Delayed Build+Upgraded HVDC | 44.894 | 44.894 | 44.894
2027 | SIWEM_PERC | Low Demand Growth+High Gas Supply+Increased Demand Response+Reduced Rankine Availability+Delayed Build+Upgraded HVDC | 28.1728 | 28.5884 | 29.0815
2028 | SIWEM_PERC | Low Demand Growth+High Gas Supply+Increased Demand Response+Reduced Rankine Availability+Delayed Build+Upgraded HVDC | 38.2613 | 42.4974 | 43.4193
2029 | SIWEM_PERC | Low Demand Growth+High Gas Supply+Increased Demand Response+Reduced Rankine Availability+Delayed Build+Upgraded HVDC | 61.0343 | 69.2003 | 71.587
2030 | SIWEM_PERC | Low Demand Growth+High Gas Supply+Increased Demand Response+Reduced Rankine Availability+Delayed Build+Upgraded HVDC | 58.8729 | 84.5379 | 101.0565
2031 | SIWEM_PERC | Low Demand Growth+High Gas Supply+Increased Demand Response+Reduced Rankine Availability+Delayed Build+Upgraded HVDC | 52.0889 | 82.7489 | 98.922
2032 | SIWEM_PERC | Low Demand Growth+High Gas Supply+Increased Demand Response+Reduced Rankine Availability+Delayed Build+Upgraded HVDC | 47.2233 | 81.7205 | 103.5064
2033 | SIWEM_PERC | Low Demand Growth+High Gas Supply+Increased Demand Response+Reduced Rankine Availability+Delayed Build+Upgraded HVDC | 42.8656 | 77.607 | 105.7919
2034 | SIWEM_PERC | Low Demand Growth+High Gas Supply+Increased Demand Response+Reduced Rankine Availability+Delayed Build+Upgraded HVDC | 38.2506 | 73.7526 | 102.8781
2035 | SIWEM_PERC | Low Demand Growth+High Gas Supply+Increased Demand Response+Reduced Rankine Availability+Delayed Build+Upgraded HVDC | 32.1161 | 68.5791 | 99.2001
2026 | NZWEM_PERC | Low Demand Growth+High Gas Supply+Increased Demand Response+Reduced Rankine Availability+Delayed Build+Upgraded HVDC+Low Wind & Solar | 15.8688 | 15.8688 | 15.8688
2027 | NZWEM_PERC | Low Demand Growth+High Gas Supply+Increased Demand Response+Reduced Rankine Availability+Delayed Build+Upgraded HVDC+Low Wind & Solar | 9.8353 | 9.9709 | 10.1319
2028 | NZWEM_PERC | Low Demand Growth+High Gas Supply+Increased Demand Response+Reduced Rankine Availability+Delayed Build+Upgraded HVDC+Low Wind & Solar | 13.2566 | 14.6437 | 14.9456
2029 | NZWEM_PERC | Low Demand Growth+High Gas Supply+Increased Demand Response+Reduced Rankine Availability+Delayed Build+Upgraded HVDC+Low Wind & Solar | 21.6993 | 24.4685 | 25.3286
2030 | NZWEM_PERC | Low Demand Growth+High Gas Supply+Increased Demand Response+Reduced Rankine Availability+Delayed Build+Upgraded HVDC+Low Wind & Solar | 20.8674 | 29.719 | 37.2012
2031 | NZWEM_PERC | Low Demand Growth+High Gas Supply+Increased Demand Response+Reduced Rankine Availability+Delayed Build+Upgraded HVDC+Low Wind & Solar | 18.2793 | 29.9754 | 38.4236
2032 | NZWEM_PERC | Low Demand Growth+High Gas Supply+Increased Demand Response+Reduced Rankine Availability+Delayed Build+Upgraded HVDC+Low Wind & Solar | 16.4502 | 28.6165 | 42.5439
2033 | NZWEM_PERC | Low Demand Growth+High Gas Supply+Increased Demand Response+Reduced Rankine Availability+Delayed Build+Upgraded HVDC+Low Wind & Solar | 14.8235 | 26.8971 | 46.4001
2034 | NZWEM_PERC | Low Demand Growth+High Gas Supply+Increased Demand Response+Reduced Rankine Availability+Delayed Build+Upgraded HVDC+Low Wind & Solar | 13.144 | 25.3949 | 45.5998
2035 | NZWEM_PERC | Low Demand Growth+High Gas Supply+Increased Demand Response+Reduced Rankine Availability+Delayed Build+Upgraded HVDC+Low Wind & Solar | 10.9125 | 23.4175 | 44.8782
2026 | NIWCM | Low Demand Growth+High Gas Supply+Increased Demand Response+Reduced Rankine Availability+Delayed Build+Upgraded HVDC+Low Wind & Solar | 1053.1748 | 1053.1748 | 1053.1748
2027 | NIWCM | Low Demand Growth+High Gas Supply+Increased Demand Response+Reduced Rankine Availability+Delayed Build+Upgraded HVDC+Low Wind & Solar | 1088.1781 | 1090.048 | 1092.5205
2028 | NIWCM | Low Demand Growth+High Gas Supply+Increased Demand Response+Reduced Rankine Availability+Delayed Build+Upgraded HVDC+Low Wind & Solar | 1357.208 | 1371.8893 | 1376.4258
2029 | NIWCM | Low Demand Growth+High Gas Supply+Increased Demand Response+Reduced Rankine Availability+Delayed Build+Upgraded HVDC+Low Wind & Solar | 1397.8083 | 1508.0887 | 1521.681
2030 | NIWCM | Low Demand Growth+High Gas Supply+Increased Demand Response+Reduced Rankine Availability+Delayed Build+Upgraded HVDC+Low Wind & Solar | 1441.0537 | 2047.0653 | 2211.253
2031 | NIWCM | Low Demand Growth+High Gas Supply+Increased Demand Response+Reduced Rankine Availability+Delayed Build+Upgraded HVDC+Low Wind & Solar | 1345.6383 | 2246.6017 | 2536.1671
2032 | NIWCM | Low Demand Growth+High Gas Supply+Increased Demand Response+Reduced Rankine Availability+Delayed Build+Upgraded HVDC+Low Wind & Solar | 1227.8529 | 2187.9013 | 2608.6502
2033 | NIWCM | Low Demand Growth+High Gas Supply+Increased Demand Response+Reduced Rankine Availability+Delayed Build+Upgraded HVDC+Low Wind & Solar | 1192.0456 | 2160.0206 | 2798.8633
2034 | NIWCM | Low Demand Growth+High Gas Supply+Increased Demand Response+Reduced Rankine Availability+Delayed Build+Upgraded HVDC+Low Wind & Solar | 1090.2871 | 2074.1939 | 2780.4374
2035 | NIWCM | Low Demand Growth+High Gas Supply+Increased Demand Response+Reduced Rankine Availability+Delayed Build+Upgraded HVDC+Low Wind & Solar | 971.2425 | 1982.8637 | 2794.0518
2026 | SIWEM_PERC | Low Demand Growth+High Gas Supply+Increased Demand Response+Reduced Rankine Availability+Delayed Build+Upgraded HVDC+Low Wind & Solar | 42.2261 | 42.2261 | 42.2261
2027 | SIWEM_PERC | Low Demand Growth+High Gas Supply+Increased Demand Response+Reduced Rankine Availability+Delayed Build+Upgraded HVDC+Low Wind & Solar | 26.0896 | 26.1581 | 26.1818
2028 | SIWEM_PERC | Low Demand Growth+High Gas Supply+Increased Demand Response+Reduced Rankine Availability+Delayed Build+Upgraded HVDC+Low Wind & Solar | 34.7315 | 38.5544 | 39.3864
2029 | SIWEM_PERC | Low Demand Growth+High Gas Supply+Increased Demand Response+Reduced Rankine Availability+Delayed Build+Upgraded HVDC+Low Wind & Solar | 57.3222 | 64.6918 | 66.8457
2030 | SIWEM_PERC | Low Demand Growth+High Gas Supply+Increased Demand Response+Reduced Rankine Availability+Delayed Build+Upgraded HVDC+Low Wind & Solar | 54.926 | 78.0878 | 97.2886
2031 | SIWEM_PERC | Low Demand Growth+High Gas Supply+Increased Demand Response+Reduced Rankine Availability+Delayed Build+Upgraded HVDC+Low Wind & Solar | 48.2277 | 78.4881 | 95.0281
2032 | SIWEM_PERC | Low Demand Growth+High Gas Supply+Increased Demand Response+Reduced Rankine Availability+Delayed Build+Upgraded HVDC+Low Wind & Solar | 43.3117 | 74.996 | 98.9073
2033 | SIWEM_PERC | Low Demand Growth+High Gas Supply+Increased Demand Response+Reduced Rankine Availability+Delayed Build+Upgraded HVDC+Low Wind & Solar | 38.8612 | 70.5122 | 100.7478
2034 | SIWEM_PERC | Low Demand Growth+High Gas Supply+Increased Demand Response+Reduced Rankine Availability+Delayed Build+Upgraded HVDC+Low Wind & Solar | 34.3057 | 66.6618 | 97.9089
2035 | SIWEM_PERC | Low Demand Growth+High Gas Supply+Increased Demand Response+Reduced Rankine Availability+Delayed Build+Upgraded HVDC+Low Wind & Solar | 28.2456 | 61.6221 | 94.3247
2026 | NZWEM_PERC | Low Demand Growth+High Gas Supply+Increased Demand Response+Reduced Rankine Availability+Delayed Build+Upgraded HVDC+Constrained Operational Capacity | 16.8291 | 16.8291 | 16.8291
2027 | NZWEM_PERC | Low Demand Growth+High Gas Supply+Increased Demand Response+Reduced Rankine Availability+Delayed Build+Upgraded HVDC+Constrained Operational Capacity | 10.8523 | 11.0026 | 11.181
2028 | NZWEM_PERC | Low Demand Growth+High Gas Supply+Increased Demand Response+Reduced Rankine Availability+Delayed Build+Upgraded HVDC+Constrained Operational Capacity | 14.5374 | 16.0744 | 16.4089
2029 | NZWEM_PERC | Low Demand Growth+High Gas Supply+Increased Demand Response+Reduced Rankine Availability+Delayed Build+Upgraded HVDC+Constrained Operational Capacity | 23.1501 | 26.2186 | 27.1717
2030 | NZWEM_PERC | Low Demand Growth+High Gas Supply+Increased Demand Response+Reduced Rankine Availability+Delayed Build+Upgraded HVDC+Constrained Operational Capacity | 22.4123 | 32.2206 | 40.5114
2031 | NZWEM_PERC | Low Demand Growth+High Gas Supply+Increased Demand Response+Reduced Rankine Availability+Delayed Build+Upgraded HVDC+Constrained Operational Capacity | 19.7892 | 32.7495 | 42.1107
2032 | NZWEM_PERC | Low Demand Growth+High Gas Supply+Increased Demand Response+Reduced Rankine Availability+Delayed Build+Upgraded HVDC+Constrained Operational Capacity | 17.9344 | 31.4156 | 46.8039
2033 | NZWEM_PERC | Low Demand Growth+High Gas Supply+Increased Demand Response+Reduced Rankine Availability+Delayed Build+Upgraded HVDC+Constrained Operational Capacity | 16.2846 | 29.6527 | 51.22
2034 | NZWEM_PERC | Low Demand Growth+High Gas Supply+Increased Demand Response+Reduced Rankine Availability+Delayed Build+Upgraded HVDC+Constrained Operational Capacity | 14.5811 | 28.1458 | 50.4486
2035 | NZWEM_PERC | Low Demand Growth+High Gas Supply+Increased Demand Response+Reduced Rankine Availability+Delayed Build+Upgraded HVDC+Constrained Operational Capacity | 12.3185 | 26.1087 | 49.805
2026 | NIWCM | Low Demand Growth+High Gas Supply+Increased Demand Response+Reduced Rankine Availability+Delayed Build+Upgraded HVDC+Constrained Operational Capacity | 531.3464 | 531.3464 | 531.3464
2027 | NIWCM | Low Demand Growth+High Gas Supply+Increased Demand Response+Reduced Rankine Availability+Delayed Build+Upgraded HVDC+Constrained Operational Capacity | 558.0602 | 558.0602 | 558.0602
2028 | NIWCM | Low Demand Growth+High Gas Supply+Increased Demand Response+Reduced Rankine Availability+Delayed Build+Upgraded HVDC+Constrained Operational Capacity | 777.5357 | 777.5357 | 777.5357
2029 | NIWCM | Low Demand Growth+High Gas Supply+Increased Demand Response+Reduced Rankine Availability+Delayed Build+Upgraded HVDC+Constrained Operational Capacity | 776.6493 | 858.505 | 858.505
2030 | NIWCM | Low Demand Growth+High Gas Supply+Increased Demand Response+Reduced Rankine Availability+Delayed Build+Upgraded HVDC+Constrained Operational Capacity | 787.433 | 1288.9047 | 1400.3312
2031 | NIWCM | Low Demand Growth+High Gas Supply+Increased Demand Response+Reduced Rankine Availability+Delayed Build+Upgraded HVDC+Constrained Operational Capacity | 688.0584 | 1329.1385 | 1482.6596
2032 | NIWCM | Low Demand Growth+High Gas Supply+Increased Demand Response+Reduced Rankine Availability+Delayed Build+Upgraded HVDC+Constrained Operational Capacity | 570.534 | 1260.6375 | 1466.7678
2033 | NIWCM | Low Demand Growth+High Gas Supply+Increased Demand Response+Reduced Rankine Availability+Delayed Build+Upgraded HVDC+Constrained Operational Capacity | 531.4627 | 1232.8545 | 1492.8087
2034 | NIWCM | Low Demand Growth+High Gas Supply+Increased Demand Response+Reduced Rankine Availability+Delayed Build+Upgraded HVDC+Constrained Operational Capacity | 424.0914 | 1134.1863 | 1414.6968
2035 | NIWCM | Low Demand Growth+High Gas Supply+Increased Demand Response+Reduced Rankine Availability+Delayed Build+Upgraded HVDC+Constrained Operational Capacity | 302.088 | 1043.6666 | 1335.0803
2026 | SIWEM_PERC | Low Demand Growth+High Gas Supply+Increased Demand Response+Reduced Rankine Availability+Delayed Build+Upgraded HVDC+Constrained Operational Capacity | 44.894 | 44.894 | 44.894
2027 | SIWEM_PERC | Low Demand Growth+High Gas Supply+Increased Demand Response+Reduced Rankine Availability+Delayed Build+Upgraded HVDC+Constrained Operational Capacity | 28.1728 | 28.5884 | 29.0815
2028 | SIWEM_PERC | Low Demand Growth+High Gas Supply+Increased Demand Response+Reduced Rankine Availability+Delayed Build+Upgraded HVDC+Constrained Operational Capacity | 38.2613 | 42.4974 | 43.4193
2029 | SIWEM_PERC | Low Demand Growth+High Gas Supply+Increased Demand Response+Reduced Rankine Availability+Delayed Build+Upgraded HVDC+Constrained Operational Capacity | 61.0343 | 69.2003 | 71.587
2030 | SIWEM_PERC | Low Demand Growth+High Gas Supply+Increased Demand Response+Reduced Rankine Availability+Delayed Build+Upgraded HVDC+Constrained Operational Capacity | 58.8729 | 84.5379 | 101.0565
2031 | SIWEM_PERC | Low Demand Growth+High Gas Supply+Increased Demand Response+Reduced Rankine Availability+Delayed Build+Upgraded HVDC+Constrained Operational Capacity | 52.0889 | 82.7489 | 98.922
2032 | SIWEM_PERC | Low Demand Growth+High Gas Supply+Increased Demand Response+Reduced Rankine Availability+Delayed Build+Upgraded HVDC+Constrained Operational Capacity | 47.2233 | 81.7205 | 103.5064
2033 | SIWEM_PERC | Low Demand Growth+High Gas Supply+Increased Demand Response+Reduced Rankine Availability+Delayed Build+Upgraded HVDC+Constrained Operational Capacity | 42.8656 | 77.607 | 105.7919
2034 | SIWEM_PERC | Low Demand Growth+High Gas Supply+Increased Demand Response+Reduced Rankine Availability+Delayed Build+Upgraded HVDC+Constrained Operational Capacity | 38.2506 | 73.7526 | 102.8781
2035 | SIWEM_PERC | Low Demand Growth+High Gas Supply+Increased Demand Response+Reduced Rankine Availability+Delayed Build+Upgraded HVDC+Constrained Operational Capacity | 32.1161 | 68.5791 | 99.2001
2026 | NZWEM_PERC | Low Demand Growth+High Gas Supply+Increased Demand Response+Reduced Rankine Availability+Delayed Build+Upgraded HVDC+Constrained Operational Capacity+Low Wind & Solar | 15.8688 | 15.8688 | 15.8688
2027 | NZWEM_PERC | Low Demand Growth+High Gas Supply+Increased Demand Response+Reduced Rankine Availability+Delayed Build+Upgraded HVDC+Constrained Operational Capacity+Low Wind & Solar | 9.8353 | 9.9709 | 10.1319
2028 | NZWEM_PERC | Low Demand Growth+High Gas Supply+Increased Demand Response+Reduced Rankine Availability+Delayed Build+Upgraded HVDC+Constrained Operational Capacity+Low Wind & Solar | 13.2566 | 14.6437 | 14.9456
2029 | NZWEM_PERC | Low Demand Growth+High Gas Supply+Increased Demand Response+Reduced Rankine Availability+Delayed Build+Upgraded HVDC+Constrained Operational Capacity+Low Wind & Solar | 21.6993 | 24.4685 | 25.3286
2030 | NZWEM_PERC | Low Demand Growth+High Gas Supply+Increased Demand Response+Reduced Rankine Availability+Delayed Build+Upgraded HVDC+Constrained Operational Capacity+Low Wind & Solar | 20.8674 | 29.719 | 37.2012
2031 | NZWEM_PERC | Low Demand Growth+High Gas Supply+Increased Demand Response+Reduced Rankine Availability+Delayed Build+Upgraded HVDC+Constrained Operational Capacity+Low Wind & Solar | 18.2793 | 29.9754 | 38.4236
2032 | NZWEM_PERC | Low Demand Growth+High Gas Supply+Increased Demand Response+Reduced Rankine Availability+Delayed Build+Upgraded HVDC+Constrained Operational Capacity+Low Wind & Solar | 16.4502 | 28.6165 | 42.5439
2033 | NZWEM_PERC | Low Demand Growth+High Gas Supply+Increased Demand Response+Reduced Rankine Availability+Delayed Build+Upgraded HVDC+Constrained Operational Capacity+Low Wind & Solar | 14.8235 | 26.8971 | 46.4001
2034 | NZWEM_PERC | Low Demand Growth+High Gas Supply+Increased Demand Response+Reduced Rankine Availability+Delayed Build+Upgraded HVDC+Constrained Operational Capacity+Low Wind & Solar | 13.144 | 25.3949 | 45.5998
2035 | NZWEM_PERC | Low Demand Growth+High Gas Supply+Increased Demand Response+Reduced Rankine Availability+Delayed Build+Upgraded HVDC+Constrained Operational Capacity+Low Wind & Solar | 10.9125 | 23.4175 | 44.8782
2026 | NIWCM | Low Demand Growth+High Gas Supply+Increased Demand Response+Reduced Rankine Availability+Delayed Build+Upgraded HVDC+Constrained Operational Capacity+Low Wind & Solar | 531.3464 | 531.3464 | 531.3464
2027 | NIWCM | Low Demand Growth+High Gas Supply+Increased Demand Response+Reduced Rankine Availability+Delayed Build+Upgraded HVDC+Constrained Operational Capacity+Low Wind & Solar | 558.0602 | 558.0602 | 558.0602
2028 | NIWCM | Low Demand Growth+High Gas Supply+Increased Demand Response+Reduced Rankine Availability+Delayed Build+Upgraded HVDC+Constrained Operational Capacity+Low Wind & Solar | 777.5357 | 777.5357 | 777.5357
2029 | NIWCM | Low Demand Growth+High Gas Supply+Increased Demand Response+Reduced Rankine Availability+Delayed Build+Upgraded HVDC+Constrained Operational Capacity+Low Wind & Solar | 776.6493 | 858.505 | 858.505
2030 | NIWCM | Low Demand Growth+High Gas Supply+Increased Demand Response+Reduced Rankine Availability+Delayed Build+Upgraded HVDC+Constrained Operational Capacity+Low Wind & Solar | 787.433 | 1288.9047 | 1400.3312
2031 | NIWCM | Low Demand Growth+High Gas Supply+Increased Demand Response+Reduced Rankine Availability+Delayed Build+Upgraded HVDC+Constrained Operational Capacity+Low Wind & Solar | 688.0584 | 1329.1385 | 1482.6596
2032 | NIWCM | Low Demand Growth+High Gas Supply+Increased Demand Response+Reduced Rankine Availability+Delayed Build+Upgraded HVDC+Constrained Operational Capacity+Low Wind & Solar | 570.534 | 1260.6375 | 1466.7678
2033 | NIWCM | Low Demand Growth+High Gas Supply+Increased Demand Response+Reduced Rankine Availability+Delayed Build+Upgraded HVDC+Constrained Operational Capacity+Low Wind & Solar | 531.4627 | 1232.8545 | 1492.8087
2034 | NIWCM | Low Demand Growth+High Gas Supply+Increased Demand Response+Reduced Rankine Availability+Delayed Build+Upgraded HVDC+Constrained Operational Capacity+Low Wind & Solar | 424.0914 | 1134.1863 | 1414.6968
2035 | NIWCM | Low Demand Growth+High Gas Supply+Increased Demand Response+Reduced Rankine Availability+Delayed Build+Upgraded HVDC+Constrained Operational Capacity+Low Wind & Solar | 302.088 | 1043.6666 | 1335.0803
2026 | SIWEM_PERC | Low Demand Growth+High Gas Supply+Increased Demand Response+Reduced Rankine Availability+Delayed Build+Upgraded HVDC+Constrained Operational Capacity+Low Wind & Solar | 42.2261 | 42.2261 | 42.2261
2027 | SIWEM_PERC | Low Demand Growth+High Gas Supply+Increased Demand Response+Reduced Rankine Availability+Delayed Build+Upgraded HVDC+Constrained Operational Capacity+Low Wind & Solar | 26.0896 | 26.1581 | 26.1818
2028 | SIWEM_PERC | Low Demand Growth+High Gas Supply+Increased Demand Response+Reduced Rankine Availability+Delayed Build+Upgraded HVDC+Constrained Operational Capacity+Low Wind & Solar | 34.7315 | 38.5544 | 39.3864
2029 | SIWEM_PERC | Low Demand Growth+High Gas Supply+Increased Demand Response+Reduced Rankine Availability+Delayed Build+Upgraded HVDC+Constrained Operational Capacity+Low Wind & Solar | 57.3222 | 64.6918 | 66.8457
2030 | SIWEM_PERC | Low Demand Growth+High Gas Supply+Increased Demand Response+Reduced Rankine Availability+Delayed Build+Upgraded HVDC+Constrained Operational Capacity+Low Wind & Solar | 54.926 | 78.0878 | 97.2886
2031 | SIWEM_PERC | Low Demand Growth+High Gas Supply+Increased Demand Response+Reduced Rankine Availability+Delayed Build+Upgraded HVDC+Constrained Operational Capacity+Low Wind & Solar | 48.2277 | 78.4881 | 95.0281
2032 | SIWEM_PERC | Low Demand Growth+High Gas Supply+Increased Demand Response+Reduced Rankine Availability+Delayed Build+Upgraded HVDC+Constrained Operational Capacity+Low Wind & Solar | 43.3117 | 74.996 | 98.9073
2033 | SIWEM_PERC | Low Demand Growth+High Gas Supply+Increased Demand Response+Reduced Rankine Availability+Delayed Build+Upgraded HVDC+Constrained Operational Capacity+Low Wind & Solar | 38.8612 | 70.5122 | 100.7478
2034 | SIWEM_PERC | Low Demand Growth+High Gas Supply+Increased Demand Response+Reduced Rankine Availability+Delayed Build+Upgraded HVDC+Constrained Operational Capacity+Low Wind & Solar | 34.3057 | 66.6618 | 97.9089
2035 | SIWEM_PERC | Low Demand Growth+High Gas Supply+Increased Demand Response+Reduced Rankine Availability+Delayed Build+Upgraded HVDC+Constrained Operational Capacity+Low Wind & Solar | 28.2456 | 61.6221 | 94.3247
2026 | NZWEM_PERC | Low Demand Growth+Ref Gas Supply+Methanex Stays | 24.5514 | 24.6112 | 24.6112
2027 | NZWEM_PERC | Low Demand Growth+Ref Gas Supply+Methanex Stays | 23.4661 | 25.41 | 25.7461
2028 | NZWEM_PERC | Low Demand Growth+Ref Gas Supply+Methanex Stays | 23.7475 | 32.3406 | 37.1066
2029 | NZWEM_PERC | Low Demand Growth+Ref Gas Supply+Methanex Stays | 22.0979 | 34.3494 | 44.0427
2030 | NZWEM_PERC | Low Demand Growth+Ref Gas Supply+Methanex Stays | 20.8367 | 35.3657 | 51.3018
2031 | NZWEM_PERC | Low Demand Growth+Ref Gas Supply+Methanex Stays | 17.7198 | 32.0192 | 54.1933
2032 | NZWEM_PERC | Low Demand Growth+Ref Gas Supply+Methanex Stays | 15.8344 | 30.3183 | 53.2354
2033 | NZWEM_PERC | Low Demand Growth+Ref Gas Supply+Methanex Stays | 14.0884 | 28.3469 | 52.8478
2034 | NZWEM_PERC | Low Demand Growth+Ref Gas Supply+Methanex Stays | 12.6716 | 27.1686 | 51.2661
2035 | NZWEM_PERC | Low Demand Growth+Ref Gas Supply+Methanex Stays | 10.4492 | 24.7362 | 48.3115
2026 | NIWCM | Low Demand Growth+Ref Gas Supply+Methanex Stays | 1191.4351 | 1192.2349 | 1192.2349
2027 | NIWCM | Low Demand Growth+Ref Gas Supply+Methanex Stays | 1557.5564 | 1585.4149 | 1589.9514
2028 | NIWCM | Low Demand Growth+Ref Gas Supply+Methanex Stays | 1691.982 | 2252.2616 | 2291.2072
2029 | NIWCM | Low Demand Growth+Ref Gas Supply+Methanex Stays | 1669.9339 | 2480.1561 | 2697.8453
2030 | NIWCM | Low Demand Growth+Ref Gas Supply+Methanex Stays | 1553.9546 | 2464.6366 | 2829.8835
2031 | NIWCM | Low Demand Growth+Ref Gas Supply+Methanex Stays | 1467.1153 | 2424.3154 | 2981.1502
2032 | NIWCM | Low Demand Growth+Ref Gas Supply+Methanex Stays | 1346.0248 | 2344.8036 | 2951.5172
2033 | NIWCM | Low Demand Growth+Ref Gas Supply+Methanex Stays | 1230.5606 | 2244.2983 | 2945.4076
2034 | NIWCM | Low Demand Growth+Ref Gas Supply+Methanex Stays | 1119.9072 | 2183.9982 | 2988.5705
2035 | NIWCM | Low Demand Growth+Ref Gas Supply+Methanex Stays | 994.219 | 2073.4482 | 2903.1288
2026 | SIWEM_PERC | Low Demand Growth+Ref Gas Supply+Methanex Stays | 55.9618 | 55.9618 | 55.9618
2027 | SIWEM_PERC | Low Demand Growth+Ref Gas Supply+Methanex Stays | 54.8105 | 57.5499 | 57.5499
2028 | SIWEM_PERC | Low Demand Growth+Ref Gas Supply+Methanex Stays | 54.8446 | 68.665 | 76.4172
2029 | SIWEM_PERC | Low Demand Growth+Ref Gas Supply+Methanex Stays | 52.7546 | 66.3794 | 83.0811
2030 | SIWEM_PERC | Low Demand Growth+Ref Gas Supply+Methanex Stays | 49.4932 | 64.9092 | 87.3057
2031 | SIWEM_PERC | Low Demand Growth+Ref Gas Supply+Methanex Stays | 46.22 | 61.2884 | 88.5761
2032 | SIWEM_PERC | Low Demand Growth+Ref Gas Supply+Methanex Stays | 41.3389 | 58.492 | 85.2852
2033 | SIWEM_PERC | Low Demand Growth+Ref Gas Supply+Methanex Stays | 36.5203 | 56.0874 | 82.4535
2034 | SIWEM_PERC | Low Demand Growth+Ref Gas Supply+Methanex Stays | 32.6441 | 53.8235 | 79.7831
2035 | SIWEM_PERC | Low Demand Growth+Ref Gas Supply+Methanex Stays | 26.5772 | 50.9627 | 76.4144
2026 | NZWEM_PERC | Low Demand Growth+Ref Gas Supply+Methanex Stays+Low Wind & Solar | 23.2955 | 23.3495 | 23.3495
2027 | NZWEM_PERC | Low Demand Growth+Ref Gas Supply+Methanex Stays+Low Wind & Solar | 22.0406 | 23.7949 | 24.0982
2028 | NZWEM_PERC | Low Demand Growth+Ref Gas Supply+Methanex Stays+Low Wind & Solar | 22.2143 | 29.9692 | 34.2704
2029 | NZWEM_PERC | Low Demand Growth+Ref Gas Supply+Methanex Stays+Low Wind & Solar | 20.5344 | 31.5909 | 40.3388
2030 | NZWEM_PERC | Low Demand Growth+Ref Gas Supply+Methanex Stays+Low Wind & Solar | 19.2996 | 32.467 | 46.8901
2031 | NZWEM_PERC | Low Demand Growth+Ref Gas Supply+Methanex Stays+Low Wind & Solar | 16.2176 | 29.1861 | 49.2379
2032 | NZWEM_PERC | Low Demand Growth+Ref Gas Supply+Methanex Stays+Low Wind & Solar | 14.3577 | 27.4917 | 48.253
2033 | NZWEM_PERC | Low Demand Growth+Ref Gas Supply+Methanex Stays+Low Wind & Solar | 12.6347 | 25.5643 | 47.7537
2034 | NZWEM_PERC | Low Demand Growth+Ref Gas Supply+Methanex Stays+Low Wind & Solar | 11.2418 | 24.4318 | 46.2559
2035 | NZWEM_PERC | Low Demand Growth+Ref Gas Supply+Methanex Stays+Low Wind & Solar | 9.0504 | 22.0587 | 43.4098
2026 | NIWCM | Low Demand Growth+Ref Gas Supply+Methanex Stays+Low Wind & Solar | 1191.4351 | 1192.2349 | 1192.2349
2027 | NIWCM | Low Demand Growth+Ref Gas Supply+Methanex Stays+Low Wind & Solar | 1557.5564 | 1585.4149 | 1589.9514
2028 | NIWCM | Low Demand Growth+Ref Gas Supply+Methanex Stays+Low Wind & Solar | 1691.982 | 2252.2616 | 2291.2072
2029 | NIWCM | Low Demand Growth+Ref Gas Supply+Methanex Stays+Low Wind & Solar | 1669.9339 | 2480.1561 | 2697.8453
2030 | NIWCM | Low Demand Growth+Ref Gas Supply+Methanex Stays+Low Wind & Solar | 1553.9546 | 2464.6366 | 2829.8835
2031 | NIWCM | Low Demand Growth+Ref Gas Supply+Methanex Stays+Low Wind & Solar | 1467.1153 | 2424.3154 | 2981.1502
2032 | NIWCM | Low Demand Growth+Ref Gas Supply+Methanex Stays+Low Wind & Solar | 1346.0248 | 2344.8036 | 2951.5172
2033 | NIWCM | Low Demand Growth+Ref Gas Supply+Methanex Stays+Low Wind & Solar | 1230.5606 | 2244.2983 | 2945.4076
2034 | NIWCM | Low Demand Growth+Ref Gas Supply+Methanex Stays+Low Wind & Solar | 1119.9072 | 2183.9982 | 2988.5705
2035 | NIWCM | Low Demand Growth+Ref Gas Supply+Methanex Stays+Low Wind & Solar | 994.219 | 2073.4482 | 2903.1288
2026 | SIWEM_PERC | Low Demand Growth+Ref Gas Supply+Methanex Stays+Low Wind & Solar | 55.1095 | 55.1095 | 55.1095
2027 | SIWEM_PERC | Low Demand Growth+Ref Gas Supply+Methanex Stays+Low Wind & Solar | 53.9143 | 56.3865 | 56.3865
2028 | SIWEM_PERC | Low Demand Growth+Ref Gas Supply+Methanex Stays+Low Wind & Solar | 53.7661 | 66.2385 | 73.2346
2029 | SIWEM_PERC | Low Demand Growth+Ref Gas Supply+Methanex Stays+Low Wind & Solar | 51.6913 | 63.9873 | 79.06
2030 | SIWEM_PERC | Low Demand Growth+Ref Gas Supply+Methanex Stays+Low Wind & Solar | 48.4532 | 62.3656 | 82.5777
2031 | SIWEM_PERC | Low Demand Growth+Ref Gas Supply+Methanex Stays+Low Wind & Solar | 42.4939 | 58.8022 | 83.4284
2032 | SIWEM_PERC | Low Demand Growth+Ref Gas Supply+Methanex Stays+Low Wind & Solar | 37.3263 | 56.0508 | 80.2308
2033 | SIWEM_PERC | Low Demand Growth+Ref Gas Supply+Methanex Stays+Low Wind & Solar | 32.5717 | 53.6851 | 77.4796
2034 | SIWEM_PERC | Low Demand Growth+Ref Gas Supply+Methanex Stays+Low Wind & Solar | 28.7563 | 51.4583 | 74.8859
2035 | SIWEM_PERC | Low Demand Growth+Ref Gas Supply+Methanex Stays+Low Wind & Solar | 22.7656 | 48.6438 | 71.6131
2026 | NZWEM_PERC | Low Demand Growth+Ref Gas Supply+Methanex Stays+Constrained Operational Capacity | 24.5514 | 24.6112 | 24.6112
2027 | NZWEM_PERC | Low Demand Growth+Ref Gas Supply+Methanex Stays+Constrained Operational Capacity | 23.4661 | 25.41 | 25.7461
2028 | NZWEM_PERC | Low Demand Growth+Ref Gas Supply+Methanex Stays+Constrained Operational Capacity | 23.7475 | 32.3406 | 37.1066
2029 | NZWEM_PERC | Low Demand Growth+Ref Gas Supply+Methanex Stays+Constrained Operational Capacity | 22.0979 | 34.3494 | 44.0427
2030 | NZWEM_PERC | Low Demand Growth+Ref Gas Supply+Methanex Stays+Constrained Operational Capacity | 20.8367 | 35.3657 | 51.3018
2031 | NZWEM_PERC | Low Demand Growth+Ref Gas Supply+Methanex Stays+Constrained Operational Capacity | 17.7198 | 32.0192 | 54.1933
2032 | NZWEM_PERC | Low Demand Growth+Ref Gas Supply+Methanex Stays+Constrained Operational Capacity | 15.8344 | 30.3183 | 53.2354
2033 | NZWEM_PERC | Low Demand Growth+Ref Gas Supply+Methanex Stays+Constrained Operational Capacity | 14.0884 | 28.3469 | 52.8478
2034 | NZWEM_PERC | Low Demand Growth+Ref Gas Supply+Methanex Stays+Constrained Operational Capacity | 12.6716 | 27.1686 | 51.2661
2035 | NZWEM_PERC | Low Demand Growth+Ref Gas Supply+Methanex Stays+Constrained Operational Capacity | 10.4492 | 24.7362 | 48.3115
2026 | NIWCM | Low Demand Growth+Ref Gas Supply+Methanex Stays+Constrained Operational Capacity | 604.1196 | 604.1196 | 604.1196
2027 | NIWCM | Low Demand Growth+Ref Gas Supply+Methanex Stays+Constrained Operational Capacity | 939.6101 | 943.4979 | 943.4979
2028 | NIWCM | Low Demand Growth+Ref Gas Supply+Methanex Stays+Constrained Operational Capacity | 1048.7594 | 1536.2788 | 1543.3608
2029 | NIWCM | Low Demand Growth+Ref Gas Supply+Methanex Stays+Constrained Operational Capacity | 1012.8328 | 1654.2944 | 1807.2858
2030 | NIWCM | Low Demand Growth+Ref Gas Supply+Methanex Stays+Constrained Operational Capacity | 896.6462 | 1614.0679 | 1819.7647
2031 | NIWCM | Low Demand Growth+Ref Gas Supply+Methanex Stays+Constrained Operational Capacity | 805.9979 | 1535.3563 | 1795.1785
2032 | NIWCM | Low Demand Growth+Ref Gas Supply+Methanex Stays+Constrained Operational Capacity | 678.4312 | 1417.616 | 1697.9734
2033 | NIWCM | Low Demand Growth+Ref Gas Supply+Methanex Stays+Constrained Operational Capacity | 561.367 | 1303.4536 | 1596.4557
2034 | NIWCM | Low Demand Growth+Ref Gas Supply+Methanex Stays+Constrained Operational Capacity | 450.0023 | 1235.557 | 1610.6233
2035 | NIWCM | Low Demand Growth+Ref Gas Supply+Methanex Stays+Constrained Operational Capacity | 322.0374 | 1119.3844 | 1495.5036
2026 | SIWEM_PERC | Low Demand Growth+Ref Gas Supply+Methanex Stays+Constrained Operational Capacity | 55.9618 | 55.9618 | 55.9618
2027 | SIWEM_PERC | Low Demand Growth+Ref Gas Supply+Methanex Stays+Constrained Operational Capacity | 54.8105 | 57.5499 | 57.5499
2028 | SIWEM_PERC | Low Demand Growth+Ref Gas Supply+Methanex Stays+Constrained Operational Capacity | 54.8446 | 68.665 | 76.4172
2029 | SIWEM_PERC | Low Demand Growth+Ref Gas Supply+Methanex Stays+Constrained Operational Capacity | 52.7546 | 66.3794 | 83.0811
2030 | SIWEM_PERC | Low Demand Growth+Ref Gas Supply+Methanex Stays+Constrained Operational Capacity | 49.4932 | 64.9092 | 87.3057
2031 | SIWEM_PERC | Low Demand Growth+Ref Gas Supply+Methanex Stays+Constrained Operational Capacity | 46.22 | 61.2884 | 88.5761
2032 | SIWEM_PERC | Low Demand Growth+Ref Gas Supply+Methanex Stays+Constrained Operational Capacity | 41.3389 | 58.492 | 85.2852
2033 | SIWEM_PERC | Low Demand Growth+Ref Gas Supply+Methanex Stays+Constrained Operational Capacity | 36.5203 | 56.0874 | 82.4535
2034 | SIWEM_PERC | Low Demand Growth+Ref Gas Supply+Methanex Stays+Constrained Operational Capacity | 32.6441 | 53.8235 | 79.7831
2035 | SIWEM_PERC | Low Demand Growth+Ref Gas Supply+Methanex Stays+Constrained Operational Capacity | 26.5772 | 50.9627 | 76.4144
2026 | NZWEM_PERC | Low Demand Growth+Ref Gas Supply+Methanex Stays+Constrained Operational Capacity+Low Wind & Solar | 23.2955 | 23.3495 | 23.3495
2027 | NZWEM_PERC | Low Demand Growth+Ref Gas Supply+Methanex Stays+Constrained Operational Capacity+Low Wind & Solar | 22.0406 | 23.7949 | 24.0982
2028 | NZWEM_PERC | Low Demand Growth+Ref Gas Supply+Methanex Stays+Constrained Operational Capacity+Low Wind & Solar | 22.2143 | 29.9692 | 34.2704
2029 | NZWEM_PERC | Low Demand Growth+Ref Gas Supply+Methanex Stays+Constrained Operational Capacity+Low Wind & Solar | 20.5344 | 31.5909 | 40.3388
2030 | NZWEM_PERC | Low Demand Growth+Ref Gas Supply+Methanex Stays+Constrained Operational Capacity+Low Wind & Solar | 19.2996 | 32.467 | 46.8901
2031 | NZWEM_PERC | Low Demand Growth+Ref Gas Supply+Methanex Stays+Constrained Operational Capacity+Low Wind & Solar | 16.2176 | 29.1861 | 49.2379
2032 | NZWEM_PERC | Low Demand Growth+Ref Gas Supply+Methanex Stays+Constrained Operational Capacity+Low Wind & Solar | 14.3577 | 27.4917 | 48.253
2033 | NZWEM_PERC | Low Demand Growth+Ref Gas Supply+Methanex Stays+Constrained Operational Capacity+Low Wind & Solar | 12.6347 | 25.5643 | 47.7537
2034 | NZWEM_PERC | Low Demand Growth+Ref Gas Supply+Methanex Stays+Constrained Operational Capacity+Low Wind & Solar | 11.2418 | 24.4318 | 46.2559
2035 | NZWEM_PERC | Low Demand Growth+Ref Gas Supply+Methanex Stays+Constrained Operational Capacity+Low Wind & Solar | 9.0504 | 22.0587 | 43.4098
2026 | NIWCM | Low Demand Growth+Ref Gas Supply+Methanex Stays+Constrained Operational Capacity+Low Wind & Solar | 604.1196 | 604.1196 | 604.1196
2027 | NIWCM | Low Demand Growth+Ref Gas Supply+Methanex Stays+Constrained Operational Capacity+Low Wind & Solar | 939.6101 | 943.4979 | 943.4979
2028 | NIWCM | Low Demand Growth+Ref Gas Supply+Methanex Stays+Constrained Operational Capacity+Low Wind & Solar | 1048.7594 | 1536.2788 | 1543.3608
2029 | NIWCM | Low Demand Growth+Ref Gas Supply+Methanex Stays+Constrained Operational Capacity+Low Wind & Solar | 1012.8328 | 1654.2944 | 1807.2858
2030 | NIWCM | Low Demand Growth+Ref Gas Supply+Methanex Stays+Constrained Operational Capacity+Low Wind & Solar | 896.6462 | 1614.0679 | 1819.7647
2031 | NIWCM | Low Demand Growth+Ref Gas Supply+Methanex Stays+Constrained Operational Capacity+Low Wind & Solar | 805.9979 | 1535.3563 | 1795.1785
2032 | NIWCM | Low Demand Growth+Ref Gas Supply+Methanex Stays+Constrained Operational Capacity+Low Wind & Solar | 678.4312 | 1417.616 | 1697.9734
2033 | NIWCM | Low Demand Growth+Ref Gas Supply+Methanex Stays+Constrained Operational Capacity+Low Wind & Solar | 561.367 | 1303.4536 | 1596.4557
2034 | NIWCM | Low Demand Growth+Ref Gas Supply+Methanex Stays+Constrained Operational Capacity+Low Wind & Solar | 450.0023 | 1235.557 | 1610.6233
2035 | NIWCM | Low Demand Growth+Ref Gas Supply+Methanex Stays+Constrained Operational Capacity+Low Wind & Solar | 322.0374 | 1119.3844 | 1495.5036
2026 | SIWEM_PERC | Low Demand Growth+Ref Gas Supply+Methanex Stays+Constrained Operational Capacity+Low Wind & Solar | 55.1095 | 55.1095 | 55.1095
2027 | SIWEM_PERC | Low Demand Growth+Ref Gas Supply+Methanex Stays+Constrained Operational Capacity+Low Wind & Solar | 53.9143 | 56.3865 | 56.3865
2028 | SIWEM_PERC | Low Demand Growth+Ref Gas Supply+Methanex Stays+Constrained Operational Capacity+Low Wind & Solar | 53.7661 | 66.2385 | 73.2346
2029 | SIWEM_PERC | Low Demand Growth+Ref Gas Supply+Methanex Stays+Constrained Operational Capacity+Low Wind & Solar | 51.6913 | 63.9873 | 79.06
2030 | SIWEM_PERC | Low Demand Growth+Ref Gas Supply+Methanex Stays+Constrained Operational Capacity+Low Wind & Solar | 48.4532 | 62.3656 | 82.5777
2031 | SIWEM_PERC | Low Demand Growth+Ref Gas Supply+Methanex Stays+Constrained Operational Capacity+Low Wind & Solar | 42.4939 | 58.8022 | 83.4284
2032 | SIWEM_PERC | Low Demand Growth+Ref Gas Supply+Methanex Stays+Constrained Operational Capacity+Low Wind & Solar | 37.3263 | 56.0508 | 80.2308
2033 | SIWEM_PERC | Low Demand Growth+Ref Gas Supply+Methanex Stays+Constrained Operational Capacity+Low Wind & Solar | 32.5717 | 53.6851 | 77.4796
2034 | SIWEM_PERC | Low Demand Growth+Ref Gas Supply+Methanex Stays+Constrained Operational Capacity+Low Wind & Solar | 28.7563 | 51.4583 | 74.8859
2035 | SIWEM_PERC | Low Demand Growth+Ref Gas Supply+Methanex Stays+Constrained Operational Capacity+Low Wind & Solar | 22.7656 | 48.6438 | 71.6131
2026 | NZWEM_PERC | Low Demand Growth+Ref Gas Supply+Methanex Stays+Upgraded HVDC | 24.5514 | 24.6112 | 24.6112
2027 | NZWEM_PERC | Low Demand Growth+Ref Gas Supply+Methanex Stays+Upgraded HVDC | 23.4661 | 25.41 | 25.7461
2028 | NZWEM_PERC | Low Demand Growth+Ref Gas Supply+Methanex Stays+Upgraded HVDC | 23.7475 | 32.3406 | 37.1066
2029 | NZWEM_PERC | Low Demand Growth+Ref Gas Supply+Methanex Stays+Upgraded HVDC | 22.0979 | 34.3494 | 44.0427
2030 | NZWEM_PERC | Low Demand Growth+Ref Gas Supply+Methanex Stays+Upgraded HVDC | 20.8367 | 35.3657 | 51.3018
2031 | NZWEM_PERC | Low Demand Growth+Ref Gas Supply+Methanex Stays+Upgraded HVDC | 17.7198 | 32.0192 | 54.1933
2032 | NZWEM_PERC | Low Demand Growth+Ref Gas Supply+Methanex Stays+Upgraded HVDC | 15.8344 | 30.3183 | 53.2354
2033 | NZWEM_PERC | Low Demand Growth+Ref Gas Supply+Methanex Stays+Upgraded HVDC | 14.0884 | 28.3469 | 52.8478
2034 | NZWEM_PERC | Low Demand Growth+Ref Gas Supply+Methanex Stays+Upgraded HVDC | 12.6716 | 27.1686 | 51.2661
2035 | NZWEM_PERC | Low Demand Growth+Ref Gas Supply+Methanex Stays+Upgraded HVDC | 10.4492 | 24.7362 | 48.3115
2026 | NIWCM | Low Demand Growth+Ref Gas Supply+Methanex Stays+Upgraded HVDC | 1191.4351 | 1192.2349 | 1192.2349
2027 | NIWCM | Low Demand Growth+Ref Gas Supply+Methanex Stays+Upgraded HVDC | 1557.5564 | 1585.4149 | 1589.9514
2028 | NIWCM | Low Demand Growth+Ref Gas Supply+Methanex Stays+Upgraded HVDC | 1691.982 | 2252.2616 | 2291.2072
2029 | NIWCM | Low Demand Growth+Ref Gas Supply+Methanex Stays+Upgraded HVDC | 1669.9339 | 2480.1561 | 2697.8453
2030 | NIWCM | Low Demand Growth+Ref Gas Supply+Methanex Stays+Upgraded HVDC | 1553.9546 | 2464.6366 | 2829.8835
2031 | NIWCM | Low Demand Growth+Ref Gas Supply+Methanex Stays+Upgraded HVDC | 1467.1283 | 2462.403 | 3104.6501
2032 | NIWCM | Low Demand Growth+Ref Gas Supply+Methanex Stays+Upgraded HVDC | 1346.0214 | 2356.9675 | 3075.1526
2033 | NIWCM | Low Demand Growth+Ref Gas Supply+Methanex Stays+Upgraded HVDC | 1230.5615 | 2244.3003 | 3068.7788
2034 | NIWCM | Low Demand Growth+Ref Gas Supply+Methanex Stays+Upgraded HVDC | 1119.9069 | 2184.0843 | 3118.3237
2035 | NIWCM | Low Demand Growth+Ref Gas Supply+Methanex Stays+Upgraded HVDC | 994.2191 | 2073.4321 | 3027.3933
2026 | SIWEM_PERC | Low Demand Growth+Ref Gas Supply+Methanex Stays+Upgraded HVDC | 55.9618 | 55.9618 | 55.9618
2027 | SIWEM_PERC | Low Demand Growth+Ref Gas Supply+Methanex Stays+Upgraded HVDC | 62.4148 | 67.5291 | 68.371
2028 | SIWEM_PERC | Low Demand Growth+Ref Gas Supply+Methanex Stays+Upgraded HVDC | 62.8829 | 85.5689 | 98.1592
2029 | SIWEM_PERC | Low Demand Growth+Ref Gas Supply+Methanex Stays+Upgraded HVDC | 58.3881 | 88.5385 | 105.2402
2030 | SIWEM_PERC | Low Demand Growth+Ref Gas Supply+Methanex Stays+Upgraded HVDC | 54.6393 | 86.5834 | 108.9799
2031 | SIWEM_PERC | Low Demand Growth+Ref Gas Supply+Methanex Stays+Upgraded HVDC | 46.5483 | 82.474 | 109.7617
2032 | SIWEM_PERC | Low Demand Growth+Ref Gas Supply+Methanex Stays+Upgraded HVDC | 41.3389 | 78.7121 | 106.087
2033 | SIWEM_PERC | Low Demand Growth+Ref Gas Supply+Methanex Stays+Upgraded HVDC | 36.5203 | 73.5378 | 102.9236
2034 | SIWEM_PERC | Low Demand Growth+Ref Gas Supply+Methanex Stays+Upgraded HVDC | 32.6441 | 70.4335 | 99.9376
2035 | SIWEM_PERC | Low Demand Growth+Ref Gas Supply+Methanex Stays+Upgraded HVDC | 26.5772 | 64.2093 | 96.1747
2026 | NZWEM_PERC | Low Demand Growth+Ref Gas Supply+Methanex Stays+Upgraded HVDC+Low Wind & Solar | 23.2955 | 23.3495 | 23.3495
2027 | NZWEM_PERC | Low Demand Growth+Ref Gas Supply+Methanex Stays+Upgraded HVDC+Low Wind & Solar | 22.0406 | 23.7949 | 24.0982
2028 | NZWEM_PERC | Low Demand Growth+Ref Gas Supply+Methanex Stays+Upgraded HVDC+Low Wind & Solar | 22.2143 | 29.9692 | 34.2704
2029 | NZWEM_PERC | Low Demand Growth+Ref Gas Supply+Methanex Stays+Upgraded HVDC+Low Wind & Solar | 20.5344 | 31.5909 | 40.3388
2030 | NZWEM_PERC | Low Demand Growth+Ref Gas Supply+Methanex Stays+Upgraded HVDC+Low Wind & Solar | 19.2996 | 32.467 | 46.8901
2031 | NZWEM_PERC | Low Demand Growth+Ref Gas Supply+Methanex Stays+Upgraded HVDC+Low Wind & Solar | 16.2176 | 29.1861 | 49.2379
2032 | NZWEM_PERC | Low Demand Growth+Ref Gas Supply+Methanex Stays+Upgraded HVDC+Low Wind & Solar | 14.3577 | 27.4917 | 48.253
2033 | NZWEM_PERC | Low Demand Growth+Ref Gas Supply+Methanex Stays+Upgraded HVDC+Low Wind & Solar | 12.6347 | 25.5643 | 47.7537
2034 | NZWEM_PERC | Low Demand Growth+Ref Gas Supply+Methanex Stays+Upgraded HVDC+Low Wind & Solar | 11.2418 | 24.4318 | 46.2559
2035 | NZWEM_PERC | Low Demand Growth+Ref Gas Supply+Methanex Stays+Upgraded HVDC+Low Wind & Solar | 9.0504 | 22.0587 | 43.4098
2026 | NIWCM | Low Demand Growth+Ref Gas Supply+Methanex Stays+Upgraded HVDC+Low Wind & Solar | 1191.4351 | 1192.2349 | 1192.2349
2027 | NIWCM | Low Demand Growth+Ref Gas Supply+Methanex Stays+Upgraded HVDC+Low Wind & Solar | 1557.5564 | 1585.4149 | 1589.9514
2028 | NIWCM | Low Demand Growth+Ref Gas Supply+Methanex Stays+Upgraded HVDC+Low Wind & Solar | 1691.982 | 2252.2616 | 2291.2072
2029 | NIWCM | Low Demand Growth+Ref Gas Supply+Methanex Stays+Upgraded HVDC+Low Wind & Solar | 1669.9339 | 2480.1561 | 2697.8453
2030 | NIWCM | Low Demand Growth+Ref Gas Supply+Methanex Stays+Upgraded HVDC+Low Wind & Solar | 1553.9546 | 2464.6366 | 2829.8835
2031 | NIWCM | Low Demand Growth+Ref Gas Supply+Methanex Stays+Upgraded HVDC+Low Wind & Solar | 1467.1283 | 2462.403 | 3104.6501
2032 | NIWCM | Low Demand Growth+Ref Gas Supply+Methanex Stays+Upgraded HVDC+Low Wind & Solar | 1346.0214 | 2356.9675 | 3075.1526
2033 | NIWCM | Low Demand Growth+Ref Gas Supply+Methanex Stays+Upgraded HVDC+Low Wind & Solar | 1230.5615 | 2244.3003 | 3068.7788
2034 | NIWCM | Low Demand Growth+Ref Gas Supply+Methanex Stays+Upgraded HVDC+Low Wind & Solar | 1119.9069 | 2184.0843 | 3118.3237
2035 | NIWCM | Low Demand Growth+Ref Gas Supply+Methanex Stays+Upgraded HVDC+Low Wind & Solar | 994.2191 | 2073.4321 | 3027.3933
2026 | SIWEM_PERC | Low Demand Growth+Ref Gas Supply+Methanex Stays+Upgraded HVDC+Low Wind & Solar | 55.1095 | 55.1095 | 55.1095
2027 | SIWEM_PERC | Low Demand Growth+Ref Gas Supply+Methanex Stays+Upgraded HVDC+Low Wind & Solar | 58.7637 | 63.3792 | 64.1389
2028 | SIWEM_PERC | Low Demand Growth+Ref Gas Supply+Methanex Stays+Upgraded HVDC+Low Wind & Solar | 58.9591 | 79.4325 | 90.7947
2029 | SIWEM_PERC | Low Demand Growth+Ref Gas Supply+Methanex Stays+Upgraded HVDC+Low Wind & Solar | 54.4007 | 83.0248 | 101.2191
2030 | SIWEM_PERC | Low Demand Growth+Ref Gas Supply+Methanex Stays+Upgraded HVDC+Low Wind & Solar | 50.7391 | 84.0398 | 104.2519
2031 | SIWEM_PERC | Low Demand Growth+Ref Gas Supply+Methanex Stays+Upgraded HVDC+Low Wind & Solar | 42.4939 | 76.0773 | 104.614
2032 | SIWEM_PERC | Low Demand Growth+Ref Gas Supply+Methanex Stays+Upgraded HVDC+Low Wind & Solar | 37.3263 | 71.4996 | 101.0326
2033 | SIWEM_PERC | Low Demand Growth+Ref Gas Supply+Methanex Stays+Upgraded HVDC+Low Wind & Solar | 32.5717 | 66.4403 | 97.9498
2034 | SIWEM_PERC | Low Demand Growth+Ref Gas Supply+Methanex Stays+Upgraded HVDC+Low Wind & Solar | 28.7563 | 63.4453 | 95.0404
2035 | SIWEM_PERC | Low Demand Growth+Ref Gas Supply+Methanex Stays+Upgraded HVDC+Low Wind & Solar | 22.7656 | 57.3579 | 91.3733
2026 | NZWEM_PERC | Low Demand Growth+Ref Gas Supply+Methanex Stays+Upgraded HVDC+Constrained Operational Capacity | 24.5514 | 24.6112 | 24.6112
2027 | NZWEM_PERC | Low Demand Growth+Ref Gas Supply+Methanex Stays+Upgraded HVDC+Constrained Operational Capacity | 23.4661 | 25.41 | 25.7461
2028 | NZWEM_PERC | Low Demand Growth+Ref Gas Supply+Methanex Stays+Upgraded HVDC+Constrained Operational Capacity | 23.7475 | 32.3406 | 37.1066
2029 | NZWEM_PERC | Low Demand Growth+Ref Gas Supply+Methanex Stays+Upgraded HVDC+Constrained Operational Capacity | 22.0979 | 34.3494 | 44.0427
2030 | NZWEM_PERC | Low Demand Growth+Ref Gas Supply+Methanex Stays+Upgraded HVDC+Constrained Operational Capacity | 20.8367 | 35.3657 | 51.3018
2031 | NZWEM_PERC | Low Demand Growth+Ref Gas Supply+Methanex Stays+Upgraded HVDC+Constrained Operational Capacity | 17.7198 | 32.0192 | 54.1933
2032 | NZWEM_PERC | Low Demand Growth+Ref Gas Supply+Methanex Stays+Upgraded HVDC+Constrained Operational Capacity | 15.8344 | 30.3183 | 53.2354
2033 | NZWEM_PERC | Low Demand Growth+Ref Gas Supply+Methanex Stays+Upgraded HVDC+Constrained Operational Capacity | 14.0884 | 28.3469 | 52.8478
2034 | NZWEM_PERC | Low Demand Growth+Ref Gas Supply+Methanex Stays+Upgraded HVDC+Constrained Operational Capacity | 12.6716 | 27.1686 | 51.2661
2035 | NZWEM_PERC | Low Demand Growth+Ref Gas Supply+Methanex Stays+Upgraded HVDC+Constrained Operational Capacity | 10.4492 | 24.7362 | 48.3115
2026 | NIWCM | Low Demand Growth+Ref Gas Supply+Methanex Stays+Upgraded HVDC+Constrained Operational Capacity | 604.1196 | 604.1196 | 604.1196
2027 | NIWCM | Low Demand Growth+Ref Gas Supply+Methanex Stays+Upgraded HVDC+Constrained Operational Capacity | 939.6101 | 943.4979 | 943.4979
2028 | NIWCM | Low Demand Growth+Ref Gas Supply+Methanex Stays+Upgraded HVDC+Constrained Operational Capacity | 1048.7594 | 1536.2788 | 1543.3608
2029 | NIWCM | Low Demand Growth+Ref Gas Supply+Methanex Stays+Upgraded HVDC+Constrained Operational Capacity | 1012.8328 | 1654.2944 | 1807.2858
2030 | NIWCM | Low Demand Growth+Ref Gas Supply+Methanex Stays+Upgraded HVDC+Constrained Operational Capacity | 896.6462 | 1614.0679 | 1819.7647
2031 | NIWCM | Low Demand Growth+Ref Gas Supply+Methanex Stays+Upgraded HVDC+Constrained Operational Capacity | 805.9988 | 1535.3629 | 1795.3
2032 | NIWCM | Low Demand Growth+Ref Gas Supply+Methanex Stays+Upgraded HVDC+Constrained Operational Capacity | 678.431 | 1417.6133 | 1697.9495
2033 | NIWCM | Low Demand Growth+Ref Gas Supply+Methanex Stays+Upgraded HVDC+Constrained Operational Capacity | 561.3671 | 1303.4543 | 1596.4621
2034 | NIWCM | Low Demand Growth+Ref Gas Supply+Methanex Stays+Upgraded HVDC+Constrained Operational Capacity | 450.0023 | 1235.5568 | 1610.6209
2035 | NIWCM | Low Demand Growth+Ref Gas Supply+Methanex Stays+Upgraded HVDC+Constrained Operational Capacity | 322.0374 | 1119.3844 | 1495.5043
2026 | SIWEM_PERC | Low Demand Growth+Ref Gas Supply+Methanex Stays+Upgraded HVDC+Constrained Operational Capacity | 55.9618 | 55.9618 | 55.9618
2027 | SIWEM_PERC | Low Demand Growth+Ref Gas Supply+Methanex Stays+Upgraded HVDC+Constrained Operational Capacity | 62.4148 | 67.5291 | 68.371
2028 | SIWEM_PERC | Low Demand Growth+Ref Gas Supply+Methanex Stays+Upgraded HVDC+Constrained Operational Capacity | 62.8829 | 85.5689 | 98.1592
2029 | SIWEM_PERC | Low Demand Growth+Ref Gas Supply+Methanex Stays+Upgraded HVDC+Constrained Operational Capacity | 58.3881 | 88.5385 | 105.2402
2030 | SIWEM_PERC | Low Demand Growth+Ref Gas Supply+Methanex Stays+Upgraded HVDC+Constrained Operational Capacity | 54.6393 | 86.5834 | 108.9799
2031 | SIWEM_PERC | Low Demand Growth+Ref Gas Supply+Methanex Stays+Upgraded HVDC+Constrained Operational Capacity | 46.5483 | 82.474 | 109.7617
2032 | SIWEM_PERC | Low Demand Growth+Ref Gas Supply+Methanex Stays+Upgraded HVDC+Constrained Operational Capacity | 41.3389 | 78.7121 | 106.087
2033 | SIWEM_PERC | Low Demand Growth+Ref Gas Supply+Methanex Stays+Upgraded HVDC+Constrained Operational Capacity | 36.5203 | 73.5378 | 102.9236
2034 | SIWEM_PERC | Low Demand Growth+Ref Gas Supply+Methanex Stays+Upgraded HVDC+Constrained Operational Capacity | 32.6441 | 70.4335 | 99.9376
2035 | SIWEM_PERC | Low Demand Growth+Ref Gas Supply+Methanex Stays+Upgraded HVDC+Constrained Operational Capacity | 26.5772 | 64.2093 | 96.1747
2026 | NZWEM_PERC | Low Demand Growth+Ref Gas Supply+Methanex Stays+Upgraded HVDC+Constrained Operational Capacity+Low Wind & Solar | 23.2955 | 23.3495 | 23.3495
2027 | NZWEM_PERC | Low Demand Growth+Ref Gas Supply+Methanex Stays+Upgraded HVDC+Constrained Operational Capacity+Low Wind & Solar | 22.0406 | 23.7949 | 24.0982
2028 | NZWEM_PERC | Low Demand Growth+Ref Gas Supply+Methanex Stays+Upgraded HVDC+Constrained Operational Capacity+Low Wind & Solar | 22.2143 | 29.9692 | 34.2704
2029 | NZWEM_PERC | Low Demand Growth+Ref Gas Supply+Methanex Stays+Upgraded HVDC+Constrained Operational Capacity+Low Wind & Solar | 20.5344 | 31.5909 | 40.3388
2030 | NZWEM_PERC | Low Demand Growth+Ref Gas Supply+Methanex Stays+Upgraded HVDC+Constrained Operational Capacity+Low Wind & Solar | 19.2996 | 32.467 | 46.8901
2031 | NZWEM_PERC | Low Demand Growth+Ref Gas Supply+Methanex Stays+Upgraded HVDC+Constrained Operational Capacity+Low Wind & Solar | 16.2176 | 29.1861 | 49.2379
2032 | NZWEM_PERC | Low Demand Growth+Ref Gas Supply+Methanex Stays+Upgraded HVDC+Constrained Operational Capacity+Low Wind & Solar | 14.3577 | 27.4917 | 48.253
2033 | NZWEM_PERC | Low Demand Growth+Ref Gas Supply+Methanex Stays+Upgraded HVDC+Constrained Operational Capacity+Low Wind & Solar | 12.6347 | 25.5643 | 47.7537
2034 | NZWEM_PERC | Low Demand Growth+Ref Gas Supply+Methanex Stays+Upgraded HVDC+Constrained Operational Capacity+Low Wind & Solar | 11.2418 | 24.4318 | 46.2559
2035 | NZWEM_PERC | Low Demand Growth+Ref Gas Supply+Methanex Stays+Upgraded HVDC+Constrained Operational Capacity+Low Wind & Solar | 9.0504 | 22.0587 | 43.4098
2026 | NIWCM | Low Demand Growth+Ref Gas Supply+Methanex Stays+Upgraded HVDC+Constrained Operational Capacity+Low Wind & Solar | 604.1196 | 604.1196 | 604.1196
2027 | NIWCM | Low Demand Growth+Ref Gas Supply+Methanex Stays+Upgraded HVDC+Constrained Operational Capacity+Low Wind & Solar | 939.6101 | 943.4979 | 943.4979
2028 | NIWCM | Low Demand Growth+Ref Gas Supply+Methanex Stays+Upgraded HVDC+Constrained Operational Capacity+Low Wind & Solar | 1048.7594 | 1536.2788 | 1543.3608
2029 | NIWCM | Low Demand Growth+Ref Gas Supply+Methanex Stays+Upgraded HVDC+Constrained Operational Capacity+Low Wind & Solar | 1012.8328 | 1654.2944 | 1807.2858
2030 | NIWCM | Low Demand Growth+Ref Gas Supply+Methanex Stays+Upgraded HVDC+Constrained Operational Capacity+Low Wind & Solar | 896.6462 | 1614.0679 | 1819.7647
2031 | NIWCM | Low Demand Growth+Ref Gas Supply+Methanex Stays+Upgraded HVDC+Constrained Operational Capacity+Low Wind & Solar | 805.9988 | 1535.3629 | 1795.3
2032 | NIWCM | Low Demand Growth+Ref Gas Supply+Methanex Stays+Upgraded HVDC+Constrained Operational Capacity+Low Wind & Solar | 678.431 | 1417.6133 | 1697.9495
2033 | NIWCM | Low Demand Growth+Ref Gas Supply+Methanex Stays+Upgraded HVDC+Constrained Operational Capacity+Low Wind & Solar | 561.3671 | 1303.4543 | 1596.4621
2034 | NIWCM | Low Demand Growth+Ref Gas Supply+Methanex Stays+Upgraded HVDC+Constrained Operational Capacity+Low Wind & Solar | 450.0023 | 1235.5568 | 1610.6209
2035 | NIWCM | Low Demand Growth+Ref Gas Supply+Methanex Stays+Upgraded HVDC+Constrained Operational Capacity+Low Wind & Solar | 322.0374 | 1119.3844 | 1495.5043
2026 | SIWEM_PERC | Low Demand Growth+Ref Gas Supply+Methanex Stays+Upgraded HVDC+Constrained Operational Capacity+Low Wind & Solar | 55.1095 | 55.1095 | 55.1095
2027 | SIWEM_PERC | Low Demand Growth+Ref Gas Supply+Methanex Stays+Upgraded HVDC+Constrained Operational Capacity+Low Wind & Solar | 58.7637 | 63.3792 | 64.1389
2028 | SIWEM_PERC | Low Demand Growth+Ref Gas Supply+Methanex Stays+Upgraded HVDC+Constrained Operational Capacity+Low Wind & Solar | 58.9591 | 79.4325 | 90.7947
2029 | SIWEM_PERC | Low Demand Growth+Ref Gas Supply+Methanex Stays+Upgraded HVDC+Constrained Operational Capacity+Low Wind & Solar | 54.4007 | 83.0248 | 101.2191
2030 | SIWEM_PERC | Low Demand Growth+Ref Gas Supply+Methanex Stays+Upgraded HVDC+Constrained Operational Capacity+Low Wind & Solar | 50.7391 | 84.0398 | 104.2519
2031 | SIWEM_PERC | Low Demand Growth+Ref Gas Supply+Methanex Stays+Upgraded HVDC+Constrained Operational Capacity+Low Wind & Solar | 42.4939 | 76.0773 | 104.614
2032 | SIWEM_PERC | Low Demand Growth+Ref Gas Supply+Methanex Stays+Upgraded HVDC+Constrained Operational Capacity+Low Wind & Solar | 37.3263 | 71.4996 | 101.0326
2033 | SIWEM_PERC | Low Demand Growth+Ref Gas Supply+Methanex Stays+Upgraded HVDC+Constrained Operational Capacity+Low Wind & Solar | 32.5717 | 66.4403 | 97.9498
2034 | SIWEM_PERC | Low Demand Growth+Ref Gas Supply+Methanex Stays+Upgraded HVDC+Constrained Operational Capacity+Low Wind & Solar | 28.7563 | 63.4453 | 95.0404
2035 | SIWEM_PERC | Low Demand Growth+Ref Gas Supply+Methanex Stays+Upgraded HVDC+Constrained Operational Capacity+Low Wind & Solar | 22.7656 | 57.3579 | 91.3733
2026 | NZWEM_PERC | Low Demand Growth+Ref Gas Supply+Methanex Stays+Delayed Build | 19.6984 | 19.6984 | 19.6984
2027 | NZWEM_PERC | Low Demand Growth+Ref Gas Supply+Methanex Stays+Delayed Build | 15.668 | 15.8175 | 15.995
2028 | NZWEM_PERC | Low Demand Growth+Ref Gas Supply+Methanex Stays+Delayed Build | 19.3155 | 20.8447 | 21.1775
2029 | NZWEM_PERC | Low Demand Growth+Ref Gas Supply+Methanex Stays+Delayed Build | 20.8665 | 23.9194 | 24.8676
2030 | NZWEM_PERC | Low Demand Growth+Ref Gas Supply+Methanex Stays+Delayed Build | 20.8367 | 30.5949 | 38.8435
2031 | NZWEM_PERC | Low Demand Growth+Ref Gas Supply+Methanex Stays+Delayed Build | 17.7198 | 30.614 | 39.9274
2032 | NZWEM_PERC | Low Demand Growth+Ref Gas Supply+Methanex Stays+Delayed Build | 15.8344 | 29.2467 | 44.5566
2033 | NZWEM_PERC | Low Demand Growth+Ref Gas Supply+Methanex Stays+Delayed Build | 14.0884 | 27.3883 | 48.8455
2034 | NZWEM_PERC | Low Demand Growth+Ref Gas Supply+Methanex Stays+Delayed Build | 12.6716 | 26.167 | 48.3561
2035 | NZWEM_PERC | Low Demand Growth+Ref Gas Supply+Methanex Stays+Delayed Build | 10.4492 | 24.1691 | 47.7444
2026 | NIWCM | Low Demand Growth+Ref Gas Supply+Methanex Stays+Delayed Build | 906.8546 | 906.8546 | 906.8546
2027 | NIWCM | Low Demand Growth+Ref Gas Supply+Methanex Stays+Delayed Build | 1161.9847 | 1163.9836 | 1166.4561
2028 | NIWCM | Low Demand Growth+Ref Gas Supply+Methanex Stays+Delayed Build | 1440.6233 | 1459.8351 | 1464.3716
2029 | NIWCM | Low Demand Growth+Ref Gas Supply+Methanex Stays+Delayed Build | 1465.9933 | 1588.6796 | 1602.2719
2030 | NIWCM | Low Demand Growth+Ref Gas Supply+Methanex Stays+Delayed Build | 1498.1781 | 2161.9592 | 2331.4701
2031 | NIWCM | Low Demand Growth+Ref Gas Supply+Methanex Stays+Delayed Build | 1394.1768 | 2287.273 | 2520.2302
2032 | NIWCM | Low Demand Growth+Ref Gas Supply+Methanex Stays+Delayed Build | 1273.0863 | 2218.4959 | 2612.907
2033 | NIWCM | Low Demand Growth+Ref Gas Supply+Methanex Stays+Delayed Build | 1230.5606 | 2199.2591 | 2800.9659
2034 | NIWCM | Low Demand Growth+Ref Gas Supply+Methanex Stays+Delayed Build | 1119.9072 | 2113.909 | 2774.0523
2035 | NIWCM | Low Demand Growth+Ref Gas Supply+Methanex Stays+Delayed Build | 994.219 | 2021.1162 | 2773.5678
2026 | SIWEM_PERC | Low Demand Growth+Ref Gas Supply+Methanex Stays+Delayed Build | 50.7882 | 50.7882 | 50.7882
2027 | SIWEM_PERC | Low Demand Growth+Ref Gas Supply+Methanex Stays+Delayed Build | 41.7093 | 42.1208 | 42.609
2028 | SIWEM_PERC | Low Demand Growth+Ref Gas Supply+Methanex Stays+Delayed Build | 51.5224 | 54.4724 | 54.4724
2029 | SIWEM_PERC | Low Demand Growth+Ref Gas Supply+Methanex Stays+Delayed Build | 50.7926 | 56.1235 | 56.1235
2030 | SIWEM_PERC | Low Demand Growth+Ref Gas Supply+Methanex Stays+Delayed Build | 49.4932 | 62.8199 | 77.0058
2031 | SIWEM_PERC | Low Demand Growth+Ref Gas Supply+Methanex Stays+Delayed Build | 46.22 | 59.2463 | 75.2142
2032 | SIWEM_PERC | Low Demand Growth+Ref Gas Supply+Methanex Stays+Delayed Build | 41.3389 | 58.492 | 79.987
2033 | SIWEM_PERC | Low Demand Growth+Ref Gas Supply+Methanex Stays+Delayed Build | 36.5203 | 56.0874 | 82.4535
2034 | SIWEM_PERC | Low Demand Growth+Ref Gas Supply+Methanex Stays+Delayed Build | 32.6441 | 53.8235 | 79.7831
2035 | SIWEM_PERC | Low Demand Growth+Ref Gas Supply+Methanex Stays+Delayed Build | 26.5772 | 50.9627 | 76.4144
2026 | NZWEM_PERC | Low Demand Growth+Ref Gas Supply+Methanex Stays+Delayed Build+Low Wind & Solar | 18.743 | 18.743 | 18.743
2027 | NZWEM_PERC | Low Demand Growth+Ref Gas Supply+Methanex Stays+Delayed Build+Low Wind & Solar | 14.6562 | 14.7911 | 14.9513
2028 | NZWEM_PERC | Low Demand Growth+Ref Gas Supply+Methanex Stays+Delayed Build+Low Wind & Solar | 18.0413 | 19.4213 | 19.7217
2029 | NZWEM_PERC | Low Demand Growth+Ref Gas Supply+Methanex Stays+Delayed Build+Low Wind & Solar | 19.4231 | 22.1782 | 23.0339
2030 | NZWEM_PERC | Low Demand Growth+Ref Gas Supply+Methanex Stays+Delayed Build+Low Wind & Solar | 19.2996 | 28.1061 | 35.5501
2031 | NZWEM_PERC | Low Demand Growth+Ref Gas Supply+Methanex Stays+Delayed Build+Low Wind & Solar | 16.2176 | 27.8541 | 36.2591
2032 | NZWEM_PERC | Low Demand Growth+Ref Gas Supply+Methanex Stays+Delayed Build+Low Wind & Solar | 14.3577 | 26.4619 | 40.3182
2033 | NZWEM_PERC | Low Demand Growth+Ref Gas Supply+Methanex Stays+Delayed Build+Low Wind & Solar | 12.6347 | 24.6468 | 44.0503
2034 | NZWEM_PERC | Low Demand Growth+Ref Gas Supply+Methanex Stays+Delayed Build+Low Wind & Solar | 11.2418 | 23.4302 | 43.532
2035 | NZWEM_PERC | Low Demand Growth+Ref Gas Supply+Methanex Stays+Delayed Build+Low Wind & Solar | 9.0504 | 21.4916 | 42.8428
2026 | NIWCM | Low Demand Growth+Ref Gas Supply+Methanex Stays+Delayed Build+Low Wind & Solar | 906.8546 | 906.8546 | 906.8546
2027 | NIWCM | Low Demand Growth+Ref Gas Supply+Methanex Stays+Delayed Build+Low Wind & Solar | 1161.9847 | 1163.9836 | 1166.4561
2028 | NIWCM | Low Demand Growth+Ref Gas Supply+Methanex Stays+Delayed Build+Low Wind & Solar | 1440.6233 | 1459.8351 | 1464.3716
2029 | NIWCM | Low Demand Growth+Ref Gas Supply+Methanex Stays+Delayed Build+Low Wind & Solar | 1465.9933 | 1588.6796 | 1602.2719
2030 | NIWCM | Low Demand Growth+Ref Gas Supply+Methanex Stays+Delayed Build+Low Wind & Solar | 1498.1781 | 2161.9592 | 2331.4701
2031 | NIWCM | Low Demand Growth+Ref Gas Supply+Methanex Stays+Delayed Build+Low Wind & Solar | 1394.1768 | 2287.273 | 2520.2302
2032 | NIWCM | Low Demand Growth+Ref Gas Supply+Methanex Stays+Delayed Build+Low Wind & Solar | 1273.0863 | 2218.4959 | 2612.907
2033 | NIWCM | Low Demand Growth+Ref Gas Supply+Methanex Stays+Delayed Build+Low Wind & Solar | 1230.5606 | 2199.2591 | 2800.9659
2034 | NIWCM | Low Demand Growth+Ref Gas Supply+Methanex Stays+Delayed Build+Low Wind & Solar | 1119.9072 | 2113.909 | 2774.0523
2035 | NIWCM | Low Demand Growth+Ref Gas Supply+Methanex Stays+Delayed Build+Low Wind & Solar | 994.219 | 2021.1162 | 2773.5678
2026 | SIWEM_PERC | Low Demand Growth+Ref Gas Supply+Methanex Stays+Delayed Build+Low Wind & Solar | 50.4405 | 50.4405 | 50.4405
2027 | SIWEM_PERC | Low Demand Growth+Ref Gas Supply+Methanex Stays+Delayed Build+Low Wind & Solar | 38.926 | 39.2973 | 39.738
2028 | SIWEM_PERC | Low Demand Growth+Ref Gas Supply+Methanex Stays+Delayed Build+Low Wind & Solar | 48.0293 | 51.8125 | 52.6358
2029 | SIWEM_PERC | Low Demand Growth+Ref Gas Supply+Methanex Stays+Delayed Build+Low Wind & Solar | 49.9207 | 54.7316 | 54.7316
2030 | SIWEM_PERC | Low Demand Growth+Ref Gas Supply+Methanex Stays+Delayed Build+Low Wind & Solar | 48.4532 | 60.4801 | 73.2824
2031 | SIWEM_PERC | Low Demand Growth+Ref Gas Supply+Methanex Stays+Delayed Build+Low Wind & Solar | 42.4939 | 56.9592 | 71.3698
2032 | SIWEM_PERC | Low Demand Growth+Ref Gas Supply+Methanex Stays+Delayed Build+Low Wind & Solar | 37.3263 | 56.0508 | 75.4493
2033 | SIWEM_PERC | Low Demand Growth+Ref Gas Supply+Methanex Stays+Delayed Build+Low Wind & Solar | 32.5717 | 53.6851 | 77.4796
2034 | SIWEM_PERC | Low Demand Growth+Ref Gas Supply+Methanex Stays+Delayed Build+Low Wind & Solar | 28.7563 | 51.4583 | 74.8859
2035 | SIWEM_PERC | Low Demand Growth+Ref Gas Supply+Methanex Stays+Delayed Build+Low Wind & Solar | 22.7656 | 48.6438 | 71.6131
2026 | NZWEM_PERC | Low Demand Growth+Ref Gas Supply+Methanex Stays+Delayed Build+Constrained Operational Capacity | 19.6984 | 19.6984 | 19.6984
2027 | NZWEM_PERC | Low Demand Growth+Ref Gas Supply+Methanex Stays+Delayed Build+Constrained Operational Capacity | 15.668 | 15.8175 | 15.995
2028 | NZWEM_PERC | Low Demand Growth+Ref Gas Supply+Methanex Stays+Delayed Build+Constrained Operational Capacity | 19.3155 | 20.8447 | 21.1775
2029 | NZWEM_PERC | Low Demand Growth+Ref Gas Supply+Methanex Stays+Delayed Build+Constrained Operational Capacity | 20.8665 | 23.9194 | 24.8676
2030 | NZWEM_PERC | Low Demand Growth+Ref Gas Supply+Methanex Stays+Delayed Build+Constrained Operational Capacity | 20.8367 | 30.5949 | 38.8435
2031 | NZWEM_PERC | Low Demand Growth+Ref Gas Supply+Methanex Stays+Delayed Build+Constrained Operational Capacity | 17.7198 | 30.614 | 39.9274
2032 | NZWEM_PERC | Low Demand Growth+Ref Gas Supply+Methanex Stays+Delayed Build+Constrained Operational Capacity | 15.8344 | 29.2467 | 44.5566
2033 | NZWEM_PERC | Low Demand Growth+Ref Gas Supply+Methanex Stays+Delayed Build+Constrained Operational Capacity | 14.0884 | 27.3883 | 48.8455
2034 | NZWEM_PERC | Low Demand Growth+Ref Gas Supply+Methanex Stays+Delayed Build+Constrained Operational Capacity | 12.6716 | 26.167 | 48.3561
2035 | NZWEM_PERC | Low Demand Growth+Ref Gas Supply+Methanex Stays+Delayed Build+Constrained Operational Capacity | 10.4492 | 24.1691 | 47.7444
2026 | NIWCM | Low Demand Growth+Ref Gas Supply+Methanex Stays+Delayed Build+Constrained Operational Capacity | 373.5029 | 373.5029 | 373.5029
2027 | NIWCM | Low Demand Growth+Ref Gas Supply+Methanex Stays+Delayed Build+Constrained Operational Capacity | 622.7638 | 622.7638 | 622.7638
2028 | NIWCM | Low Demand Growth+Ref Gas Supply+Methanex Stays+Delayed Build+Constrained Operational Capacity | 839.2329 | 839.2329 | 839.2329
2029 | NIWCM | Low Demand Growth+Ref Gas Supply+Methanex Stays+Delayed Build+Constrained Operational Capacity | 833.4055 | 915.296 | 915.296
2030 | NIWCM | Low Demand Growth+Ref Gas Supply+Methanex Stays+Delayed Build+Constrained Operational Capacity | 840.8697 | 1342.2895 | 1454.8857
2031 | NIWCM | Low Demand Growth+Ref Gas Supply+Methanex Stays+Delayed Build+Constrained Operational Capacity | 733.0594 | 1378.029 | 1531.3215
2032 | NIWCM | Low Demand Growth+Ref Gas Supply+Methanex Stays+Delayed Build+Constrained Operational Capacity | 605.4927 | 1305.8883 | 1511.764
2033 | NIWCM | Low Demand Growth+Ref Gas Supply+Methanex Stays+Delayed Build+Constrained Operational Capacity | 561.367 | 1272.9944 | 1534.544
2034 | NIWCM | Low Demand Growth+Ref Gas Supply+Methanex Stays+Delayed Build+Constrained Operational Capacity | 450.0023 | 1165.4678 | 1453.3051
2035 | NIWCM | Low Demand Growth+Ref Gas Supply+Methanex Stays+Delayed Build+Constrained Operational Capacity | 322.0374 | 1067.0524 | 1365.9426
2026 | SIWEM_PERC | Low Demand Growth+Ref Gas Supply+Methanex Stays+Delayed Build+Constrained Operational Capacity | 50.7882 | 50.7882 | 50.7882
2027 | SIWEM_PERC | Low Demand Growth+Ref Gas Supply+Methanex Stays+Delayed Build+Constrained Operational Capacity | 41.7093 | 42.1208 | 42.609
2028 | SIWEM_PERC | Low Demand Growth+Ref Gas Supply+Methanex Stays+Delayed Build+Constrained Operational Capacity | 51.5224 | 54.4724 | 54.4724
2029 | SIWEM_PERC | Low Demand Growth+Ref Gas Supply+Methanex Stays+Delayed Build+Constrained Operational Capacity | 50.7926 | 56.1235 | 56.1235
2030 | SIWEM_PERC | Low Demand Growth+Ref Gas Supply+Methanex Stays+Delayed Build+Constrained Operational Capacity | 49.4932 | 62.8199 | 77.0058
2031 | SIWEM_PERC | Low Demand Growth+Ref Gas Supply+Methanex Stays+Delayed Build+Constrained Operational Capacity | 46.22 | 59.2463 | 75.2142
2032 | SIWEM_PERC | Low Demand Growth+Ref Gas Supply+Methanex Stays+Delayed Build+Constrained Operational Capacity | 41.3389 | 58.492 | 79.987
2033 | SIWEM_PERC | Low Demand Growth+Ref Gas Supply+Methanex Stays+Delayed Build+Constrained Operational Capacity | 36.5203 | 56.0874 | 82.4535
2034 | SIWEM_PERC | Low Demand Growth+Ref Gas Supply+Methanex Stays+Delayed Build+Constrained Operational Capacity | 32.6441 | 53.8235 | 79.7831
2035 | SIWEM_PERC | Low Demand Growth+Ref Gas Supply+Methanex Stays+Delayed Build+Constrained Operational Capacity | 26.5772 | 50.9627 | 76.4144
2026 | NZWEM_PERC | Low Demand Growth+Ref Gas Supply+Methanex Stays+Delayed Build+Constrained Operational Capacity+Low Wind & Solar | 18.743 | 18.743 | 18.743
2027 | NZWEM_PERC | Low Demand Growth+Ref Gas Supply+Methanex Stays+Delayed Build+Constrained Operational Capacity+Low Wind & Solar | 14.6562 | 14.7911 | 14.9513
2028 | NZWEM_PERC | Low Demand Growth+Ref Gas Supply+Methanex Stays+Delayed Build+Constrained Operational Capacity+Low Wind & Solar | 18.0413 | 19.4213 | 19.7217
2029 | NZWEM_PERC | Low Demand Growth+Ref Gas Supply+Methanex Stays+Delayed Build+Constrained Operational Capacity+Low Wind & Solar | 19.4231 | 22.1782 | 23.0339
2030 | NZWEM_PERC | Low Demand Growth+Ref Gas Supply+Methanex Stays+Delayed Build+Constrained Operational Capacity+Low Wind & Solar | 19.2996 | 28.1061 | 35.5501
2031 | NZWEM_PERC | Low Demand Growth+Ref Gas Supply+Methanex Stays+Delayed Build+Constrained Operational Capacity+Low Wind & Solar | 16.2176 | 27.8541 | 36.2591
2032 | NZWEM_PERC | Low Demand Growth+Ref Gas Supply+Methanex Stays+Delayed Build+Constrained Operational Capacity+Low Wind & Solar | 14.3577 | 26.4619 | 40.3182
2033 | NZWEM_PERC | Low Demand Growth+Ref Gas Supply+Methanex Stays+Delayed Build+Constrained Operational Capacity+Low Wind & Solar | 12.6347 | 24.6468 | 44.0503
2034 | NZWEM_PERC | Low Demand Growth+Ref Gas Supply+Methanex Stays+Delayed Build+Constrained Operational Capacity+Low Wind & Solar | 11.2418 | 23.4302 | 43.532
2035 | NZWEM_PERC | Low Demand Growth+Ref Gas Supply+Methanex Stays+Delayed Build+Constrained Operational Capacity+Low Wind & Solar | 9.0504 | 21.4916 | 42.8428
2026 | NIWCM | Low Demand Growth+Ref Gas Supply+Methanex Stays+Delayed Build+Constrained Operational Capacity+Low Wind & Solar | 373.5029 | 373.5029 | 373.5029
2027 | NIWCM | Low Demand Growth+Ref Gas Supply+Methanex Stays+Delayed Build+Constrained Operational Capacity+Low Wind & Solar | 622.7638 | 622.7638 | 622.7638
2028 | NIWCM | Low Demand Growth+Ref Gas Supply+Methanex Stays+Delayed Build+Constrained Operational Capacity+Low Wind & Solar | 839.2329 | 839.2329 | 839.2329
2029 | NIWCM | Low Demand Growth+Ref Gas Supply+Methanex Stays+Delayed Build+Constrained Operational Capacity+Low Wind & Solar | 833.4055 | 915.296 | 915.296
2030 | NIWCM | Low Demand Growth+Ref Gas Supply+Methanex Stays+Delayed Build+Constrained Operational Capacity+Low Wind & Solar | 840.8697 | 1342.2895 | 1454.8857
2031 | NIWCM | Low Demand Growth+Ref Gas Supply+Methanex Stays+Delayed Build+Constrained Operational Capacity+Low Wind & Solar | 733.0594 | 1378.029 | 1531.3215
2032 | NIWCM | Low Demand Growth+Ref Gas Supply+Methanex Stays+Delayed Build+Constrained Operational Capacity+Low Wind & Solar | 605.4927 | 1305.8883 | 1511.764
2033 | NIWCM | Low Demand Growth+Ref Gas Supply+Methanex Stays+Delayed Build+Constrained Operational Capacity+Low Wind & Solar | 561.367 | 1272.9944 | 1534.544
2034 | NIWCM | Low Demand Growth+Ref Gas Supply+Methanex Stays+Delayed Build+Constrained Operational Capacity+Low Wind & Solar | 450.0023 | 1165.4678 | 1453.3051
2035 | NIWCM | Low Demand Growth+Ref Gas Supply+Methanex Stays+Delayed Build+Constrained Operational Capacity+Low Wind & Solar | 322.0374 | 1067.0524 | 1365.9426
2026 | SIWEM_PERC | Low Demand Growth+Ref Gas Supply+Methanex Stays+Delayed Build+Constrained Operational Capacity+Low Wind & Solar | 50.4405 | 50.4405 | 50.4405
2027 | SIWEM_PERC | Low Demand Growth+Ref Gas Supply+Methanex Stays+Delayed Build+Constrained Operational Capacity+Low Wind & Solar | 38.926 | 39.2973 | 39.738
2028 | SIWEM_PERC | Low Demand Growth+Ref Gas Supply+Methanex Stays+Delayed Build+Constrained Operational Capacity+Low Wind & Solar | 48.0293 | 51.8125 | 52.6358
2029 | SIWEM_PERC | Low Demand Growth+Ref Gas Supply+Methanex Stays+Delayed Build+Constrained Operational Capacity+Low Wind & Solar | 49.9207 | 54.7316 | 54.7316
2030 | SIWEM_PERC | Low Demand Growth+Ref Gas Supply+Methanex Stays+Delayed Build+Constrained Operational Capacity+Low Wind & Solar | 48.4532 | 60.4801 | 73.2824
2031 | SIWEM_PERC | Low Demand Growth+Ref Gas Supply+Methanex Stays+Delayed Build+Constrained Operational Capacity+Low Wind & Solar | 42.4939 | 56.9592 | 71.3698
2032 | SIWEM_PERC | Low Demand Growth+Ref Gas Supply+Methanex Stays+Delayed Build+Constrained Operational Capacity+Low Wind & Solar | 37.3263 | 56.0508 | 75.4493
2033 | SIWEM_PERC | Low Demand Growth+Ref Gas Supply+Methanex Stays+Delayed Build+Constrained Operational Capacity+Low Wind & Solar | 32.5717 | 53.6851 | 77.4796
2034 | SIWEM_PERC | Low Demand Growth+Ref Gas Supply+Methanex Stays+Delayed Build+Constrained Operational Capacity+Low Wind & Solar | 28.7563 | 51.4583 | 74.8859
2035 | SIWEM_PERC | Low Demand Growth+Ref Gas Supply+Methanex Stays+Delayed Build+Constrained Operational Capacity+Low Wind & Solar | 22.7656 | 48.6438 | 71.6131
2026 | NZWEM_PERC | Low Demand Growth+Ref Gas Supply+Methanex Stays+Delayed Build+Upgraded HVDC | 19.6984 | 19.6984 | 19.6984
2027 | NZWEM_PERC | Low Demand Growth+Ref Gas Supply+Methanex Stays+Delayed Build+Upgraded HVDC | 15.668 | 15.8175 | 15.995
2028 | NZWEM_PERC | Low Demand Growth+Ref Gas Supply+Methanex Stays+Delayed Build+Upgraded HVDC | 19.3155 | 20.8447 | 21.1775
2029 | NZWEM_PERC | Low Demand Growth+Ref Gas Supply+Methanex Stays+Delayed Build+Upgraded HVDC | 20.8665 | 23.9194 | 24.8676
2030 | NZWEM_PERC | Low Demand Growth+Ref Gas Supply+Methanex Stays+Delayed Build+Upgraded HVDC | 20.8367 | 30.5949 | 38.8435
2031 | NZWEM_PERC | Low Demand Growth+Ref Gas Supply+Methanex Stays+Delayed Build+Upgraded HVDC | 17.7198 | 30.614 | 39.9274
2032 | NZWEM_PERC | Low Demand Growth+Ref Gas Supply+Methanex Stays+Delayed Build+Upgraded HVDC | 15.8344 | 29.2467 | 44.5566
2033 | NZWEM_PERC | Low Demand Growth+Ref Gas Supply+Methanex Stays+Delayed Build+Upgraded HVDC | 14.0884 | 27.3883 | 48.8455
2034 | NZWEM_PERC | Low Demand Growth+Ref Gas Supply+Methanex Stays+Delayed Build+Upgraded HVDC | 12.6716 | 26.167 | 48.3561
2035 | NZWEM_PERC | Low Demand Growth+Ref Gas Supply+Methanex Stays+Delayed Build+Upgraded HVDC | 10.4492 | 24.1691 | 47.7444
2026 | NIWCM | Low Demand Growth+Ref Gas Supply+Methanex Stays+Delayed Build+Upgraded HVDC | 906.8546 | 906.8546 | 906.8546
2027 | NIWCM | Low Demand Growth+Ref Gas Supply+Methanex Stays+Delayed Build+Upgraded HVDC | 1161.9847 | 1163.9836 | 1166.4561
2028 | NIWCM | Low Demand Growth+Ref Gas Supply+Methanex Stays+Delayed Build+Upgraded HVDC | 1440.6233 | 1459.8351 | 1464.3716
2029 | NIWCM | Low Demand Growth+Ref Gas Supply+Methanex Stays+Delayed Build+Upgraded HVDC | 1465.9933 | 1588.6796 | 1602.2719
2030 | NIWCM | Low Demand Growth+Ref Gas Supply+Methanex Stays+Delayed Build+Upgraded HVDC | 1498.1781 | 2161.9592 | 2331.4701
2031 | NIWCM | Low Demand Growth+Ref Gas Supply+Methanex Stays+Delayed Build+Upgraded HVDC | 1394.1898 | 2292.0689 | 2626.0636
2032 | NIWCM | Low Demand Growth+Ref Gas Supply+Methanex Stays+Delayed Build+Upgraded HVDC | 1273.0829 | 2230.6598 | 2736.2786
2033 | NIWCM | Low Demand Growth+Ref Gas Supply+Methanex Stays+Delayed Build+Upgraded HVDC | 1230.5615 | 2199.2611 | 2924.3371
2034 | NIWCM | Low Demand Growth+Ref Gas Supply+Methanex Stays+Delayed Build+Upgraded HVDC | 1119.9069 | 2113.9951 | 2903.8055
2035 | NIWCM | Low Demand Growth+Ref Gas Supply+Methanex Stays+Delayed Build+Upgraded HVDC | 994.2191 | 2021.1001 | 2897.8323
2026 | SIWEM_PERC | Low Demand Growth+Ref Gas Supply+Methanex Stays+Delayed Build+Upgraded HVDC | 50.7882 | 50.7882 | 50.7882
2027 | SIWEM_PERC | Low Demand Growth+Ref Gas Supply+Methanex Stays+Delayed Build+Upgraded HVDC | 41.7093 | 42.1208 | 42.609
2028 | SIWEM_PERC | Low Demand Growth+Ref Gas Supply+Methanex Stays+Delayed Build+Upgraded HVDC | 51.5224 | 55.6034 | 56.4342
2029 | SIWEM_PERC | Low Demand Growth+Ref Gas Supply+Methanex Stays+Delayed Build+Upgraded HVDC | 55.1472 | 63.2237 | 65.5842
2030 | SIWEM_PERC | Low Demand Growth+Ref Gas Supply+Methanex Stays+Delayed Build+Upgraded HVDC | 54.6393 | 80.001 | 98.68
2031 | SIWEM_PERC | Low Demand Growth+Ref Gas Supply+Methanex Stays+Delayed Build+Upgraded HVDC | 46.5483 | 79.654 | 96.3999
2032 | SIWEM_PERC | Low Demand Growth+Ref Gas Supply+Methanex Stays+Delayed Build+Upgraded HVDC | 41.3389 | 76.0606 | 100.7887
2033 | SIWEM_PERC | Low Demand Growth+Ref Gas Supply+Methanex Stays+Delayed Build+Upgraded HVDC | 36.5203 | 71.1666 | 102.9236
2034 | SIWEM_PERC | Low Demand Growth+Ref Gas Supply+Methanex Stays+Delayed Build+Upgraded HVDC | 32.6441 | 67.9535 | 99.9376
2035 | SIWEM_PERC | Low Demand Growth+Ref Gas Supply+Methanex Stays+Delayed Build+Upgraded HVDC | 26.5772 | 62.8021 | 96.1747
2026 | NZWEM_PERC | Low Demand Growth+Ref Gas Supply+Methanex Stays+Delayed Build+Upgraded HVDC+Low Wind & Solar | 18.743 | 18.743 | 18.743
2027 | NZWEM_PERC | Low Demand Growth+Ref Gas Supply+Methanex Stays+Delayed Build+Upgraded HVDC+Low Wind & Solar | 14.6562 | 14.7911 | 14.9513
2028 | NZWEM_PERC | Low Demand Growth+Ref Gas Supply+Methanex Stays+Delayed Build+Upgraded HVDC+Low Wind & Solar | 18.0413 | 19.4213 | 19.7217
2029 | NZWEM_PERC | Low Demand Growth+Ref Gas Supply+Methanex Stays+Delayed Build+Upgraded HVDC+Low Wind & Solar | 19.4231 | 22.1782 | 23.0339
2030 | NZWEM_PERC | Low Demand Growth+Ref Gas Supply+Methanex Stays+Delayed Build+Upgraded HVDC+Low Wind & Solar | 19.2996 | 28.1061 | 35.5501
2031 | NZWEM_PERC | Low Demand Growth+Ref Gas Supply+Methanex Stays+Delayed Build+Upgraded HVDC+Low Wind & Solar | 16.2176 | 27.8541 | 36.2591
2032 | NZWEM_PERC | Low Demand Growth+Ref Gas Supply+Methanex Stays+Delayed Build+Upgraded HVDC+Low Wind & Solar | 14.3577 | 26.4619 | 40.3182
2033 | NZWEM_PERC | Low Demand Growth+Ref Gas Supply+Methanex Stays+Delayed Build+Upgraded HVDC+Low Wind & Solar | 12.6347 | 24.6468 | 44.0503
2034 | NZWEM_PERC | Low Demand Growth+Ref Gas Supply+Methanex Stays+Delayed Build+Upgraded HVDC+Low Wind & Solar | 11.2418 | 23.4302 | 43.532
2035 | NZWEM_PERC | Low Demand Growth+Ref Gas Supply+Methanex Stays+Delayed Build+Upgraded HVDC+Low Wind & Solar | 9.0504 | 21.4916 | 42.8428
2026 | NIWCM | Low Demand Growth+Ref Gas Supply+Methanex Stays+Delayed Build+Upgraded HVDC+Low Wind & Solar | 906.8546 | 906.8546 | 906.8546
2027 | NIWCM | Low Demand Growth+Ref Gas Supply+Methanex Stays+Delayed Build+Upgraded HVDC+Low Wind & Solar | 1161.9847 | 1163.9836 | 1166.4561
2028 | NIWCM | Low Demand Growth+Ref Gas Supply+Methanex Stays+Delayed Build+Upgraded HVDC+Low Wind & Solar | 1440.6233 | 1459.8351 | 1464.3716
2029 | NIWCM | Low Demand Growth+Ref Gas Supply+Methanex Stays+Delayed Build+Upgraded HVDC+Low Wind & Solar | 1465.9933 | 1588.6796 | 1602.2719
2030 | NIWCM | Low Demand Growth+Ref Gas Supply+Methanex Stays+Delayed Build+Upgraded HVDC+Low Wind & Solar | 1498.1781 | 2161.9592 | 2331.4701
2031 | NIWCM | Low Demand Growth+Ref Gas Supply+Methanex Stays+Delayed Build+Upgraded HVDC+Low Wind & Solar | 1394.1898 | 2292.0689 | 2626.0636
2032 | NIWCM | Low Demand Growth+Ref Gas Supply+Methanex Stays+Delayed Build+Upgraded HVDC+Low Wind & Solar | 1273.0829 | 2230.6598 | 2736.2786
2033 | NIWCM | Low Demand Growth+Ref Gas Supply+Methanex Stays+Delayed Build+Upgraded HVDC+Low Wind & Solar | 1230.5615 | 2199.2611 | 2924.3371
2034 | NIWCM | Low Demand Growth+Ref Gas Supply+Methanex Stays+Delayed Build+Upgraded HVDC+Low Wind & Solar | 1119.9069 | 2113.9951 | 2903.8055
2035 | NIWCM | Low Demand Growth+Ref Gas Supply+Methanex Stays+Delayed Build+Upgraded HVDC+Low Wind & Solar | 994.2191 | 2021.1001 | 2897.8323
2026 | SIWEM_PERC | Low Demand Growth+Ref Gas Supply+Methanex Stays+Delayed Build+Upgraded HVDC+Low Wind & Solar | 50.4405 | 50.4405 | 50.4405
2027 | SIWEM_PERC | Low Demand Growth+Ref Gas Supply+Methanex Stays+Delayed Build+Upgraded HVDC+Low Wind & Solar | 38.926 | 39.2973 | 39.738
2028 | SIWEM_PERC | Low Demand Growth+Ref Gas Supply+Methanex Stays+Delayed Build+Upgraded HVDC+Low Wind & Solar | 48.0293 | 51.8125 | 52.6358
2029 | SIWEM_PERC | Low Demand Growth+Ref Gas Supply+Methanex Stays+Delayed Build+Upgraded HVDC+Low Wind & Solar | 51.4759 | 58.7646 | 60.8949
2030 | SIWEM_PERC | Low Demand Growth+Ref Gas Supply+Methanex Stays+Delayed Build+Upgraded HVDC+Low Wind & Solar | 50.7391 | 73.6271 | 93.2096
2031 | SIWEM_PERC | Low Demand Growth+Ref Gas Supply+Methanex Stays+Delayed Build+Upgraded HVDC+Low Wind & Solar | 42.4939 | 72.6127 | 92.5554
2032 | SIWEM_PERC | Low Demand Growth+Ref Gas Supply+Methanex Stays+Delayed Build+Upgraded HVDC+Low Wind & Solar | 37.3263 | 68.9514 | 96.2511
2033 | SIWEM_PERC | Low Demand Growth+Ref Gas Supply+Methanex Stays+Delayed Build+Upgraded HVDC+Low Wind & Solar | 32.5717 | 64.1707 | 97.9498
2034 | SIWEM_PERC | Low Demand Growth+Ref Gas Supply+Methanex Stays+Delayed Build+Upgraded HVDC+Low Wind & Solar | 28.7563 | 60.9654 | 95.0404
2035 | SIWEM_PERC | Low Demand Growth+Ref Gas Supply+Methanex Stays+Delayed Build+Upgraded HVDC+Low Wind & Solar | 22.7656 | 55.9507 | 91.3733
2026 | NZWEM_PERC | Low Demand Growth+Ref Gas Supply+Methanex Stays+Delayed Build+Upgraded HVDC+Constrained Operational Capacity | 19.6984 | 19.6984 | 19.6984
2027 | NZWEM_PERC | Low Demand Growth+Ref Gas Supply+Methanex Stays+Delayed Build+Upgraded HVDC+Constrained Operational Capacity | 15.668 | 15.8175 | 15.995
2028 | NZWEM_PERC | Low Demand Growth+Ref Gas Supply+Methanex Stays+Delayed Build+Upgraded HVDC+Constrained Operational Capacity | 19.3155 | 20.8447 | 21.1775
2029 | NZWEM_PERC | Low Demand Growth+Ref Gas Supply+Methanex Stays+Delayed Build+Upgraded HVDC+Constrained Operational Capacity | 20.8665 | 23.9194 | 24.8676
2030 | NZWEM_PERC | Low Demand Growth+Ref Gas Supply+Methanex Stays+Delayed Build+Upgraded HVDC+Constrained Operational Capacity | 20.8367 | 30.5949 | 38.8435
2031 | NZWEM_PERC | Low Demand Growth+Ref Gas Supply+Methanex Stays+Delayed Build+Upgraded HVDC+Constrained Operational Capacity | 17.7198 | 30.614 | 39.9274
2032 | NZWEM_PERC | Low Demand Growth+Ref Gas Supply+Methanex Stays+Delayed Build+Upgraded HVDC+Constrained Operational Capacity | 15.8344 | 29.2467 | 44.5566
2033 | NZWEM_PERC | Low Demand Growth+Ref Gas Supply+Methanex Stays+Delayed Build+Upgraded HVDC+Constrained Operational Capacity | 14.0884 | 27.3883 | 48.8455
2034 | NZWEM_PERC | Low Demand Growth+Ref Gas Supply+Methanex Stays+Delayed Build+Upgraded HVDC+Constrained Operational Capacity | 12.6716 | 26.167 | 48.3561
2035 | NZWEM_PERC | Low Demand Growth+Ref Gas Supply+Methanex Stays+Delayed Build+Upgraded HVDC+Constrained Operational Capacity | 10.4492 | 24.1691 | 47.7444
2026 | NIWCM | Low Demand Growth+Ref Gas Supply+Methanex Stays+Delayed Build+Upgraded HVDC+Constrained Operational Capacity | 373.5029 | 373.5029 | 373.5029
2027 | NIWCM | Low Demand Growth+Ref Gas Supply+Methanex Stays+Delayed Build+Upgraded HVDC+Constrained Operational Capacity | 622.7638 | 622.7638 | 622.7638
2028 | NIWCM | Low Demand Growth+Ref Gas Supply+Methanex Stays+Delayed Build+Upgraded HVDC+Constrained Operational Capacity | 839.2329 | 839.2329 | 839.2329
2029 | NIWCM | Low Demand Growth+Ref Gas Supply+Methanex Stays+Delayed Build+Upgraded HVDC+Constrained Operational Capacity | 833.4055 | 915.296 | 915.296
2030 | NIWCM | Low Demand Growth+Ref Gas Supply+Methanex Stays+Delayed Build+Upgraded HVDC+Constrained Operational Capacity | 840.8697 | 1342.2895 | 1454.8857
2031 | NIWCM | Low Demand Growth+Ref Gas Supply+Methanex Stays+Delayed Build+Upgraded HVDC+Constrained Operational Capacity | 733.0603 | 1378.0255 | 1531.3255
2032 | NIWCM | Low Demand Growth+Ref Gas Supply+Methanex Stays+Delayed Build+Upgraded HVDC+Constrained Operational Capacity | 605.4925 | 1305.8856 | 1511.777
2033 | NIWCM | Low Demand Growth+Ref Gas Supply+Methanex Stays+Delayed Build+Upgraded HVDC+Constrained Operational Capacity | 561.3671 | 1272.9951 | 1534.5504
2034 | NIWCM | Low Demand Growth+Ref Gas Supply+Methanex Stays+Delayed Build+Upgraded HVDC+Constrained Operational Capacity | 450.0023 | 1165.4676 | 1453.3027
2035 | NIWCM | Low Demand Growth+Ref Gas Supply+Methanex Stays+Delayed Build+Upgraded HVDC+Constrained Operational Capacity | 322.0374 | 1067.0524 | 1365.9433
2026 | SIWEM_PERC | Low Demand Growth+Ref Gas Supply+Methanex Stays+Delayed Build+Upgraded HVDC+Constrained Operational Capacity | 50.7882 | 50.7882 | 50.7882
2027 | SIWEM_PERC | Low Demand Growth+Ref Gas Supply+Methanex Stays+Delayed Build+Upgraded HVDC+Constrained Operational Capacity | 41.7093 | 42.1208 | 42.609
2028 | SIWEM_PERC | Low Demand Growth+Ref Gas Supply+Methanex Stays+Delayed Build+Upgraded HVDC+Constrained Operational Capacity | 51.5224 | 55.6034 | 56.4342
2029 | SIWEM_PERC | Low Demand Growth+Ref Gas Supply+Methanex Stays+Delayed Build+Upgraded HVDC+Constrained Operational Capacity | 55.1472 | 63.2237 | 65.5842
2030 | SIWEM_PERC | Low Demand Growth+Ref Gas Supply+Methanex Stays+Delayed Build+Upgraded HVDC+Constrained Operational Capacity | 54.6393 | 80.001 | 98.68
2031 | SIWEM_PERC | Low Demand Growth+Ref Gas Supply+Methanex Stays+Delayed Build+Upgraded HVDC+Constrained Operational Capacity | 46.5483 | 79.654 | 96.3999
2032 | SIWEM_PERC | Low Demand Growth+Ref Gas Supply+Methanex Stays+Delayed Build+Upgraded HVDC+Constrained Operational Capacity | 41.3389 | 76.0606 | 100.7887
2033 | SIWEM_PERC | Low Demand Growth+Ref Gas Supply+Methanex Stays+Delayed Build+Upgraded HVDC+Constrained Operational Capacity | 36.5203 | 71.1666 | 102.9236
2034 | SIWEM_PERC | Low Demand Growth+Ref Gas Supply+Methanex Stays+Delayed Build+Upgraded HVDC+Constrained Operational Capacity | 32.6441 | 67.9535 | 99.9376
2035 | SIWEM_PERC | Low Demand Growth+Ref Gas Supply+Methanex Stays+Delayed Build+Upgraded HVDC+Constrained Operational Capacity | 26.5772 | 62.8021 | 96.1747
2026 | NZWEM_PERC | Low Demand Growth+Ref Gas Supply+Methanex Stays+Delayed Build+Upgraded HVDC+Constrained Operational Capacity+Low Wind & Solar | 18.743 | 18.743 | 18.743
2027 | NZWEM_PERC | Low Demand Growth+Ref Gas Supply+Methanex Stays+Delayed Build+Upgraded HVDC+Constrained Operational Capacity+Low Wind & Solar | 14.6562 | 14.7911 | 14.9513
2028 | NZWEM_PERC | Low Demand Growth+Ref Gas Supply+Methanex Stays+Delayed Build+Upgraded HVDC+Constrained Operational Capacity+Low Wind & Solar | 18.0413 | 19.4213 | 19.7217
2029 | NZWEM_PERC | Low Demand Growth+Ref Gas Supply+Methanex Stays+Delayed Build+Upgraded HVDC+Constrained Operational Capacity+Low Wind & Solar | 19.4231 | 22.1782 | 23.0339
2030 | NZWEM_PERC | Low Demand Growth+Ref Gas Supply+Methanex Stays+Delayed Build+Upgraded HVDC+Constrained Operational Capacity+Low Wind & Solar | 19.2996 | 28.1061 | 35.5501
2031 | NZWEM_PERC | Low Demand Growth+Ref Gas Supply+Methanex Stays+Delayed Build+Upgraded HVDC+Constrained Operational Capacity+Low Wind & Solar | 16.2176 | 27.8541 | 36.2591
2032 | NZWEM_PERC | Low Demand Growth+Ref Gas Supply+Methanex Stays+Delayed Build+Upgraded HVDC+Constrained Operational Capacity+Low Wind & Solar | 14.3577 | 26.4619 | 40.3182
2033 | NZWEM_PERC | Low Demand Growth+Ref Gas Supply+Methanex Stays+Delayed Build+Upgraded HVDC+Constrained Operational Capacity+Low Wind & Solar | 12.6347 | 24.6468 | 44.0503
2034 | NZWEM_PERC | Low Demand Growth+Ref Gas Supply+Methanex Stays+Delayed Build+Upgraded HVDC+Constrained Operational Capacity+Low Wind & Solar | 11.2418 | 23.4302 | 43.532
2035 | NZWEM_PERC | Low Demand Growth+Ref Gas Supply+Methanex Stays+Delayed Build+Upgraded HVDC+Constrained Operational Capacity+Low Wind & Solar | 9.0504 | 21.4916 | 42.8428
2026 | NIWCM | Low Demand Growth+Ref Gas Supply+Methanex Stays+Delayed Build+Upgraded HVDC+Constrained Operational Capacity+Low Wind & Solar | 373.5029 | 373.5029 | 373.5029
2027 | NIWCM | Low Demand Growth+Ref Gas Supply+Methanex Stays+Delayed Build+Upgraded HVDC+Constrained Operational Capacity+Low Wind & Solar | 622.7638 | 622.7638 | 622.7638
2028 | NIWCM | Low Demand Growth+Ref Gas Supply+Methanex Stays+Delayed Build+Upgraded HVDC+Constrained Operational Capacity+Low Wind & Solar | 839.2329 | 839.2329 | 839.2329
2029 | NIWCM | Low Demand Growth+Ref Gas Supply+Methanex Stays+Delayed Build+Upgraded HVDC+Constrained Operational Capacity+Low Wind & Solar | 833.4055 | 915.296 | 915.296
2030 | NIWCM | Low Demand Growth+Ref Gas Supply+Methanex Stays+Delayed Build+Upgraded HVDC+Constrained Operational Capacity+Low Wind & Solar | 840.8697 | 1342.2895 | 1454.8857
2031 | NIWCM | Low Demand Growth+Ref Gas Supply+Methanex Stays+Delayed Build+Upgraded HVDC+Constrained Operational Capacity+Low Wind & Solar | 733.0603 | 1378.0255 | 1531.3255
2032 | NIWCM | Low Demand Growth+Ref Gas Supply+Methanex Stays+Delayed Build+Upgraded HVDC+Constrained Operational Capacity+Low Wind & Solar | 605.4925 | 1305.8856 | 1511.777
2033 | NIWCM | Low Demand Growth+Ref Gas Supply+Methanex Stays+Delayed Build+Upgraded HVDC+Constrained Operational Capacity+Low Wind & Solar | 561.3671 | 1272.9951 | 1534.5504
2034 | NIWCM | Low Demand Growth+Ref Gas Supply+Methanex Stays+Delayed Build+Upgraded HVDC+Constrained Operational Capacity+Low Wind & Solar | 450.0023 | 1165.4676 | 1453.3027
2035 | NIWCM | Low Demand Growth+Ref Gas Supply+Methanex Stays+Delayed Build+Upgraded HVDC+Constrained Operational Capacity+Low Wind & Solar | 322.0374 | 1067.0524 | 1365.9433
2026 | SIWEM_PERC | Low Demand Growth+Ref Gas Supply+Methanex Stays+Delayed Build+Upgraded HVDC+Constrained Operational Capacity+Low Wind & Solar | 50.4405 | 50.4405 | 50.4405
2027 | SIWEM_PERC | Low Demand Growth+Ref Gas Supply+Methanex Stays+Delayed Build+Upgraded HVDC+Constrained Operational Capacity+Low Wind & Solar | 38.926 | 39.2973 | 39.738
2028 | SIWEM_PERC | Low Demand Growth+Ref Gas Supply+Methanex Stays+Delayed Build+Upgraded HVDC+Constrained Operational Capacity+Low Wind & Solar | 48.0293 | 51.8125 | 52.6358
2029 | SIWEM_PERC | Low Demand Growth+Ref Gas Supply+Methanex Stays+Delayed Build+Upgraded HVDC+Constrained Operational Capacity+Low Wind & Solar | 51.4759 | 58.7646 | 60.8949
2030 | SIWEM_PERC | Low Demand Growth+Ref Gas Supply+Methanex Stays+Delayed Build+Upgraded HVDC+Constrained Operational Capacity+Low Wind & Solar | 50.7391 | 73.6271 | 93.2096
2031 | SIWEM_PERC | Low Demand Growth+Ref Gas Supply+Methanex Stays+Delayed Build+Upgraded HVDC+Constrained Operational Capacity+Low Wind & Solar | 42.4939 | 72.6127 | 92.5554
2032 | SIWEM_PERC | Low Demand Growth+Ref Gas Supply+Methanex Stays+Delayed Build+Upgraded HVDC+Constrained Operational Capacity+Low Wind & Solar | 37.3263 | 68.9514 | 96.2511
2033 | SIWEM_PERC | Low Demand Growth+Ref Gas Supply+Methanex Stays+Delayed Build+Upgraded HVDC+Constrained Operational Capacity+Low Wind & Solar | 32.5717 | 64.1707 | 97.9498
2034 | SIWEM_PERC | Low Demand Growth+Ref Gas Supply+Methanex Stays+Delayed Build+Upgraded HVDC+Constrained Operational Capacity+Low Wind & Solar | 28.7563 | 60.9654 | 95.0404
2035 | SIWEM_PERC | Low Demand Growth+Ref Gas Supply+Methanex Stays+Delayed Build+Upgraded HVDC+Constrained Operational Capacity+Low Wind & Solar | 22.7656 | 55.9507 | 91.3733
2026 | NZWEM_PERC | Low Demand Growth+Ref Gas Supply+Methanex Stays+Reduced Rankine Availability | 20.2045 | 20.2644 | 20.2644
2027 | NZWEM_PERC | Low Demand Growth+Ref Gas Supply+Methanex Stays+Reduced Rankine Availability | 14.8262 | 16.7701 | 17.1062
2028 | NZWEM_PERC | Low Demand Growth+Ref Gas Supply+Methanex Stays+Reduced Rankine Availability | 15.1914 | 23.7844 | 28.5505
2029 | NZWEM_PERC | Low Demand Growth+Ref Gas Supply+Methanex Stays+Reduced Rankine Availability | 13.6398 | 25.8913 | 35.5846
2030 | NZWEM_PERC | Low Demand Growth+Ref Gas Supply+Methanex Stays+Reduced Rankine Availability | 12.5217 | 27.0508 | 42.9868
2031 | NZWEM_PERC | Low Demand Growth+Ref Gas Supply+Methanex Stays+Reduced Rankine Availability | 9.5932 | 23.8926 | 46.0667
2032 | NZWEM_PERC | Low Demand Growth+Ref Gas Supply+Methanex Stays+Reduced Rankine Availability | 7.8461 | 22.33 | 45.2471
2033 | NZWEM_PERC | Low Demand Growth+Ref Gas Supply+Methanex Stays+Reduced Rankine Availability | 6.2244 | 20.483 | 44.9839
2034 | NZWEM_PERC | Low Demand Growth+Ref Gas Supply+Methanex Stays+Reduced Rankine Availability | 4.9371 | 19.4341 | 43.5316
2035 | NZWEM_PERC | Low Demand Growth+Ref Gas Supply+Methanex Stays+Reduced Rankine Availability | 2.8823 | 17.1693 | 40.7446
2026 | NIWCM | Low Demand Growth+Ref Gas Supply+Methanex Stays+Reduced Rankine Availability | 1191.4351 | 1192.2349 | 1192.2349
2027 | NIWCM | Low Demand Growth+Ref Gas Supply+Methanex Stays+Reduced Rankine Availability | 1327.1564 | 1355.0149 | 1359.5514
2028 | NIWCM | Low Demand Growth+Ref Gas Supply+Methanex Stays+Reduced Rankine Availability | 1461.582 | 2021.8616 | 2060.8072
2029 | NIWCM | Low Demand Growth+Ref Gas Supply+Methanex Stays+Reduced Rankine Availability | 1439.5339 | 2249.7561 | 2467.4453
2030 | NIWCM | Low Demand Growth+Ref Gas Supply+Methanex Stays+Reduced Rankine Availability | 1323.5546 | 2234.2366 | 2599.4835
2031 | NIWCM | Low Demand Growth+Ref Gas Supply+Methanex Stays+Reduced Rankine Availability | 1236.7153 | 2193.9154 | 2750.7502
2032 | NIWCM | Low Demand Growth+Ref Gas Supply+Methanex Stays+Reduced Rankine Availability | 1115.6248 | 2114.4036 | 2721.1172
2033 | NIWCM | Low Demand Growth+Ref Gas Supply+Methanex Stays+Reduced Rankine Availability | 1000.1606 | 2013.8983 | 2715.0076
2034 | NIWCM | Low Demand Growth+Ref Gas Supply+Methanex Stays+Reduced Rankine Availability | 889.5072 | 1953.5982 | 2758.1705
2035 | NIWCM | Low Demand Growth+Ref Gas Supply+Methanex Stays+Reduced Rankine Availability | 763.819 | 1843.0482 | 2672.7288
2026 | SIWEM_PERC | Low Demand Growth+Ref Gas Supply+Methanex Stays+Reduced Rankine Availability | 54.5165 | 54.682 | 54.682
2027 | SIWEM_PERC | Low Demand Growth+Ref Gas Supply+Methanex Stays+Reduced Rankine Availability | 39.3938 | 44.7412 | 45.6656
2028 | SIWEM_PERC | Low Demand Growth+Ref Gas Supply+Methanex Stays+Reduced Rankine Availability | 40.2169 | 63.7729 | 76.4172
2029 | SIWEM_PERC | Low Demand Growth+Ref Gas Supply+Methanex Stays+Reduced Rankine Availability | 35.8181 | 66.3794 | 83.0811
2030 | SIWEM_PERC | Low Demand Growth+Ref Gas Supply+Methanex Stays+Reduced Rankine Availability | 32.5273 | 64.9092 | 87.3057
2031 | SIWEM_PERC | Low Demand Growth+Ref Gas Supply+Methanex Stays+Reduced Rankine Availability | 24.4734 | 61.2884 | 88.5761
2032 | SIWEM_PERC | Low Demand Growth+Ref Gas Supply+Methanex Stays+Reduced Rankine Availability | 20.3674 | 58.492 | 85.2852
2033 | SIWEM_PERC | Low Demand Growth+Ref Gas Supply+Methanex Stays+Reduced Rankine Availability | 18.5707 | 53.8897 | 82.4535
2034 | SIWEM_PERC | Low Demand Growth+Ref Gas Supply+Methanex Stays+Reduced Rankine Availability | 16.8853 | 51.0323 | 79.7831
2035 | SIWEM_PERC | Low Demand Growth+Ref Gas Supply+Methanex Stays+Reduced Rankine Availability | 14.7472 | 44.8895 | 76.4144
2026 | NZWEM_PERC | Low Demand Growth+Ref Gas Supply+Methanex Stays+Reduced Rankine Availability+Low Wind & Solar | 18.9487 | 19.0027 | 19.0027
2027 | NZWEM_PERC | Low Demand Growth+Ref Gas Supply+Methanex Stays+Reduced Rankine Availability+Low Wind & Solar | 13.4007 | 15.155 | 15.4582
2028 | NZWEM_PERC | Low Demand Growth+Ref Gas Supply+Methanex Stays+Reduced Rankine Availability+Low Wind & Solar | 13.6582 | 21.4131 | 25.7143
2029 | NZWEM_PERC | Low Demand Growth+Ref Gas Supply+Methanex Stays+Reduced Rankine Availability+Low Wind & Solar | 12.0763 | 23.1328 | 31.8807
2030 | NZWEM_PERC | Low Demand Growth+Ref Gas Supply+Methanex Stays+Reduced Rankine Availability+Low Wind & Solar | 10.9847 | 24.152 | 38.5751
2031 | NZWEM_PERC | Low Demand Growth+Ref Gas Supply+Methanex Stays+Reduced Rankine Availability+Low Wind & Solar | 8.0909 | 21.0595 | 41.1112
2032 | NZWEM_PERC | Low Demand Growth+Ref Gas Supply+Methanex Stays+Reduced Rankine Availability+Low Wind & Solar | 6.3695 | 19.5034 | 40.2648
2033 | NZWEM_PERC | Low Demand Growth+Ref Gas Supply+Methanex Stays+Reduced Rankine Availability+Low Wind & Solar | 4.7707 | 17.7004 | 39.8898
2034 | NZWEM_PERC | Low Demand Growth+Ref Gas Supply+Methanex Stays+Reduced Rankine Availability+Low Wind & Solar | 3.5074 | 16.6973 | 38.5214
2035 | NZWEM_PERC | Low Demand Growth+Ref Gas Supply+Methanex Stays+Reduced Rankine Availability+Low Wind & Solar | 1.4835 | 14.4918 | 35.843
2026 | NIWCM | Low Demand Growth+Ref Gas Supply+Methanex Stays+Reduced Rankine Availability+Low Wind & Solar | 1191.4351 | 1192.2349 | 1192.2349
2027 | NIWCM | Low Demand Growth+Ref Gas Supply+Methanex Stays+Reduced Rankine Availability+Low Wind & Solar | 1327.1564 | 1355.0149 | 1359.5514
2028 | NIWCM | Low Demand Growth+Ref Gas Supply+Methanex Stays+Reduced Rankine Availability+Low Wind & Solar | 1461.582 | 2021.8616 | 2060.8072
2029 | NIWCM | Low Demand Growth+Ref Gas Supply+Methanex Stays+Reduced Rankine Availability+Low Wind & Solar | 1439.5339 | 2249.7561 | 2467.4453
2030 | NIWCM | Low Demand Growth+Ref Gas Supply+Methanex Stays+Reduced Rankine Availability+Low Wind & Solar | 1323.5546 | 2234.2366 | 2599.4835
2031 | NIWCM | Low Demand Growth+Ref Gas Supply+Methanex Stays+Reduced Rankine Availability+Low Wind & Solar | 1236.7153 | 2193.9154 | 2750.7502
2032 | NIWCM | Low Demand Growth+Ref Gas Supply+Methanex Stays+Reduced Rankine Availability+Low Wind & Solar | 1115.6248 | 2114.4036 | 2721.1172
2033 | NIWCM | Low Demand Growth+Ref Gas Supply+Methanex Stays+Reduced Rankine Availability+Low Wind & Solar | 1000.1606 | 2013.8983 | 2715.0076
2034 | NIWCM | Low Demand Growth+Ref Gas Supply+Methanex Stays+Reduced Rankine Availability+Low Wind & Solar | 889.5072 | 1953.5982 | 2758.1705
2035 | NIWCM | Low Demand Growth+Ref Gas Supply+Methanex Stays+Reduced Rankine Availability+Low Wind & Solar | 763.819 | 1843.0482 | 2672.7288
2026 | SIWEM_PERC | Low Demand Growth+Ref Gas Supply+Methanex Stays+Reduced Rankine Availability+Low Wind & Solar | 51.0427 | 51.192 | 51.192
2027 | SIWEM_PERC | Low Demand Growth+Ref Gas Supply+Methanex Stays+Reduced Rankine Availability+Low Wind & Solar | 35.4723 | 40.2981 | 41.1324
2028 | SIWEM_PERC | Low Demand Growth+Ref Gas Supply+Methanex Stays+Reduced Rankine Availability+Low Wind & Solar | 36.0139 | 57.2724 | 69.0631
2029 | SIWEM_PERC | Low Demand Growth+Ref Gas Supply+Methanex Stays+Reduced Rankine Availability+Low Wind & Solar | 31.5436 | 61.7701 | 79.06
2030 | SIWEM_PERC | Low Demand Growth+Ref Gas Supply+Methanex Stays+Reduced Rankine Availability+Low Wind & Solar | 28.3465 | 62.3656 | 82.5777
2031 | SIWEM_PERC | Low Demand Growth+Ref Gas Supply+Methanex Stays+Reduced Rankine Availability+Low Wind & Solar | 21.4438 | 55.6653 | 83.4284
2032 | SIWEM_PERC | Low Demand Growth+Ref Gas Supply+Methanex Stays+Reduced Rankine Availability+Low Wind & Solar | 19.3693 | 51.309 | 80.2308
2033 | SIWEM_PERC | Low Demand Growth+Ref Gas Supply+Methanex Stays+Reduced Rankine Availability+Low Wind & Solar | 17.5885 | 46.3314 | 77.4796
2034 | SIWEM_PERC | Low Demand Growth+Ref Gas Supply+Methanex Stays+Reduced Rankine Availability+Low Wind & Solar | 15.9182 | 43.5905 | 74.8859
2035 | SIWEM_PERC | Low Demand Growth+Ref Gas Supply+Methanex Stays+Reduced Rankine Availability+Low Wind & Solar | 13.799 | 37.5933 | 71.6131
2026 | NZWEM_PERC | Low Demand Growth+Ref Gas Supply+Methanex Stays+Reduced Rankine Availability+Constrained Operational Capacity | 20.2045 | 20.2644 | 20.2644
2027 | NZWEM_PERC | Low Demand Growth+Ref Gas Supply+Methanex Stays+Reduced Rankine Availability+Constrained Operational Capacity | 14.8262 | 16.7701 | 17.1062
2028 | NZWEM_PERC | Low Demand Growth+Ref Gas Supply+Methanex Stays+Reduced Rankine Availability+Constrained Operational Capacity | 15.1914 | 23.7844 | 28.5505
2029 | NZWEM_PERC | Low Demand Growth+Ref Gas Supply+Methanex Stays+Reduced Rankine Availability+Constrained Operational Capacity | 13.6398 | 25.8913 | 35.5846
2030 | NZWEM_PERC | Low Demand Growth+Ref Gas Supply+Methanex Stays+Reduced Rankine Availability+Constrained Operational Capacity | 12.5217 | 27.0508 | 42.9868
2031 | NZWEM_PERC | Low Demand Growth+Ref Gas Supply+Methanex Stays+Reduced Rankine Availability+Constrained Operational Capacity | 9.5932 | 23.8926 | 46.0667
2032 | NZWEM_PERC | Low Demand Growth+Ref Gas Supply+Methanex Stays+Reduced Rankine Availability+Constrained Operational Capacity | 7.8461 | 22.33 | 45.2471
2033 | NZWEM_PERC | Low Demand Growth+Ref Gas Supply+Methanex Stays+Reduced Rankine Availability+Constrained Operational Capacity | 6.2244 | 20.483 | 44.9839
2034 | NZWEM_PERC | Low Demand Growth+Ref Gas Supply+Methanex Stays+Reduced Rankine Availability+Constrained Operational Capacity | 4.9371 | 19.4341 | 43.5316
2035 | NZWEM_PERC | Low Demand Growth+Ref Gas Supply+Methanex Stays+Reduced Rankine Availability+Constrained Operational Capacity | 2.8823 | 17.1693 | 40.7446
2026 | NIWCM | Low Demand Growth+Ref Gas Supply+Methanex Stays+Reduced Rankine Availability+Constrained Operational Capacity | 604.1196 | 604.1196 | 604.1196
2027 | NIWCM | Low Demand Growth+Ref Gas Supply+Methanex Stays+Reduced Rankine Availability+Constrained Operational Capacity | 709.2101 | 713.0979 | 713.0979
2028 | NIWCM | Low Demand Growth+Ref Gas Supply+Methanex Stays+Reduced Rankine Availability+Constrained Operational Capacity | 818.3594 | 1305.8788 | 1312.9608
2029 | NIWCM | Low Demand Growth+Ref Gas Supply+Methanex Stays+Reduced Rankine Availability+Constrained Operational Capacity | 782.4328 | 1423.8944 | 1576.8858
2030 | NIWCM | Low Demand Growth+Ref Gas Supply+Methanex Stays+Reduced Rankine Availability+Constrained Operational Capacity | 666.2462 | 1383.6679 | 1589.3647
2031 | NIWCM | Low Demand Growth+Ref Gas Supply+Methanex Stays+Reduced Rankine Availability+Constrained Operational Capacity | 575.5979 | 1304.9563 | 1564.7785
2032 | NIWCM | Low Demand Growth+Ref Gas Supply+Methanex Stays+Reduced Rankine Availability+Constrained Operational Capacity | 448.0312 | 1187.216 | 1467.5734
2033 | NIWCM | Low Demand Growth+Ref Gas Supply+Methanex Stays+Reduced Rankine Availability+Constrained Operational Capacity | 330.967 | 1073.0536 | 1366.0557
2034 | NIWCM | Low Demand Growth+Ref Gas Supply+Methanex Stays+Reduced Rankine Availability+Constrained Operational Capacity | 219.6023 | 1005.157 | 1380.2233
2035 | NIWCM | Low Demand Growth+Ref Gas Supply+Methanex Stays+Reduced Rankine Availability+Constrained Operational Capacity | 91.6374 | 888.9844 | 1265.1036
2026 | SIWEM_PERC | Low Demand Growth+Ref Gas Supply+Methanex Stays+Reduced Rankine Availability+Constrained Operational Capacity | 54.5165 | 54.682 | 54.682
2027 | SIWEM_PERC | Low Demand Growth+Ref Gas Supply+Methanex Stays+Reduced Rankine Availability+Constrained Operational Capacity | 39.3938 | 44.7412 | 45.6656
2028 | SIWEM_PERC | Low Demand Growth+Ref Gas Supply+Methanex Stays+Reduced Rankine Availability+Constrained Operational Capacity | 40.2169 | 63.7729 | 76.4172
2029 | SIWEM_PERC | Low Demand Growth+Ref Gas Supply+Methanex Stays+Reduced Rankine Availability+Constrained Operational Capacity | 35.8181 | 66.3794 | 83.0811
2030 | SIWEM_PERC | Low Demand Growth+Ref Gas Supply+Methanex Stays+Reduced Rankine Availability+Constrained Operational Capacity | 32.5273 | 64.9092 | 87.3057
2031 | SIWEM_PERC | Low Demand Growth+Ref Gas Supply+Methanex Stays+Reduced Rankine Availability+Constrained Operational Capacity | 24.4734 | 61.2884 | 88.5761
2032 | SIWEM_PERC | Low Demand Growth+Ref Gas Supply+Methanex Stays+Reduced Rankine Availability+Constrained Operational Capacity | 20.3674 | 58.492 | 85.2852
2033 | SIWEM_PERC | Low Demand Growth+Ref Gas Supply+Methanex Stays+Reduced Rankine Availability+Constrained Operational Capacity | 18.5707 | 53.8897 | 82.4535
2034 | SIWEM_PERC | Low Demand Growth+Ref Gas Supply+Methanex Stays+Reduced Rankine Availability+Constrained Operational Capacity | 16.8853 | 51.0323 | 79.7831
2035 | SIWEM_PERC | Low Demand Growth+Ref Gas Supply+Methanex Stays+Reduced Rankine Availability+Constrained Operational Capacity | 14.7472 | 44.8895 | 76.4144
2026 | NZWEM_PERC | Low Demand Growth+Ref Gas Supply+Methanex Stays+Reduced Rankine Availability+Constrained Operational Capacity+Low Wind & Solar | 18.9487 | 19.0027 | 19.0027
2027 | NZWEM_PERC | Low Demand Growth+Ref Gas Supply+Methanex Stays+Reduced Rankine Availability+Constrained Operational Capacity+Low Wind & Solar | 13.4007 | 15.155 | 15.4582
2028 | NZWEM_PERC | Low Demand Growth+Ref Gas Supply+Methanex Stays+Reduced Rankine Availability+Constrained Operational Capacity+Low Wind & Solar | 13.6582 | 21.4131 | 25.7143
2029 | NZWEM_PERC | Low Demand Growth+Ref Gas Supply+Methanex Stays+Reduced Rankine Availability+Constrained Operational Capacity+Low Wind & Solar | 12.0763 | 23.1328 | 31.8807
2030 | NZWEM_PERC | Low Demand Growth+Ref Gas Supply+Methanex Stays+Reduced Rankine Availability+Constrained Operational Capacity+Low Wind & Solar | 10.9847 | 24.152 | 38.5751
2031 | NZWEM_PERC | Low Demand Growth+Ref Gas Supply+Methanex Stays+Reduced Rankine Availability+Constrained Operational Capacity+Low Wind & Solar | 8.0909 | 21.0595 | 41.1112
2032 | NZWEM_PERC | Low Demand Growth+Ref Gas Supply+Methanex Stays+Reduced Rankine Availability+Constrained Operational Capacity+Low Wind & Solar | 6.3695 | 19.5034 | 40.2648
2033 | NZWEM_PERC | Low Demand Growth+Ref Gas Supply+Methanex Stays+Reduced Rankine Availability+Constrained Operational Capacity+Low Wind & Solar | 4.7707 | 17.7004 | 39.8898
2034 | NZWEM_PERC | Low Demand Growth+Ref Gas Supply+Methanex Stays+Reduced Rankine Availability+Constrained Operational Capacity+Low Wind & Solar | 3.5074 | 16.6973 | 38.5214
2035 | NZWEM_PERC | Low Demand Growth+Ref Gas Supply+Methanex Stays+Reduced Rankine Availability+Constrained Operational Capacity+Low Wind & Solar | 1.4835 | 14.4918 | 35.843
2026 | NIWCM | Low Demand Growth+Ref Gas Supply+Methanex Stays+Reduced Rankine Availability+Constrained Operational Capacity+Low Wind & Solar | 604.1196 | 604.1196 | 604.1196
2027 | NIWCM | Low Demand Growth+Ref Gas Supply+Methanex Stays+Reduced Rankine Availability+Constrained Operational Capacity+Low Wind & Solar | 709.2101 | 713.0979 | 713.0979
2028 | NIWCM | Low Demand Growth+Ref Gas Supply+Methanex Stays+Reduced Rankine Availability+Constrained Operational Capacity+Low Wind & Solar | 818.3594 | 1305.8788 | 1312.9608
2029 | NIWCM | Low Demand Growth+Ref Gas Supply+Methanex Stays+Reduced Rankine Availability+Constrained Operational Capacity+Low Wind & Solar | 782.4328 | 1423.8944 | 1576.8858
2030 | NIWCM | Low Demand Growth+Ref Gas Supply+Methanex Stays+Reduced Rankine Availability+Constrained Operational Capacity+Low Wind & Solar | 666.2462 | 1383.6679 | 1589.3647
2031 | NIWCM | Low Demand Growth+Ref Gas Supply+Methanex Stays+Reduced Rankine Availability+Constrained Operational Capacity+Low Wind & Solar | 575.5979 | 1304.9563 | 1564.7785
2032 | NIWCM | Low Demand Growth+Ref Gas Supply+Methanex Stays+Reduced Rankine Availability+Constrained Operational Capacity+Low Wind & Solar | 448.0312 | 1187.216 | 1467.5734
2033 | NIWCM | Low Demand Growth+Ref Gas Supply+Methanex Stays+Reduced Rankine Availability+Constrained Operational Capacity+Low Wind & Solar | 330.967 | 1073.0536 | 1366.0557
2034 | NIWCM | Low Demand Growth+Ref Gas Supply+Methanex Stays+Reduced Rankine Availability+Constrained Operational Capacity+Low Wind & Solar | 219.6023 | 1005.157 | 1380.2233
2035 | NIWCM | Low Demand Growth+Ref Gas Supply+Methanex Stays+Reduced Rankine Availability+Constrained Operational Capacity+Low Wind & Solar | 91.6374 | 888.9844 | 1265.1036
2026 | SIWEM_PERC | Low Demand Growth+Ref Gas Supply+Methanex Stays+Reduced Rankine Availability+Constrained Operational Capacity+Low Wind & Solar | 51.0427 | 51.192 | 51.192
2027 | SIWEM_PERC | Low Demand Growth+Ref Gas Supply+Methanex Stays+Reduced Rankine Availability+Constrained Operational Capacity+Low Wind & Solar | 35.4723 | 40.2981 | 41.1324
2028 | SIWEM_PERC | Low Demand Growth+Ref Gas Supply+Methanex Stays+Reduced Rankine Availability+Constrained Operational Capacity+Low Wind & Solar | 36.0139 | 57.2724 | 69.0631
2029 | SIWEM_PERC | Low Demand Growth+Ref Gas Supply+Methanex Stays+Reduced Rankine Availability+Constrained Operational Capacity+Low Wind & Solar | 31.5436 | 61.7701 | 79.06
2030 | SIWEM_PERC | Low Demand Growth+Ref Gas Supply+Methanex Stays+Reduced Rankine Availability+Constrained Operational Capacity+Low Wind & Solar | 28.3465 | 62.3656 | 82.5777
2031 | SIWEM_PERC | Low Demand Growth+Ref Gas Supply+Methanex Stays+Reduced Rankine Availability+Constrained Operational Capacity+Low Wind & Solar | 21.4438 | 55.6653 | 83.4284
2032 | SIWEM_PERC | Low Demand Growth+Ref Gas Supply+Methanex Stays+Reduced Rankine Availability+Constrained Operational Capacity+Low Wind & Solar | 19.3693 | 51.309 | 80.2308
2033 | SIWEM_PERC | Low Demand Growth+Ref Gas Supply+Methanex Stays+Reduced Rankine Availability+Constrained Operational Capacity+Low Wind & Solar | 17.5885 | 46.3314 | 77.4796
2034 | SIWEM_PERC | Low Demand Growth+Ref Gas Supply+Methanex Stays+Reduced Rankine Availability+Constrained Operational Capacity+Low Wind & Solar | 15.9182 | 43.5905 | 74.8859
2035 | SIWEM_PERC | Low Demand Growth+Ref Gas Supply+Methanex Stays+Reduced Rankine Availability+Constrained Operational Capacity+Low Wind & Solar | 13.799 | 37.5933 | 71.6131
2026 | NZWEM_PERC | Low Demand Growth+Ref Gas Supply+Methanex Stays+Reduced Rankine Availability+Upgraded HVDC | 20.2045 | 20.2644 | 20.2644
2027 | NZWEM_PERC | Low Demand Growth+Ref Gas Supply+Methanex Stays+Reduced Rankine Availability+Upgraded HVDC | 14.8262 | 16.7701 | 17.1062
2028 | NZWEM_PERC | Low Demand Growth+Ref Gas Supply+Methanex Stays+Reduced Rankine Availability+Upgraded HVDC | 15.1914 | 23.7844 | 28.5505
2029 | NZWEM_PERC | Low Demand Growth+Ref Gas Supply+Methanex Stays+Reduced Rankine Availability+Upgraded HVDC | 13.6398 | 25.8913 | 35.5846
2030 | NZWEM_PERC | Low Demand Growth+Ref Gas Supply+Methanex Stays+Reduced Rankine Availability+Upgraded HVDC | 12.5217 | 27.0508 | 42.9868
2031 | NZWEM_PERC | Low Demand Growth+Ref Gas Supply+Methanex Stays+Reduced Rankine Availability+Upgraded HVDC | 9.5932 | 23.8926 | 46.0667
2032 | NZWEM_PERC | Low Demand Growth+Ref Gas Supply+Methanex Stays+Reduced Rankine Availability+Upgraded HVDC | 7.8461 | 22.33 | 45.2471
2033 | NZWEM_PERC | Low Demand Growth+Ref Gas Supply+Methanex Stays+Reduced Rankine Availability+Upgraded HVDC | 6.2244 | 20.483 | 44.9839
2034 | NZWEM_PERC | Low Demand Growth+Ref Gas Supply+Methanex Stays+Reduced Rankine Availability+Upgraded HVDC | 4.9371 | 19.4341 | 43.5316
2035 | NZWEM_PERC | Low Demand Growth+Ref Gas Supply+Methanex Stays+Reduced Rankine Availability+Upgraded HVDC | 2.8823 | 17.1693 | 40.7446
2026 | NIWCM | Low Demand Growth+Ref Gas Supply+Methanex Stays+Reduced Rankine Availability+Upgraded HVDC | 1191.4351 | 1192.2349 | 1192.2349
2027 | NIWCM | Low Demand Growth+Ref Gas Supply+Methanex Stays+Reduced Rankine Availability+Upgraded HVDC | 1327.1564 | 1355.0149 | 1359.5514
2028 | NIWCM | Low Demand Growth+Ref Gas Supply+Methanex Stays+Reduced Rankine Availability+Upgraded HVDC | 1461.582 | 2021.8616 | 2060.8072
2029 | NIWCM | Low Demand Growth+Ref Gas Supply+Methanex Stays+Reduced Rankine Availability+Upgraded HVDC | 1439.5339 | 2249.7561 | 2467.4453
2030 | NIWCM | Low Demand Growth+Ref Gas Supply+Methanex Stays+Reduced Rankine Availability+Upgraded HVDC | 1323.5546 | 2234.2366 | 2599.4835
2031 | NIWCM | Low Demand Growth+Ref Gas Supply+Methanex Stays+Reduced Rankine Availability+Upgraded HVDC | 1236.7283 | 2232.003 | 2874.2501
2032 | NIWCM | Low Demand Growth+Ref Gas Supply+Methanex Stays+Reduced Rankine Availability+Upgraded HVDC | 1115.6214 | 2126.5675 | 2844.7526
2033 | NIWCM | Low Demand Growth+Ref Gas Supply+Methanex Stays+Reduced Rankine Availability+Upgraded HVDC | 1000.1615 | 2013.9003 | 2838.3788
2034 | NIWCM | Low Demand Growth+Ref Gas Supply+Methanex Stays+Reduced Rankine Availability+Upgraded HVDC | 889.5069 | 1953.6843 | 2887.9237
2035 | NIWCM | Low Demand Growth+Ref Gas Supply+Methanex Stays+Reduced Rankine Availability+Upgraded HVDC | 763.8191 | 1843.0321 | 2796.9933
2026 | SIWEM_PERC | Low Demand Growth+Ref Gas Supply+Methanex Stays+Reduced Rankine Availability+Upgraded HVDC | 54.5165 | 54.682 | 54.682
2027 | SIWEM_PERC | Low Demand Growth+Ref Gas Supply+Methanex Stays+Reduced Rankine Availability+Upgraded HVDC | 39.3938 | 44.7412 | 45.6656
2028 | SIWEM_PERC | Low Demand Growth+Ref Gas Supply+Methanex Stays+Reduced Rankine Availability+Upgraded HVDC | 40.2169 | 63.7729 | 76.8003
2029 | SIWEM_PERC | Low Demand Growth+Ref Gas Supply+Methanex Stays+Reduced Rankine Availability+Upgraded HVDC | 35.8181 | 69.0492 | 94.6733
2030 | SIWEM_PERC | Low Demand Growth+Ref Gas Supply+Methanex Stays+Reduced Rankine Availability+Upgraded HVDC | 32.5273 | 71.4088 | 108.9799
2031 | SIWEM_PERC | Low Demand Growth+Ref Gas Supply+Methanex Stays+Reduced Rankine Availability+Upgraded HVDC | 24.4734 | 63.1861 | 109.7617
2032 | SIWEM_PERC | Low Demand Growth+Ref Gas Supply+Methanex Stays+Reduced Rankine Availability+Upgraded HVDC | 20.3674 | 58.9453 | 106.087
2033 | SIWEM_PERC | Low Demand Growth+Ref Gas Supply+Methanex Stays+Reduced Rankine Availability+Upgraded HVDC | 18.5707 | 53.8897 | 102.9236
2034 | SIWEM_PERC | Low Demand Growth+Ref Gas Supply+Methanex Stays+Reduced Rankine Availability+Upgraded HVDC | 16.8853 | 51.0323 | 99.9376
2035 | SIWEM_PERC | Low Demand Growth+Ref Gas Supply+Methanex Stays+Reduced Rankine Availability+Upgraded HVDC | 14.7472 | 44.8895 | 96.1747
2026 | NZWEM_PERC | Low Demand Growth+Ref Gas Supply+Methanex Stays+Reduced Rankine Availability+Upgraded HVDC+Low Wind & Solar | 18.9487 | 19.0027 | 19.0027
2027 | NZWEM_PERC | Low Demand Growth+Ref Gas Supply+Methanex Stays+Reduced Rankine Availability+Upgraded HVDC+Low Wind & Solar | 13.4007 | 15.155 | 15.4582
2028 | NZWEM_PERC | Low Demand Growth+Ref Gas Supply+Methanex Stays+Reduced Rankine Availability+Upgraded HVDC+Low Wind & Solar | 13.6582 | 21.4131 | 25.7143
2029 | NZWEM_PERC | Low Demand Growth+Ref Gas Supply+Methanex Stays+Reduced Rankine Availability+Upgraded HVDC+Low Wind & Solar | 12.0763 | 23.1328 | 31.8807
2030 | NZWEM_PERC | Low Demand Growth+Ref Gas Supply+Methanex Stays+Reduced Rankine Availability+Upgraded HVDC+Low Wind & Solar | 10.9847 | 24.152 | 38.5751
2031 | NZWEM_PERC | Low Demand Growth+Ref Gas Supply+Methanex Stays+Reduced Rankine Availability+Upgraded HVDC+Low Wind & Solar | 8.0909 | 21.0595 | 41.1112
2032 | NZWEM_PERC | Low Demand Growth+Ref Gas Supply+Methanex Stays+Reduced Rankine Availability+Upgraded HVDC+Low Wind & Solar | 6.3695 | 19.5034 | 40.2648
2033 | NZWEM_PERC | Low Demand Growth+Ref Gas Supply+Methanex Stays+Reduced Rankine Availability+Upgraded HVDC+Low Wind & Solar | 4.7707 | 17.7004 | 39.8898
2034 | NZWEM_PERC | Low Demand Growth+Ref Gas Supply+Methanex Stays+Reduced Rankine Availability+Upgraded HVDC+Low Wind & Solar | 3.5074 | 16.6973 | 38.5214
2035 | NZWEM_PERC | Low Demand Growth+Ref Gas Supply+Methanex Stays+Reduced Rankine Availability+Upgraded HVDC+Low Wind & Solar | 1.4835 | 14.4918 | 35.843
2026 | NIWCM | Low Demand Growth+Ref Gas Supply+Methanex Stays+Reduced Rankine Availability+Upgraded HVDC+Low Wind & Solar | 1191.4351 | 1192.2349 | 1192.2349
2027 | NIWCM | Low Demand Growth+Ref Gas Supply+Methanex Stays+Reduced Rankine Availability+Upgraded HVDC+Low Wind & Solar | 1327.1564 | 1355.0149 | 1359.5514
2028 | NIWCM | Low Demand Growth+Ref Gas Supply+Methanex Stays+Reduced Rankine Availability+Upgraded HVDC+Low Wind & Solar | 1461.582 | 2021.8616 | 2060.8072
2029 | NIWCM | Low Demand Growth+Ref Gas Supply+Methanex Stays+Reduced Rankine Availability+Upgraded HVDC+Low Wind & Solar | 1439.5339 | 2249.7561 | 2467.4453
2030 | NIWCM | Low Demand Growth+Ref Gas Supply+Methanex Stays+Reduced Rankine Availability+Upgraded HVDC+Low Wind & Solar | 1323.5546 | 2234.2366 | 2599.4835
2031 | NIWCM | Low Demand Growth+Ref Gas Supply+Methanex Stays+Reduced Rankine Availability+Upgraded HVDC+Low Wind & Solar | 1236.7283 | 2232.003 | 2874.2501
2032 | NIWCM | Low Demand Growth+Ref Gas Supply+Methanex Stays+Reduced Rankine Availability+Upgraded HVDC+Low Wind & Solar | 1115.6214 | 2126.5675 | 2844.7526
2033 | NIWCM | Low Demand Growth+Ref Gas Supply+Methanex Stays+Reduced Rankine Availability+Upgraded HVDC+Low Wind & Solar | 1000.1615 | 2013.9003 | 2838.3788
2034 | NIWCM | Low Demand Growth+Ref Gas Supply+Methanex Stays+Reduced Rankine Availability+Upgraded HVDC+Low Wind & Solar | 889.5069 | 1953.6843 | 2887.9237
2035 | NIWCM | Low Demand Growth+Ref Gas Supply+Methanex Stays+Reduced Rankine Availability+Upgraded HVDC+Low Wind & Solar | 763.8191 | 1843.0321 | 2796.9933
2026 | SIWEM_PERC | Low Demand Growth+Ref Gas Supply+Methanex Stays+Reduced Rankine Availability+Upgraded HVDC+Low Wind & Solar | 51.0427 | 51.192 | 51.192
2027 | SIWEM_PERC | Low Demand Growth+Ref Gas Supply+Methanex Stays+Reduced Rankine Availability+Upgraded HVDC+Low Wind & Solar | 35.4723 | 40.2981 | 41.1324
2028 | SIWEM_PERC | Low Demand Growth+Ref Gas Supply+Methanex Stays+Reduced Rankine Availability+Upgraded HVDC+Low Wind & Solar | 36.0139 | 57.2724 | 69.0631
2029 | SIWEM_PERC | Low Demand Growth+Ref Gas Supply+Methanex Stays+Reduced Rankine Availability+Upgraded HVDC+Low Wind & Solar | 31.5436 | 61.7701 | 85.0931
2030 | SIWEM_PERC | Low Demand Growth+Ref Gas Supply+Methanex Stays+Reduced Rankine Availability+Upgraded HVDC+Low Wind & Solar | 28.3465 | 64.0014 | 101.5331
2031 | SIWEM_PERC | Low Demand Growth+Ref Gas Supply+Methanex Stays+Reduced Rankine Availability+Upgraded HVDC+Low Wind & Solar | 21.4438 | 55.6653 | 104.614
2032 | SIWEM_PERC | Low Demand Growth+Ref Gas Supply+Methanex Stays+Reduced Rankine Availability+Upgraded HVDC+Low Wind & Solar | 19.3693 | 51.309 | 101.0326
2033 | SIWEM_PERC | Low Demand Growth+Ref Gas Supply+Methanex Stays+Reduced Rankine Availability+Upgraded HVDC+Low Wind & Solar | 17.5885 | 46.3314 | 97.9498
2034 | SIWEM_PERC | Low Demand Growth+Ref Gas Supply+Methanex Stays+Reduced Rankine Availability+Upgraded HVDC+Low Wind & Solar | 15.9182 | 43.5905 | 95.0404
2035 | SIWEM_PERC | Low Demand Growth+Ref Gas Supply+Methanex Stays+Reduced Rankine Availability+Upgraded HVDC+Low Wind & Solar | 13.799 | 37.5933 | 91.3733
2026 | NZWEM_PERC | Low Demand Growth+Ref Gas Supply+Methanex Stays+Reduced Rankine Availability+Upgraded HVDC+Constrained Operational Capacity | 20.2045 | 20.2644 | 20.2644
2027 | NZWEM_PERC | Low Demand Growth+Ref Gas Supply+Methanex Stays+Reduced Rankine Availability+Upgraded HVDC+Constrained Operational Capacity | 14.8262 | 16.7701 | 17.1062
2028 | NZWEM_PERC | Low Demand Growth+Ref Gas Supply+Methanex Stays+Reduced Rankine Availability+Upgraded HVDC+Constrained Operational Capacity | 15.1914 | 23.7844 | 28.5505
2029 | NZWEM_PERC | Low Demand Growth+Ref Gas Supply+Methanex Stays+Reduced Rankine Availability+Upgraded HVDC+Constrained Operational Capacity | 13.6398 | 25.8913 | 35.5846
2030 | NZWEM_PERC | Low Demand Growth+Ref Gas Supply+Methanex Stays+Reduced Rankine Availability+Upgraded HVDC+Constrained Operational Capacity | 12.5217 | 27.0508 | 42.9868
2031 | NZWEM_PERC | Low Demand Growth+Ref Gas Supply+Methanex Stays+Reduced Rankine Availability+Upgraded HVDC+Constrained Operational Capacity | 9.5932 | 23.8926 | 46.0667
2032 | NZWEM_PERC | Low Demand Growth+Ref Gas Supply+Methanex Stays+Reduced Rankine Availability+Upgraded HVDC+Constrained Operational Capacity | 7.8461 | 22.33 | 45.2471
2033 | NZWEM_PERC | Low Demand Growth+Ref Gas Supply+Methanex Stays+Reduced Rankine Availability+Upgraded HVDC+Constrained Operational Capacity | 6.2244 | 20.483 | 44.9839
2034 | NZWEM_PERC | Low Demand Growth+Ref Gas Supply+Methanex Stays+Reduced Rankine Availability+Upgraded HVDC+Constrained Operational Capacity | 4.9371 | 19.4341 | 43.5316
2035 | NZWEM_PERC | Low Demand Growth+Ref Gas Supply+Methanex Stays+Reduced Rankine Availability+Upgraded HVDC+Constrained Operational Capacity | 2.8823 | 17.1693 | 40.7446
2026 | NIWCM | Low Demand Growth+Ref Gas Supply+Methanex Stays+Reduced Rankine Availability+Upgraded HVDC+Constrained Operational Capacity | 604.1196 | 604.1196 | 604.1196
2027 | NIWCM | Low Demand Growth+Ref Gas Supply+Methanex Stays+Reduced Rankine Availability+Upgraded HVDC+Constrained Operational Capacity | 709.2101 | 713.0979 | 713.0979
2028 | NIWCM | Low Demand Growth+Ref Gas Supply+Methanex Stays+Reduced Rankine Availability+Upgraded HVDC+Constrained Operational Capacity | 818.3594 | 1305.8788 | 1312.9608
2029 | NIWCM | Low Demand Growth+Ref Gas Supply+Methanex Stays+Reduced Rankine Availability+Upgraded HVDC+Constrained Operational Capacity | 782.4328 | 1423.8944 | 1576.8858
2030 | NIWCM | Low Demand Growth+Ref Gas Supply+Methanex Stays+Reduced Rankine Availability+Upgraded HVDC+Constrained Operational Capacity | 666.2462 | 1383.6679 | 1589.3647
2031 | NIWCM | Low Demand Growth+Ref Gas Supply+Methanex Stays+Reduced Rankine Availability+Upgraded HVDC+Constrained Operational Capacity | 575.5988 | 1304.9629 | 1564.9
2032 | NIWCM | Low Demand Growth+Ref Gas Supply+Methanex Stays+Reduced Rankine Availability+Upgraded HVDC+Constrained Operational Capacity | 448.031 | 1187.2133 | 1467.5495
2033 | NIWCM | Low Demand Growth+Ref Gas Supply+Methanex Stays+Reduced Rankine Availability+Upgraded HVDC+Constrained Operational Capacity | 330.9671 | 1073.0543 | 1366.0621
2034 | NIWCM | Low Demand Growth+Ref Gas Supply+Methanex Stays+Reduced Rankine Availability+Upgraded HVDC+Constrained Operational Capacity | 219.6023 | 1005.1568 | 1380.2209
2035 | NIWCM | Low Demand Growth+Ref Gas Supply+Methanex Stays+Reduced Rankine Availability+Upgraded HVDC+Constrained Operational Capacity | 91.6374 | 888.9844 | 1265.1043
2026 | SIWEM_PERC | Low Demand Growth+Ref Gas Supply+Methanex Stays+Reduced Rankine Availability+Upgraded HVDC+Constrained Operational Capacity | 54.5165 | 54.682 | 54.682
2027 | SIWEM_PERC | Low Demand Growth+Ref Gas Supply+Methanex Stays+Reduced Rankine Availability+Upgraded HVDC+Constrained Operational Capacity | 39.3938 | 44.7412 | 45.6656
2028 | SIWEM_PERC | Low Demand Growth+Ref Gas Supply+Methanex Stays+Reduced Rankine Availability+Upgraded HVDC+Constrained Operational Capacity | 40.2169 | 63.7729 | 76.8003
2029 | SIWEM_PERC | Low Demand Growth+Ref Gas Supply+Methanex Stays+Reduced Rankine Availability+Upgraded HVDC+Constrained Operational Capacity | 35.8181 | 69.0492 | 94.6733
2030 | SIWEM_PERC | Low Demand Growth+Ref Gas Supply+Methanex Stays+Reduced Rankine Availability+Upgraded HVDC+Constrained Operational Capacity | 32.5273 | 71.4088 | 108.9799
2031 | SIWEM_PERC | Low Demand Growth+Ref Gas Supply+Methanex Stays+Reduced Rankine Availability+Upgraded HVDC+Constrained Operational Capacity | 24.4734 | 63.1861 | 109.7617
2032 | SIWEM_PERC | Low Demand Growth+Ref Gas Supply+Methanex Stays+Reduced Rankine Availability+Upgraded HVDC+Constrained Operational Capacity | 20.3674 | 58.9453 | 106.087
2033 | SIWEM_PERC | Low Demand Growth+Ref Gas Supply+Methanex Stays+Reduced Rankine Availability+Upgraded HVDC+Constrained Operational Capacity | 18.5707 | 53.8897 | 102.9236
2034 | SIWEM_PERC | Low Demand Growth+Ref Gas Supply+Methanex Stays+Reduced Rankine Availability+Upgraded HVDC+Constrained Operational Capacity | 16.8853 | 51.0323 | 99.9376
2035 | SIWEM_PERC | Low Demand Growth+Ref Gas Supply+Methanex Stays+Reduced Rankine Availability+Upgraded HVDC+Constrained Operational Capacity | 14.7472 | 44.8895 | 96.1747
2026 | NZWEM_PERC | Low Demand Growth+Ref Gas Supply+Methanex Stays+Reduced Rankine Availability+Upgraded HVDC+Constrained Operational Capacity+Low Wind & Solar | 18.9487 | 19.0027 | 19.0027
2027 | NZWEM_PERC | Low Demand Growth+Ref Gas Supply+Methanex Stays+Reduced Rankine Availability+Upgraded HVDC+Constrained Operational Capacity+Low Wind & Solar | 13.4007 | 15.155 | 15.4582
2028 | NZWEM_PERC | Low Demand Growth+Ref Gas Supply+Methanex Stays+Reduced Rankine Availability+Upgraded HVDC+Constrained Operational Capacity+Low Wind & Solar | 13.6582 | 21.4131 | 25.7143
2029 | NZWEM_PERC | Low Demand Growth+Ref Gas Supply+Methanex Stays+Reduced Rankine Availability+Upgraded HVDC+Constrained Operational Capacity+Low Wind & Solar | 12.0763 | 23.1328 | 31.8807
2030 | NZWEM_PERC | Low Demand Growth+Ref Gas Supply+Methanex Stays+Reduced Rankine Availability+Upgraded HVDC+Constrained Operational Capacity+Low Wind & Solar | 10.9847 | 24.152 | 38.5751
2031 | NZWEM_PERC | Low Demand Growth+Ref Gas Supply+Methanex Stays+Reduced Rankine Availability+Upgraded HVDC+Constrained Operational Capacity+Low Wind & Solar | 8.0909 | 21.0595 | 41.1112
2032 | NZWEM_PERC | Low Demand Growth+Ref Gas Supply+Methanex Stays+Reduced Rankine Availability+Upgraded HVDC+Constrained Operational Capacity+Low Wind & Solar | 6.3695 | 19.5034 | 40.2648
2033 | NZWEM_PERC | Low Demand Growth+Ref Gas Supply+Methanex Stays+Reduced Rankine Availability+Upgraded HVDC+Constrained Operational Capacity+Low Wind & Solar | 4.7707 | 17.7004 | 39.8898
2034 | NZWEM_PERC | Low Demand Growth+Ref Gas Supply+Methanex Stays+Reduced Rankine Availability+Upgraded HVDC+Constrained Operational Capacity+Low Wind & Solar | 3.5074 | 16.6973 | 38.5214
2035 | NZWEM_PERC | Low Demand Growth+Ref Gas Supply+Methanex Stays+Reduced Rankine Availability+Upgraded HVDC+Constrained Operational Capacity+Low Wind & Solar | 1.4835 | 14.4918 | 35.843
2026 | NIWCM | Low Demand Growth+Ref Gas Supply+Methanex Stays+Reduced Rankine Availability+Upgraded HVDC+Constrained Operational Capacity+Low Wind & Solar | 604.1196 | 604.1196 | 604.1196
2027 | NIWCM | Low Demand Growth+Ref Gas Supply+Methanex Stays+Reduced Rankine Availability+Upgraded HVDC+Constrained Operational Capacity+Low Wind & Solar | 709.2101 | 713.0979 | 713.0979
2028 | NIWCM | Low Demand Growth+Ref Gas Supply+Methanex Stays+Reduced Rankine Availability+Upgraded HVDC+Constrained Operational Capacity+Low Wind & Solar | 818.3594 | 1305.8788 | 1312.9608
2029 | NIWCM | Low Demand Growth+Ref Gas Supply+Methanex Stays+Reduced Rankine Availability+Upgraded HVDC+Constrained Operational Capacity+Low Wind & Solar | 782.4328 | 1423.8944 | 1576.8858
2030 | NIWCM | Low Demand Growth+Ref Gas Supply+Methanex Stays+Reduced Rankine Availability+Upgraded HVDC+Constrained Operational Capacity+Low Wind & Solar | 666.2462 | 1383.6679 | 1589.3647
2031 | NIWCM | Low Demand Growth+Ref Gas Supply+Methanex Stays+Reduced Rankine Availability+Upgraded HVDC+Constrained Operational Capacity+Low Wind & Solar | 575.5988 | 1304.9629 | 1564.9
2032 | NIWCM | Low Demand Growth+Ref Gas Supply+Methanex Stays+Reduced Rankine Availability+Upgraded HVDC+Constrained Operational Capacity+Low Wind & Solar | 448.031 | 1187.2133 | 1467.5495
2033 | NIWCM | Low Demand Growth+Ref Gas Supply+Methanex Stays+Reduced Rankine Availability+Upgraded HVDC+Constrained Operational Capacity+Low Wind & Solar | 330.9671 | 1073.0543 | 1366.0621
2034 | NIWCM | Low Demand Growth+Ref Gas Supply+Methanex Stays+Reduced Rankine Availability+Upgraded HVDC+Constrained Operational Capacity+Low Wind & Solar | 219.6023 | 1005.1568 | 1380.2209
2035 | NIWCM | Low Demand Growth+Ref Gas Supply+Methanex Stays+Reduced Rankine Availability+Upgraded HVDC+Constrained Operational Capacity+Low Wind & Solar | 91.6374 | 888.9844 | 1265.1043
2026 | SIWEM_PERC | Low Demand Growth+Ref Gas Supply+Methanex Stays+Reduced Rankine Availability+Upgraded HVDC+Constrained Operational Capacity+Low Wind & Solar | 51.0427 | 51.192 | 51.192
2027 | SIWEM_PERC | Low Demand Growth+Ref Gas Supply+Methanex Stays+Reduced Rankine Availability+Upgraded HVDC+Constrained Operational Capacity+Low Wind & Solar | 35.4723 | 40.2981 | 41.1324
2028 | SIWEM_PERC | Low Demand Growth+Ref Gas Supply+Methanex Stays+Reduced Rankine Availability+Upgraded HVDC+Constrained Operational Capacity+Low Wind & Solar | 36.0139 | 57.2724 | 69.0631
2029 | SIWEM_PERC | Low Demand Growth+Ref Gas Supply+Methanex Stays+Reduced Rankine Availability+Upgraded HVDC+Constrained Operational Capacity+Low Wind & Solar | 31.5436 | 61.7701 | 85.0931
2030 | SIWEM_PERC | Low Demand Growth+Ref Gas Supply+Methanex Stays+Reduced Rankine Availability+Upgraded HVDC+Constrained Operational Capacity+Low Wind & Solar | 28.3465 | 64.0014 | 101.5331
2031 | SIWEM_PERC | Low Demand Growth+Ref Gas Supply+Methanex Stays+Reduced Rankine Availability+Upgraded HVDC+Constrained Operational Capacity+Low Wind & Solar | 21.4438 | 55.6653 | 104.614
2032 | SIWEM_PERC | Low Demand Growth+Ref Gas Supply+Methanex Stays+Reduced Rankine Availability+Upgraded HVDC+Constrained Operational Capacity+Low Wind & Solar | 19.3693 | 51.309 | 101.0326
2033 | SIWEM_PERC | Low Demand Growth+Ref Gas Supply+Methanex Stays+Reduced Rankine Availability+Upgraded HVDC+Constrained Operational Capacity+Low Wind & Solar | 17.5885 | 46.3314 | 97.9498
2034 | SIWEM_PERC | Low Demand Growth+Ref Gas Supply+Methanex Stays+Reduced Rankine Availability+Upgraded HVDC+Constrained Operational Capacity+Low Wind & Solar | 15.9182 | 43.5905 | 95.0404
2035 | SIWEM_PERC | Low Demand Growth+Ref Gas Supply+Methanex Stays+Reduced Rankine Availability+Upgraded HVDC+Constrained Operational Capacity+Low Wind & Solar | 13.799 | 37.5933 | 91.3733
2026 | NZWEM_PERC | Low Demand Growth+Ref Gas Supply+Methanex Stays+Reduced Rankine Availability+Delayed Build | 15.3516 | 15.3516 | 15.3516
2027 | NZWEM_PERC | Low Demand Growth+Ref Gas Supply+Methanex Stays+Reduced Rankine Availability+Delayed Build | 7.028 | 7.1776 | 7.3551
2028 | NZWEM_PERC | Low Demand Growth+Ref Gas Supply+Methanex Stays+Reduced Rankine Availability+Delayed Build | 10.7594 | 12.2886 | 12.6214
2029 | NZWEM_PERC | Low Demand Growth+Ref Gas Supply+Methanex Stays+Reduced Rankine Availability+Delayed Build | 12.4084 | 15.4613 | 16.4094
2030 | NZWEM_PERC | Low Demand Growth+Ref Gas Supply+Methanex Stays+Reduced Rankine Availability+Delayed Build | 12.5217 | 22.28 | 30.5285
2031 | NZWEM_PERC | Low Demand Growth+Ref Gas Supply+Methanex Stays+Reduced Rankine Availability+Delayed Build | 9.5932 | 22.4873 | 31.8007
2032 | NZWEM_PERC | Low Demand Growth+Ref Gas Supply+Methanex Stays+Reduced Rankine Availability+Delayed Build | 7.8461 | 21.2585 | 36.5684
2033 | NZWEM_PERC | Low Demand Growth+Ref Gas Supply+Methanex Stays+Reduced Rankine Availability+Delayed Build | 6.2244 | 19.5243 | 40.9815
2034 | NZWEM_PERC | Low Demand Growth+Ref Gas Supply+Methanex Stays+Reduced Rankine Availability+Delayed Build | 4.9371 | 18.4325 | 40.6216
2035 | NZWEM_PERC | Low Demand Growth+Ref Gas Supply+Methanex Stays+Reduced Rankine Availability+Delayed Build | 2.8823 | 16.6022 | 40.1776
2026 | NIWCM | Low Demand Growth+Ref Gas Supply+Methanex Stays+Reduced Rankine Availability+Delayed Build | 906.8546 | 906.8546 | 906.8546
2027 | NIWCM | Low Demand Growth+Ref Gas Supply+Methanex Stays+Reduced Rankine Availability+Delayed Build | 931.5847 | 933.5836 | 936.0561
2028 | NIWCM | Low Demand Growth+Ref Gas Supply+Methanex Stays+Reduced Rankine Availability+Delayed Build | 1210.2233 | 1229.4351 | 1233.9716
2029 | NIWCM | Low Demand Growth+Ref Gas Supply+Methanex Stays+Reduced Rankine Availability+Delayed Build | 1235.5933 | 1358.2796 | 1371.8719
2030 | NIWCM | Low Demand Growth+Ref Gas Supply+Methanex Stays+Reduced Rankine Availability+Delayed Build | 1267.7781 | 1931.5592 | 2101.0701
2031 | NIWCM | Low Demand Growth+Ref Gas Supply+Methanex Stays+Reduced Rankine Availability+Delayed Build | 1163.7768 | 2056.873 | 2289.8302
2032 | NIWCM | Low Demand Growth+Ref Gas Supply+Methanex Stays+Reduced Rankine Availability+Delayed Build | 1042.6863 | 1988.0959 | 2382.507
2033 | NIWCM | Low Demand Growth+Ref Gas Supply+Methanex Stays+Reduced Rankine Availability+Delayed Build | 1000.1606 | 1968.8591 | 2570.5659
2034 | NIWCM | Low Demand Growth+Ref Gas Supply+Methanex Stays+Reduced Rankine Availability+Delayed Build | 889.5072 | 1883.509 | 2543.6523
2035 | NIWCM | Low Demand Growth+Ref Gas Supply+Methanex Stays+Reduced Rankine Availability+Delayed Build | 763.819 | 1790.7162 | 2543.1678
2026 | SIWEM_PERC | Low Demand Growth+Ref Gas Supply+Methanex Stays+Reduced Rankine Availability+Delayed Build | 41.0925 | 41.0925 | 41.0925
2027 | SIWEM_PERC | Low Demand Growth+Ref Gas Supply+Methanex Stays+Reduced Rankine Availability+Delayed Build | 25.3586 | 25.4337 | 25.4337
2028 | SIWEM_PERC | Low Demand Growth+Ref Gas Supply+Methanex Stays+Reduced Rankine Availability+Delayed Build | 28.0676 | 32.2596 | 33.1719
2029 | SIWEM_PERC | Low Demand Growth+Ref Gas Supply+Methanex Stays+Reduced Rankine Availability+Delayed Build | 32.4516 | 40.7975 | 43.3897
2030 | SIWEM_PERC | Low Demand Growth+Ref Gas Supply+Methanex Stays+Reduced Rankine Availability+Delayed Build | 32.5273 | 59.07 | 77.0058
2031 | SIWEM_PERC | Low Demand Growth+Ref Gas Supply+Methanex Stays+Reduced Rankine Availability+Delayed Build | 24.4734 | 59.2463 | 75.2142
2032 | SIWEM_PERC | Low Demand Growth+Ref Gas Supply+Methanex Stays+Reduced Rankine Availability+Delayed Build | 20.3674 | 56.078 | 79.987
2033 | SIWEM_PERC | Low Demand Growth+Ref Gas Supply+Methanex Stays+Reduced Rankine Availability+Delayed Build | 18.5707 | 51.2858 | 82.4535
2034 | SIWEM_PERC | Low Demand Growth+Ref Gas Supply+Methanex Stays+Reduced Rankine Availability+Delayed Build | 16.8853 | 48.3089 | 79.7831
2035 | SIWEM_PERC | Low Demand Growth+Ref Gas Supply+Methanex Stays+Reduced Rankine Availability+Delayed Build | 14.7472 | 43.3443 | 76.4144
2026 | NZWEM_PERC | Low Demand Growth+Ref Gas Supply+Methanex Stays+Reduced Rankine Availability+Delayed Build+Low Wind & Solar | 14.3962 | 14.3962 | 14.3962
2027 | NZWEM_PERC | Low Demand Growth+Ref Gas Supply+Methanex Stays+Reduced Rankine Availability+Delayed Build+Low Wind & Solar | 6.0162 | 6.1512 | 6.3114
2028 | NZWEM_PERC | Low Demand Growth+Ref Gas Supply+Methanex Stays+Reduced Rankine Availability+Delayed Build+Low Wind & Solar | 9.4852 | 10.8652 | 11.1655
2029 | NZWEM_PERC | Low Demand Growth+Ref Gas Supply+Methanex Stays+Reduced Rankine Availability+Delayed Build+Low Wind & Solar | 10.965 | 13.7201 | 14.5758
2030 | NZWEM_PERC | Low Demand Growth+Ref Gas Supply+Methanex Stays+Reduced Rankine Availability+Delayed Build+Low Wind & Solar | 10.9847 | 19.7911 | 27.2351
2031 | NZWEM_PERC | Low Demand Growth+Ref Gas Supply+Methanex Stays+Reduced Rankine Availability+Delayed Build+Low Wind & Solar | 8.0909 | 19.7274 | 28.1325
2032 | NZWEM_PERC | Low Demand Growth+Ref Gas Supply+Methanex Stays+Reduced Rankine Availability+Delayed Build+Low Wind & Solar | 6.3695 | 18.4737 | 32.33
2033 | NZWEM_PERC | Low Demand Growth+Ref Gas Supply+Methanex Stays+Reduced Rankine Availability+Delayed Build+Low Wind & Solar | 4.7707 | 16.7828 | 36.1863
2034 | NZWEM_PERC | Low Demand Growth+Ref Gas Supply+Methanex Stays+Reduced Rankine Availability+Delayed Build+Low Wind & Solar | 3.5074 | 15.6957 | 35.7975
2035 | NZWEM_PERC | Low Demand Growth+Ref Gas Supply+Methanex Stays+Reduced Rankine Availability+Delayed Build+Low Wind & Solar | 1.4835 | 13.9247 | 35.2759
2026 | NIWCM | Low Demand Growth+Ref Gas Supply+Methanex Stays+Reduced Rankine Availability+Delayed Build+Low Wind & Solar | 906.8546 | 906.8546 | 906.8546
2027 | NIWCM | Low Demand Growth+Ref Gas Supply+Methanex Stays+Reduced Rankine Availability+Delayed Build+Low Wind & Solar | 931.5847 | 933.5836 | 936.0561
2028 | NIWCM | Low Demand Growth+Ref Gas Supply+Methanex Stays+Reduced Rankine Availability+Delayed Build+Low Wind & Solar | 1210.2233 | 1229.4351 | 1233.9716
2029 | NIWCM | Low Demand Growth+Ref Gas Supply+Methanex Stays+Reduced Rankine Availability+Delayed Build+Low Wind & Solar | 1235.5933 | 1358.2796 | 1371.8719
2030 | NIWCM | Low Demand Growth+Ref Gas Supply+Methanex Stays+Reduced Rankine Availability+Delayed Build+Low Wind & Solar | 1267.7781 | 1931.5592 | 2101.0701
2031 | NIWCM | Low Demand Growth+Ref Gas Supply+Methanex Stays+Reduced Rankine Availability+Delayed Build+Low Wind & Solar | 1163.7768 | 2056.873 | 2289.8302
2032 | NIWCM | Low Demand Growth+Ref Gas Supply+Methanex Stays+Reduced Rankine Availability+Delayed Build+Low Wind & Solar | 1042.6863 | 1988.0959 | 2382.507
2033 | NIWCM | Low Demand Growth+Ref Gas Supply+Methanex Stays+Reduced Rankine Availability+Delayed Build+Low Wind & Solar | 1000.1606 | 1968.8591 | 2570.5659
2034 | NIWCM | Low Demand Growth+Ref Gas Supply+Methanex Stays+Reduced Rankine Availability+Delayed Build+Low Wind & Solar | 889.5072 | 1883.509 | 2543.6523
2035 | NIWCM | Low Demand Growth+Ref Gas Supply+Methanex Stays+Reduced Rankine Availability+Delayed Build+Low Wind & Solar | 763.819 | 1790.7162 | 2543.1678
2026 | SIWEM_PERC | Low Demand Growth+Ref Gas Supply+Methanex Stays+Reduced Rankine Availability+Delayed Build+Low Wind & Solar | 38.4497 | 38.4497 | 38.4497
2027 | SIWEM_PERC | Low Demand Growth+Ref Gas Supply+Methanex Stays+Reduced Rankine Availability+Delayed Build+Low Wind & Solar | 24.8436 | 24.9114 | 24.9114
2028 | SIWEM_PERC | Low Demand Growth+Ref Gas Supply+Methanex Stays+Reduced Rankine Availability+Delayed Build+Low Wind & Solar | 26.3461 | 28.3577 | 29.181
2029 | SIWEM_PERC | Low Demand Growth+Ref Gas Supply+Methanex Stays+Reduced Rankine Availability+Delayed Build+Low Wind & Solar | 28.5056 | 36.0374 | 38.3768
2030 | SIWEM_PERC | Low Demand Growth+Ref Gas Supply+Methanex Stays+Reduced Rankine Availability+Delayed Build+Low Wind & Solar | 28.3465 | 52.3003 | 72.5481
2031 | SIWEM_PERC | Low Demand Growth+Ref Gas Supply+Methanex Stays+Reduced Rankine Availability+Delayed Build+Low Wind & Solar | 21.4438 | 52.0417 | 71.3698
2032 | SIWEM_PERC | Low Demand Growth+Ref Gas Supply+Methanex Stays+Reduced Rankine Availability+Delayed Build+Low Wind & Solar | 19.3693 | 48.5107 | 75.4493
2033 | SIWEM_PERC | Low Demand Growth+Ref Gas Supply+Methanex Stays+Reduced Rankine Availability+Delayed Build+Low Wind & Solar | 17.5885 | 43.8391 | 77.4796
2034 | SIWEM_PERC | Low Demand Growth+Ref Gas Supply+Methanex Stays+Reduced Rankine Availability+Delayed Build+Low Wind & Solar | 15.9182 | 40.8672 | 74.8859
2035 | SIWEM_PERC | Low Demand Growth+Ref Gas Supply+Methanex Stays+Reduced Rankine Availability+Delayed Build+Low Wind & Solar | 13.799 | 36.0481 | 71.6131
2026 | NZWEM_PERC | Low Demand Growth+Ref Gas Supply+Methanex Stays+Reduced Rankine Availability+Delayed Build+Constrained Operational Capacity | 15.3516 | 15.3516 | 15.3516
2027 | NZWEM_PERC | Low Demand Growth+Ref Gas Supply+Methanex Stays+Reduced Rankine Availability+Delayed Build+Constrained Operational Capacity | 7.028 | 7.1776 | 7.3551
2028 | NZWEM_PERC | Low Demand Growth+Ref Gas Supply+Methanex Stays+Reduced Rankine Availability+Delayed Build+Constrained Operational Capacity | 10.7594 | 12.2886 | 12.6214
2029 | NZWEM_PERC | Low Demand Growth+Ref Gas Supply+Methanex Stays+Reduced Rankine Availability+Delayed Build+Constrained Operational Capacity | 12.4084 | 15.4613 | 16.4094
2030 | NZWEM_PERC | Low Demand Growth+Ref Gas Supply+Methanex Stays+Reduced Rankine Availability+Delayed Build+Constrained Operational Capacity | 12.5217 | 22.28 | 30.5285
2031 | NZWEM_PERC | Low Demand Growth+Ref Gas Supply+Methanex Stays+Reduced Rankine Availability+Delayed Build+Constrained Operational Capacity | 9.5932 | 22.4873 | 31.8007
2032 | NZWEM_PERC | Low Demand Growth+Ref Gas Supply+Methanex Stays+Reduced Rankine Availability+Delayed Build+Constrained Operational Capacity | 7.8461 | 21.2585 | 36.5684
2033 | NZWEM_PERC | Low Demand Growth+Ref Gas Supply+Methanex Stays+Reduced Rankine Availability+Delayed Build+Constrained Operational Capacity | 6.2244 | 19.5243 | 40.9815
2034 | NZWEM_PERC | Low Demand Growth+Ref Gas Supply+Methanex Stays+Reduced Rankine Availability+Delayed Build+Constrained Operational Capacity | 4.9371 | 18.4325 | 40.6216
2035 | NZWEM_PERC | Low Demand Growth+Ref Gas Supply+Methanex Stays+Reduced Rankine Availability+Delayed Build+Constrained Operational Capacity | 2.8823 | 16.6022 | 40.1776
2026 | NIWCM | Low Demand Growth+Ref Gas Supply+Methanex Stays+Reduced Rankine Availability+Delayed Build+Constrained Operational Capacity | 373.5029 | 373.5029 | 373.5029
2027 | NIWCM | Low Demand Growth+Ref Gas Supply+Methanex Stays+Reduced Rankine Availability+Delayed Build+Constrained Operational Capacity | 392.3638 | 392.3638 | 392.3638
2028 | NIWCM | Low Demand Growth+Ref Gas Supply+Methanex Stays+Reduced Rankine Availability+Delayed Build+Constrained Operational Capacity | 608.8329 | 608.8329 | 608.8329
2029 | NIWCM | Low Demand Growth+Ref Gas Supply+Methanex Stays+Reduced Rankine Availability+Delayed Build+Constrained Operational Capacity | 603.0055 | 684.896 | 684.896
2030 | NIWCM | Low Demand Growth+Ref Gas Supply+Methanex Stays+Reduced Rankine Availability+Delayed Build+Constrained Operational Capacity | 610.4697 | 1111.8895 | 1224.4857
2031 | NIWCM | Low Demand Growth+Ref Gas Supply+Methanex Stays+Reduced Rankine Availability+Delayed Build+Constrained Operational Capacity | 502.6594 | 1147.629 | 1300.9215
2032 | NIWCM | Low Demand Growth+Ref Gas Supply+Methanex Stays+Reduced Rankine Availability+Delayed Build+Constrained Operational Capacity | 375.0927 | 1075.4883 | 1281.364
2033 | NIWCM | Low Demand Growth+Ref Gas Supply+Methanex Stays+Reduced Rankine Availability+Delayed Build+Constrained Operational Capacity | 330.967 | 1042.5944 | 1304.144
2034 | NIWCM | Low Demand Growth+Ref Gas Supply+Methanex Stays+Reduced Rankine Availability+Delayed Build+Constrained Operational Capacity | 219.6023 | 935.0678 | 1222.9051
2035 | NIWCM | Low Demand Growth+Ref Gas Supply+Methanex Stays+Reduced Rankine Availability+Delayed Build+Constrained Operational Capacity | 91.6374 | 836.6524 | 1135.5426
2026 | SIWEM_PERC | Low Demand Growth+Ref Gas Supply+Methanex Stays+Reduced Rankine Availability+Delayed Build+Constrained Operational Capacity | 41.0925 | 41.0925 | 41.0925
2027 | SIWEM_PERC | Low Demand Growth+Ref Gas Supply+Methanex Stays+Reduced Rankine Availability+Delayed Build+Constrained Operational Capacity | 25.3586 | 25.4337 | 25.4337
2028 | SIWEM_PERC | Low Demand Growth+Ref Gas Supply+Methanex Stays+Reduced Rankine Availability+Delayed Build+Constrained Operational Capacity | 28.0676 | 32.2596 | 33.1719
2029 | SIWEM_PERC | Low Demand Growth+Ref Gas Supply+Methanex Stays+Reduced Rankine Availability+Delayed Build+Constrained Operational Capacity | 32.4516 | 40.7975 | 43.3897
2030 | SIWEM_PERC | Low Demand Growth+Ref Gas Supply+Methanex Stays+Reduced Rankine Availability+Delayed Build+Constrained Operational Capacity | 32.5273 | 59.07 | 77.0058
2031 | SIWEM_PERC | Low Demand Growth+Ref Gas Supply+Methanex Stays+Reduced Rankine Availability+Delayed Build+Constrained Operational Capacity | 24.4734 | 59.2463 | 75.2142
2032 | SIWEM_PERC | Low Demand Growth+Ref Gas Supply+Methanex Stays+Reduced Rankine Availability+Delayed Build+Constrained Operational Capacity | 20.3674 | 56.078 | 79.987
2033 | SIWEM_PERC | Low Demand Growth+Ref Gas Supply+Methanex Stays+Reduced Rankine Availability+Delayed Build+Constrained Operational Capacity | 18.5707 | 51.2858 | 82.4535
2034 | SIWEM_PERC | Low Demand Growth+Ref Gas Supply+Methanex Stays+Reduced Rankine Availability+Delayed Build+Constrained Operational Capacity | 16.8853 | 48.3089 | 79.7831
2035 | SIWEM_PERC | Low Demand Growth+Ref Gas Supply+Methanex Stays+Reduced Rankine Availability+Delayed Build+Constrained Operational Capacity | 14.7472 | 43.3443 | 76.4144
2026 | NZWEM_PERC | Low Demand Growth+Ref Gas Supply+Methanex Stays+Reduced Rankine Availability+Delayed Build+Constrained Operational Capacity+Low Wind & Solar | 14.3962 | 14.3962 | 14.3962
2027 | NZWEM_PERC | Low Demand Growth+Ref Gas Supply+Methanex Stays+Reduced Rankine Availability+Delayed Build+Constrained Operational Capacity+Low Wind & Solar | 6.0162 | 6.1512 | 6.3114
2028 | NZWEM_PERC | Low Demand Growth+Ref Gas Supply+Methanex Stays+Reduced Rankine Availability+Delayed Build+Constrained Operational Capacity+Low Wind & Solar | 9.4852 | 10.8652 | 11.1655
2029 | NZWEM_PERC | Low Demand Growth+Ref Gas Supply+Methanex Stays+Reduced Rankine Availability+Delayed Build+Constrained Operational Capacity+Low Wind & Solar | 10.965 | 13.7201 | 14.5758
2030 | NZWEM_PERC | Low Demand Growth+Ref Gas Supply+Methanex Stays+Reduced Rankine Availability+Delayed Build+Constrained Operational Capacity+Low Wind & Solar | 10.9847 | 19.7911 | 27.2351
2031 | NZWEM_PERC | Low Demand Growth+Ref Gas Supply+Methanex Stays+Reduced Rankine Availability+Delayed Build+Constrained Operational Capacity+Low Wind & Solar | 8.0909 | 19.7274 | 28.1325
2032 | NZWEM_PERC | Low Demand Growth+Ref Gas Supply+Methanex Stays+Reduced Rankine Availability+Delayed Build+Constrained Operational Capacity+Low Wind & Solar | 6.3695 | 18.4737 | 32.33
2033 | NZWEM_PERC | Low Demand Growth+Ref Gas Supply+Methanex Stays+Reduced Rankine Availability+Delayed Build+Constrained Operational Capacity+Low Wind & Solar | 4.7707 | 16.7828 | 36.1863
2034 | NZWEM_PERC | Low Demand Growth+Ref Gas Supply+Methanex Stays+Reduced Rankine Availability+Delayed Build+Constrained Operational Capacity+Low Wind & Solar | 3.5074 | 15.6957 | 35.7975
2035 | NZWEM_PERC | Low Demand Growth+Ref Gas Supply+Methanex Stays+Reduced Rankine Availability+Delayed Build+Constrained Operational Capacity+Low Wind & Solar | 1.4835 | 13.9247 | 35.2759
2026 | NIWCM | Low Demand Growth+Ref Gas Supply+Methanex Stays+Reduced Rankine Availability+Delayed Build+Constrained Operational Capacity+Low Wind & Solar | 373.5029 | 373.5029 | 373.5029
2027 | NIWCM | Low Demand Growth+Ref Gas Supply+Methanex Stays+Reduced Rankine Availability+Delayed Build+Constrained Operational Capacity+Low Wind & Solar | 392.3638 | 392.3638 | 392.3638
2028 | NIWCM | Low Demand Growth+Ref Gas Supply+Methanex Stays+Reduced Rankine Availability+Delayed Build+Constrained Operational Capacity+Low Wind & Solar | 608.8329 | 608.8329 | 608.8329
2029 | NIWCM | Low Demand Growth+Ref Gas Supply+Methanex Stays+Reduced Rankine Availability+Delayed Build+Constrained Operational Capacity+Low Wind & Solar | 603.0055 | 684.896 | 684.896
2030 | NIWCM | Low Demand Growth+Ref Gas Supply+Methanex Stays+Reduced Rankine Availability+Delayed Build+Constrained Operational Capacity+Low Wind & Solar | 610.4697 | 1111.8895 | 1224.4857
2031 | NIWCM | Low Demand Growth+Ref Gas Supply+Methanex Stays+Reduced Rankine Availability+Delayed Build+Constrained Operational Capacity+Low Wind & Solar | 502.6594 | 1147.629 | 1300.9215
2032 | NIWCM | Low Demand Growth+Ref Gas Supply+Methanex Stays+Reduced Rankine Availability+Delayed Build+Constrained Operational Capacity+Low Wind & Solar | 375.0927 | 1075.4883 | 1281.364
2033 | NIWCM | Low Demand Growth+Ref Gas Supply+Methanex Stays+Reduced Rankine Availability+Delayed Build+Constrained Operational Capacity+Low Wind & Solar | 330.967 | 1042.5944 | 1304.144
2034 | NIWCM | Low Demand Growth+Ref Gas Supply+Methanex Stays+Reduced Rankine Availability+Delayed Build+Constrained Operational Capacity+Low Wind & Solar | 219.6023 | 935.0678 | 1222.9051
2035 | NIWCM | Low Demand Growth+Ref Gas Supply+Methanex Stays+Reduced Rankine Availability+Delayed Build+Constrained Operational Capacity+Low Wind & Solar | 91.6374 | 836.6524 | 1135.5426
2026 | SIWEM_PERC | Low Demand Growth+Ref Gas Supply+Methanex Stays+Reduced Rankine Availability+Delayed Build+Constrained Operational Capacity+Low Wind & Solar | 38.4497 | 38.4497 | 38.4497
2027 | SIWEM_PERC | Low Demand Growth+Ref Gas Supply+Methanex Stays+Reduced Rankine Availability+Delayed Build+Constrained Operational Capacity+Low Wind & Solar | 24.8436 | 24.9114 | 24.9114
2028 | SIWEM_PERC | Low Demand Growth+Ref Gas Supply+Methanex Stays+Reduced Rankine Availability+Delayed Build+Constrained Operational Capacity+Low Wind & Solar | 26.3461 | 28.3577 | 29.181
2029 | SIWEM_PERC | Low Demand Growth+Ref Gas Supply+Methanex Stays+Reduced Rankine Availability+Delayed Build+Constrained Operational Capacity+Low Wind & Solar | 28.5056 | 36.0374 | 38.3768
2030 | SIWEM_PERC | Low Demand Growth+Ref Gas Supply+Methanex Stays+Reduced Rankine Availability+Delayed Build+Constrained Operational Capacity+Low Wind & Solar | 28.3465 | 52.3003 | 72.5481
2031 | SIWEM_PERC | Low Demand Growth+Ref Gas Supply+Methanex Stays+Reduced Rankine Availability+Delayed Build+Constrained Operational Capacity+Low Wind & Solar | 21.4438 | 52.0417 | 71.3698
2032 | SIWEM_PERC | Low Demand Growth+Ref Gas Supply+Methanex Stays+Reduced Rankine Availability+Delayed Build+Constrained Operational Capacity+Low Wind & Solar | 19.3693 | 48.5107 | 75.4493
2033 | SIWEM_PERC | Low Demand Growth+Ref Gas Supply+Methanex Stays+Reduced Rankine Availability+Delayed Build+Constrained Operational Capacity+Low Wind & Solar | 17.5885 | 43.8391 | 77.4796
2034 | SIWEM_PERC | Low Demand Growth+Ref Gas Supply+Methanex Stays+Reduced Rankine Availability+Delayed Build+Constrained Operational Capacity+Low Wind & Solar | 15.9182 | 40.8672 | 74.8859
2035 | SIWEM_PERC | Low Demand Growth+Ref Gas Supply+Methanex Stays+Reduced Rankine Availability+Delayed Build+Constrained Operational Capacity+Low Wind & Solar | 13.799 | 36.0481 | 71.6131
2026 | NZWEM_PERC | Low Demand Growth+Ref Gas Supply+Methanex Stays+Reduced Rankine Availability+Delayed Build+Upgraded HVDC | 15.3516 | 15.3516 | 15.3516
2027 | NZWEM_PERC | Low Demand Growth+Ref Gas Supply+Methanex Stays+Reduced Rankine Availability+Delayed Build+Upgraded HVDC | 7.028 | 7.1776 | 7.3551
2028 | NZWEM_PERC | Low Demand Growth+Ref Gas Supply+Methanex Stays+Reduced Rankine Availability+Delayed Build+Upgraded HVDC | 10.7594 | 12.2886 | 12.6214
2029 | NZWEM_PERC | Low Demand Growth+Ref Gas Supply+Methanex Stays+Reduced Rankine Availability+Delayed Build+Upgraded HVDC | 12.4084 | 15.4613 | 16.4094
2030 | NZWEM_PERC | Low Demand Growth+Ref Gas Supply+Methanex Stays+Reduced Rankine Availability+Delayed Build+Upgraded HVDC | 12.5217 | 22.28 | 30.5285
2031 | NZWEM_PERC | Low Demand Growth+Ref Gas Supply+Methanex Stays+Reduced Rankine Availability+Delayed Build+Upgraded HVDC | 9.5932 | 22.4873 | 31.8007
2032 | NZWEM_PERC | Low Demand Growth+Ref Gas Supply+Methanex Stays+Reduced Rankine Availability+Delayed Build+Upgraded HVDC | 7.8461 | 21.2585 | 36.5684
2033 | NZWEM_PERC | Low Demand Growth+Ref Gas Supply+Methanex Stays+Reduced Rankine Availability+Delayed Build+Upgraded HVDC | 6.2244 | 19.5243 | 40.9815
2034 | NZWEM_PERC | Low Demand Growth+Ref Gas Supply+Methanex Stays+Reduced Rankine Availability+Delayed Build+Upgraded HVDC | 4.9371 | 18.4325 | 40.6216
2035 | NZWEM_PERC | Low Demand Growth+Ref Gas Supply+Methanex Stays+Reduced Rankine Availability+Delayed Build+Upgraded HVDC | 2.8823 | 16.6022 | 40.1776
2026 | NIWCM | Low Demand Growth+Ref Gas Supply+Methanex Stays+Reduced Rankine Availability+Delayed Build+Upgraded HVDC | 906.8546 | 906.8546 | 906.8546
2027 | NIWCM | Low Demand Growth+Ref Gas Supply+Methanex Stays+Reduced Rankine Availability+Delayed Build+Upgraded HVDC | 931.5847 | 933.5836 | 936.0561
2028 | NIWCM | Low Demand Growth+Ref Gas Supply+Methanex Stays+Reduced Rankine Availability+Delayed Build+Upgraded HVDC | 1210.2233 | 1229.4351 | 1233.9716
2029 | NIWCM | Low Demand Growth+Ref Gas Supply+Methanex Stays+Reduced Rankine Availability+Delayed Build+Upgraded HVDC | 1235.5933 | 1358.2796 | 1371.8719
2030 | NIWCM | Low Demand Growth+Ref Gas Supply+Methanex Stays+Reduced Rankine Availability+Delayed Build+Upgraded HVDC | 1267.7781 | 1931.5592 | 2101.0701
2031 | NIWCM | Low Demand Growth+Ref Gas Supply+Methanex Stays+Reduced Rankine Availability+Delayed Build+Upgraded HVDC | 1163.7898 | 2061.6689 | 2395.6636
2032 | NIWCM | Low Demand Growth+Ref Gas Supply+Methanex Stays+Reduced Rankine Availability+Delayed Build+Upgraded HVDC | 1042.6829 | 2000.2598 | 2505.8786
2033 | NIWCM | Low Demand Growth+Ref Gas Supply+Methanex Stays+Reduced Rankine Availability+Delayed Build+Upgraded HVDC | 1000.1615 | 1968.8611 | 2693.9371
2034 | NIWCM | Low Demand Growth+Ref Gas Supply+Methanex Stays+Reduced Rankine Availability+Delayed Build+Upgraded HVDC | 889.5069 | 1883.5951 | 2673.4055
2035 | NIWCM | Low Demand Growth+Ref Gas Supply+Methanex Stays+Reduced Rankine Availability+Delayed Build+Upgraded HVDC | 763.8191 | 1790.7001 | 2667.4323
2026 | SIWEM_PERC | Low Demand Growth+Ref Gas Supply+Methanex Stays+Reduced Rankine Availability+Delayed Build+Upgraded HVDC | 41.0925 | 41.0925 | 41.0925
2027 | SIWEM_PERC | Low Demand Growth+Ref Gas Supply+Methanex Stays+Reduced Rankine Availability+Delayed Build+Upgraded HVDC | 25.3586 | 25.4337 | 25.4337
2028 | SIWEM_PERC | Low Demand Growth+Ref Gas Supply+Methanex Stays+Reduced Rankine Availability+Delayed Build+Upgraded HVDC | 28.0676 | 32.2596 | 33.1719
2029 | SIWEM_PERC | Low Demand Growth+Ref Gas Supply+Methanex Stays+Reduced Rankine Availability+Delayed Build+Upgraded HVDC | 32.4516 | 40.7975 | 43.3897
2030 | SIWEM_PERC | Low Demand Growth+Ref Gas Supply+Methanex Stays+Reduced Rankine Availability+Delayed Build+Upgraded HVDC | 32.5273 | 59.07 | 81.104
2031 | SIWEM_PERC | Low Demand Growth+Ref Gas Supply+Methanex Stays+Reduced Rankine Availability+Delayed Build+Upgraded HVDC | 24.4734 | 59.5224 | 84.0208
2032 | SIWEM_PERC | Low Demand Growth+Ref Gas Supply+Methanex Stays+Reduced Rankine Availability+Delayed Build+Upgraded HVDC | 20.3674 | 56.078 | 96.0987
2033 | SIWEM_PERC | Low Demand Growth+Ref Gas Supply+Methanex Stays+Reduced Rankine Availability+Delayed Build+Upgraded HVDC | 18.5707 | 51.2858 | 102.9236
2034 | SIWEM_PERC | Low Demand Growth+Ref Gas Supply+Methanex Stays+Reduced Rankine Availability+Delayed Build+Upgraded HVDC | 16.8853 | 48.3089 | 99.9376
2035 | SIWEM_PERC | Low Demand Growth+Ref Gas Supply+Methanex Stays+Reduced Rankine Availability+Delayed Build+Upgraded HVDC | 14.7472 | 43.3443 | 96.1747
2026 | NZWEM_PERC | Low Demand Growth+Ref Gas Supply+Methanex Stays+Reduced Rankine Availability+Delayed Build+Upgraded HVDC+Low Wind & Solar | 14.3962 | 14.3962 | 14.3962
2027 | NZWEM_PERC | Low Demand Growth+Ref Gas Supply+Methanex Stays+Reduced Rankine Availability+Delayed Build+Upgraded HVDC+Low Wind & Solar | 6.0162 | 6.1512 | 6.3114
2028 | NZWEM_PERC | Low Demand Growth+Ref Gas Supply+Methanex Stays+Reduced Rankine Availability+Delayed Build+Upgraded HVDC+Low Wind & Solar | 9.4852 | 10.8652 | 11.1655
2029 | NZWEM_PERC | Low Demand Growth+Ref Gas Supply+Methanex Stays+Reduced Rankine Availability+Delayed Build+Upgraded HVDC+Low Wind & Solar | 10.965 | 13.7201 | 14.5758
2030 | NZWEM_PERC | Low Demand Growth+Ref Gas Supply+Methanex Stays+Reduced Rankine Availability+Delayed Build+Upgraded HVDC+Low Wind & Solar | 10.9847 | 19.7911 | 27.2351
2031 | NZWEM_PERC | Low Demand Growth+Ref Gas Supply+Methanex Stays+Reduced Rankine Availability+Delayed Build+Upgraded HVDC+Low Wind & Solar | 8.0909 | 19.7274 | 28.1325
2032 | NZWEM_PERC | Low Demand Growth+Ref Gas Supply+Methanex Stays+Reduced Rankine Availability+Delayed Build+Upgraded HVDC+Low Wind & Solar | 6.3695 | 18.4737 | 32.33
2033 | NZWEM_PERC | Low Demand Growth+Ref Gas Supply+Methanex Stays+Reduced Rankine Availability+Delayed Build+Upgraded HVDC+Low Wind & Solar | 4.7707 | 16.7828 | 36.1863
2034 | NZWEM_PERC | Low Demand Growth+Ref Gas Supply+Methanex Stays+Reduced Rankine Availability+Delayed Build+Upgraded HVDC+Low Wind & Solar | 3.5074 | 15.6957 | 35.7975
2035 | NZWEM_PERC | Low Demand Growth+Ref Gas Supply+Methanex Stays+Reduced Rankine Availability+Delayed Build+Upgraded HVDC+Low Wind & Solar | 1.4835 | 13.9247 | 35.2759
2026 | NIWCM | Low Demand Growth+Ref Gas Supply+Methanex Stays+Reduced Rankine Availability+Delayed Build+Upgraded HVDC+Low Wind & Solar | 906.8546 | 906.8546 | 906.8546
2027 | NIWCM | Low Demand Growth+Ref Gas Supply+Methanex Stays+Reduced Rankine Availability+Delayed Build+Upgraded HVDC+Low Wind & Solar | 931.5847 | 933.5836 | 936.0561
2028 | NIWCM | Low Demand Growth+Ref Gas Supply+Methanex Stays+Reduced Rankine Availability+Delayed Build+Upgraded HVDC+Low Wind & Solar | 1210.2233 | 1229.4351 | 1233.9716
2029 | NIWCM | Low Demand Growth+Ref Gas Supply+Methanex Stays+Reduced Rankine Availability+Delayed Build+Upgraded HVDC+Low Wind & Solar | 1235.5933 | 1358.2796 | 1371.8719
2030 | NIWCM | Low Demand Growth+Ref Gas Supply+Methanex Stays+Reduced Rankine Availability+Delayed Build+Upgraded HVDC+Low Wind & Solar | 1267.7781 | 1931.5592 | 2101.0701
2031 | NIWCM | Low Demand Growth+Ref Gas Supply+Methanex Stays+Reduced Rankine Availability+Delayed Build+Upgraded HVDC+Low Wind & Solar | 1163.7898 | 2061.6689 | 2395.6636
2032 | NIWCM | Low Demand Growth+Ref Gas Supply+Methanex Stays+Reduced Rankine Availability+Delayed Build+Upgraded HVDC+Low Wind & Solar | 1042.6829 | 2000.2598 | 2505.8786
2033 | NIWCM | Low Demand Growth+Ref Gas Supply+Methanex Stays+Reduced Rankine Availability+Delayed Build+Upgraded HVDC+Low Wind & Solar | 1000.1615 | 1968.8611 | 2693.9371
2034 | NIWCM | Low Demand Growth+Ref Gas Supply+Methanex Stays+Reduced Rankine Availability+Delayed Build+Upgraded HVDC+Low Wind & Solar | 889.5069 | 1883.5951 | 2673.4055
2035 | NIWCM | Low Demand Growth+Ref Gas Supply+Methanex Stays+Reduced Rankine Availability+Delayed Build+Upgraded HVDC+Low Wind & Solar | 763.8191 | 1790.7001 | 2667.4323
2026 | SIWEM_PERC | Low Demand Growth+Ref Gas Supply+Methanex Stays+Reduced Rankine Availability+Delayed Build+Upgraded HVDC+Low Wind & Solar | 38.4497 | 38.4497 | 38.4497
2027 | SIWEM_PERC | Low Demand Growth+Ref Gas Supply+Methanex Stays+Reduced Rankine Availability+Delayed Build+Upgraded HVDC+Low Wind & Solar | 24.8436 | 24.9114 | 24.9114
2028 | SIWEM_PERC | Low Demand Growth+Ref Gas Supply+Methanex Stays+Reduced Rankine Availability+Delayed Build+Upgraded HVDC+Low Wind & Solar | 26.3461 | 28.3577 | 29.181
2029 | SIWEM_PERC | Low Demand Growth+Ref Gas Supply+Methanex Stays+Reduced Rankine Availability+Delayed Build+Upgraded HVDC+Low Wind & Solar | 28.5056 | 36.0374 | 38.3768
2030 | SIWEM_PERC | Low Demand Growth+Ref Gas Supply+Methanex Stays+Reduced Rankine Availability+Delayed Build+Upgraded HVDC+Low Wind & Solar | 28.3465 | 52.3003 | 72.5481
2031 | SIWEM_PERC | Low Demand Growth+Ref Gas Supply+Methanex Stays+Reduced Rankine Availability+Delayed Build+Upgraded HVDC+Low Wind & Solar | 21.4438 | 52.0417 | 74.5901
2032 | SIWEM_PERC | Low Demand Growth+Ref Gas Supply+Methanex Stays+Reduced Rankine Availability+Delayed Build+Upgraded HVDC+Low Wind & Solar | 19.3693 | 48.5107 | 85.2055
2033 | SIWEM_PERC | Low Demand Growth+Ref Gas Supply+Methanex Stays+Reduced Rankine Availability+Delayed Build+Upgraded HVDC+Low Wind & Solar | 17.5885 | 43.8391 | 94.8405
2034 | SIWEM_PERC | Low Demand Growth+Ref Gas Supply+Methanex Stays+Reduced Rankine Availability+Delayed Build+Upgraded HVDC+Low Wind & Solar | 15.9182 | 40.8672 | 93.6824
2035 | SIWEM_PERC | Low Demand Growth+Ref Gas Supply+Methanex Stays+Reduced Rankine Availability+Delayed Build+Upgraded HVDC+Low Wind & Solar | 13.799 | 36.0481 | 91.3733
2026 | NZWEM_PERC | Low Demand Growth+Ref Gas Supply+Methanex Stays+Reduced Rankine Availability+Delayed Build+Upgraded HVDC+Constrained Operational Capacity | 15.3516 | 15.3516 | 15.3516
2027 | NZWEM_PERC | Low Demand Growth+Ref Gas Supply+Methanex Stays+Reduced Rankine Availability+Delayed Build+Upgraded HVDC+Constrained Operational Capacity | 7.028 | 7.1776 | 7.3551
2028 | NZWEM_PERC | Low Demand Growth+Ref Gas Supply+Methanex Stays+Reduced Rankine Availability+Delayed Build+Upgraded HVDC+Constrained Operational Capacity | 10.7594 | 12.2886 | 12.6214
2029 | NZWEM_PERC | Low Demand Growth+Ref Gas Supply+Methanex Stays+Reduced Rankine Availability+Delayed Build+Upgraded HVDC+Constrained Operational Capacity | 12.4084 | 15.4613 | 16.4094
2030 | NZWEM_PERC | Low Demand Growth+Ref Gas Supply+Methanex Stays+Reduced Rankine Availability+Delayed Build+Upgraded HVDC+Constrained Operational Capacity | 12.5217 | 22.28 | 30.5285
2031 | NZWEM_PERC | Low Demand Growth+Ref Gas Supply+Methanex Stays+Reduced Rankine Availability+Delayed Build+Upgraded HVDC+Constrained Operational Capacity | 9.5932 | 22.4873 | 31.8007
2032 | NZWEM_PERC | Low Demand Growth+Ref Gas Supply+Methanex Stays+Reduced Rankine Availability+Delayed Build+Upgraded HVDC+Constrained Operational Capacity | 7.8461 | 21.2585 | 36.5684
2033 | NZWEM_PERC | Low Demand Growth+Ref Gas Supply+Methanex Stays+Reduced Rankine Availability+Delayed Build+Upgraded HVDC+Constrained Operational Capacity | 6.2244 | 19.5243 | 40.9815
2034 | NZWEM_PERC | Low Demand Growth+Ref Gas Supply+Methanex Stays+Reduced Rankine Availability+Delayed Build+Upgraded HVDC+Constrained Operational Capacity | 4.9371 | 18.4325 | 40.6216
2035 | NZWEM_PERC | Low Demand Growth+Ref Gas Supply+Methanex Stays+Reduced Rankine Availability+Delayed Build+Upgraded HVDC+Constrained Operational Capacity | 2.8823 | 16.6022 | 40.1776
2026 | NIWCM | Low Demand Growth+Ref Gas Supply+Methanex Stays+Reduced Rankine Availability+Delayed Build+Upgraded HVDC+Constrained Operational Capacity | 373.5029 | 373.5029 | 373.5029
2027 | NIWCM | Low Demand Growth+Ref Gas Supply+Methanex Stays+Reduced Rankine Availability+Delayed Build+Upgraded HVDC+Constrained Operational Capacity | 392.3638 | 392.3638 | 392.3638
2028 | NIWCM | Low Demand Growth+Ref Gas Supply+Methanex Stays+Reduced Rankine Availability+Delayed Build+Upgraded HVDC+Constrained Operational Capacity | 608.8329 | 608.8329 | 608.8329
2029 | NIWCM | Low Demand Growth+Ref Gas Supply+Methanex Stays+Reduced Rankine Availability+Delayed Build+Upgraded HVDC+Constrained Operational Capacity | 603.0055 | 684.896 | 684.896
2030 | NIWCM | Low Demand Growth+Ref Gas Supply+Methanex Stays+Reduced Rankine Availability+Delayed Build+Upgraded HVDC+Constrained Operational Capacity | 610.4697 | 1111.8895 | 1224.4857
2031 | NIWCM | Low Demand Growth+Ref Gas Supply+Methanex Stays+Reduced Rankine Availability+Delayed Build+Upgraded HVDC+Constrained Operational Capacity | 502.6603 | 1147.6255 | 1300.9255
2032 | NIWCM | Low Demand Growth+Ref Gas Supply+Methanex Stays+Reduced Rankine Availability+Delayed Build+Upgraded HVDC+Constrained Operational Capacity | 375.0925 | 1075.4856 | 1281.377
2033 | NIWCM | Low Demand Growth+Ref Gas Supply+Methanex Stays+Reduced Rankine Availability+Delayed Build+Upgraded HVDC+Constrained Operational Capacity | 330.9671 | 1042.5951 | 1304.1504
2034 | NIWCM | Low Demand Growth+Ref Gas Supply+Methanex Stays+Reduced Rankine Availability+Delayed Build+Upgraded HVDC+Constrained Operational Capacity | 219.6023 | 935.0676 | 1222.9027
2035 | NIWCM | Low Demand Growth+Ref Gas Supply+Methanex Stays+Reduced Rankine Availability+Delayed Build+Upgraded HVDC+Constrained Operational Capacity | 91.6374 | 836.6524 | 1135.5433
2026 | SIWEM_PERC | Low Demand Growth+Ref Gas Supply+Methanex Stays+Reduced Rankine Availability+Delayed Build+Upgraded HVDC+Constrained Operational Capacity | 41.0925 | 41.0925 | 41.0925
2027 | SIWEM_PERC | Low Demand Growth+Ref Gas Supply+Methanex Stays+Reduced Rankine Availability+Delayed Build+Upgraded HVDC+Constrained Operational Capacity | 25.3586 | 25.4337 | 25.4337
2028 | SIWEM_PERC | Low Demand Growth+Ref Gas Supply+Methanex Stays+Reduced Rankine Availability+Delayed Build+Upgraded HVDC+Constrained Operational Capacity | 28.0676 | 32.2596 | 33.1719
2029 | SIWEM_PERC | Low Demand Growth+Ref Gas Supply+Methanex Stays+Reduced Rankine Availability+Delayed Build+Upgraded HVDC+Constrained Operational Capacity | 32.4516 | 40.7975 | 43.3897
2030 | SIWEM_PERC | Low Demand Growth+Ref Gas Supply+Methanex Stays+Reduced Rankine Availability+Delayed Build+Upgraded HVDC+Constrained Operational Capacity | 32.5273 | 59.07 | 81.104
2031 | SIWEM_PERC | Low Demand Growth+Ref Gas Supply+Methanex Stays+Reduced Rankine Availability+Delayed Build+Upgraded HVDC+Constrained Operational Capacity | 24.4734 | 59.5224 | 84.0208
2032 | SIWEM_PERC | Low Demand Growth+Ref Gas Supply+Methanex Stays+Reduced Rankine Availability+Delayed Build+Upgraded HVDC+Constrained Operational Capacity | 20.3674 | 56.078 | 96.0987
2033 | SIWEM_PERC | Low Demand Growth+Ref Gas Supply+Methanex Stays+Reduced Rankine Availability+Delayed Build+Upgraded HVDC+Constrained Operational Capacity | 18.5707 | 51.2858 | 102.9236
2034 | SIWEM_PERC | Low Demand Growth+Ref Gas Supply+Methanex Stays+Reduced Rankine Availability+Delayed Build+Upgraded HVDC+Constrained Operational Capacity | 16.8853 | 48.3089 | 99.9376
2035 | SIWEM_PERC | Low Demand Growth+Ref Gas Supply+Methanex Stays+Reduced Rankine Availability+Delayed Build+Upgraded HVDC+Constrained Operational Capacity | 14.7472 | 43.3443 | 96.1747
2026 | NZWEM_PERC | Low Demand Growth+Ref Gas Supply+Methanex Stays+Reduced Rankine Availability+Delayed Build+Upgraded HVDC+Constrained Operational Capacity+Low Wind & Solar | 14.3962 | 14.3962 | 14.3962
2027 | NZWEM_PERC | Low Demand Growth+Ref Gas Supply+Methanex Stays+Reduced Rankine Availability+Delayed Build+Upgraded HVDC+Constrained Operational Capacity+Low Wind & Solar | 6.0162 | 6.1512 | 6.3114
2028 | NZWEM_PERC | Low Demand Growth+Ref Gas Supply+Methanex Stays+Reduced Rankine Availability+Delayed Build+Upgraded HVDC+Constrained Operational Capacity+Low Wind & Solar | 9.4852 | 10.8652 | 11.1655
2029 | NZWEM_PERC | Low Demand Growth+Ref Gas Supply+Methanex Stays+Reduced Rankine Availability+Delayed Build+Upgraded HVDC+Constrained Operational Capacity+Low Wind & Solar | 10.965 | 13.7201 | 14.5758
2030 | NZWEM_PERC | Low Demand Growth+Ref Gas Supply+Methanex Stays+Reduced Rankine Availability+Delayed Build+Upgraded HVDC+Constrained Operational Capacity+Low Wind & Solar | 10.9847 | 19.7911 | 27.2351
2031 | NZWEM_PERC | Low Demand Growth+Ref Gas Supply+Methanex Stays+Reduced Rankine Availability+Delayed Build+Upgraded HVDC+Constrained Operational Capacity+Low Wind & Solar | 8.0909 | 19.7274 | 28.1325
2032 | NZWEM_PERC | Low Demand Growth+Ref Gas Supply+Methanex Stays+Reduced Rankine Availability+Delayed Build+Upgraded HVDC+Constrained Operational Capacity+Low Wind & Solar | 6.3695 | 18.4737 | 32.33
2033 | NZWEM_PERC | Low Demand Growth+Ref Gas Supply+Methanex Stays+Reduced Rankine Availability+Delayed Build+Upgraded HVDC+Constrained Operational Capacity+Low Wind & Solar | 4.7707 | 16.7828 | 36.1863
2034 | NZWEM_PERC | Low Demand Growth+Ref Gas Supply+Methanex Stays+Reduced Rankine Availability+Delayed Build+Upgraded HVDC+Constrained Operational Capacity+Low Wind & Solar | 3.5074 | 15.6957 | 35.7975
2035 | NZWEM_PERC | Low Demand Growth+Ref Gas Supply+Methanex Stays+Reduced Rankine Availability+Delayed Build+Upgraded HVDC+Constrained Operational Capacity+Low Wind & Solar | 1.4835 | 13.9247 | 35.2759
2026 | NIWCM | Low Demand Growth+Ref Gas Supply+Methanex Stays+Reduced Rankine Availability+Delayed Build+Upgraded HVDC+Constrained Operational Capacity+Low Wind & Solar | 373.5029 | 373.5029 | 373.5029
2027 | NIWCM | Low Demand Growth+Ref Gas Supply+Methanex Stays+Reduced Rankine Availability+Delayed Build+Upgraded HVDC+Constrained Operational Capacity+Low Wind & Solar | 392.3638 | 392.3638 | 392.3638
2028 | NIWCM | Low Demand Growth+Ref Gas Supply+Methanex Stays+Reduced Rankine Availability+Delayed Build+Upgraded HVDC+Constrained Operational Capacity+Low Wind & Solar | 608.8329 | 608.8329 | 608.8329
2029 | NIWCM | Low Demand Growth+Ref Gas Supply+Methanex Stays+Reduced Rankine Availability+Delayed Build+Upgraded HVDC+Constrained Operational Capacity+Low Wind & Solar | 603.0055 | 684.896 | 684.896
2030 | NIWCM | Low Demand Growth+Ref Gas Supply+Methanex Stays+Reduced Rankine Availability+Delayed Build+Upgraded HVDC+Constrained Operational Capacity+Low Wind & Solar | 610.4697 | 1111.8895 | 1224.4857
2031 | NIWCM | Low Demand Growth+Ref Gas Supply+Methanex Stays+Reduced Rankine Availability+Delayed Build+Upgraded HVDC+Constrained Operational Capacity+Low Wind & Solar | 502.6603 | 1147.6255 | 1300.9255
2032 | NIWCM | Low Demand Growth+Ref Gas Supply+Methanex Stays+Reduced Rankine Availability+Delayed Build+Upgraded HVDC+Constrained Operational Capacity+Low Wind & Solar | 375.0925 | 1075.4856 | 1281.377
2033 | NIWCM | Low Demand Growth+Ref Gas Supply+Methanex Stays+Reduced Rankine Availability+Delayed Build+Upgraded HVDC+Constrained Operational Capacity+Low Wind & Solar | 330.9671 | 1042.5951 | 1304.1504
2034 | NIWCM | Low Demand Growth+Ref Gas Supply+Methanex Stays+Reduced Rankine Availability+Delayed Build+Upgraded HVDC+Constrained Operational Capacity+Low Wind & Solar | 219.6023 | 935.0676 | 1222.9027
2035 | NIWCM | Low Demand Growth+Ref Gas Supply+Methanex Stays+Reduced Rankine Availability+Delayed Build+Upgraded HVDC+Constrained Operational Capacity+Low Wind & Solar | 91.6374 | 836.6524 | 1135.5433
2026 | SIWEM_PERC | Low Demand Growth+Ref Gas Supply+Methanex Stays+Reduced Rankine Availability+Delayed Build+Upgraded HVDC+Constrained Operational Capacity+Low Wind & Solar | 38.4497 | 38.4497 | 38.4497
2027 | SIWEM_PERC | Low Demand Growth+Ref Gas Supply+Methanex Stays+Reduced Rankine Availability+Delayed Build+Upgraded HVDC+Constrained Operational Capacity+Low Wind & Solar | 24.8436 | 24.9114 | 24.9114
2028 | SIWEM_PERC | Low Demand Growth+Ref Gas Supply+Methanex Stays+Reduced Rankine Availability+Delayed Build+Upgraded HVDC+Constrained Operational Capacity+Low Wind & Solar | 26.3461 | 28.3577 | 29.181
2029 | SIWEM_PERC | Low Demand Growth+Ref Gas Supply+Methanex Stays+Reduced Rankine Availability+Delayed Build+Upgraded HVDC+Constrained Operational Capacity+Low Wind & Solar | 28.5056 | 36.0374 | 38.3768
2030 | SIWEM_PERC | Low Demand Growth+Ref Gas Supply+Methanex Stays+Reduced Rankine Availability+Delayed Build+Upgraded HVDC+Constrained Operational Capacity+Low Wind & Solar | 28.3465 | 52.3003 | 72.5481
2031 | SIWEM_PERC | Low Demand Growth+Ref Gas Supply+Methanex Stays+Reduced Rankine Availability+Delayed Build+Upgraded HVDC+Constrained Operational Capacity+Low Wind & Solar | 21.4438 | 52.0417 | 74.5901
2032 | SIWEM_PERC | Low Demand Growth+Ref Gas Supply+Methanex Stays+Reduced Rankine Availability+Delayed Build+Upgraded HVDC+Constrained Operational Capacity+Low Wind & Solar | 19.3693 | 48.5107 | 85.2055
2033 | SIWEM_PERC | Low Demand Growth+Ref Gas Supply+Methanex Stays+Reduced Rankine Availability+Delayed Build+Upgraded HVDC+Constrained Operational Capacity+Low Wind & Solar | 17.5885 | 43.8391 | 94.8405
2034 | SIWEM_PERC | Low Demand Growth+Ref Gas Supply+Methanex Stays+Reduced Rankine Availability+Delayed Build+Upgraded HVDC+Constrained Operational Capacity+Low Wind & Solar | 15.9182 | 40.8672 | 93.6824
2035 | SIWEM_PERC | Low Demand Growth+Ref Gas Supply+Methanex Stays+Reduced Rankine Availability+Delayed Build+Upgraded HVDC+Constrained Operational Capacity+Low Wind & Solar | 13.799 | 36.0481 | 91.3733
2026 | NZWEM_PERC | Low Demand Growth+Ref Gas Supply+Methanex Stays+Increased Demand Response | 25.1901 | 25.2502 | 25.2502
2027 | NZWEM_PERC | Low Demand Growth+Ref Gas Supply+Methanex Stays+Increased Demand Response | 24.0993 | 26.0531 | 26.3909
2028 | NZWEM_PERC | Low Demand Growth+Ref Gas Supply+Methanex Stays+Increased Demand Response | 24.3821 | 33.0192 | 37.8097
2029 | NZWEM_PERC | Low Demand Growth+Ref Gas Supply+Methanex Stays+Increased Demand Response | 22.7241 | 35.0384 | 44.7814
2030 | NZWEM_PERC | Low Demand Growth+Ref Gas Supply+Methanex Stays+Increased Demand Response | 21.4564 | 36.0599 | 52.0777
2031 | NZWEM_PERC | Low Demand Growth+Ref Gas Supply+Methanex Stays+Increased Demand Response | 18.3235 | 32.6963 | 54.9841
2032 | NZWEM_PERC | Low Demand Growth+Ref Gas Supply+Methanex Stays+Increased Demand Response | 16.4284 | 30.9866 | 54.0212
2033 | NZWEM_PERC | Low Demand Growth+Ref Gas Supply+Methanex Stays+Increased Demand Response | 14.6734 | 29.0051 | 53.6316
2034 | NZWEM_PERC | Low Demand Growth+Ref Gas Supply+Methanex Stays+Increased Demand Response | 13.2494 | 27.8207 | 52.0418
2035 | NZWEM_PERC | Low Demand Growth+Ref Gas Supply+Methanex Stays+Increased Demand Response | 11.0156 | 25.3758 | 49.0721
2026 | NIWCM | Low Demand Growth+Ref Gas Supply+Methanex Stays+Increased Demand Response | 1312.2106 | 1313.0104 | 1313.0104
2027 | NIWCM | Low Demand Growth+Ref Gas Supply+Methanex Stays+Increased Demand Response | 1690.0952 | 1710.491 | 1715.0275
2028 | NIWCM | Low Demand Growth+Ref Gas Supply+Methanex Stays+Increased Demand Response | 1826.5139 | 2366.085 | 2397.2445
2029 | NIWCM | Low Demand Growth+Ref Gas Supply+Methanex Stays+Increased Demand Response | 1822.5577 | 2591.2998 | 2792.9481
2030 | NIWCM | Low Demand Growth+Ref Gas Supply+Methanex Stays+Increased Demand Response | 1727.2302 | 2579.3441 | 2926.9802
2031 | NIWCM | Low Demand Growth+Ref Gas Supply+Methanex Stays+Increased Demand Response | 1648.8067 | 2541.8346 | 3081.406
2032 | NIWCM | Low Demand Growth+Ref Gas Supply+Methanex Stays+Increased Demand Response | 1531.2393 | 2474.9854 | 3054.1605
2033 | NIWCM | Low Demand Growth+Ref Gas Supply+Methanex Stays+Increased Demand Response | 1422.433 | 2394.9664 | 3050.2051
2034 | NIWCM | Low Demand Growth+Ref Gas Supply+Methanex Stays+Increased Demand Response | 1320.6897 | 2356.4556 | 3101.765
2035 | NIWCM | Low Demand Growth+Ref Gas Supply+Methanex Stays+Increased Demand Response | 1201.6419 | 2263.1876 | 3030.5503
2026 | SIWEM_PERC | Low Demand Growth+Ref Gas Supply+Methanex Stays+Increased Demand Response | 57.443 | 57.443 | 57.443
2027 | SIWEM_PERC | Low Demand Growth+Ref Gas Supply+Methanex Stays+Increased Demand Response | 56.3556 | 59.1223 | 59.1223
2028 | SIWEM_PERC | Low Demand Growth+Ref Gas Supply+Methanex Stays+Increased Demand Response | 56.4733 | 70.4391 | 78.2728
2029 | SIWEM_PERC | Low Demand Growth+Ref Gas Supply+Methanex Stays+Increased Demand Response | 54.4486 | 68.2245 | 85.1114
2030 | SIWEM_PERC | Low Demand Growth+Ref Gas Supply+Methanex Stays+Increased Demand Response | 51.2814 | 66.8817 | 89.5461
2031 | SIWEM_PERC | Low Demand Growth+Ref Gas Supply+Methanex Stays+Increased Demand Response | 48.0977 | 63.3596 | 90.9977
2032 | SIWEM_PERC | Low Demand Growth+Ref Gas Supply+Methanex Stays+Increased Demand Response | 43.252 | 60.6371 | 87.7931
2033 | SIWEM_PERC | Low Demand Growth+Ref Gas Supply+Methanex Stays+Increased Demand Response | 38.45 | 58.2937 | 85.0325
2034 | SIWEM_PERC | Low Demand Growth+Ref Gas Supply+Methanex Stays+Increased Demand Response | 34.5949 | 56.0858 | 82.4272
2035 | SIWEM_PERC | Low Demand Growth+Ref Gas Supply+Methanex Stays+Increased Demand Response | 28.5293 | 53.2909 | 79.1352
2026 | NZWEM_PERC | Low Demand Growth+Ref Gas Supply+Methanex Stays+Increased Demand Response+Low Wind & Solar | 23.9278 | 23.9821 | 23.9821
2027 | NZWEM_PERC | Low Demand Growth+Ref Gas Supply+Methanex Stays+Increased Demand Response+Low Wind & Solar | 22.6664 | 24.4297 | 24.7346
2028 | NZWEM_PERC | Low Demand Growth+Ref Gas Supply+Methanex Stays+Increased Demand Response+Low Wind & Solar | 22.841 | 30.6358 | 34.959
2029 | NZWEM_PERC | Low Demand Growth+Ref Gas Supply+Methanex Stays+Increased Demand Response+Low Wind & Solar | 21.1525 | 32.2658 | 41.0585
2030 | NZWEM_PERC | Low Demand Growth+Ref Gas Supply+Methanex Stays+Increased Demand Response+Low Wind & Solar | 19.9114 | 33.1463 | 47.6434
2031 | NZWEM_PERC | Low Demand Growth+Ref Gas Supply+Methanex Stays+Increased Demand Response+Low Wind & Solar | 16.8136 | 29.8486 | 50.0032
2032 | NZWEM_PERC | Low Demand Growth+Ref Gas Supply+Methanex Stays+Increased Demand Response+Low Wind & Solar | 14.9441 | 28.1455 | 49.0133
2033 | NZWEM_PERC | Low Demand Growth+Ref Gas Supply+Methanex Stays+Increased Demand Response+Low Wind & Solar | 13.2123 | 26.2082 | 48.5114
2034 | NZWEM_PERC | Low Demand Growth+Ref Gas Supply+Methanex Stays+Increased Demand Response+Low Wind & Solar | 11.8123 | 25.0699 | 47.0059
2035 | NZWEM_PERC | Low Demand Growth+Ref Gas Supply+Methanex Stays+Increased Demand Response+Low Wind & Solar | 9.6096 | 22.6846 | 44.1453
2026 | NIWCM | Low Demand Growth+Ref Gas Supply+Methanex Stays+Increased Demand Response+Low Wind & Solar | 1312.2106 | 1313.0104 | 1313.0104
2027 | NIWCM | Low Demand Growth+Ref Gas Supply+Methanex Stays+Increased Demand Response+Low Wind & Solar | 1690.0952 | 1710.491 | 1715.0275
2028 | NIWCM | Low Demand Growth+Ref Gas Supply+Methanex Stays+Increased Demand Response+Low Wind & Solar | 1826.5139 | 2366.085 | 2397.2445
2029 | NIWCM | Low Demand Growth+Ref Gas Supply+Methanex Stays+Increased Demand Response+Low Wind & Solar | 1822.5577 | 2591.2998 | 2792.9481
2030 | NIWCM | Low Demand Growth+Ref Gas Supply+Methanex Stays+Increased Demand Response+Low Wind & Solar | 1727.2302 | 2579.3441 | 2926.9802
2031 | NIWCM | Low Demand Growth+Ref Gas Supply+Methanex Stays+Increased Demand Response+Low Wind & Solar | 1648.8067 | 2541.8346 | 3081.406
2032 | NIWCM | Low Demand Growth+Ref Gas Supply+Methanex Stays+Increased Demand Response+Low Wind & Solar | 1531.2393 | 2474.9854 | 3054.1605
2033 | NIWCM | Low Demand Growth+Ref Gas Supply+Methanex Stays+Increased Demand Response+Low Wind & Solar | 1422.433 | 2394.9664 | 3050.2051
2034 | NIWCM | Low Demand Growth+Ref Gas Supply+Methanex Stays+Increased Demand Response+Low Wind & Solar | 1320.6897 | 2356.4556 | 3101.765
2035 | NIWCM | Low Demand Growth+Ref Gas Supply+Methanex Stays+Increased Demand Response+Low Wind & Solar | 1201.6419 | 2263.1876 | 3030.5503
2026 | SIWEM_PERC | Low Demand Growth+Ref Gas Supply+Methanex Stays+Increased Demand Response+Low Wind & Solar | 56.5826 | 56.5826 | 56.5826
2027 | SIWEM_PERC | Low Demand Growth+Ref Gas Supply+Methanex Stays+Increased Demand Response+Low Wind & Solar | 55.4505 | 57.9473 | 57.9473
2028 | SIWEM_PERC | Low Demand Growth+Ref Gas Supply+Methanex Stays+Increased Demand Response+Low Wind & Solar | 55.3834 | 67.9871 | 75.0567
2029 | SIWEM_PERC | Low Demand Growth+Ref Gas Supply+Methanex Stays+Increased Demand Response+Low Wind & Solar | 53.3736 | 65.8059 | 81.0457
2030 | SIWEM_PERC | Low Demand Growth+Ref Gas Supply+Methanex Stays+Increased Demand Response+Low Wind & Solar | 50.2289 | 64.3077 | 84.7616
2031 | SIWEM_PERC | Low Demand Growth+Ref Gas Supply+Methanex Stays+Increased Demand Response+Low Wind & Solar | 44.3237 | 60.8414 | 85.7839
2032 | SIWEM_PERC | Low Demand Growth+Ref Gas Supply+Methanex Stays+Increased Demand Response+Low Wind & Solar | 39.185 | 58.1629 | 82.6702
2033 | SIWEM_PERC | Low Demand Growth+Ref Gas Supply+Methanex Stays+Increased Demand Response+Low Wind & Solar | 34.4456 | 55.8575 | 79.9883
2034 | SIWEM_PERC | Low Demand Growth+Ref Gas Supply+Methanex Stays+Increased Demand Response+Low Wind & Solar | 30.65 | 53.6858 | 77.458
2035 | SIWEM_PERC | Low Demand Growth+Ref Gas Supply+Methanex Stays+Increased Demand Response+Low Wind & Solar | 24.6589 | 50.9362 | 74.2598
2026 | NZWEM_PERC | Low Demand Growth+Ref Gas Supply+Methanex Stays+Increased Demand Response+Constrained Operational Capacity | 25.1901 | 25.2502 | 25.2502
2027 | NZWEM_PERC | Low Demand Growth+Ref Gas Supply+Methanex Stays+Increased Demand Response+Constrained Operational Capacity | 24.0993 | 26.0531 | 26.3909
2028 | NZWEM_PERC | Low Demand Growth+Ref Gas Supply+Methanex Stays+Increased Demand Response+Constrained Operational Capacity | 24.3821 | 33.0192 | 37.8097
2029 | NZWEM_PERC | Low Demand Growth+Ref Gas Supply+Methanex Stays+Increased Demand Response+Constrained Operational Capacity | 22.7241 | 35.0384 | 44.7814
2030 | NZWEM_PERC | Low Demand Growth+Ref Gas Supply+Methanex Stays+Increased Demand Response+Constrained Operational Capacity | 21.4564 | 36.0599 | 52.0777
2031 | NZWEM_PERC | Low Demand Growth+Ref Gas Supply+Methanex Stays+Increased Demand Response+Constrained Operational Capacity | 18.3235 | 32.6963 | 54.9841
2032 | NZWEM_PERC | Low Demand Growth+Ref Gas Supply+Methanex Stays+Increased Demand Response+Constrained Operational Capacity | 16.4284 | 30.9866 | 54.0212
2033 | NZWEM_PERC | Low Demand Growth+Ref Gas Supply+Methanex Stays+Increased Demand Response+Constrained Operational Capacity | 14.6734 | 29.0051 | 53.6316
2034 | NZWEM_PERC | Low Demand Growth+Ref Gas Supply+Methanex Stays+Increased Demand Response+Constrained Operational Capacity | 13.2494 | 27.8207 | 52.0418
2035 | NZWEM_PERC | Low Demand Growth+Ref Gas Supply+Methanex Stays+Increased Demand Response+Constrained Operational Capacity | 11.0156 | 25.3758 | 49.0721
2026 | NIWCM | Low Demand Growth+Ref Gas Supply+Methanex Stays+Increased Demand Response+Constrained Operational Capacity | 755.6807 | 755.6807 | 755.6807
2027 | NIWCM | Low Demand Growth+Ref Gas Supply+Methanex Stays+Increased Demand Response+Constrained Operational Capacity | 1101.6718 | 1105.1761 | 1105.1761
2028 | NIWCM | Low Demand Growth+Ref Gas Supply+Methanex Stays+Increased Demand Response+Constrained Operational Capacity | 1216.908 | 1690.5905 | 1694.1607
2029 | NIWCM | Low Demand Growth+Ref Gas Supply+Methanex Stays+Increased Demand Response+Constrained Operational Capacity | 1186.3719 | 1821.8682 | 1967.8933
2030 | NIWCM | Low Demand Growth+Ref Gas Supply+Methanex Stays+Increased Demand Response+Constrained Operational Capacity | 1073.6095 | 1784.6908 | 1978.0043
2031 | NIWCM | Low Demand Growth+Ref Gas Supply+Methanex Stays+Increased Demand Response+Constrained Operational Capacity | 991.384 | 1716.8999 | 1968.1327
2032 | NIWCM | Low Demand Growth+Ref Gas Supply+Methanex Stays+Increased Demand Response+Constrained Operational Capacity | 873.8758 | 1602.7769 | 1882.4463
2033 | NIWCM | Low Demand Growth+Ref Gas Supply+Methanex Stays+Increased Demand Response+Constrained Operational Capacity | 761.8618 | 1493.7124 | 1784.971
2034 | NIWCM | Low Demand Growth+Ref Gas Supply+Methanex Stays+Increased Demand Response+Constrained Operational Capacity | 654.4916 | 1434.6731 | 1802.4622
2035 | NIWCM | Low Demand Growth+Ref Gas Supply+Methanex Stays+Increased Demand Response+Constrained Operational Capacity | 532.4879 | 1326.3998 | 1695.0283
2026 | SIWEM_PERC | Low Demand Growth+Ref Gas Supply+Methanex Stays+Increased Demand Response+Constrained Operational Capacity | 57.443 | 57.443 | 57.443
2027 | SIWEM_PERC | Low Demand Growth+Ref Gas Supply+Methanex Stays+Increased Demand Response+Constrained Operational Capacity | 56.3556 | 59.1223 | 59.1223
2028 | SIWEM_PERC | Low Demand Growth+Ref Gas Supply+Methanex Stays+Increased Demand Response+Constrained Operational Capacity | 56.4733 | 70.4391 | 78.2728
2029 | SIWEM_PERC | Low Demand Growth+Ref Gas Supply+Methanex Stays+Increased Demand Response+Constrained Operational Capacity | 54.4486 | 68.2245 | 85.1114
2030 | SIWEM_PERC | Low Demand Growth+Ref Gas Supply+Methanex Stays+Increased Demand Response+Constrained Operational Capacity | 51.2814 | 66.8817 | 89.5461
2031 | SIWEM_PERC | Low Demand Growth+Ref Gas Supply+Methanex Stays+Increased Demand Response+Constrained Operational Capacity | 48.0977 | 63.3596 | 90.9977
2032 | SIWEM_PERC | Low Demand Growth+Ref Gas Supply+Methanex Stays+Increased Demand Response+Constrained Operational Capacity | 43.252 | 60.6371 | 87.7931
2033 | SIWEM_PERC | Low Demand Growth+Ref Gas Supply+Methanex Stays+Increased Demand Response+Constrained Operational Capacity | 38.45 | 58.2937 | 85.0325
2034 | SIWEM_PERC | Low Demand Growth+Ref Gas Supply+Methanex Stays+Increased Demand Response+Constrained Operational Capacity | 34.5949 | 56.0858 | 82.4272
2035 | SIWEM_PERC | Low Demand Growth+Ref Gas Supply+Methanex Stays+Increased Demand Response+Constrained Operational Capacity | 28.5293 | 53.2909 | 79.1352
2026 | NZWEM_PERC | Low Demand Growth+Ref Gas Supply+Methanex Stays+Increased Demand Response+Constrained Operational Capacity+Low Wind & Solar | 23.9278 | 23.9821 | 23.9821
2027 | NZWEM_PERC | Low Demand Growth+Ref Gas Supply+Methanex Stays+Increased Demand Response+Constrained Operational Capacity+Low Wind & Solar | 22.6664 | 24.4297 | 24.7346
2028 | NZWEM_PERC | Low Demand Growth+Ref Gas Supply+Methanex Stays+Increased Demand Response+Constrained Operational Capacity+Low Wind & Solar | 22.841 | 30.6358 | 34.959
2029 | NZWEM_PERC | Low Demand Growth+Ref Gas Supply+Methanex Stays+Increased Demand Response+Constrained Operational Capacity+Low Wind & Solar | 21.1525 | 32.2658 | 41.0585
2030 | NZWEM_PERC | Low Demand Growth+Ref Gas Supply+Methanex Stays+Increased Demand Response+Constrained Operational Capacity+Low Wind & Solar | 19.9114 | 33.1463 | 47.6434
2031 | NZWEM_PERC | Low Demand Growth+Ref Gas Supply+Methanex Stays+Increased Demand Response+Constrained Operational Capacity+Low Wind & Solar | 16.8136 | 29.8486 | 50.0032
2032 | NZWEM_PERC | Low Demand Growth+Ref Gas Supply+Methanex Stays+Increased Demand Response+Constrained Operational Capacity+Low Wind & Solar | 14.9441 | 28.1455 | 49.0133
2033 | NZWEM_PERC | Low Demand Growth+Ref Gas Supply+Methanex Stays+Increased Demand Response+Constrained Operational Capacity+Low Wind & Solar | 13.2123 | 26.2082 | 48.5114
2034 | NZWEM_PERC | Low Demand Growth+Ref Gas Supply+Methanex Stays+Increased Demand Response+Constrained Operational Capacity+Low Wind & Solar | 11.8123 | 25.0699 | 47.0059
2035 | NZWEM_PERC | Low Demand Growth+Ref Gas Supply+Methanex Stays+Increased Demand Response+Constrained Operational Capacity+Low Wind & Solar | 9.6096 | 22.6846 | 44.1453
2026 | NIWCM | Low Demand Growth+Ref Gas Supply+Methanex Stays+Increased Demand Response+Constrained Operational Capacity+Low Wind & Solar | 755.6807 | 755.6807 | 755.6807
2027 | NIWCM | Low Demand Growth+Ref Gas Supply+Methanex Stays+Increased Demand Response+Constrained Operational Capacity+Low Wind & Solar | 1101.6718 | 1105.1761 | 1105.1761
2028 | NIWCM | Low Demand Growth+Ref Gas Supply+Methanex Stays+Increased Demand Response+Constrained Operational Capacity+Low Wind & Solar | 1216.908 | 1690.5905 | 1694.1607
2029 | NIWCM | Low Demand Growth+Ref Gas Supply+Methanex Stays+Increased Demand Response+Constrained Operational Capacity+Low Wind & Solar | 1186.3719 | 1821.8682 | 1967.8933
2030 | NIWCM | Low Demand Growth+Ref Gas Supply+Methanex Stays+Increased Demand Response+Constrained Operational Capacity+Low Wind & Solar | 1073.6095 | 1784.6908 | 1978.0043
2031 | NIWCM | Low Demand Growth+Ref Gas Supply+Methanex Stays+Increased Demand Response+Constrained Operational Capacity+Low Wind & Solar | 991.384 | 1716.8999 | 1968.1327
2032 | NIWCM | Low Demand Growth+Ref Gas Supply+Methanex Stays+Increased Demand Response+Constrained Operational Capacity+Low Wind & Solar | 873.8758 | 1602.7769 | 1882.4463
2033 | NIWCM | Low Demand Growth+Ref Gas Supply+Methanex Stays+Increased Demand Response+Constrained Operational Capacity+Low Wind & Solar | 761.8618 | 1493.7124 | 1784.971
2034 | NIWCM | Low Demand Growth+Ref Gas Supply+Methanex Stays+Increased Demand Response+Constrained Operational Capacity+Low Wind & Solar | 654.4916 | 1434.6731 | 1802.4622
2035 | NIWCM | Low Demand Growth+Ref Gas Supply+Methanex Stays+Increased Demand Response+Constrained Operational Capacity+Low Wind & Solar | 532.4879 | 1326.3998 | 1695.0283
2026 | SIWEM_PERC | Low Demand Growth+Ref Gas Supply+Methanex Stays+Increased Demand Response+Constrained Operational Capacity+Low Wind & Solar | 56.5826 | 56.5826 | 56.5826
2027 | SIWEM_PERC | Low Demand Growth+Ref Gas Supply+Methanex Stays+Increased Demand Response+Constrained Operational Capacity+Low Wind & Solar | 55.4505 | 57.9473 | 57.9473
2028 | SIWEM_PERC | Low Demand Growth+Ref Gas Supply+Methanex Stays+Increased Demand Response+Constrained Operational Capacity+Low Wind & Solar | 55.3834 | 67.9871 | 75.0567
2029 | SIWEM_PERC | Low Demand Growth+Ref Gas Supply+Methanex Stays+Increased Demand Response+Constrained Operational Capacity+Low Wind & Solar | 53.3736 | 65.8059 | 81.0457
2030 | SIWEM_PERC | Low Demand Growth+Ref Gas Supply+Methanex Stays+Increased Demand Response+Constrained Operational Capacity+Low Wind & Solar | 50.2289 | 64.3077 | 84.7616
2031 | SIWEM_PERC | Low Demand Growth+Ref Gas Supply+Methanex Stays+Increased Demand Response+Constrained Operational Capacity+Low Wind & Solar | 44.3237 | 60.8414 | 85.7839
2032 | SIWEM_PERC | Low Demand Growth+Ref Gas Supply+Methanex Stays+Increased Demand Response+Constrained Operational Capacity+Low Wind & Solar | 39.185 | 58.1629 | 82.6702
2033 | SIWEM_PERC | Low Demand Growth+Ref Gas Supply+Methanex Stays+Increased Demand Response+Constrained Operational Capacity+Low Wind & Solar | 34.4456 | 55.8575 | 79.9883
2034 | SIWEM_PERC | Low Demand Growth+Ref Gas Supply+Methanex Stays+Increased Demand Response+Constrained Operational Capacity+Low Wind & Solar | 30.65 | 53.6858 | 77.458
2035 | SIWEM_PERC | Low Demand Growth+Ref Gas Supply+Methanex Stays+Increased Demand Response+Constrained Operational Capacity+Low Wind & Solar | 24.6589 | 50.9362 | 74.2598
2026 | NZWEM_PERC | Low Demand Growth+Ref Gas Supply+Methanex Stays+Increased Demand Response+Upgraded HVDC | 25.1901 | 25.2502 | 25.2502
2027 | NZWEM_PERC | Low Demand Growth+Ref Gas Supply+Methanex Stays+Increased Demand Response+Upgraded HVDC | 24.0993 | 26.0531 | 26.3909
2028 | NZWEM_PERC | Low Demand Growth+Ref Gas Supply+Methanex Stays+Increased Demand Response+Upgraded HVDC | 24.3821 | 33.0192 | 37.8097
2029 | NZWEM_PERC | Low Demand Growth+Ref Gas Supply+Methanex Stays+Increased Demand Response+Upgraded HVDC | 22.7241 | 35.0384 | 44.7814
2030 | NZWEM_PERC | Low Demand Growth+Ref Gas Supply+Methanex Stays+Increased Demand Response+Upgraded HVDC | 21.4564 | 36.0599 | 52.0777
2031 | NZWEM_PERC | Low Demand Growth+Ref Gas Supply+Methanex Stays+Increased Demand Response+Upgraded HVDC | 18.3235 | 32.6963 | 54.9841
2032 | NZWEM_PERC | Low Demand Growth+Ref Gas Supply+Methanex Stays+Increased Demand Response+Upgraded HVDC | 16.4284 | 30.9866 | 54.0212
2033 | NZWEM_PERC | Low Demand Growth+Ref Gas Supply+Methanex Stays+Increased Demand Response+Upgraded HVDC | 14.6734 | 29.0051 | 53.6316
2034 | NZWEM_PERC | Low Demand Growth+Ref Gas Supply+Methanex Stays+Increased Demand Response+Upgraded HVDC | 13.2494 | 27.8207 | 52.0418
2035 | NZWEM_PERC | Low Demand Growth+Ref Gas Supply+Methanex Stays+Increased Demand Response+Upgraded HVDC | 11.0156 | 25.3758 | 49.0721
2026 | NIWCM | Low Demand Growth+Ref Gas Supply+Methanex Stays+Increased Demand Response+Upgraded HVDC | 1312.2106 | 1313.0104 | 1313.0104
2027 | NIWCM | Low Demand Growth+Ref Gas Supply+Methanex Stays+Increased Demand Response+Upgraded HVDC | 1690.0952 | 1710.491 | 1715.0275
2028 | NIWCM | Low Demand Growth+Ref Gas Supply+Methanex Stays+Increased Demand Response+Upgraded HVDC | 1826.5139 | 2366.085 | 2397.2445
2029 | NIWCM | Low Demand Growth+Ref Gas Supply+Methanex Stays+Increased Demand Response+Upgraded HVDC | 1822.5577 | 2591.2998 | 2792.9481
2030 | NIWCM | Low Demand Growth+Ref Gas Supply+Methanex Stays+Increased Demand Response+Upgraded HVDC | 1727.2302 | 2579.3441 | 2926.9802
2031 | NIWCM | Low Demand Growth+Ref Gas Supply+Methanex Stays+Increased Demand Response+Upgraded HVDC | 1648.9768 | 2644.1302 | 3204.9059
2032 | NIWCM | Low Demand Growth+Ref Gas Supply+Methanex Stays+Increased Demand Response+Upgraded HVDC | 1531.1914 | 2544.609 | 3177.6604
2033 | NIWCM | Low Demand Growth+Ref Gas Supply+Methanex Stays+Increased Demand Response+Upgraded HVDC | 1422.4456 | 2435.4598 | 3173.705
2034 | NIWCM | Low Demand Growth+Ref Gas Supply+Methanex Stays+Increased Demand Response+Upgraded HVDC | 1320.6871 | 2374.6831 | 3225.3556
2035 | NIWCM | Low Demand Growth+Ref Gas Supply+Methanex Stays+Increased Demand Response+Upgraded HVDC | 1201.6425 | 2265.5957 | 3154.0128
2026 | SIWEM_PERC | Low Demand Growth+Ref Gas Supply+Methanex Stays+Increased Demand Response+Upgraded HVDC | 57.443 | 57.443 | 57.443
2027 | SIWEM_PERC | Low Demand Growth+Ref Gas Supply+Methanex Stays+Increased Demand Response+Upgraded HVDC | 64.0358 | 69.2012 | 70.0514
2028 | SIWEM_PERC | Low Demand Growth+Ref Gas Supply+Methanex Stays+Increased Demand Response+Upgraded HVDC | 64.5961 | 87.5208 | 100.2434
2029 | SIWEM_PERC | Low Demand Growth+Ref Gas Supply+Methanex Stays+Increased Demand Response+Upgraded HVDC | 60.1446 | 90.6294 | 107.5163
2030 | SIWEM_PERC | Low Demand Growth+Ref Gas Supply+Methanex Stays+Increased Demand Response+Upgraded HVDC | 56.489 | 88.8152 | 111.4796
2031 | SIWEM_PERC | Low Demand Growth+Ref Gas Supply+Methanex Stays+Increased Demand Response+Upgraded HVDC | 48.4302 | 84.8173 | 112.4554
2032 | SIWEM_PERC | Low Demand Growth+Ref Gas Supply+Methanex Stays+Increased Demand Response+Upgraded HVDC | 43.252 | 81.131 | 108.8764
2033 | SIWEM_PERC | Low Demand Growth+Ref Gas Supply+Methanex Stays+Increased Demand Response+Upgraded HVDC | 38.45 | 75.9908 | 105.7919
2034 | SIWEM_PERC | Low Demand Growth+Ref Gas Supply+Methanex Stays+Increased Demand Response+Upgraded HVDC | 34.5949 | 72.9401 | 102.8781
2035 | SIWEM_PERC | Low Demand Growth+Ref Gas Supply+Methanex Stays+Increased Demand Response+Upgraded HVDC | 28.5293 | 66.7418 | 99.2001
2026 | NZWEM_PERC | Low Demand Growth+Ref Gas Supply+Methanex Stays+Increased Demand Response+Upgraded HVDC+Low Wind & Solar | 23.9278 | 23.9821 | 23.9821
2027 | NZWEM_PERC | Low Demand Growth+Ref Gas Supply+Methanex Stays+Increased Demand Response+Upgraded HVDC+Low Wind & Solar | 22.6664 | 24.4297 | 24.7346
2028 | NZWEM_PERC | Low Demand Growth+Ref Gas Supply+Methanex Stays+Increased Demand Response+Upgraded HVDC+Low Wind & Solar | 22.841 | 30.6358 | 34.959
2029 | NZWEM_PERC | Low Demand Growth+Ref Gas Supply+Methanex Stays+Increased Demand Response+Upgraded HVDC+Low Wind & Solar | 21.1525 | 32.2658 | 41.0585
2030 | NZWEM_PERC | Low Demand Growth+Ref Gas Supply+Methanex Stays+Increased Demand Response+Upgraded HVDC+Low Wind & Solar | 19.9114 | 33.1463 | 47.6434
2031 | NZWEM_PERC | Low Demand Growth+Ref Gas Supply+Methanex Stays+Increased Demand Response+Upgraded HVDC+Low Wind & Solar | 16.8136 | 29.8486 | 50.0032
2032 | NZWEM_PERC | Low Demand Growth+Ref Gas Supply+Methanex Stays+Increased Demand Response+Upgraded HVDC+Low Wind & Solar | 14.9441 | 28.1455 | 49.0133
2033 | NZWEM_PERC | Low Demand Growth+Ref Gas Supply+Methanex Stays+Increased Demand Response+Upgraded HVDC+Low Wind & Solar | 13.2123 | 26.2082 | 48.5114
2034 | NZWEM_PERC | Low Demand Growth+Ref Gas Supply+Methanex Stays+Increased Demand Response+Upgraded HVDC+Low Wind & Solar | 11.8123 | 25.0699 | 47.0059
2035 | NZWEM_PERC | Low Demand Growth+Ref Gas Supply+Methanex Stays+Increased Demand Response+Upgraded HVDC+Low Wind & Solar | 9.6096 | 22.6846 | 44.1453
2026 | NIWCM | Low Demand Growth+Ref Gas Supply+Methanex Stays+Increased Demand Response+Upgraded HVDC+Low Wind & Solar | 1312.2106 | 1313.0104 | 1313.0104
2027 | NIWCM | Low Demand Growth+Ref Gas Supply+Methanex Stays+Increased Demand Response+Upgraded HVDC+Low Wind & Solar | 1690.0952 | 1710.491 | 1715.0275
2028 | NIWCM | Low Demand Growth+Ref Gas Supply+Methanex Stays+Increased Demand Response+Upgraded HVDC+Low Wind & Solar | 1826.5139 | 2366.085 | 2397.2445
2029 | NIWCM | Low Demand Growth+Ref Gas Supply+Methanex Stays+Increased Demand Response+Upgraded HVDC+Low Wind & Solar | 1822.5577 | 2591.2998 | 2792.9481
2030 | NIWCM | Low Demand Growth+Ref Gas Supply+Methanex Stays+Increased Demand Response+Upgraded HVDC+Low Wind & Solar | 1727.2302 | 2579.3441 | 2926.9802
2031 | NIWCM | Low Demand Growth+Ref Gas Supply+Methanex Stays+Increased Demand Response+Upgraded HVDC+Low Wind & Solar | 1648.9768 | 2644.1302 | 3204.9059
2032 | NIWCM | Low Demand Growth+Ref Gas Supply+Methanex Stays+Increased Demand Response+Upgraded HVDC+Low Wind & Solar | 1531.1914 | 2544.609 | 3177.6604
2033 | NIWCM | Low Demand Growth+Ref Gas Supply+Methanex Stays+Increased Demand Response+Upgraded HVDC+Low Wind & Solar | 1422.4456 | 2435.4598 | 3173.705
2034 | NIWCM | Low Demand Growth+Ref Gas Supply+Methanex Stays+Increased Demand Response+Upgraded HVDC+Low Wind & Solar | 1320.6871 | 2374.6831 | 3225.3556
2035 | NIWCM | Low Demand Growth+Ref Gas Supply+Methanex Stays+Increased Demand Response+Upgraded HVDC+Low Wind & Solar | 1201.6425 | 2265.5957 | 3154.0128
2026 | SIWEM_PERC | Low Demand Growth+Ref Gas Supply+Methanex Stays+Increased Demand Response+Upgraded HVDC+Low Wind & Solar | 56.5826 | 56.5826 | 56.5826
2027 | SIWEM_PERC | Low Demand Growth+Ref Gas Supply+Methanex Stays+Increased Demand Response+Upgraded HVDC+Low Wind & Solar | 60.3483 | 65.0098 | 65.7771
2028 | SIWEM_PERC | Low Demand Growth+Ref Gas Supply+Methanex Stays+Increased Demand Response+Upgraded HVDC+Low Wind & Solar | 60.6311 | 81.3198 | 92.8015
2029 | SIWEM_PERC | Low Demand Growth+Ref Gas Supply+Methanex Stays+Increased Demand Response+Upgraded HVDC+Low Wind & Solar | 56.113 | 85.0545 | 103.4505
2030 | SIWEM_PERC | Low Demand Growth+Ref Gas Supply+Methanex Stays+Increased Demand Response+Upgraded HVDC+Low Wind & Solar | 52.5422 | 86.2412 | 106.6951
2031 | SIWEM_PERC | Low Demand Growth+Ref Gas Supply+Methanex Stays+Increased Demand Response+Upgraded HVDC+Low Wind & Solar | 44.3237 | 78.3384 | 107.2416
2032 | SIWEM_PERC | Low Demand Growth+Ref Gas Supply+Methanex Stays+Increased Demand Response+Upgraded HVDC+Low Wind & Solar | 39.185 | 73.8208 | 103.7535
2033 | SIWEM_PERC | Low Demand Growth+Ref Gas Supply+Methanex Stays+Increased Demand Response+Upgraded HVDC+Low Wind & Solar | 34.4456 | 68.7929 | 100.7478
2034 | SIWEM_PERC | Low Demand Growth+Ref Gas Supply+Methanex Stays+Increased Demand Response+Upgraded HVDC+Low Wind & Solar | 30.65 | 65.8492 | 97.9089
2035 | SIWEM_PERC | Low Demand Growth+Ref Gas Supply+Methanex Stays+Increased Demand Response+Upgraded HVDC+Low Wind & Solar | 24.6589 | 59.7847 | 94.3247
2026 | NZWEM_PERC | Low Demand Growth+Ref Gas Supply+Methanex Stays+Increased Demand Response+Upgraded HVDC+Constrained Operational Capacity | 25.1901 | 25.2502 | 25.2502
2027 | NZWEM_PERC | Low Demand Growth+Ref Gas Supply+Methanex Stays+Increased Demand Response+Upgraded HVDC+Constrained Operational Capacity | 24.0993 | 26.0531 | 26.3909
2028 | NZWEM_PERC | Low Demand Growth+Ref Gas Supply+Methanex Stays+Increased Demand Response+Upgraded HVDC+Constrained Operational Capacity | 24.3821 | 33.0192 | 37.8097
2029 | NZWEM_PERC | Low Demand Growth+Ref Gas Supply+Methanex Stays+Increased Demand Response+Upgraded HVDC+Constrained Operational Capacity | 22.7241 | 35.0384 | 44.7814
2030 | NZWEM_PERC | Low Demand Growth+Ref Gas Supply+Methanex Stays+Increased Demand Response+Upgraded HVDC+Constrained Operational Capacity | 21.4564 | 36.0599 | 52.0777
2031 | NZWEM_PERC | Low Demand Growth+Ref Gas Supply+Methanex Stays+Increased Demand Response+Upgraded HVDC+Constrained Operational Capacity | 18.3235 | 32.6963 | 54.9841
2032 | NZWEM_PERC | Low Demand Growth+Ref Gas Supply+Methanex Stays+Increased Demand Response+Upgraded HVDC+Constrained Operational Capacity | 16.4284 | 30.9866 | 54.0212
2033 | NZWEM_PERC | Low Demand Growth+Ref Gas Supply+Methanex Stays+Increased Demand Response+Upgraded HVDC+Constrained Operational Capacity | 14.6734 | 29.0051 | 53.6316
2034 | NZWEM_PERC | Low Demand Growth+Ref Gas Supply+Methanex Stays+Increased Demand Response+Upgraded HVDC+Constrained Operational Capacity | 13.2494 | 27.8207 | 52.0418
2035 | NZWEM_PERC | Low Demand Growth+Ref Gas Supply+Methanex Stays+Increased Demand Response+Upgraded HVDC+Constrained Operational Capacity | 11.0156 | 25.3758 | 49.0721
2026 | NIWCM | Low Demand Growth+Ref Gas Supply+Methanex Stays+Increased Demand Response+Upgraded HVDC+Constrained Operational Capacity | 755.6807 | 755.6807 | 755.6807
2027 | NIWCM | Low Demand Growth+Ref Gas Supply+Methanex Stays+Increased Demand Response+Upgraded HVDC+Constrained Operational Capacity | 1101.6718 | 1105.1761 | 1105.1761
2028 | NIWCM | Low Demand Growth+Ref Gas Supply+Methanex Stays+Increased Demand Response+Upgraded HVDC+Constrained Operational Capacity | 1216.908 | 1690.5905 | 1694.1607
2029 | NIWCM | Low Demand Growth+Ref Gas Supply+Methanex Stays+Increased Demand Response+Upgraded HVDC+Constrained Operational Capacity | 1186.3719 | 1821.8682 | 1967.8933
2030 | NIWCM | Low Demand Growth+Ref Gas Supply+Methanex Stays+Increased Demand Response+Upgraded HVDC+Constrained Operational Capacity | 1073.6095 | 1784.6908 | 1978.0043
2031 | NIWCM | Low Demand Growth+Ref Gas Supply+Methanex Stays+Increased Demand Response+Upgraded HVDC+Constrained Operational Capacity | 991.3969 | 1716.8893 | 1974.0454
2032 | NIWCM | Low Demand Growth+Ref Gas Supply+Methanex Stays+Increased Demand Response+Upgraded HVDC+Constrained Operational Capacity | 873.8725 | 1602.7652 | 1881.9803
2033 | NIWCM | Low Demand Growth+Ref Gas Supply+Methanex Stays+Increased Demand Response+Upgraded HVDC+Constrained Operational Capacity | 761.8627 | 1493.7137 | 1785.1204
2034 | NIWCM | Low Demand Growth+Ref Gas Supply+Methanex Stays+Increased Demand Response+Upgraded HVDC+Constrained Operational Capacity | 654.4914 | 1434.6755 | 1802.415
2035 | NIWCM | Low Demand Growth+Ref Gas Supply+Methanex Stays+Increased Demand Response+Upgraded HVDC+Constrained Operational Capacity | 532.488 | 1326.3986 | 1695.0413
2026 | SIWEM_PERC | Low Demand Growth+Ref Gas Supply+Methanex Stays+Increased Demand Response+Upgraded HVDC+Constrained Operational Capacity | 57.443 | 57.443 | 57.443
2027 | SIWEM_PERC | Low Demand Growth+Ref Gas Supply+Methanex Stays+Increased Demand Response+Upgraded HVDC+Constrained Operational Capacity | 64.0358 | 69.2012 | 70.0514
2028 | SIWEM_PERC | Low Demand Growth+Ref Gas Supply+Methanex Stays+Increased Demand Response+Upgraded HVDC+Constrained Operational Capacity | 64.5961 | 87.5208 | 100.2434
2029 | SIWEM_PERC | Low Demand Growth+Ref Gas Supply+Methanex Stays+Increased Demand Response+Upgraded HVDC+Constrained Operational Capacity | 60.1446 | 90.6294 | 107.5163
2030 | SIWEM_PERC | Low Demand Growth+Ref Gas Supply+Methanex Stays+Increased Demand Response+Upgraded HVDC+Constrained Operational Capacity | 56.489 | 88.8152 | 111.4796
2031 | SIWEM_PERC | Low Demand Growth+Ref Gas Supply+Methanex Stays+Increased Demand Response+Upgraded HVDC+Constrained Operational Capacity | 48.4302 | 84.8173 | 112.4554
2032 | SIWEM_PERC | Low Demand Growth+Ref Gas Supply+Methanex Stays+Increased Demand Response+Upgraded HVDC+Constrained Operational Capacity | 43.252 | 81.131 | 108.8764
2033 | SIWEM_PERC | Low Demand Growth+Ref Gas Supply+Methanex Stays+Increased Demand Response+Upgraded HVDC+Constrained Operational Capacity | 38.45 | 75.9908 | 105.7919
2034 | SIWEM_PERC | Low Demand Growth+Ref Gas Supply+Methanex Stays+Increased Demand Response+Upgraded HVDC+Constrained Operational Capacity | 34.5949 | 72.9401 | 102.8781
2035 | SIWEM_PERC | Low Demand Growth+Ref Gas Supply+Methanex Stays+Increased Demand Response+Upgraded HVDC+Constrained Operational Capacity | 28.5293 | 66.7418 | 99.2001
2026 | NZWEM_PERC | Low Demand Growth+Ref Gas Supply+Methanex Stays+Increased Demand Response+Upgraded HVDC+Constrained Operational Capacity+Low Wind & Solar | 23.9278 | 23.9821 | 23.9821
2027 | NZWEM_PERC | Low Demand Growth+Ref Gas Supply+Methanex Stays+Increased Demand Response+Upgraded HVDC+Constrained Operational Capacity+Low Wind & Solar | 22.6664 | 24.4297 | 24.7346
2028 | NZWEM_PERC | Low Demand Growth+Ref Gas Supply+Methanex Stays+Increased Demand Response+Upgraded HVDC+Constrained Operational Capacity+Low Wind & Solar | 22.841 | 30.6358 | 34.959
2029 | NZWEM_PERC | Low Demand Growth+Ref Gas Supply+Methanex Stays+Increased Demand Response+Upgraded HVDC+Constrained Operational Capacity+Low Wind & Solar | 21.1525 | 32.2658 | 41.0585
2030 | NZWEM_PERC | Low Demand Growth+Ref Gas Supply+Methanex Stays+Increased Demand Response+Upgraded HVDC+Constrained Operational Capacity+Low Wind & Solar | 19.9114 | 33.1463 | 47.6434
2031 | NZWEM_PERC | Low Demand Growth+Ref Gas Supply+Methanex Stays+Increased Demand Response+Upgraded HVDC+Constrained Operational Capacity+Low Wind & Solar | 16.8136 | 29.8486 | 50.0032
2032 | NZWEM_PERC | Low Demand Growth+Ref Gas Supply+Methanex Stays+Increased Demand Response+Upgraded HVDC+Constrained Operational Capacity+Low Wind & Solar | 14.9441 | 28.1455 | 49.0133
2033 | NZWEM_PERC | Low Demand Growth+Ref Gas Supply+Methanex Stays+Increased Demand Response+Upgraded HVDC+Constrained Operational Capacity+Low Wind & Solar | 13.2123 | 26.2082 | 48.5114
2034 | NZWEM_PERC | Low Demand Growth+Ref Gas Supply+Methanex Stays+Increased Demand Response+Upgraded HVDC+Constrained Operational Capacity+Low Wind & Solar | 11.8123 | 25.0699 | 47.0059
2035 | NZWEM_PERC | Low Demand Growth+Ref Gas Supply+Methanex Stays+Increased Demand Response+Upgraded HVDC+Constrained Operational Capacity+Low Wind & Solar | 9.6096 | 22.6846 | 44.1453
2026 | NIWCM | Low Demand Growth+Ref Gas Supply+Methanex Stays+Increased Demand Response+Upgraded HVDC+Constrained Operational Capacity+Low Wind & Solar | 755.6807 | 755.6807 | 755.6807
2027 | NIWCM | Low Demand Growth+Ref Gas Supply+Methanex Stays+Increased Demand Response+Upgraded HVDC+Constrained Operational Capacity+Low Wind & Solar | 1101.6718 | 1105.1761 | 1105.1761
2028 | NIWCM | Low Demand Growth+Ref Gas Supply+Methanex Stays+Increased Demand Response+Upgraded HVDC+Constrained Operational Capacity+Low Wind & Solar | 1216.908 | 1690.5905 | 1694.1607
2029 | NIWCM | Low Demand Growth+Ref Gas Supply+Methanex Stays+Increased Demand Response+Upgraded HVDC+Constrained Operational Capacity+Low Wind & Solar | 1186.3719 | 1821.8682 | 1967.8933
2030 | NIWCM | Low Demand Growth+Ref Gas Supply+Methanex Stays+Increased Demand Response+Upgraded HVDC+Constrained Operational Capacity+Low Wind & Solar | 1073.6095 | 1784.6908 | 1978.0043
2031 | NIWCM | Low Demand Growth+Ref Gas Supply+Methanex Stays+Increased Demand Response+Upgraded HVDC+Constrained Operational Capacity+Low Wind & Solar | 991.3969 | 1716.8893 | 1974.0454
2032 | NIWCM | Low Demand Growth+Ref Gas Supply+Methanex Stays+Increased Demand Response+Upgraded HVDC+Constrained Operational Capacity+Low Wind & Solar | 873.8725 | 1602.7652 | 1881.9803
2033 | NIWCM | Low Demand Growth+Ref Gas Supply+Methanex Stays+Increased Demand Response+Upgraded HVDC+Constrained Operational Capacity+Low Wind & Solar | 761.8627 | 1493.7137 | 1785.1204
2034 | NIWCM | Low Demand Growth+Ref Gas Supply+Methanex Stays+Increased Demand Response+Upgraded HVDC+Constrained Operational Capacity+Low Wind & Solar | 654.4914 | 1434.6755 | 1802.415
2035 | NIWCM | Low Demand Growth+Ref Gas Supply+Methanex Stays+Increased Demand Response+Upgraded HVDC+Constrained Operational Capacity+Low Wind & Solar | 532.488 | 1326.3986 | 1695.0413
2026 | SIWEM_PERC | Low Demand Growth+Ref Gas Supply+Methanex Stays+Increased Demand Response+Upgraded HVDC+Constrained Operational Capacity+Low Wind & Solar | 56.5826 | 56.5826 | 56.5826
2027 | SIWEM_PERC | Low Demand Growth+Ref Gas Supply+Methanex Stays+Increased Demand Response+Upgraded HVDC+Constrained Operational Capacity+Low Wind & Solar | 60.3483 | 65.0098 | 65.7771
2028 | SIWEM_PERC | Low Demand Growth+Ref Gas Supply+Methanex Stays+Increased Demand Response+Upgraded HVDC+Constrained Operational Capacity+Low Wind & Solar | 60.6311 | 81.3198 | 92.8015
2029 | SIWEM_PERC | Low Demand Growth+Ref Gas Supply+Methanex Stays+Increased Demand Response+Upgraded HVDC+Constrained Operational Capacity+Low Wind & Solar | 56.113 | 85.0545 | 103.4505
2030 | SIWEM_PERC | Low Demand Growth+Ref Gas Supply+Methanex Stays+Increased Demand Response+Upgraded HVDC+Constrained Operational Capacity+Low Wind & Solar | 52.5422 | 86.2412 | 106.6951
2031 | SIWEM_PERC | Low Demand Growth+Ref Gas Supply+Methanex Stays+Increased Demand Response+Upgraded HVDC+Constrained Operational Capacity+Low Wind & Solar | 44.3237 | 78.3384 | 107.2416
2032 | SIWEM_PERC | Low Demand Growth+Ref Gas Supply+Methanex Stays+Increased Demand Response+Upgraded HVDC+Constrained Operational Capacity+Low Wind & Solar | 39.185 | 73.8208 | 103.7535
2033 | SIWEM_PERC | Low Demand Growth+Ref Gas Supply+Methanex Stays+Increased Demand Response+Upgraded HVDC+Constrained Operational Capacity+Low Wind & Solar | 34.4456 | 68.7929 | 100.7478
2034 | SIWEM_PERC | Low Demand Growth+Ref Gas Supply+Methanex Stays+Increased Demand Response+Upgraded HVDC+Constrained Operational Capacity+Low Wind & Solar | 30.65 | 65.8492 | 97.9089
2035 | SIWEM_PERC | Low Demand Growth+Ref Gas Supply+Methanex Stays+Increased Demand Response+Upgraded HVDC+Constrained Operational Capacity+Low Wind & Solar | 24.6589 | 59.7847 | 94.3247
2026 | NZWEM_PERC | Low Demand Growth+Ref Gas Supply+Methanex Stays+Increased Demand Response+Delayed Build | 20.3123 | 20.3123 | 20.3123
2027 | NZWEM_PERC | Low Demand Growth+Ref Gas Supply+Methanex Stays+Increased Demand Response+Delayed Build | 16.2611 | 16.4115 | 16.5899
2028 | NZWEM_PERC | Low Demand Growth+Ref Gas Supply+Methanex Stays+Increased Demand Response+Delayed Build | 19.9274 | 21.4645 | 21.799
2029 | NZWEM_PERC | Low Demand Growth+Ref Gas Supply+Methanex Stays+Increased Demand Response+Delayed Build | 21.4864 | 24.5549 | 25.5079
2030 | NZWEM_PERC | Low Demand Growth+Ref Gas Supply+Methanex Stays+Increased Demand Response+Delayed Build | 21.4564 | 31.2647 | 39.5555
2031 | NZWEM_PERC | Low Demand Growth+Ref Gas Supply+Methanex Stays+Increased Demand Response+Delayed Build | 18.3235 | 31.2838 | 40.645
2032 | NZWEM_PERC | Low Demand Growth+Ref Gas Supply+Methanex Stays+Increased Demand Response+Delayed Build | 16.4284 | 29.9095 | 45.2979
2033 | NZWEM_PERC | Low Demand Growth+Ref Gas Supply+Methanex Stays+Increased Demand Response+Delayed Build | 14.6734 | 28.0415 | 49.6088
2034 | NZWEM_PERC | Low Demand Growth+Ref Gas Supply+Methanex Stays+Increased Demand Response+Delayed Build | 13.2494 | 26.814 | 49.1169
2035 | NZWEM_PERC | Low Demand Growth+Ref Gas Supply+Methanex Stays+Increased Demand Response+Delayed Build | 11.0156 | 24.8059 | 48.5021
2026 | NIWCM | Low Demand Growth+Ref Gas Supply+Methanex Stays+Increased Demand Response+Delayed Build | 1053.1748 | 1053.1748 | 1053.1748
2027 | NIWCM | Low Demand Growth+Ref Gas Supply+Methanex Stays+Increased Demand Response+Delayed Build | 1318.5781 | 1320.448 | 1322.9205
2028 | NIWCM | Low Demand Growth+Ref Gas Supply+Methanex Stays+Increased Demand Response+Delayed Build | 1587.608 | 1602.2893 | 1606.8258
2029 | NIWCM | Low Demand Growth+Ref Gas Supply+Methanex Stays+Increased Demand Response+Delayed Build | 1628.2083 | 1738.4887 | 1752.081
2030 | NIWCM | Low Demand Growth+Ref Gas Supply+Methanex Stays+Increased Demand Response+Delayed Build | 1671.4537 | 2277.4653 | 2441.653
2031 | NIWCM | Low Demand Growth+Ref Gas Supply+Methanex Stays+Increased Demand Response+Delayed Build | 1575.8682 | 2421.8462 | 2643.1758
2032 | NIWCM | Low Demand Growth+Ref Gas Supply+Methanex Stays+Increased Demand Response+Delayed Build | 1458.3008 | 2348.6777 | 2715.5503
2033 | NIWCM | Low Demand Growth+Ref Gas Supply+Methanex Stays+Increased Demand Response+Delayed Build | 1422.433 | 2349.9272 | 2905.7634
2034 | NIWCM | Low Demand Growth+Ref Gas Supply+Methanex Stays+Increased Demand Response+Delayed Build | 1320.6897 | 2286.3664 | 2887.2468
2035 | NIWCM | Low Demand Growth+Ref Gas Supply+Methanex Stays+Increased Demand Response+Delayed Build | 1201.6419 | 2210.8556 | 2900.9893
2026 | SIWEM_PERC | Low Demand Growth+Ref Gas Supply+Methanex Stays+Increased Demand Response+Delayed Build | 52.2203 | 52.2203 | 52.2203
2027 | SIWEM_PERC | Low Demand Growth+Ref Gas Supply+Methanex Stays+Increased Demand Response+Delayed Build | 43.1237 | 43.5393 | 44.0324
2028 | SIWEM_PERC | Low Demand Growth+Ref Gas Supply+Methanex Stays+Increased Demand Response+Delayed Build | 53.1162 | 56.0972 | 56.0972
2029 | SIWEM_PERC | Low Demand Growth+Ref Gas Supply+Methanex Stays+Increased Demand Response+Delayed Build | 52.4648 | 57.8548 | 57.8548
2030 | SIWEM_PERC | Low Demand Growth+Ref Gas Supply+Methanex Stays+Increased Demand Response+Delayed Build | 51.2814 | 64.7675 | 79.123
2031 | SIWEM_PERC | Low Demand Growth+Ref Gas Supply+Methanex Stays+Increased Demand Response+Delayed Build | 48.0977 | 61.2912 | 77.4643
2032 | SIWEM_PERC | Low Demand Growth+Ref Gas Supply+Methanex Stays+Increased Demand Response+Delayed Build | 43.252 | 60.6371 | 82.4231
2033 | SIWEM_PERC | Low Demand Growth+Ref Gas Supply+Methanex Stays+Increased Demand Response+Delayed Build | 38.45 | 58.2937 | 85.0325
2034 | SIWEM_PERC | Low Demand Growth+Ref Gas Supply+Methanex Stays+Increased Demand Response+Delayed Build | 34.5949 | 56.0858 | 82.4272
2035 | SIWEM_PERC | Low Demand Growth+Ref Gas Supply+Methanex Stays+Increased Demand Response+Delayed Build | 28.5293 | 53.2909 | 79.1352
2026 | NZWEM_PERC | Low Demand Growth+Ref Gas Supply+Methanex Stays+Increased Demand Response+Delayed Build+Low Wind & Solar | 19.352 | 19.352 | 19.352
2027 | NZWEM_PERC | Low Demand Growth+Ref Gas Supply+Methanex Stays+Increased Demand Response+Delayed Build+Low Wind & Solar | 15.2441 | 15.3798 | 15.5408
2028 | NZWEM_PERC | Low Demand Growth+Ref Gas Supply+Methanex Stays+Increased Demand Response+Delayed Build+Low Wind & Solar | 18.6466 | 20.0338 | 20.3356
2029 | NZWEM_PERC | Low Demand Growth+Ref Gas Supply+Methanex Stays+Increased Demand Response+Delayed Build+Low Wind & Solar | 20.0355 | 22.8047 | 23.6648
2030 | NZWEM_PERC | Low Demand Growth+Ref Gas Supply+Methanex Stays+Increased Demand Response+Delayed Build+Low Wind & Solar | 19.9114 | 28.7631 | 36.2452
2031 | NZWEM_PERC | Low Demand Growth+Ref Gas Supply+Methanex Stays+Increased Demand Response+Delayed Build+Low Wind & Solar | 16.8136 | 28.5097 | 36.9579
2032 | NZWEM_PERC | Low Demand Growth+Ref Gas Supply+Methanex Stays+Increased Demand Response+Delayed Build+Low Wind & Solar | 14.9441 | 27.1104 | 41.0378
2033 | NZWEM_PERC | Low Demand Growth+Ref Gas Supply+Methanex Stays+Increased Demand Response+Delayed Build+Low Wind & Solar | 13.2123 | 25.286 | 44.789
2034 | NZWEM_PERC | Low Demand Growth+Ref Gas Supply+Methanex Stays+Increased Demand Response+Delayed Build+Low Wind & Solar | 11.8123 | 24.0632 | 44.2681
2035 | NZWEM_PERC | Low Demand Growth+Ref Gas Supply+Methanex Stays+Increased Demand Response+Delayed Build+Low Wind & Solar | 9.6096 | 22.1146 | 43.5753
2026 | NIWCM | Low Demand Growth+Ref Gas Supply+Methanex Stays+Increased Demand Response+Delayed Build+Low Wind & Solar | 1053.1748 | 1053.1748 | 1053.1748
2027 | NIWCM | Low Demand Growth+Ref Gas Supply+Methanex Stays+Increased Demand Response+Delayed Build+Low Wind & Solar | 1318.5781 | 1320.448 | 1322.9205
2028 | NIWCM | Low Demand Growth+Ref Gas Supply+Methanex Stays+Increased Demand Response+Delayed Build+Low Wind & Solar | 1587.608 | 1602.2893 | 1606.8258
2029 | NIWCM | Low Demand Growth+Ref Gas Supply+Methanex Stays+Increased Demand Response+Delayed Build+Low Wind & Solar | 1628.2083 | 1738.4887 | 1752.081
2030 | NIWCM | Low Demand Growth+Ref Gas Supply+Methanex Stays+Increased Demand Response+Delayed Build+Low Wind & Solar | 1671.4537 | 2277.4653 | 2441.653
2031 | NIWCM | Low Demand Growth+Ref Gas Supply+Methanex Stays+Increased Demand Response+Delayed Build+Low Wind & Solar | 1575.8682 | 2421.8462 | 2643.1758
2032 | NIWCM | Low Demand Growth+Ref Gas Supply+Methanex Stays+Increased Demand Response+Delayed Build+Low Wind & Solar | 1458.3008 | 2348.6777 | 2715.5503
2033 | NIWCM | Low Demand Growth+Ref Gas Supply+Methanex Stays+Increased Demand Response+Delayed Build+Low Wind & Solar | 1422.433 | 2349.9272 | 2905.7634
2034 | NIWCM | Low Demand Growth+Ref Gas Supply+Methanex Stays+Increased Demand Response+Delayed Build+Low Wind & Solar | 1320.6897 | 2286.3664 | 2887.2468
2035 | NIWCM | Low Demand Growth+Ref Gas Supply+Methanex Stays+Increased Demand Response+Delayed Build+Low Wind & Solar | 1201.6419 | 2210.8556 | 2900.9893
2026 | SIWEM_PERC | Low Demand Growth+Ref Gas Supply+Methanex Stays+Increased Demand Response+Delayed Build+Low Wind & Solar | 51.8693 | 51.8693 | 51.8693
2027 | SIWEM_PERC | Low Demand Growth+Ref Gas Supply+Methanex Stays+Increased Demand Response+Delayed Build+Low Wind & Solar | 40.3126 | 40.6876 | 41.1327
2028 | SIWEM_PERC | Low Demand Growth+Ref Gas Supply+Methanex Stays+Increased Demand Response+Delayed Build+Low Wind & Solar | 49.5863 | 53.4092 | 54.2412
2029 | SIWEM_PERC | Low Demand Growth+Ref Gas Supply+Methanex Stays+Increased Demand Response+Delayed Build+Low Wind & Solar | 51.5833 | 56.4476 | 56.4476
2030 | SIWEM_PERC | Low Demand Growth+Ref Gas Supply+Methanex Stays+Increased Demand Response+Delayed Build+Low Wind & Solar | 50.2289 | 62.3997 | 75.3551
2031 | SIWEM_PERC | Low Demand Growth+Ref Gas Supply+Methanex Stays+Increased Demand Response+Delayed Build+Low Wind & Solar | 44.3237 | 58.9748 | 73.5704
2032 | SIWEM_PERC | Low Demand Growth+Ref Gas Supply+Methanex Stays+Increased Demand Response+Delayed Build+Low Wind & Solar | 39.185 | 58.1629 | 77.824
2033 | SIWEM_PERC | Low Demand Growth+Ref Gas Supply+Methanex Stays+Increased Demand Response+Delayed Build+Low Wind & Solar | 34.4456 | 55.8575 | 79.9883
2034 | SIWEM_PERC | Low Demand Growth+Ref Gas Supply+Methanex Stays+Increased Demand Response+Delayed Build+Low Wind & Solar | 30.65 | 53.6858 | 77.458
2035 | SIWEM_PERC | Low Demand Growth+Ref Gas Supply+Methanex Stays+Increased Demand Response+Delayed Build+Low Wind & Solar | 24.6589 | 50.9362 | 74.2598
2026 | NZWEM_PERC | Low Demand Growth+Ref Gas Supply+Methanex Stays+Increased Demand Response+Delayed Build+Constrained Operational Capacity | 20.3123 | 20.3123 | 20.3123
2027 | NZWEM_PERC | Low Demand Growth+Ref Gas Supply+Methanex Stays+Increased Demand Response+Delayed Build+Constrained Operational Capacity | 16.2611 | 16.4115 | 16.5899
2028 | NZWEM_PERC | Low Demand Growth+Ref Gas Supply+Methanex Stays+Increased Demand Response+Delayed Build+Constrained Operational Capacity | 19.9274 | 21.4645 | 21.799
2029 | NZWEM_PERC | Low Demand Growth+Ref Gas Supply+Methanex Stays+Increased Demand Response+Delayed Build+Constrained Operational Capacity | 21.4864 | 24.5549 | 25.5079
2030 | NZWEM_PERC | Low Demand Growth+Ref Gas Supply+Methanex Stays+Increased Demand Response+Delayed Build+Constrained Operational Capacity | 21.4564 | 31.2647 | 39.5555
2031 | NZWEM_PERC | Low Demand Growth+Ref Gas Supply+Methanex Stays+Increased Demand Response+Delayed Build+Constrained Operational Capacity | 18.3235 | 31.2838 | 40.645
2032 | NZWEM_PERC | Low Demand Growth+Ref Gas Supply+Methanex Stays+Increased Demand Response+Delayed Build+Constrained Operational Capacity | 16.4284 | 29.9095 | 45.2979
2033 | NZWEM_PERC | Low Demand Growth+Ref Gas Supply+Methanex Stays+Increased Demand Response+Delayed Build+Constrained Operational Capacity | 14.6734 | 28.0415 | 49.6088
2034 | NZWEM_PERC | Low Demand Growth+Ref Gas Supply+Methanex Stays+Increased Demand Response+Delayed Build+Constrained Operational Capacity | 13.2494 | 26.814 | 49.1169
2035 | NZWEM_PERC | Low Demand Growth+Ref Gas Supply+Methanex Stays+Increased Demand Response+Delayed Build+Constrained Operational Capacity | 11.0156 | 24.8059 | 48.5021
2026 | NIWCM | Low Demand Growth+Ref Gas Supply+Methanex Stays+Increased Demand Response+Delayed Build+Constrained Operational Capacity | 531.3464 | 531.3464 | 531.3464
2027 | NIWCM | Low Demand Growth+Ref Gas Supply+Methanex Stays+Increased Demand Response+Delayed Build+Constrained Operational Capacity | 788.4602 | 788.4602 | 788.4602
2028 | NIWCM | Low Demand Growth+Ref Gas Supply+Methanex Stays+Increased Demand Response+Delayed Build+Constrained Operational Capacity | 1007.9357 | 1007.9357 | 1007.9357
2029 | NIWCM | Low Demand Growth+Ref Gas Supply+Methanex Stays+Increased Demand Response+Delayed Build+Constrained Operational Capacity | 1007.0493 | 1088.905 | 1088.905
2030 | NIWCM | Low Demand Growth+Ref Gas Supply+Methanex Stays+Increased Demand Response+Delayed Build+Constrained Operational Capacity | 1017.833 | 1519.3047 | 1630.7312
2031 | NIWCM | Low Demand Growth+Ref Gas Supply+Methanex Stays+Increased Demand Response+Delayed Build+Constrained Operational Capacity | 918.4455 | 1559.5832 | 1712.9602
2032 | NIWCM | Low Demand Growth+Ref Gas Supply+Methanex Stays+Increased Demand Response+Delayed Build+Constrained Operational Capacity | 800.9373 | 1491.0492 | 1697.0186
2033 | NIWCM | Low Demand Growth+Ref Gas Supply+Methanex Stays+Increased Demand Response+Delayed Build+Constrained Operational Capacity | 761.8618 | 1463.2532 | 1723.0593
2034 | NIWCM | Low Demand Growth+Ref Gas Supply+Methanex Stays+Increased Demand Response+Delayed Build+Constrained Operational Capacity | 654.4916 | 1364.5839 | 1645.144
2035 | NIWCM | Low Demand Growth+Ref Gas Supply+Methanex Stays+Increased Demand Response+Delayed Build+Constrained Operational Capacity | 532.4879 | 1274.0678 | 1565.4673
2026 | SIWEM_PERC | Low Demand Growth+Ref Gas Supply+Methanex Stays+Increased Demand Response+Delayed Build+Constrained Operational Capacity | 52.2203 | 52.2203 | 52.2203
2027 | SIWEM_PERC | Low Demand Growth+Ref Gas Supply+Methanex Stays+Increased Demand Response+Delayed Build+Constrained Operational Capacity | 43.1237 | 43.5393 | 44.0324
2028 | SIWEM_PERC | Low Demand Growth+Ref Gas Supply+Methanex Stays+Increased Demand Response+Delayed Build+Constrained Operational Capacity | 53.1162 | 56.0972 | 56.0972
2029 | SIWEM_PERC | Low Demand Growth+Ref Gas Supply+Methanex Stays+Increased Demand Response+Delayed Build+Constrained Operational Capacity | 52.4648 | 57.8548 | 57.8548
2030 | SIWEM_PERC | Low Demand Growth+Ref Gas Supply+Methanex Stays+Increased Demand Response+Delayed Build+Constrained Operational Capacity | 51.2814 | 64.7675 | 79.123
2031 | SIWEM_PERC | Low Demand Growth+Ref Gas Supply+Methanex Stays+Increased Demand Response+Delayed Build+Constrained Operational Capacity | 48.0977 | 61.2912 | 77.4643
2032 | SIWEM_PERC | Low Demand Growth+Ref Gas Supply+Methanex Stays+Increased Demand Response+Delayed Build+Constrained Operational Capacity | 43.252 | 60.6371 | 82.4231
2033 | SIWEM_PERC | Low Demand Growth+Ref Gas Supply+Methanex Stays+Increased Demand Response+Delayed Build+Constrained Operational Capacity | 38.45 | 58.2937 | 85.0325
2034 | SIWEM_PERC | Low Demand Growth+Ref Gas Supply+Methanex Stays+Increased Demand Response+Delayed Build+Constrained Operational Capacity | 34.5949 | 56.0858 | 82.4272
2035 | SIWEM_PERC | Low Demand Growth+Ref Gas Supply+Methanex Stays+Increased Demand Response+Delayed Build+Constrained Operational Capacity | 28.5293 | 53.2909 | 79.1352
2026 | NZWEM_PERC | Low Demand Growth+Ref Gas Supply+Methanex Stays+Increased Demand Response+Delayed Build+Constrained Operational Capacity+Low Wind & Solar | 19.352 | 19.352 | 19.352
2027 | NZWEM_PERC | Low Demand Growth+Ref Gas Supply+Methanex Stays+Increased Demand Response+Delayed Build+Constrained Operational Capacity+Low Wind & Solar | 15.2441 | 15.3798 | 15.5408
2028 | NZWEM_PERC | Low Demand Growth+Ref Gas Supply+Methanex Stays+Increased Demand Response+Delayed Build+Constrained Operational Capacity+Low Wind & Solar | 18.6466 | 20.0338 | 20.3356
2029 | NZWEM_PERC | Low Demand Growth+Ref Gas Supply+Methanex Stays+Increased Demand Response+Delayed Build+Constrained Operational Capacity+Low Wind & Solar | 20.0355 | 22.8047 | 23.6648
2030 | NZWEM_PERC | Low Demand Growth+Ref Gas Supply+Methanex Stays+Increased Demand Response+Delayed Build+Constrained Operational Capacity+Low Wind & Solar | 19.9114 | 28.7631 | 36.2452
2031 | NZWEM_PERC | Low Demand Growth+Ref Gas Supply+Methanex Stays+Increased Demand Response+Delayed Build+Constrained Operational Capacity+Low Wind & Solar | 16.8136 | 28.5097 | 36.9579
2032 | NZWEM_PERC | Low Demand Growth+Ref Gas Supply+Methanex Stays+Increased Demand Response+Delayed Build+Constrained Operational Capacity+Low Wind & Solar | 14.9441 | 27.1104 | 41.0378
2033 | NZWEM_PERC | Low Demand Growth+Ref Gas Supply+Methanex Stays+Increased Demand Response+Delayed Build+Constrained Operational Capacity+Low Wind & Solar | 13.2123 | 25.286 | 44.789
2034 | NZWEM_PERC | Low Demand Growth+Ref Gas Supply+Methanex Stays+Increased Demand Response+Delayed Build+Constrained Operational Capacity+Low Wind & Solar | 11.8123 | 24.0632 | 44.2681
2035 | NZWEM_PERC | Low Demand Growth+Ref Gas Supply+Methanex Stays+Increased Demand Response+Delayed Build+Constrained Operational Capacity+Low Wind & Solar | 9.6096 | 22.1146 | 43.5753
2026 | NIWCM | Low Demand Growth+Ref Gas Supply+Methanex Stays+Increased Demand Response+Delayed Build+Constrained Operational Capacity+Low Wind & Solar | 531.3464 | 531.3464 | 531.3464
2027 | NIWCM | Low Demand Growth+Ref Gas Supply+Methanex Stays+Increased Demand Response+Delayed Build+Constrained Operational Capacity+Low Wind & Solar | 788.4602 | 788.4602 | 788.4602
2028 | NIWCM | Low Demand Growth+Ref Gas Supply+Methanex Stays+Increased Demand Response+Delayed Build+Constrained Operational Capacity+Low Wind & Solar | 1007.9357 | 1007.9357 | 1007.9357
2029 | NIWCM | Low Demand Growth+Ref Gas Supply+Methanex Stays+Increased Demand Response+Delayed Build+Constrained Operational Capacity+Low Wind & Solar | 1007.0493 | 1088.905 | 1088.905
2030 | NIWCM | Low Demand Growth+Ref Gas Supply+Methanex Stays+Increased Demand Response+Delayed Build+Constrained Operational Capacity+Low Wind & Solar | 1017.833 | 1519.3047 | 1630.7312
2031 | NIWCM | Low Demand Growth+Ref Gas Supply+Methanex Stays+Increased Demand Response+Delayed Build+Constrained Operational Capacity+Low Wind & Solar | 918.4455 | 1559.5832 | 1712.9602
2032 | NIWCM | Low Demand Growth+Ref Gas Supply+Methanex Stays+Increased Demand Response+Delayed Build+Constrained Operational Capacity+Low Wind & Solar | 800.9373 | 1491.0492 | 1697.0186
2033 | NIWCM | Low Demand Growth+Ref Gas Supply+Methanex Stays+Increased Demand Response+Delayed Build+Constrained Operational Capacity+Low Wind & Solar | 761.8618 | 1463.2532 | 1723.0593
2034 | NIWCM | Low Demand Growth+Ref Gas Supply+Methanex Stays+Increased Demand Response+Delayed Build+Constrained Operational Capacity+Low Wind & Solar | 654.4916 | 1364.5839 | 1645.144
2035 | NIWCM | Low Demand Growth+Ref Gas Supply+Methanex Stays+Increased Demand Response+Delayed Build+Constrained Operational Capacity+Low Wind & Solar | 532.4879 | 1274.0678 | 1565.4673
2026 | SIWEM_PERC | Low Demand Growth+Ref Gas Supply+Methanex Stays+Increased Demand Response+Delayed Build+Constrained Operational Capacity+Low Wind & Solar | 51.8693 | 51.8693 | 51.8693
2027 | SIWEM_PERC | Low Demand Growth+Ref Gas Supply+Methanex Stays+Increased Demand Response+Delayed Build+Constrained Operational Capacity+Low Wind & Solar | 40.3126 | 40.6876 | 41.1327
2028 | SIWEM_PERC | Low Demand Growth+Ref Gas Supply+Methanex Stays+Increased Demand Response+Delayed Build+Constrained Operational Capacity+Low Wind & Solar | 49.5863 | 53.4092 | 54.2412
2029 | SIWEM_PERC | Low Demand Growth+Ref Gas Supply+Methanex Stays+Increased Demand Response+Delayed Build+Constrained Operational Capacity+Low Wind & Solar | 51.5833 | 56.4476 | 56.4476
2030 | SIWEM_PERC | Low Demand Growth+Ref Gas Supply+Methanex Stays+Increased Demand Response+Delayed Build+Constrained Operational Capacity+Low Wind & Solar | 50.2289 | 62.3997 | 75.3551
2031 | SIWEM_PERC | Low Demand Growth+Ref Gas Supply+Methanex Stays+Increased Demand Response+Delayed Build+Constrained Operational Capacity+Low Wind & Solar | 44.3237 | 58.9748 | 73.5704
2032 | SIWEM_PERC | Low Demand Growth+Ref Gas Supply+Methanex Stays+Increased Demand Response+Delayed Build+Constrained Operational Capacity+Low Wind & Solar | 39.185 | 58.1629 | 77.824
2033 | SIWEM_PERC | Low Demand Growth+Ref Gas Supply+Methanex Stays+Increased Demand Response+Delayed Build+Constrained Operational Capacity+Low Wind & Solar | 34.4456 | 55.8575 | 79.9883
2034 | SIWEM_PERC | Low Demand Growth+Ref Gas Supply+Methanex Stays+Increased Demand Response+Delayed Build+Constrained Operational Capacity+Low Wind & Solar | 30.65 | 53.6858 | 77.458
2035 | SIWEM_PERC | Low Demand Growth+Ref Gas Supply+Methanex Stays+Increased Demand Response+Delayed Build+Constrained Operational Capacity+Low Wind & Solar | 24.6589 | 50.9362 | 74.2598
2026 | NZWEM_PERC | Low Demand Growth+Ref Gas Supply+Methanex Stays+Increased Demand Response+Delayed Build+Upgraded HVDC | 20.3123 | 20.3123 | 20.3123
2027 | NZWEM_PERC | Low Demand Growth+Ref Gas Supply+Methanex Stays+Increased Demand Response+Delayed Build+Upgraded HVDC | 16.2611 | 16.4115 | 16.5899
2028 | NZWEM_PERC | Low Demand Growth+Ref Gas Supply+Methanex Stays+Increased Demand Response+Delayed Build+Upgraded HVDC | 19.9274 | 21.4645 | 21.799
2029 | NZWEM_PERC | Low Demand Growth+Ref Gas Supply+Methanex Stays+Increased Demand Response+Delayed Build+Upgraded HVDC | 21.4864 | 24.5549 | 25.5079
2030 | NZWEM_PERC | Low Demand Growth+Ref Gas Supply+Methanex Stays+Increased Demand Response+Delayed Build+Upgraded HVDC | 21.4564 | 31.2647 | 39.5555
2031 | NZWEM_PERC | Low Demand Growth+Ref Gas Supply+Methanex Stays+Increased Demand Response+Delayed Build+Upgraded HVDC | 18.3235 | 31.2838 | 40.645
2032 | NZWEM_PERC | Low Demand Growth+Ref Gas Supply+Methanex Stays+Increased Demand Response+Delayed Build+Upgraded HVDC | 16.4284 | 29.9095 | 45.2979
2033 | NZWEM_PERC | Low Demand Growth+Ref Gas Supply+Methanex Stays+Increased Demand Response+Delayed Build+Upgraded HVDC | 14.6734 | 28.0415 | 49.6088
2034 | NZWEM_PERC | Low Demand Growth+Ref Gas Supply+Methanex Stays+Increased Demand Response+Delayed Build+Upgraded HVDC | 13.2494 | 26.814 | 49.1169
2035 | NZWEM_PERC | Low Demand Growth+Ref Gas Supply+Methanex Stays+Increased Demand Response+Delayed Build+Upgraded HVDC | 11.0156 | 24.8059 | 48.5021
2026 | NIWCM | Low Demand Growth+Ref Gas Supply+Methanex Stays+Increased Demand Response+Delayed Build+Upgraded HVDC | 1053.1748 | 1053.1748 | 1053.1748
2027 | NIWCM | Low Demand Growth+Ref Gas Supply+Methanex Stays+Increased Demand Response+Delayed Build+Upgraded HVDC | 1318.5781 | 1320.448 | 1322.9205
2028 | NIWCM | Low Demand Growth+Ref Gas Supply+Methanex Stays+Increased Demand Response+Delayed Build+Upgraded HVDC | 1587.608 | 1602.2893 | 1606.8258
2029 | NIWCM | Low Demand Growth+Ref Gas Supply+Methanex Stays+Increased Demand Response+Delayed Build+Upgraded HVDC | 1628.2083 | 1738.4887 | 1752.081
2030 | NIWCM | Low Demand Growth+Ref Gas Supply+Methanex Stays+Increased Demand Response+Delayed Build+Upgraded HVDC | 1671.4537 | 2277.4653 | 2441.653
2031 | NIWCM | Low Demand Growth+Ref Gas Supply+Methanex Stays+Increased Demand Response+Delayed Build+Upgraded HVDC | 1576.0383 | 2477.0017 | 2766.5671
2032 | NIWCM | Low Demand Growth+Ref Gas Supply+Methanex Stays+Increased Demand Response+Delayed Build+Upgraded HVDC | 1458.2529 | 2418.3013 | 2839.0502
2033 | NIWCM | Low Demand Growth+Ref Gas Supply+Methanex Stays+Increased Demand Response+Delayed Build+Upgraded HVDC | 1422.4456 | 2390.4206 | 3029.2633
2034 | NIWCM | Low Demand Growth+Ref Gas Supply+Methanex Stays+Increased Demand Response+Delayed Build+Upgraded HVDC | 1320.6871 | 2304.5939 | 3010.8374
2035 | NIWCM | Low Demand Growth+Ref Gas Supply+Methanex Stays+Increased Demand Response+Delayed Build+Upgraded HVDC | 1201.6425 | 2213.2637 | 3024.4518
2026 | SIWEM_PERC | Low Demand Growth+Ref Gas Supply+Methanex Stays+Increased Demand Response+Delayed Build+Upgraded HVDC | 52.2203 | 52.2203 | 52.2203
2027 | SIWEM_PERC | Low Demand Growth+Ref Gas Supply+Methanex Stays+Increased Demand Response+Delayed Build+Upgraded HVDC | 43.1237 | 43.5393 | 44.0324
2028 | SIWEM_PERC | Low Demand Growth+Ref Gas Supply+Methanex Stays+Increased Demand Response+Delayed Build+Upgraded HVDC | 53.1162 | 57.2401 | 58.0796
2029 | SIWEM_PERC | Low Demand Growth+Ref Gas Supply+Methanex Stays+Increased Demand Response+Delayed Build+Upgraded HVDC | 56.8678 | 65.0338 | 67.4205
2030 | SIWEM_PERC | Low Demand Growth+Ref Gas Supply+Methanex Stays+Increased Demand Response+Delayed Build+Upgraded HVDC | 56.489 | 82.154 | 101.0565
2031 | SIWEM_PERC | Low Demand Growth+Ref Gas Supply+Methanex Stays+Increased Demand Response+Delayed Build+Upgraded HVDC | 48.4302 | 81.961 | 98.922
2032 | SIWEM_PERC | Low Demand Growth+Ref Gas Supply+Methanex Stays+Increased Demand Response+Delayed Build+Upgraded HVDC | 43.252 | 78.4436 | 103.5064
2033 | SIWEM_PERC | Low Demand Growth+Ref Gas Supply+Methanex Stays+Increased Demand Response+Delayed Build+Upgraded HVDC | 38.45 | 73.586 | 105.7919
2034 | SIWEM_PERC | Low Demand Growth+Ref Gas Supply+Methanex Stays+Increased Demand Response+Delayed Build+Upgraded HVDC | 34.5949 | 70.4236 | 102.8781
2035 | SIWEM_PERC | Low Demand Growth+Ref Gas Supply+Methanex Stays+Increased Demand Response+Delayed Build+Upgraded HVDC | 28.5293 | 65.3129 | 99.2001
2026 | NZWEM_PERC | Low Demand Growth+Ref Gas Supply+Methanex Stays+Increased Demand Response+Delayed Build+Upgraded HVDC+Low Wind & Solar | 19.352 | 19.352 | 19.352
2027 | NZWEM_PERC | Low Demand Growth+Ref Gas Supply+Methanex Stays+Increased Demand Response+Delayed Build+Upgraded HVDC+Low Wind & Solar | 15.2441 | 15.3798 | 15.5408
2028 | NZWEM_PERC | Low Demand Growth+Ref Gas Supply+Methanex Stays+Increased Demand Response+Delayed Build+Upgraded HVDC+Low Wind & Solar | 18.6466 | 20.0338 | 20.3356
2029 | NZWEM_PERC | Low Demand Growth+Ref Gas Supply+Methanex Stays+Increased Demand Response+Delayed Build+Upgraded HVDC+Low Wind & Solar | 20.0355 | 22.8047 | 23.6648
2030 | NZWEM_PERC | Low Demand Growth+Ref Gas Supply+Methanex Stays+Increased Demand Response+Delayed Build+Upgraded HVDC+Low Wind & Solar | 19.9114 | 28.7631 | 36.2452
2031 | NZWEM_PERC | Low Demand Growth+Ref Gas Supply+Methanex Stays+Increased Demand Response+Delayed Build+Upgraded HVDC+Low Wind & Solar | 16.8136 | 28.5097 | 36.9579
2032 | NZWEM_PERC | Low Demand Growth+Ref Gas Supply+Methanex Stays+Increased Demand Response+Delayed Build+Upgraded HVDC+Low Wind & Solar | 14.9441 | 27.1104 | 41.0378
2033 | NZWEM_PERC | Low Demand Growth+Ref Gas Supply+Methanex Stays+Increased Demand Response+Delayed Build+Upgraded HVDC+Low Wind & Solar | 13.2123 | 25.286 | 44.789
2034 | NZWEM_PERC | Low Demand Growth+Ref Gas Supply+Methanex Stays+Increased Demand Response+Delayed Build+Upgraded HVDC+Low Wind & Solar | 11.8123 | 24.0632 | 44.2681
2035 | NZWEM_PERC | Low Demand Growth+Ref Gas Supply+Methanex Stays+Increased Demand Response+Delayed Build+Upgraded HVDC+Low Wind & Solar | 9.6096 | 22.1146 | 43.5753
2026 | NIWCM | Low Demand Growth+Ref Gas Supply+Methanex Stays+Increased Demand Response+Delayed Build+Upgraded HVDC+Low Wind & Solar | 1053.1748 | 1053.1748 | 1053.1748
2027 | NIWCM | Low Demand Growth+Ref Gas Supply+Methanex Stays+Increased Demand Response+Delayed Build+Upgraded HVDC+Low Wind & Solar | 1318.5781 | 1320.448 | 1322.9205
2028 | NIWCM | Low Demand Growth+Ref Gas Supply+Methanex Stays+Increased Demand Response+Delayed Build+Upgraded HVDC+Low Wind & Solar | 1587.608 | 1602.2893 | 1606.8258
2029 | NIWCM | Low Demand Growth+Ref Gas Supply+Methanex Stays+Increased Demand Response+Delayed Build+Upgraded HVDC+Low Wind & Solar | 1628.2083 | 1738.4887 | 1752.081
2030 | NIWCM | Low Demand Growth+Ref Gas Supply+Methanex Stays+Increased Demand Response+Delayed Build+Upgraded HVDC+Low Wind & Solar | 1671.4537 | 2277.4653 | 2441.653
2031 | NIWCM | Low Demand Growth+Ref Gas Supply+Methanex Stays+Increased Demand Response+Delayed Build+Upgraded HVDC+Low Wind & Solar | 1576.0383 | 2477.0017 | 2766.5671
2032 | NIWCM | Low Demand Growth+Ref Gas Supply+Methanex Stays+Increased Demand Response+Delayed Build+Upgraded HVDC+Low Wind & Solar | 1458.2529 | 2418.3013 | 2839.0502
2033 | NIWCM | Low Demand Growth+Ref Gas Supply+Methanex Stays+Increased Demand Response+Delayed Build+Upgraded HVDC+Low Wind & Solar | 1422.4456 | 2390.4206 | 3029.2633
2034 | NIWCM | Low Demand Growth+Ref Gas Supply+Methanex Stays+Increased Demand Response+Delayed Build+Upgraded HVDC+Low Wind & Solar | 1320.6871 | 2304.5939 | 3010.8374
2035 | NIWCM | Low Demand Growth+Ref Gas Supply+Methanex Stays+Increased Demand Response+Delayed Build+Upgraded HVDC+Low Wind & Solar | 1201.6425 | 2213.2637 | 3024.4518
2026 | SIWEM_PERC | Low Demand Growth+Ref Gas Supply+Methanex Stays+Increased Demand Response+Delayed Build+Upgraded HVDC+Low Wind & Solar | 51.8693 | 51.8693 | 51.8693
2027 | SIWEM_PERC | Low Demand Growth+Ref Gas Supply+Methanex Stays+Increased Demand Response+Delayed Build+Upgraded HVDC+Low Wind & Solar | 40.3126 | 40.6876 | 41.1327
2028 | SIWEM_PERC | Low Demand Growth+Ref Gas Supply+Methanex Stays+Increased Demand Response+Delayed Build+Upgraded HVDC+Low Wind & Solar | 49.5863 | 53.4092 | 54.2412
2029 | SIWEM_PERC | Low Demand Growth+Ref Gas Supply+Methanex Stays+Increased Demand Response+Delayed Build+Upgraded HVDC+Low Wind & Solar | 53.1557 | 60.5253 | 62.6792
2030 | SIWEM_PERC | Low Demand Growth+Ref Gas Supply+Methanex Stays+Increased Demand Response+Delayed Build+Upgraded HVDC+Low Wind & Solar | 52.5422 | 75.7039 | 95.5207
2031 | SIWEM_PERC | Low Demand Growth+Ref Gas Supply+Methanex Stays+Increased Demand Response+Delayed Build+Upgraded HVDC+Low Wind & Solar | 44.3237 | 74.8293 | 95.0281
2032 | SIWEM_PERC | Low Demand Growth+Ref Gas Supply+Methanex Stays+Increased Demand Response+Delayed Build+Upgraded HVDC+Low Wind & Solar | 39.185 | 71.2381 | 98.9073
2033 | SIWEM_PERC | Low Demand Growth+Ref Gas Supply+Methanex Stays+Increased Demand Response+Delayed Build+Upgraded HVDC+Low Wind & Solar | 34.4456 | 66.4912 | 100.7478
2034 | SIWEM_PERC | Low Demand Growth+Ref Gas Supply+Methanex Stays+Increased Demand Response+Delayed Build+Upgraded HVDC+Low Wind & Solar | 30.65 | 63.3327 | 97.9089
2035 | SIWEM_PERC | Low Demand Growth+Ref Gas Supply+Methanex Stays+Increased Demand Response+Delayed Build+Upgraded HVDC+Low Wind & Solar | 24.6589 | 58.3559 | 94.3247
2026 | NZWEM_PERC | Low Demand Growth+Ref Gas Supply+Methanex Stays+Increased Demand Response+Delayed Build+Upgraded HVDC+Constrained Operational Capacity | 20.3123 | 20.3123 | 20.3123
2027 | NZWEM_PERC | Low Demand Growth+Ref Gas Supply+Methanex Stays+Increased Demand Response+Delayed Build+Upgraded HVDC+Constrained Operational Capacity | 16.2611 | 16.4115 | 16.5899
2028 | NZWEM_PERC | Low Demand Growth+Ref Gas Supply+Methanex Stays+Increased Demand Response+Delayed Build+Upgraded HVDC+Constrained Operational Capacity | 19.9274 | 21.4645 | 21.799
2029 | NZWEM_PERC | Low Demand Growth+Ref Gas Supply+Methanex Stays+Increased Demand Response+Delayed Build+Upgraded HVDC+Constrained Operational Capacity | 21.4864 | 24.5549 | 25.5079
2030 | NZWEM_PERC | Low Demand Growth+Ref Gas Supply+Methanex Stays+Increased Demand Response+Delayed Build+Upgraded HVDC+Constrained Operational Capacity | 21.4564 | 31.2647 | 39.5555
2031 | NZWEM_PERC | Low Demand Growth+Ref Gas Supply+Methanex Stays+Increased Demand Response+Delayed Build+Upgraded HVDC+Constrained Operational Capacity | 18.3235 | 31.2838 | 40.645
2032 | NZWEM_PERC | Low Demand Growth+Ref Gas Supply+Methanex Stays+Increased Demand Response+Delayed Build+Upgraded HVDC+Constrained Operational Capacity | 16.4284 | 29.9095 | 45.2979
2033 | NZWEM_PERC | Low Demand Growth+Ref Gas Supply+Methanex Stays+Increased Demand Response+Delayed Build+Upgraded HVDC+Constrained Operational Capacity | 14.6734 | 28.0415 | 49.6088
2034 | NZWEM_PERC | Low Demand Growth+Ref Gas Supply+Methanex Stays+Increased Demand Response+Delayed Build+Upgraded HVDC+Constrained Operational Capacity | 13.2494 | 26.814 | 49.1169
2035 | NZWEM_PERC | Low Demand Growth+Ref Gas Supply+Methanex Stays+Increased Demand Response+Delayed Build+Upgraded HVDC+Constrained Operational Capacity | 11.0156 | 24.8059 | 48.5021
2026 | NIWCM | Low Demand Growth+Ref Gas Supply+Methanex Stays+Increased Demand Response+Delayed Build+Upgraded HVDC+Constrained Operational Capacity | 531.3464 | 531.3464 | 531.3464
2027 | NIWCM | Low Demand Growth+Ref Gas Supply+Methanex Stays+Increased Demand Response+Delayed Build+Upgraded HVDC+Constrained Operational Capacity | 788.4602 | 788.4602 | 788.4602
2028 | NIWCM | Low Demand Growth+Ref Gas Supply+Methanex Stays+Increased Demand Response+Delayed Build+Upgraded HVDC+Constrained Operational Capacity | 1007.9357 | 1007.9357 | 1007.9357
2029 | NIWCM | Low Demand Growth+Ref Gas Supply+Methanex Stays+Increased Demand Response+Delayed Build+Upgraded HVDC+Constrained Operational Capacity | 1007.0493 | 1088.905 | 1088.905
2030 | NIWCM | Low Demand Growth+Ref Gas Supply+Methanex Stays+Increased Demand Response+Delayed Build+Upgraded HVDC+Constrained Operational Capacity | 1017.833 | 1519.3047 | 1630.7312
2031 | NIWCM | Low Demand Growth+Ref Gas Supply+Methanex Stays+Increased Demand Response+Delayed Build+Upgraded HVDC+Constrained Operational Capacity | 918.4584 | 1559.5385 | 1713.0596
2032 | NIWCM | Low Demand Growth+Ref Gas Supply+Methanex Stays+Increased Demand Response+Delayed Build+Upgraded HVDC+Constrained Operational Capacity | 800.934 | 1491.0375 | 1697.1678
2033 | NIWCM | Low Demand Growth+Ref Gas Supply+Methanex Stays+Increased Demand Response+Delayed Build+Upgraded HVDC+Constrained Operational Capacity | 761.8627 | 1463.2545 | 1723.2087
2034 | NIWCM | Low Demand Growth+Ref Gas Supply+Methanex Stays+Increased Demand Response+Delayed Build+Upgraded HVDC+Constrained Operational Capacity | 654.4914 | 1364.5863 | 1645.0968
2035 | NIWCM | Low Demand Growth+Ref Gas Supply+Methanex Stays+Increased Demand Response+Delayed Build+Upgraded HVDC+Constrained Operational Capacity | 532.488 | 1274.0666 | 1565.4803
2026 | SIWEM_PERC | Low Demand Growth+Ref Gas Supply+Methanex Stays+Increased Demand Response+Delayed Build+Upgraded HVDC+Constrained Operational Capacity | 52.2203 | 52.2203 | 52.2203
2027 | SIWEM_PERC | Low Demand Growth+Ref Gas Supply+Methanex Stays+Increased Demand Response+Delayed Build+Upgraded HVDC+Constrained Operational Capacity | 43.1237 | 43.5393 | 44.0324
2028 | SIWEM_PERC | Low Demand Growth+Ref Gas Supply+Methanex Stays+Increased Demand Response+Delayed Build+Upgraded HVDC+Constrained Operational Capacity | 53.1162 | 57.2401 | 58.0796
2029 | SIWEM_PERC | Low Demand Growth+Ref Gas Supply+Methanex Stays+Increased Demand Response+Delayed Build+Upgraded HVDC+Constrained Operational Capacity | 56.8678 | 65.0338 | 67.4205
2030 | SIWEM_PERC | Low Demand Growth+Ref Gas Supply+Methanex Stays+Increased Demand Response+Delayed Build+Upgraded HVDC+Constrained Operational Capacity | 56.489 | 82.154 | 101.0565
2031 | SIWEM_PERC | Low Demand Growth+Ref Gas Supply+Methanex Stays+Increased Demand Response+Delayed Build+Upgraded HVDC+Constrained Operational Capacity | 48.4302 | 81.961 | 98.922
2032 | SIWEM_PERC | Low Demand Growth+Ref Gas Supply+Methanex Stays+Increased Demand Response+Delayed Build+Upgraded HVDC+Constrained Operational Capacity | 43.252 | 78.4436 | 103.5064
2033 | SIWEM_PERC | Low Demand Growth+Ref Gas Supply+Methanex Stays+Increased Demand Response+Delayed Build+Upgraded HVDC+Constrained Operational Capacity | 38.45 | 73.586 | 105.7919
2034 | SIWEM_PERC | Low Demand Growth+Ref Gas Supply+Methanex Stays+Increased Demand Response+Delayed Build+Upgraded HVDC+Constrained Operational Capacity | 34.5949 | 70.4236 | 102.8781
2035 | SIWEM_PERC | Low Demand Growth+Ref Gas Supply+Methanex Stays+Increased Demand Response+Delayed Build+Upgraded HVDC+Constrained Operational Capacity | 28.5293 | 65.3129 | 99.2001
2026 | NZWEM_PERC | Low Demand Growth+Ref Gas Supply+Methanex Stays+Increased Demand Response+Delayed Build+Upgraded HVDC+Constrained Operational Capacity+Low Wind & Solar | 19.352 | 19.352 | 19.352
2027 | NZWEM_PERC | Low Demand Growth+Ref Gas Supply+Methanex Stays+Increased Demand Response+Delayed Build+Upgraded HVDC+Constrained Operational Capacity+Low Wind & Solar | 15.2441 | 15.3798 | 15.5408
2028 | NZWEM_PERC | Low Demand Growth+Ref Gas Supply+Methanex Stays+Increased Demand Response+Delayed Build+Upgraded HVDC+Constrained Operational Capacity+Low Wind & Solar | 18.6466 | 20.0338 | 20.3356
2029 | NZWEM_PERC | Low Demand Growth+Ref Gas Supply+Methanex Stays+Increased Demand Response+Delayed Build+Upgraded HVDC+Constrained Operational Capacity+Low Wind & Solar | 20.0355 | 22.8047 | 23.6648
2030 | NZWEM_PERC | Low Demand Growth+Ref Gas Supply+Methanex Stays+Increased Demand Response+Delayed Build+Upgraded HVDC+Constrained Operational Capacity+Low Wind & Solar | 19.9114 | 28.7631 | 36.2452
2031 | NZWEM_PERC | Low Demand Growth+Ref Gas Supply+Methanex Stays+Increased Demand Response+Delayed Build+Upgraded HVDC+Constrained Operational Capacity+Low Wind & Solar | 16.8136 | 28.5097 | 36.9579
2032 | NZWEM_PERC | Low Demand Growth+Ref Gas Supply+Methanex Stays+Increased Demand Response+Delayed Build+Upgraded HVDC+Constrained Operational Capacity+Low Wind & Solar | 14.9441 | 27.1104 | 41.0378
2033 | NZWEM_PERC | Low Demand Growth+Ref Gas Supply+Methanex Stays+Increased Demand Response+Delayed Build+Upgraded HVDC+Constrained Operational Capacity+Low Wind & Solar | 13.2123 | 25.286 | 44.789
2034 | NZWEM_PERC | Low Demand Growth+Ref Gas Supply+Methanex Stays+Increased Demand Response+Delayed Build+Upgraded HVDC+Constrained Operational Capacity+Low Wind & Solar | 11.8123 | 24.0632 | 44.2681
2035 | NZWEM_PERC | Low Demand Growth+Ref Gas Supply+Methanex Stays+Increased Demand Response+Delayed Build+Upgraded HVDC+Constrained Operational Capacity+Low Wind & Solar | 9.6096 | 22.1146 | 43.5753
2026 | NIWCM | Low Demand Growth+Ref Gas Supply+Methanex Stays+Increased Demand Response+Delayed Build+Upgraded HVDC+Constrained Operational Capacity+Low Wind & Solar | 531.3464 | 531.3464 | 531.3464
2027 | NIWCM | Low Demand Growth+Ref Gas Supply+Methanex Stays+Increased Demand Response+Delayed Build+Upgraded HVDC+Constrained Operational Capacity+Low Wind & Solar | 788.4602 | 788.4602 | 788.4602
2028 | NIWCM | Low Demand Growth+Ref Gas Supply+Methanex Stays+Increased Demand Response+Delayed Build+Upgraded HVDC+Constrained Operational Capacity+Low Wind & Solar | 1007.9357 | 1007.9357 | 1007.9357
2029 | NIWCM | Low Demand Growth+Ref Gas Supply+Methanex Stays+Increased Demand Response+Delayed Build+Upgraded HVDC+Constrained Operational Capacity+Low Wind & Solar | 1007.0493 | 1088.905 | 1088.905
2030 | NIWCM | Low Demand Growth+Ref Gas Supply+Methanex Stays+Increased Demand Response+Delayed Build+Upgraded HVDC+Constrained Operational Capacity+Low Wind & Solar | 1017.833 | 1519.3047 | 1630.7312
2031 | NIWCM | Low Demand Growth+Ref Gas Supply+Methanex Stays+Increased Demand Response+Delayed Build+Upgraded HVDC+Constrained Operational Capacity+Low Wind & Solar | 918.4584 | 1559.5385 | 1713.0596
2032 | NIWCM | Low Demand Growth+Ref Gas Supply+Methanex Stays+Increased Demand Response+Delayed Build+Upgraded HVDC+Constrained Operational Capacity+Low Wind & Solar | 800.934 | 1491.0375 | 1697.1678
2033 | NIWCM | Low Demand Growth+Ref Gas Supply+Methanex Stays+Increased Demand Response+Delayed Build+Upgraded HVDC+Constrained Operational Capacity+Low Wind & Solar | 761.8627 | 1463.2545 | 1723.2087
2034 | NIWCM | Low Demand Growth+Ref Gas Supply+Methanex Stays+Increased Demand Response+Delayed Build+Upgraded HVDC+Constrained Operational Capacity+Low Wind & Solar | 654.4914 | 1364.5863 | 1645.0968
2035 | NIWCM | Low Demand Growth+Ref Gas Supply+Methanex Stays+Increased Demand Response+Delayed Build+Upgraded HVDC+Constrained Operational Capacity+Low Wind & Solar | 532.488 | 1274.0666 | 1565.4803
2026 | SIWEM_PERC | Low Demand Growth+Ref Gas Supply+Methanex Stays+Increased Demand Response+Delayed Build+Upgraded HVDC+Constrained Operational Capacity+Low Wind & Solar | 51.8693 | 51.8693 | 51.8693
2027 | SIWEM_PERC | Low Demand Growth+Ref Gas Supply+Methanex Stays+Increased Demand Response+Delayed Build+Upgraded HVDC+Constrained Operational Capacity+Low Wind & Solar | 40.3126 | 40.6876 | 41.1327
2028 | SIWEM_PERC | Low Demand Growth+Ref Gas Supply+Methanex Stays+Increased Demand Response+Delayed Build+Upgraded HVDC+Constrained Operational Capacity+Low Wind & Solar | 49.5863 | 53.4092 | 54.2412
2029 | SIWEM_PERC | Low Demand Growth+Ref Gas Supply+Methanex Stays+Increased Demand Response+Delayed Build+Upgraded HVDC+Constrained Operational Capacity+Low Wind & Solar | 53.1557 | 60.5253 | 62.6792
2030 | SIWEM_PERC | Low Demand Growth+Ref Gas Supply+Methanex Stays+Increased Demand Response+Delayed Build+Upgraded HVDC+Constrained Operational Capacity+Low Wind & Solar | 52.5422 | 75.7039 | 95.5207
2031 | SIWEM_PERC | Low Demand Growth+Ref Gas Supply+Methanex Stays+Increased Demand Response+Delayed Build+Upgraded HVDC+Constrained Operational Capacity+Low Wind & Solar | 44.3237 | 74.8293 | 95.0281
2032 | SIWEM_PERC | Low Demand Growth+Ref Gas Supply+Methanex Stays+Increased Demand Response+Delayed Build+Upgraded HVDC+Constrained Operational Capacity+Low Wind & Solar | 39.185 | 71.2381 | 98.9073
2033 | SIWEM_PERC | Low Demand Growth+Ref Gas Supply+Methanex Stays+Increased Demand Response+Delayed Build+Upgraded HVDC+Constrained Operational Capacity+Low Wind & Solar | 34.4456 | 66.4912 | 100.7478
2034 | SIWEM_PERC | Low Demand Growth+Ref Gas Supply+Methanex Stays+Increased Demand Response+Delayed Build+Upgraded HVDC+Constrained Operational Capacity+Low Wind & Solar | 30.65 | 63.3327 | 97.9089
2035 | SIWEM_PERC | Low Demand Growth+Ref Gas Supply+Methanex Stays+Increased Demand Response+Delayed Build+Upgraded HVDC+Constrained Operational Capacity+Low Wind & Solar | 24.6589 | 58.3559 | 94.3247
2026 | NZWEM_PERC | Low Demand Growth+Ref Gas Supply+Methanex Stays+Increased Demand Response+Reduced Rankine Availability | 20.821 | 20.8811 | 20.8811
2027 | NZWEM_PERC | Low Demand Growth+Ref Gas Supply+Methanex Stays+Increased Demand Response+Reduced Rankine Availability | 15.4151 | 17.3689 | 17.7067
2028 | NZWEM_PERC | Low Demand Growth+Ref Gas Supply+Methanex Stays+Increased Demand Response+Reduced Rankine Availability | 15.7821 | 24.4192 | 29.2097
2029 | NZWEM_PERC | Low Demand Growth+Ref Gas Supply+Methanex Stays+Increased Demand Response+Reduced Rankine Availability | 14.2226 | 26.5369 | 36.2799
2030 | NZWEM_PERC | Low Demand Growth+Ref Gas Supply+Methanex Stays+Increased Demand Response+Reduced Rankine Availability | 13.0988 | 27.7023 | 43.7201
2031 | NZWEM_PERC | Low Demand Growth+Ref Gas Supply+Methanex Stays+Increased Demand Response+Reduced Rankine Availability | 10.1552 | 24.5279 | 46.8157
2032 | NZWEM_PERC | Low Demand Growth+Ref Gas Supply+Methanex Stays+Increased Demand Response+Reduced Rankine Availability | 8.3992 | 22.9574 | 45.992
2033 | NZWEM_PERC | Low Demand Growth+Ref Gas Supply+Methanex Stays+Increased Demand Response+Reduced Rankine Availability | 6.7692 | 21.1008 | 45.7274
2034 | NZWEM_PERC | Low Demand Growth+Ref Gas Supply+Methanex Stays+Increased Demand Response+Reduced Rankine Availability | 5.4753 | 20.0466 | 44.2677
2035 | NZWEM_PERC | Low Demand Growth+Ref Gas Supply+Methanex Stays+Increased Demand Response+Reduced Rankine Availability | 3.4099 | 17.7702 | 41.4664
2026 | NIWCM | Low Demand Growth+Ref Gas Supply+Methanex Stays+Increased Demand Response+Reduced Rankine Availability | 1312.2106 | 1313.0104 | 1313.0104
2027 | NIWCM | Low Demand Growth+Ref Gas Supply+Methanex Stays+Increased Demand Response+Reduced Rankine Availability | 1459.6952 | 1480.091 | 1484.6275
2028 | NIWCM | Low Demand Growth+Ref Gas Supply+Methanex Stays+Increased Demand Response+Reduced Rankine Availability | 1596.1139 | 2135.685 | 2166.8445
2029 | NIWCM | Low Demand Growth+Ref Gas Supply+Methanex Stays+Increased Demand Response+Reduced Rankine Availability | 1592.1577 | 2360.8998 | 2562.5481
2030 | NIWCM | Low Demand Growth+Ref Gas Supply+Methanex Stays+Increased Demand Response+Reduced Rankine Availability | 1496.8302 | 2348.9441 | 2696.5802
2031 | NIWCM | Low Demand Growth+Ref Gas Supply+Methanex Stays+Increased Demand Response+Reduced Rankine Availability | 1418.4067 | 2311.4346 | 2851.006
2032 | NIWCM | Low Demand Growth+Ref Gas Supply+Methanex Stays+Increased Demand Response+Reduced Rankine Availability | 1300.8393 | 2244.5854 | 2823.7605
2033 | NIWCM | Low Demand Growth+Ref Gas Supply+Methanex Stays+Increased Demand Response+Reduced Rankine Availability | 1192.033 | 2164.5664 | 2819.8051
2034 | NIWCM | Low Demand Growth+Ref Gas Supply+Methanex Stays+Increased Demand Response+Reduced Rankine Availability | 1090.2897 | 2126.0556 | 2871.365
2035 | NIWCM | Low Demand Growth+Ref Gas Supply+Methanex Stays+Increased Demand Response+Reduced Rankine Availability | 971.2419 | 2032.7876 | 2800.1503
2026 | SIWEM_PERC | Low Demand Growth+Ref Gas Supply+Methanex Stays+Increased Demand Response+Reduced Rankine Availability | 55.984 | 56.1511 | 56.1511
2027 | SIWEM_PERC | Low Demand Growth+Ref Gas Supply+Methanex Stays+Increased Demand Response+Reduced Rankine Availability | 40.785 | 46.1858 | 47.1195
2028 | SIWEM_PERC | Low Demand Growth+Ref Gas Supply+Methanex Stays+Increased Demand Response+Reduced Rankine Availability | 41.6917 | 65.4955 | 78.2728
2029 | SIWEM_PERC | Low Demand Growth+Ref Gas Supply+Methanex Stays+Increased Demand Response+Reduced Rankine Availability | 37.3243 | 68.2245 | 85.1114
2030 | SIWEM_PERC | Low Demand Growth+Ref Gas Supply+Methanex Stays+Increased Demand Response+Reduced Rankine Availability | 34.1126 | 66.8817 | 89.5461
2031 | SIWEM_PERC | Low Demand Growth+Ref Gas Supply+Methanex Stays+Increased Demand Response+Reduced Rankine Availability | 26.0718 | 63.3596 | 90.9977
2032 | SIWEM_PERC | Low Demand Growth+Ref Gas Supply+Methanex Stays+Increased Demand Response+Reduced Rankine Availability | 21.9966 | 60.6371 | 87.7931
2033 | SIWEM_PERC | Low Demand Growth+Ref Gas Supply+Methanex Stays+Increased Demand Response+Reduced Rankine Availability | 20.2467 | 56.065 | 85.0325
2034 | SIWEM_PERC | Low Demand Growth+Ref Gas Supply+Methanex Stays+Increased Demand Response+Reduced Rankine Availability | 18.6044 | 53.2535 | 82.4272
2035 | SIWEM_PERC | Low Demand Growth+Ref Gas Supply+Methanex Stays+Increased Demand Response+Reduced Rankine Availability | 16.5168 | 47.124 | 79.1352
2026 | NZWEM_PERC | Low Demand Growth+Ref Gas Supply+Methanex Stays+Increased Demand Response+Reduced Rankine Availability+Low Wind & Solar | 19.5587 | 19.613 | 19.613
2027 | NZWEM_PERC | Low Demand Growth+Ref Gas Supply+Methanex Stays+Increased Demand Response+Reduced Rankine Availability+Low Wind & Solar | 13.9822 | 15.7455 | 16.0503
2028 | NZWEM_PERC | Low Demand Growth+Ref Gas Supply+Methanex Stays+Increased Demand Response+Reduced Rankine Availability+Low Wind & Solar | 14.241 | 22.0357 | 26.359
2029 | NZWEM_PERC | Low Demand Growth+Ref Gas Supply+Methanex Stays+Increased Demand Response+Reduced Rankine Availability+Low Wind & Solar | 12.651 | 23.7643 | 32.557
2030 | NZWEM_PERC | Low Demand Growth+Ref Gas Supply+Methanex Stays+Increased Demand Response+Reduced Rankine Availability+Low Wind & Solar | 11.5538 | 24.7887 | 39.2858
2031 | NZWEM_PERC | Low Demand Growth+Ref Gas Supply+Methanex Stays+Increased Demand Response+Reduced Rankine Availability+Low Wind & Solar | 8.6452 | 21.6803 | 41.8349
2032 | NZWEM_PERC | Low Demand Growth+Ref Gas Supply+Methanex Stays+Increased Demand Response+Reduced Rankine Availability+Low Wind & Solar | 6.9149 | 20.1163 | 40.9841
2033 | NZWEM_PERC | Low Demand Growth+Ref Gas Supply+Methanex Stays+Increased Demand Response+Reduced Rankine Availability+Low Wind & Solar | 5.308 | 18.304 | 40.6072
2034 | NZWEM_PERC | Low Demand Growth+Ref Gas Supply+Methanex Stays+Increased Demand Response+Reduced Rankine Availability+Low Wind & Solar | 4.0382 | 17.2957 | 39.2318
2035 | NZWEM_PERC | Low Demand Growth+Ref Gas Supply+Methanex Stays+Increased Demand Response+Reduced Rankine Availability+Low Wind & Solar | 2.004 | 15.0789 | 36.5396
2026 | NIWCM | Low Demand Growth+Ref Gas Supply+Methanex Stays+Increased Demand Response+Reduced Rankine Availability+Low Wind & Solar | 1312.2106 | 1313.0104 | 1313.0104
2027 | NIWCM | Low Demand Growth+Ref Gas Supply+Methanex Stays+Increased Demand Response+Reduced Rankine Availability+Low Wind & Solar | 1459.6952 | 1480.091 | 1484.6275
2028 | NIWCM | Low Demand Growth+Ref Gas Supply+Methanex Stays+Increased Demand Response+Reduced Rankine Availability+Low Wind & Solar | 1596.1139 | 2135.685 | 2166.8445
2029 | NIWCM | Low Demand Growth+Ref Gas Supply+Methanex Stays+Increased Demand Response+Reduced Rankine Availability+Low Wind & Solar | 1592.1577 | 2360.8998 | 2562.5481
2030 | NIWCM | Low Demand Growth+Ref Gas Supply+Methanex Stays+Increased Demand Response+Reduced Rankine Availability+Low Wind & Solar | 1496.8302 | 2348.9441 | 2696.5802
2031 | NIWCM | Low Demand Growth+Ref Gas Supply+Methanex Stays+Increased Demand Response+Reduced Rankine Availability+Low Wind & Solar | 1418.4067 | 2311.4346 | 2851.006
2032 | NIWCM | Low Demand Growth+Ref Gas Supply+Methanex Stays+Increased Demand Response+Reduced Rankine Availability+Low Wind & Solar | 1300.8393 | 2244.5854 | 2823.7605
2033 | NIWCM | Low Demand Growth+Ref Gas Supply+Methanex Stays+Increased Demand Response+Reduced Rankine Availability+Low Wind & Solar | 1192.033 | 2164.5664 | 2819.8051
2034 | NIWCM | Low Demand Growth+Ref Gas Supply+Methanex Stays+Increased Demand Response+Reduced Rankine Availability+Low Wind & Solar | 1090.2897 | 2126.0556 | 2871.365
2035 | NIWCM | Low Demand Growth+Ref Gas Supply+Methanex Stays+Increased Demand Response+Reduced Rankine Availability+Low Wind & Solar | 971.2419 | 2032.7876 | 2800.1503
2026 | SIWEM_PERC | Low Demand Growth+Ref Gas Supply+Methanex Stays+Increased Demand Response+Reduced Rankine Availability+Low Wind & Solar | 52.4772 | 52.628 | 52.628
2027 | SIWEM_PERC | Low Demand Growth+Ref Gas Supply+Methanex Stays+Increased Demand Response+Reduced Rankine Availability+Low Wind & Solar | 36.8244 | 41.6984 | 42.541
2028 | SIWEM_PERC | Low Demand Growth+Ref Gas Supply+Methanex Stays+Increased Demand Response+Reduced Rankine Availability+Low Wind & Solar | 37.4445 | 58.9266 | 70.8414
2029 | SIWEM_PERC | Low Demand Growth+Ref Gas Supply+Methanex Stays+Increased Demand Response+Reduced Rankine Availability+Low Wind & Solar | 33.0024 | 63.5641 | 81.0457
2030 | SIWEM_PERC | Low Demand Growth+Ref Gas Supply+Methanex Stays+Increased Demand Response+Reduced Rankine Availability+Low Wind & Solar | 29.8817 | 64.3077 | 84.7616
2031 | SIWEM_PERC | Low Demand Growth+Ref Gas Supply+Methanex Stays+Increased Demand Response+Reduced Rankine Availability+Low Wind & Solar | 23.0034 | 57.6643 | 85.7839
2032 | SIWEM_PERC | Low Demand Growth+Ref Gas Supply+Methanex Stays+Increased Demand Response+Reduced Rankine Availability+Low Wind & Solar | 20.985 | 53.357 | 82.6702
2033 | SIWEM_PERC | Low Demand Growth+Ref Gas Supply+Methanex Stays+Increased Demand Response+Reduced Rankine Availability+Low Wind & Solar | 19.2506 | 48.3998 | 79.9883
2034 | SIWEM_PERC | Low Demand Growth+Ref Gas Supply+Methanex Stays+Increased Demand Response+Reduced Rankine Availability+Low Wind & Solar | 17.6231 | 45.7023 | 77.458
2035 | SIWEM_PERC | Low Demand Growth+Ref Gas Supply+Methanex Stays+Increased Demand Response+Reduced Rankine Availability+Low Wind & Solar | 15.5541 | 39.7153 | 74.2598
2026 | NZWEM_PERC | Low Demand Growth+Ref Gas Supply+Methanex Stays+Increased Demand Response+Reduced Rankine Availability+Constrained Operational Capacity | 20.821 | 20.8811 | 20.8811
2027 | NZWEM_PERC | Low Demand Growth+Ref Gas Supply+Methanex Stays+Increased Demand Response+Reduced Rankine Availability+Constrained Operational Capacity | 15.4151 | 17.3689 | 17.7067
2028 | NZWEM_PERC | Low Demand Growth+Ref Gas Supply+Methanex Stays+Increased Demand Response+Reduced Rankine Availability+Constrained Operational Capacity | 15.7821 | 24.4192 | 29.2097
2029 | NZWEM_PERC | Low Demand Growth+Ref Gas Supply+Methanex Stays+Increased Demand Response+Reduced Rankine Availability+Constrained Operational Capacity | 14.2226 | 26.5369 | 36.2799
2030 | NZWEM_PERC | Low Demand Growth+Ref Gas Supply+Methanex Stays+Increased Demand Response+Reduced Rankine Availability+Constrained Operational Capacity | 13.0988 | 27.7023 | 43.7201
2031 | NZWEM_PERC | Low Demand Growth+Ref Gas Supply+Methanex Stays+Increased Demand Response+Reduced Rankine Availability+Constrained Operational Capacity | 10.1552 | 24.5279 | 46.8157
2032 | NZWEM_PERC | Low Demand Growth+Ref Gas Supply+Methanex Stays+Increased Demand Response+Reduced Rankine Availability+Constrained Operational Capacity | 8.3992 | 22.9574 | 45.992
2033 | NZWEM_PERC | Low Demand Growth+Ref Gas Supply+Methanex Stays+Increased Demand Response+Reduced Rankine Availability+Constrained Operational Capacity | 6.7692 | 21.1008 | 45.7274
2034 | NZWEM_PERC | Low Demand Growth+Ref Gas Supply+Methanex Stays+Increased Demand Response+Reduced Rankine Availability+Constrained Operational Capacity | 5.4753 | 20.0466 | 44.2677
2035 | NZWEM_PERC | Low Demand Growth+Ref Gas Supply+Methanex Stays+Increased Demand Response+Reduced Rankine Availability+Constrained Operational Capacity | 3.4099 | 17.7702 | 41.4664
2026 | NIWCM | Low Demand Growth+Ref Gas Supply+Methanex Stays+Increased Demand Response+Reduced Rankine Availability+Constrained Operational Capacity | 755.6807 | 755.6807 | 755.6807
2027 | NIWCM | Low Demand Growth+Ref Gas Supply+Methanex Stays+Increased Demand Response+Reduced Rankine Availability+Constrained Operational Capacity | 871.2718 | 874.7761 | 874.7761
2028 | NIWCM | Low Demand Growth+Ref Gas Supply+Methanex Stays+Increased Demand Response+Reduced Rankine Availability+Constrained Operational Capacity | 986.508 | 1460.1905 | 1463.7607
2029 | NIWCM | Low Demand Growth+Ref Gas Supply+Methanex Stays+Increased Demand Response+Reduced Rankine Availability+Constrained Operational Capacity | 955.9719 | 1591.4682 | 1737.4933
2030 | NIWCM | Low Demand Growth+Ref Gas Supply+Methanex Stays+Increased Demand Response+Reduced Rankine Availability+Constrained Operational Capacity | 843.2095 | 1554.2908 | 1747.6043
2031 | NIWCM | Low Demand Growth+Ref Gas Supply+Methanex Stays+Increased Demand Response+Reduced Rankine Availability+Constrained Operational Capacity | 760.984 | 1486.4999 | 1737.7327
2032 | NIWCM | Low Demand Growth+Ref Gas Supply+Methanex Stays+Increased Demand Response+Reduced Rankine Availability+Constrained Operational Capacity | 643.4758 | 1372.3769 | 1652.0463
2033 | NIWCM | Low Demand Growth+Ref Gas Supply+Methanex Stays+Increased Demand Response+Reduced Rankine Availability+Constrained Operational Capacity | 531.4618 | 1263.3124 | 1554.571
2034 | NIWCM | Low Demand Growth+Ref Gas Supply+Methanex Stays+Increased Demand Response+Reduced Rankine Availability+Constrained Operational Capacity | 424.0916 | 1204.2731 | 1572.0622
2035 | NIWCM | Low Demand Growth+Ref Gas Supply+Methanex Stays+Increased Demand Response+Reduced Rankine Availability+Constrained Operational Capacity | 302.0879 | 1095.9998 | 1464.6283
2026 | SIWEM_PERC | Low Demand Growth+Ref Gas Supply+Methanex Stays+Increased Demand Response+Reduced Rankine Availability+Constrained Operational Capacity | 55.984 | 56.1511 | 56.1511
2027 | SIWEM_PERC | Low Demand Growth+Ref Gas Supply+Methanex Stays+Increased Demand Response+Reduced Rankine Availability+Constrained Operational Capacity | 40.785 | 46.1858 | 47.1195
2028 | SIWEM_PERC | Low Demand Growth+Ref Gas Supply+Methanex Stays+Increased Demand Response+Reduced Rankine Availability+Constrained Operational Capacity | 41.6917 | 65.4955 | 78.2728
2029 | SIWEM_PERC | Low Demand Growth+Ref Gas Supply+Methanex Stays+Increased Demand Response+Reduced Rankine Availability+Constrained Operational Capacity | 37.3243 | 68.2245 | 85.1114
2030 | SIWEM_PERC | Low Demand Growth+Ref Gas Supply+Methanex Stays+Increased Demand Response+Reduced Rankine Availability+Constrained Operational Capacity | 34.1126 | 66.8817 | 89.5461
2031 | SIWEM_PERC | Low Demand Growth+Ref Gas Supply+Methanex Stays+Increased Demand Response+Reduced Rankine Availability+Constrained Operational Capacity | 26.0718 | 63.3596 | 90.9977
2032 | SIWEM_PERC | Low Demand Growth+Ref Gas Supply+Methanex Stays+Increased Demand Response+Reduced Rankine Availability+Constrained Operational Capacity | 21.9966 | 60.6371 | 87.7931
2033 | SIWEM_PERC | Low Demand Growth+Ref Gas Supply+Methanex Stays+Increased Demand Response+Reduced Rankine Availability+Constrained Operational Capacity | 20.2467 | 56.065 | 85.0325
2034 | SIWEM_PERC | Low Demand Growth+Ref Gas Supply+Methanex Stays+Increased Demand Response+Reduced Rankine Availability+Constrained Operational Capacity | 18.6044 | 53.2535 | 82.4272
2035 | SIWEM_PERC | Low Demand Growth+Ref Gas Supply+Methanex Stays+Increased Demand Response+Reduced Rankine Availability+Constrained Operational Capacity | 16.5168 | 47.124 | 79.1352
2026 | NZWEM_PERC | Low Demand Growth+Ref Gas Supply+Methanex Stays+Increased Demand Response+Reduced Rankine Availability+Constrained Operational Capacity+Low Wind & Solar | 19.5587 | 19.613 | 19.613
2027 | NZWEM_PERC | Low Demand Growth+Ref Gas Supply+Methanex Stays+Increased Demand Response+Reduced Rankine Availability+Constrained Operational Capacity+Low Wind & Solar | 13.9822 | 15.7455 | 16.0503
2028 | NZWEM_PERC | Low Demand Growth+Ref Gas Supply+Methanex Stays+Increased Demand Response+Reduced Rankine Availability+Constrained Operational Capacity+Low Wind & Solar | 14.241 | 22.0357 | 26.359
2029 | NZWEM_PERC | Low Demand Growth+Ref Gas Supply+Methanex Stays+Increased Demand Response+Reduced Rankine Availability+Constrained Operational Capacity+Low Wind & Solar | 12.651 | 23.7643 | 32.557
2030 | NZWEM_PERC | Low Demand Growth+Ref Gas Supply+Methanex Stays+Increased Demand Response+Reduced Rankine Availability+Constrained Operational Capacity+Low Wind & Solar | 11.5538 | 24.7887 | 39.2858
2031 | NZWEM_PERC | Low Demand Growth+Ref Gas Supply+Methanex Stays+Increased Demand Response+Reduced Rankine Availability+Constrained Operational Capacity+Low Wind & Solar | 8.6452 | 21.6803 | 41.8349
2032 | NZWEM_PERC | Low Demand Growth+Ref Gas Supply+Methanex Stays+Increased Demand Response+Reduced Rankine Availability+Constrained Operational Capacity+Low Wind & Solar | 6.9149 | 20.1163 | 40.9841
2033 | NZWEM_PERC | Low Demand Growth+Ref Gas Supply+Methanex Stays+Increased Demand Response+Reduced Rankine Availability+Constrained Operational Capacity+Low Wind & Solar | 5.308 | 18.304 | 40.6072
2034 | NZWEM_PERC | Low Demand Growth+Ref Gas Supply+Methanex Stays+Increased Demand Response+Reduced Rankine Availability+Constrained Operational Capacity+Low Wind & Solar | 4.0382 | 17.2957 | 39.2318
2035 | NZWEM_PERC | Low Demand Growth+Ref Gas Supply+Methanex Stays+Increased Demand Response+Reduced Rankine Availability+Constrained Operational Capacity+Low Wind & Solar | 2.004 | 15.0789 | 36.5396
2026 | NIWCM | Low Demand Growth+Ref Gas Supply+Methanex Stays+Increased Demand Response+Reduced Rankine Availability+Constrained Operational Capacity+Low Wind & Solar | 755.6807 | 755.6807 | 755.6807
2027 | NIWCM | Low Demand Growth+Ref Gas Supply+Methanex Stays+Increased Demand Response+Reduced Rankine Availability+Constrained Operational Capacity+Low Wind & Solar | 871.2718 | 874.7761 | 874.7761
2028 | NIWCM | Low Demand Growth+Ref Gas Supply+Methanex Stays+Increased Demand Response+Reduced Rankine Availability+Constrained Operational Capacity+Low Wind & Solar | 986.508 | 1460.1905 | 1463.7607
2029 | NIWCM | Low Demand Growth+Ref Gas Supply+Methanex Stays+Increased Demand Response+Reduced Rankine Availability+Constrained Operational Capacity+Low Wind & Solar | 955.9719 | 1591.4682 | 1737.4933
2030 | NIWCM | Low Demand Growth+Ref Gas Supply+Methanex Stays+Increased Demand Response+Reduced Rankine Availability+Constrained Operational Capacity+Low Wind & Solar | 843.2095 | 1554.2908 | 1747.6043
2031 | NIWCM | Low Demand Growth+Ref Gas Supply+Methanex Stays+Increased Demand Response+Reduced Rankine Availability+Constrained Operational Capacity+Low Wind & Solar | 760.984 | 1486.4999 | 1737.7327
2032 | NIWCM | Low Demand Growth+Ref Gas Supply+Methanex Stays+Increased Demand Response+Reduced Rankine Availability+Constrained Operational Capacity+Low Wind & Solar | 643.4758 | 1372.3769 | 1652.0463
2033 | NIWCM | Low Demand Growth+Ref Gas Supply+Methanex Stays+Increased Demand Response+Reduced Rankine Availability+Constrained Operational Capacity+Low Wind & Solar | 531.4618 | 1263.3124 | 1554.571
2034 | NIWCM | Low Demand Growth+Ref Gas Supply+Methanex Stays+Increased Demand Response+Reduced Rankine Availability+Constrained Operational Capacity+Low Wind & Solar | 424.0916 | 1204.2731 | 1572.0622
2035 | NIWCM | Low Demand Growth+Ref Gas Supply+Methanex Stays+Increased Demand Response+Reduced Rankine Availability+Constrained Operational Capacity+Low Wind & Solar | 302.0879 | 1095.9998 | 1464.6283
2026 | SIWEM_PERC | Low Demand Growth+Ref Gas Supply+Methanex Stays+Increased Demand Response+Reduced Rankine Availability+Constrained Operational Capacity+Low Wind & Solar | 52.4772 | 52.628 | 52.628
2027 | SIWEM_PERC | Low Demand Growth+Ref Gas Supply+Methanex Stays+Increased Demand Response+Reduced Rankine Availability+Constrained Operational Capacity+Low Wind & Solar | 36.8244 | 41.6984 | 42.541
2028 | SIWEM_PERC | Low Demand Growth+Ref Gas Supply+Methanex Stays+Increased Demand Response+Reduced Rankine Availability+Constrained Operational Capacity+Low Wind & Solar | 37.4445 | 58.9266 | 70.8414
2029 | SIWEM_PERC | Low Demand Growth+Ref Gas Supply+Methanex Stays+Increased Demand Response+Reduced Rankine Availability+Constrained Operational Capacity+Low Wind & Solar | 33.0024 | 63.5641 | 81.0457
2030 | SIWEM_PERC | Low Demand Growth+Ref Gas Supply+Methanex Stays+Increased Demand Response+Reduced Rankine Availability+Constrained Operational Capacity+Low Wind & Solar | 29.8817 | 64.3077 | 84.7616
2031 | SIWEM_PERC | Low Demand Growth+Ref Gas Supply+Methanex Stays+Increased Demand Response+Reduced Rankine Availability+Constrained Operational Capacity+Low Wind & Solar | 23.0034 | 57.6643 | 85.7839
2032 | SIWEM_PERC | Low Demand Growth+Ref Gas Supply+Methanex Stays+Increased Demand Response+Reduced Rankine Availability+Constrained Operational Capacity+Low Wind & Solar | 20.985 | 53.357 | 82.6702
2033 | SIWEM_PERC | Low Demand Growth+Ref Gas Supply+Methanex Stays+Increased Demand Response+Reduced Rankine Availability+Constrained Operational Capacity+Low Wind & Solar | 19.2506 | 48.3998 | 79.9883
2034 | SIWEM_PERC | Low Demand Growth+Ref Gas Supply+Methanex Stays+Increased Demand Response+Reduced Rankine Availability+Constrained Operational Capacity+Low Wind & Solar | 17.6231 | 45.7023 | 77.458
2035 | SIWEM_PERC | Low Demand Growth+Ref Gas Supply+Methanex Stays+Increased Demand Response+Reduced Rankine Availability+Constrained Operational Capacity+Low Wind & Solar | 15.5541 | 39.7153 | 74.2598
2026 | NZWEM_PERC | Low Demand Growth+Ref Gas Supply+Methanex Stays+Increased Demand Response+Reduced Rankine Availability+Upgraded HVDC | 20.821 | 20.8811 | 20.8811
2027 | NZWEM_PERC | Low Demand Growth+Ref Gas Supply+Methanex Stays+Increased Demand Response+Reduced Rankine Availability+Upgraded HVDC | 15.4151 | 17.3689 | 17.7067
2028 | NZWEM_PERC | Low Demand Growth+Ref Gas Supply+Methanex Stays+Increased Demand Response+Reduced Rankine Availability+Upgraded HVDC | 15.7821 | 24.4192 | 29.2097
2029 | NZWEM_PERC | Low Demand Growth+Ref Gas Supply+Methanex Stays+Increased Demand Response+Reduced Rankine Availability+Upgraded HVDC | 14.2226 | 26.5369 | 36.2799
2030 | NZWEM_PERC | Low Demand Growth+Ref Gas Supply+Methanex Stays+Increased Demand Response+Reduced Rankine Availability+Upgraded HVDC | 13.0988 | 27.7023 | 43.7201
2031 | NZWEM_PERC | Low Demand Growth+Ref Gas Supply+Methanex Stays+Increased Demand Response+Reduced Rankine Availability+Upgraded HVDC | 10.1552 | 24.5279 | 46.8157
2032 | NZWEM_PERC | Low Demand Growth+Ref Gas Supply+Methanex Stays+Increased Demand Response+Reduced Rankine Availability+Upgraded HVDC | 8.3992 | 22.9574 | 45.992
2033 | NZWEM_PERC | Low Demand Growth+Ref Gas Supply+Methanex Stays+Increased Demand Response+Reduced Rankine Availability+Upgraded HVDC | 6.7692 | 21.1008 | 45.7274
2034 | NZWEM_PERC | Low Demand Growth+Ref Gas Supply+Methanex Stays+Increased Demand Response+Reduced Rankine Availability+Upgraded HVDC | 5.4753 | 20.0466 | 44.2677
2035 | NZWEM_PERC | Low Demand Growth+Ref Gas Supply+Methanex Stays+Increased Demand Response+Reduced Rankine Availability+Upgraded HVDC | 3.4099 | 17.7702 | 41.4664
2026 | NIWCM | Low Demand Growth+Ref Gas Supply+Methanex Stays+Increased Demand Response+Reduced Rankine Availability+Upgraded HVDC | 1312.2106 | 1313.0104 | 1313.0104
2027 | NIWCM | Low Demand Growth+Ref Gas Supply+Methanex Stays+Increased Demand Response+Reduced Rankine Availability+Upgraded HVDC | 1459.6952 | 1480.091 | 1484.6275
2028 | NIWCM | Low Demand Growth+Ref Gas Supply+Methanex Stays+Increased Demand Response+Reduced Rankine Availability+Upgraded HVDC | 1596.1139 | 2135.685 | 2166.8445
2029 | NIWCM | Low Demand Growth+Ref Gas Supply+Methanex Stays+Increased Demand Response+Reduced Rankine Availability+Upgraded HVDC | 1592.1577 | 2360.8998 | 2562.5481
2030 | NIWCM | Low Demand Growth+Ref Gas Supply+Methanex Stays+Increased Demand Response+Reduced Rankine Availability+Upgraded HVDC | 1496.8302 | 2348.9441 | 2696.5802
2031 | NIWCM | Low Demand Growth+Ref Gas Supply+Methanex Stays+Increased Demand Response+Reduced Rankine Availability+Upgraded HVDC | 1418.5768 | 2413.7302 | 2974.5059
2032 | NIWCM | Low Demand Growth+Ref Gas Supply+Methanex Stays+Increased Demand Response+Reduced Rankine Availability+Upgraded HVDC | 1300.7914 | 2314.209 | 2947.2604
2033 | NIWCM | Low Demand Growth+Ref Gas Supply+Methanex Stays+Increased Demand Response+Reduced Rankine Availability+Upgraded HVDC | 1192.0456 | 2205.0598 | 2943.305
2034 | NIWCM | Low Demand Growth+Ref Gas Supply+Methanex Stays+Increased Demand Response+Reduced Rankine Availability+Upgraded HVDC | 1090.2871 | 2144.2831 | 2994.9556
2035 | NIWCM | Low Demand Growth+Ref Gas Supply+Methanex Stays+Increased Demand Response+Reduced Rankine Availability+Upgraded HVDC | 971.2425 | 2035.1957 | 2923.6128
2026 | SIWEM_PERC | Low Demand Growth+Ref Gas Supply+Methanex Stays+Increased Demand Response+Reduced Rankine Availability+Upgraded HVDC | 55.984 | 56.1511 | 56.1511
2027 | SIWEM_PERC | Low Demand Growth+Ref Gas Supply+Methanex Stays+Increased Demand Response+Reduced Rankine Availability+Upgraded HVDC | 40.785 | 46.1858 | 47.1195
2028 | SIWEM_PERC | Low Demand Growth+Ref Gas Supply+Methanex Stays+Increased Demand Response+Reduced Rankine Availability+Upgraded HVDC | 41.6917 | 65.4955 | 78.6599
2029 | SIWEM_PERC | Low Demand Growth+Ref Gas Supply+Methanex Stays+Increased Demand Response+Reduced Rankine Availability+Upgraded HVDC | 37.3243 | 70.924 | 96.8322
2030 | SIWEM_PERC | Low Demand Growth+Ref Gas Supply+Methanex Stays+Increased Demand Response+Reduced Rankine Availability+Upgraded HVDC | 34.1126 | 73.4591 | 111.4796
2031 | SIWEM_PERC | Low Demand Growth+Ref Gas Supply+Methanex Stays+Increased Demand Response+Reduced Rankine Availability+Upgraded HVDC | 26.0718 | 65.2816 | 112.4554
2032 | SIWEM_PERC | Low Demand Growth+Ref Gas Supply+Methanex Stays+Increased Demand Response+Reduced Rankine Availability+Upgraded HVDC | 21.9966 | 61.0966 | 108.8764
2033 | SIWEM_PERC | Low Demand Growth+Ref Gas Supply+Methanex Stays+Increased Demand Response+Reduced Rankine Availability+Upgraded HVDC | 20.2467 | 56.065 | 105.7919
2034 | SIWEM_PERC | Low Demand Growth+Ref Gas Supply+Methanex Stays+Increased Demand Response+Reduced Rankine Availability+Upgraded HVDC | 18.6044 | 53.2535 | 102.8781
2035 | SIWEM_PERC | Low Demand Growth+Ref Gas Supply+Methanex Stays+Increased Demand Response+Reduced Rankine Availability+Upgraded HVDC | 16.5168 | 47.124 | 99.2001
2026 | NZWEM_PERC | Low Demand Growth+Ref Gas Supply+Methanex Stays+Increased Demand Response+Reduced Rankine Availability+Upgraded HVDC+Low Wind & Solar | 19.5587 | 19.613 | 19.613
2027 | NZWEM_PERC | Low Demand Growth+Ref Gas Supply+Methanex Stays+Increased Demand Response+Reduced Rankine Availability+Upgraded HVDC+Low Wind & Solar | 13.9822 | 15.7455 | 16.0503
2028 | NZWEM_PERC | Low Demand Growth+Ref Gas Supply+Methanex Stays+Increased Demand Response+Reduced Rankine Availability+Upgraded HVDC+Low Wind & Solar | 14.241 | 22.0357 | 26.359
2029 | NZWEM_PERC | Low Demand Growth+Ref Gas Supply+Methanex Stays+Increased Demand Response+Reduced Rankine Availability+Upgraded HVDC+Low Wind & Solar | 12.651 | 23.7643 | 32.557
2030 | NZWEM_PERC | Low Demand Growth+Ref Gas Supply+Methanex Stays+Increased Demand Response+Reduced Rankine Availability+Upgraded HVDC+Low Wind & Solar | 11.5538 | 24.7887 | 39.2858
2031 | NZWEM_PERC | Low Demand Growth+Ref Gas Supply+Methanex Stays+Increased Demand Response+Reduced Rankine Availability+Upgraded HVDC+Low Wind & Solar | 8.6452 | 21.6803 | 41.8349
2032 | NZWEM_PERC | Low Demand Growth+Ref Gas Supply+Methanex Stays+Increased Demand Response+Reduced Rankine Availability+Upgraded HVDC+Low Wind & Solar | 6.9149 | 20.1163 | 40.9841
2033 | NZWEM_PERC | Low Demand Growth+Ref Gas Supply+Methanex Stays+Increased Demand Response+Reduced Rankine Availability+Upgraded HVDC+Low Wind & Solar | 5.308 | 18.304 | 40.6072
2034 | NZWEM_PERC | Low Demand Growth+Ref Gas Supply+Methanex Stays+Increased Demand Response+Reduced Rankine Availability+Upgraded HVDC+Low Wind & Solar | 4.0382 | 17.2957 | 39.2318
2035 | NZWEM_PERC | Low Demand Growth+Ref Gas Supply+Methanex Stays+Increased Demand Response+Reduced Rankine Availability+Upgraded HVDC+Low Wind & Solar | 2.004 | 15.0789 | 36.5396
2026 | NIWCM | Low Demand Growth+Ref Gas Supply+Methanex Stays+Increased Demand Response+Reduced Rankine Availability+Upgraded HVDC+Low Wind & Solar | 1312.2106 | 1313.0104 | 1313.0104
2027 | NIWCM | Low Demand Growth+Ref Gas Supply+Methanex Stays+Increased Demand Response+Reduced Rankine Availability+Upgraded HVDC+Low Wind & Solar | 1459.6952 | 1480.091 | 1484.6275
2028 | NIWCM | Low Demand Growth+Ref Gas Supply+Methanex Stays+Increased Demand Response+Reduced Rankine Availability+Upgraded HVDC+Low Wind & Solar | 1596.1139 | 2135.685 | 2166.8445
2029 | NIWCM | Low Demand Growth+Ref Gas Supply+Methanex Stays+Increased Demand Response+Reduced Rankine Availability+Upgraded HVDC+Low Wind & Solar | 1592.1577 | 2360.8998 | 2562.5481
2030 | NIWCM | Low Demand Growth+Ref Gas Supply+Methanex Stays+Increased Demand Response+Reduced Rankine Availability+Upgraded HVDC+Low Wind & Solar | 1496.8302 | 2348.9441 | 2696.5802
2031 | NIWCM | Low Demand Growth+Ref Gas Supply+Methanex Stays+Increased Demand Response+Reduced Rankine Availability+Upgraded HVDC+Low Wind & Solar | 1418.5768 | 2413.7302 | 2974.5059
2032 | NIWCM | Low Demand Growth+Ref Gas Supply+Methanex Stays+Increased Demand Response+Reduced Rankine Availability+Upgraded HVDC+Low Wind & Solar | 1300.7914 | 2314.209 | 2947.2604
2033 | NIWCM | Low Demand Growth+Ref Gas Supply+Methanex Stays+Increased Demand Response+Reduced Rankine Availability+Upgraded HVDC+Low Wind & Solar | 1192.0456 | 2205.0598 | 2943.305
2034 | NIWCM | Low Demand Growth+Ref Gas Supply+Methanex Stays+Increased Demand Response+Reduced Rankine Availability+Upgraded HVDC+Low Wind & Solar | 1090.2871 | 2144.2831 | 2994.9556
2035 | NIWCM | Low Demand Growth+Ref Gas Supply+Methanex Stays+Increased Demand Response+Reduced Rankine Availability+Upgraded HVDC+Low Wind & Solar | 971.2425 | 2035.1957 | 2923.6128
2026 | SIWEM_PERC | Low Demand Growth+Ref Gas Supply+Methanex Stays+Increased Demand Response+Reduced Rankine Availability+Upgraded HVDC+Low Wind & Solar | 52.4772 | 52.628 | 52.628
2027 | SIWEM_PERC | Low Demand Growth+Ref Gas Supply+Methanex Stays+Increased Demand Response+Reduced Rankine Availability+Upgraded HVDC+Low Wind & Solar | 36.8244 | 41.6984 | 42.541
2028 | SIWEM_PERC | Low Demand Growth+Ref Gas Supply+Methanex Stays+Increased Demand Response+Reduced Rankine Availability+Upgraded HVDC+Low Wind & Solar | 37.4445 | 58.9266 | 70.8414
2029 | SIWEM_PERC | Low Demand Growth+Ref Gas Supply+Methanex Stays+Increased Demand Response+Reduced Rankine Availability+Upgraded HVDC+Low Wind & Solar | 33.0024 | 63.5641 | 87.1457
2030 | SIWEM_PERC | Low Demand Growth+Ref Gas Supply+Methanex Stays+Increased Demand Response+Reduced Rankine Availability+Upgraded HVDC+Low Wind & Solar | 29.8817 | 65.9631 | 103.9437
2031 | SIWEM_PERC | Low Demand Growth+Ref Gas Supply+Methanex Stays+Increased Demand Response+Reduced Rankine Availability+Upgraded HVDC+Low Wind & Solar | 23.0034 | 57.6643 | 107.2416
2032 | SIWEM_PERC | Low Demand Growth+Ref Gas Supply+Methanex Stays+Increased Demand Response+Reduced Rankine Availability+Upgraded HVDC+Low Wind & Solar | 20.985 | 53.357 | 103.7535
2033 | SIWEM_PERC | Low Demand Growth+Ref Gas Supply+Methanex Stays+Increased Demand Response+Reduced Rankine Availability+Upgraded HVDC+Low Wind & Solar | 19.2506 | 48.3998 | 100.7478
2034 | SIWEM_PERC | Low Demand Growth+Ref Gas Supply+Methanex Stays+Increased Demand Response+Reduced Rankine Availability+Upgraded HVDC+Low Wind & Solar | 17.6231 | 45.7023 | 97.9089
2035 | SIWEM_PERC | Low Demand Growth+Ref Gas Supply+Methanex Stays+Increased Demand Response+Reduced Rankine Availability+Upgraded HVDC+Low Wind & Solar | 15.5541 | 39.7153 | 94.3247
2026 | NZWEM_PERC | Low Demand Growth+Ref Gas Supply+Methanex Stays+Increased Demand Response+Reduced Rankine Availability+Upgraded HVDC+Constrained Operational Capacity | 20.821 | 20.8811 | 20.8811
2027 | NZWEM_PERC | Low Demand Growth+Ref Gas Supply+Methanex Stays+Increased Demand Response+Reduced Rankine Availability+Upgraded HVDC+Constrained Operational Capacity | 15.4151 | 17.3689 | 17.7067
2028 | NZWEM_PERC | Low Demand Growth+Ref Gas Supply+Methanex Stays+Increased Demand Response+Reduced Rankine Availability+Upgraded HVDC+Constrained Operational Capacity | 15.7821 | 24.4192 | 29.2097
2029 | NZWEM_PERC | Low Demand Growth+Ref Gas Supply+Methanex Stays+Increased Demand Response+Reduced Rankine Availability+Upgraded HVDC+Constrained Operational Capacity | 14.2226 | 26.5369 | 36.2799
2030 | NZWEM_PERC | Low Demand Growth+Ref Gas Supply+Methanex Stays+Increased Demand Response+Reduced Rankine Availability+Upgraded HVDC+Constrained Operational Capacity | 13.0988 | 27.7023 | 43.7201
2031 | NZWEM_PERC | Low Demand Growth+Ref Gas Supply+Methanex Stays+Increased Demand Response+Reduced Rankine Availability+Upgraded HVDC+Constrained Operational Capacity | 10.1552 | 24.5279 | 46.8157
2032 | NZWEM_PERC | Low Demand Growth+Ref Gas Supply+Methanex Stays+Increased Demand Response+Reduced Rankine Availability+Upgraded HVDC+Constrained Operational Capacity | 8.3992 | 22.9574 | 45.992
2033 | NZWEM_PERC | Low Demand Growth+Ref Gas Supply+Methanex Stays+Increased Demand Response+Reduced Rankine Availability+Upgraded HVDC+Constrained Operational Capacity | 6.7692 | 21.1008 | 45.7274
2034 | NZWEM_PERC | Low Demand Growth+Ref Gas Supply+Methanex Stays+Increased Demand Response+Reduced Rankine Availability+Upgraded HVDC+Constrained Operational Capacity | 5.4753 | 20.0466 | 44.2677
2035 | NZWEM_PERC | Low Demand Growth+Ref Gas Supply+Methanex Stays+Increased Demand Response+Reduced Rankine Availability+Upgraded HVDC+Constrained Operational Capacity | 3.4099 | 17.7702 | 41.4664
2026 | NIWCM | Low Demand Growth+Ref Gas Supply+Methanex Stays+Increased Demand Response+Reduced Rankine Availability+Upgraded HVDC+Constrained Operational Capacity | 755.6807 | 755.6807 | 755.6807
2027 | NIWCM | Low Demand Growth+Ref Gas Supply+Methanex Stays+Increased Demand Response+Reduced Rankine Availability+Upgraded HVDC+Constrained Operational Capacity | 871.2718 | 874.7761 | 874.7761
2028 | NIWCM | Low Demand Growth+Ref Gas Supply+Methanex Stays+Increased Demand Response+Reduced Rankine Availability+Upgraded HVDC+Constrained Operational Capacity | 986.508 | 1460.1905 | 1463.7607
2029 | NIWCM | Low Demand Growth+Ref Gas Supply+Methanex Stays+Increased Demand Response+Reduced Rankine Availability+Upgraded HVDC+Constrained Operational Capacity | 955.9719 | 1591.4682 | 1737.4933
2030 | NIWCM | Low Demand Growth+Ref Gas Supply+Methanex Stays+Increased Demand Response+Reduced Rankine Availability+Upgraded HVDC+Constrained Operational Capacity | 843.2095 | 1554.2908 | 1747.6043
2031 | NIWCM | Low Demand Growth+Ref Gas Supply+Methanex Stays+Increased Demand Response+Reduced Rankine Availability+Upgraded HVDC+Constrained Operational Capacity | 760.9969 | 1486.4893 | 1743.6454
2032 | NIWCM | Low Demand Growth+Ref Gas Supply+Methanex Stays+Increased Demand Response+Reduced Rankine Availability+Upgraded HVDC+Constrained Operational Capacity | 643.4725 | 1372.3652 | 1651.5803
2033 | NIWCM | Low Demand Growth+Ref Gas Supply+Methanex Stays+Increased Demand Response+Reduced Rankine Availability+Upgraded HVDC+Constrained Operational Capacity | 531.4627 | 1263.3137 | 1554.7204
2034 | NIWCM | Low Demand Growth+Ref Gas Supply+Methanex Stays+Increased Demand Response+Reduced Rankine Availability+Upgraded HVDC+Constrained Operational Capacity | 424.0914 | 1204.2755 | 1572.015
2035 | NIWCM | Low Demand Growth+Ref Gas Supply+Methanex Stays+Increased Demand Response+Reduced Rankine Availability+Upgraded HVDC+Constrained Operational Capacity | 302.088 | 1095.9986 | 1464.6413
2026 | SIWEM_PERC | Low Demand Growth+Ref Gas Supply+Methanex Stays+Increased Demand Response+Reduced Rankine Availability+Upgraded HVDC+Constrained Operational Capacity | 55.984 | 56.1511 | 56.1511
2027 | SIWEM_PERC | Low Demand Growth+Ref Gas Supply+Methanex Stays+Increased Demand Response+Reduced Rankine Availability+Upgraded HVDC+Constrained Operational Capacity | 40.785 | 46.1858 | 47.1195
2028 | SIWEM_PERC | Low Demand Growth+Ref Gas Supply+Methanex Stays+Increased Demand Response+Reduced Rankine Availability+Upgraded HVDC+Constrained Operational Capacity | 41.6917 | 65.4955 | 78.6599
2029 | SIWEM_PERC | Low Demand Growth+Ref Gas Supply+Methanex Stays+Increased Demand Response+Reduced Rankine Availability+Upgraded HVDC+Constrained Operational Capacity | 37.3243 | 70.924 | 96.8322
2030 | SIWEM_PERC | Low Demand Growth+Ref Gas Supply+Methanex Stays+Increased Demand Response+Reduced Rankine Availability+Upgraded HVDC+Constrained Operational Capacity | 34.1126 | 73.4591 | 111.4796
2031 | SIWEM_PERC | Low Demand Growth+Ref Gas Supply+Methanex Stays+Increased Demand Response+Reduced Rankine Availability+Upgraded HVDC+Constrained Operational Capacity | 26.0718 | 65.2816 | 112.4554
2032 | SIWEM_PERC | Low Demand Growth+Ref Gas Supply+Methanex Stays+Increased Demand Response+Reduced Rankine Availability+Upgraded HVDC+Constrained Operational Capacity | 21.9966 | 61.0966 | 108.8764
2033 | SIWEM_PERC | Low Demand Growth+Ref Gas Supply+Methanex Stays+Increased Demand Response+Reduced Rankine Availability+Upgraded HVDC+Constrained Operational Capacity | 20.2467 | 56.065 | 105.7919
2034 | SIWEM_PERC | Low Demand Growth+Ref Gas Supply+Methanex Stays+Increased Demand Response+Reduced Rankine Availability+Upgraded HVDC+Constrained Operational Capacity | 18.6044 | 53.2535 | 102.8781
2035 | SIWEM_PERC | Low Demand Growth+Ref Gas Supply+Methanex Stays+Increased Demand Response+Reduced Rankine Availability+Upgraded HVDC+Constrained Operational Capacity | 16.5168 | 47.124 | 99.2001
2026 | NZWEM_PERC | Low Demand Growth+Ref Gas Supply+Methanex Stays+Increased Demand Response+Reduced Rankine Availability+Upgraded HVDC+Constrained Operational Capacity+Low Wind & Solar | 19.5587 | 19.613 | 19.613
2027 | NZWEM_PERC | Low Demand Growth+Ref Gas Supply+Methanex Stays+Increased Demand Response+Reduced Rankine Availability+Upgraded HVDC+Constrained Operational Capacity+Low Wind & Solar | 13.9822 | 15.7455 | 16.0503
2028 | NZWEM_PERC | Low Demand Growth+Ref Gas Supply+Methanex Stays+Increased Demand Response+Reduced Rankine Availability+Upgraded HVDC+Constrained Operational Capacity+Low Wind & Solar | 14.241 | 22.0357 | 26.359
2029 | NZWEM_PERC | Low Demand Growth+Ref Gas Supply+Methanex Stays+Increased Demand Response+Reduced Rankine Availability+Upgraded HVDC+Constrained Operational Capacity+Low Wind & Solar | 12.651 | 23.7643 | 32.557
2030 | NZWEM_PERC | Low Demand Growth+Ref Gas Supply+Methanex Stays+Increased Demand Response+Reduced Rankine Availability+Upgraded HVDC+Constrained Operational Capacity+Low Wind & Solar | 11.5538 | 24.7887 | 39.2858
2031 | NZWEM_PERC | Low Demand Growth+Ref Gas Supply+Methanex Stays+Increased Demand Response+Reduced Rankine Availability+Upgraded HVDC+Constrained Operational Capacity+Low Wind & Solar | 8.6452 | 21.6803 | 41.8349
2032 | NZWEM_PERC | Low Demand Growth+Ref Gas Supply+Methanex Stays+Increased Demand Response+Reduced Rankine Availability+Upgraded HVDC+Constrained Operational Capacity+Low Wind & Solar | 6.9149 | 20.1163 | 40.9841
2033 | NZWEM_PERC | Low Demand Growth+Ref Gas Supply+Methanex Stays+Increased Demand Response+Reduced Rankine Availability+Upgraded HVDC+Constrained Operational Capacity+Low Wind & Solar | 5.308 | 18.304 | 40.6072
2034 | NZWEM_PERC | Low Demand Growth+Ref Gas Supply+Methanex Stays+Increased Demand Response+Reduced Rankine Availability+Upgraded HVDC+Constrained Operational Capacity+Low Wind & Solar | 4.0382 | 17.2957 | 39.2318
2035 | NZWEM_PERC | Low Demand Growth+Ref Gas Supply+Methanex Stays+Increased Demand Response+Reduced Rankine Availability+Upgraded HVDC+Constrained Operational Capacity+Low Wind & Solar | 2.004 | 15.0789 | 36.5396
2026 | NIWCM | Low Demand Growth+Ref Gas Supply+Methanex Stays+Increased Demand Response+Reduced Rankine Availability+Upgraded HVDC+Constrained Operational Capacity+Low Wind & Solar | 755.6807 | 755.6807 | 755.6807
2027 | NIWCM | Low Demand Growth+Ref Gas Supply+Methanex Stays+Increased Demand Response+Reduced Rankine Availability+Upgraded HVDC+Constrained Operational Capacity+Low Wind & Solar | 871.2718 | 874.7761 | 874.7761
2028 | NIWCM | Low Demand Growth+Ref Gas Supply+Methanex Stays+Increased Demand Response+Reduced Rankine Availability+Upgraded HVDC+Constrained Operational Capacity+Low Wind & Solar | 986.508 | 1460.1905 | 1463.7607
2029 | NIWCM | Low Demand Growth+Ref Gas Supply+Methanex Stays+Increased Demand Response+Reduced Rankine Availability+Upgraded HVDC+Constrained Operational Capacity+Low Wind & Solar | 955.9719 | 1591.4682 | 1737.4933
2030 | NIWCM | Low Demand Growth+Ref Gas Supply+Methanex Stays+Increased Demand Response+Reduced Rankine Availability+Upgraded HVDC+Constrained Operational Capacity+Low Wind & Solar | 843.2095 | 1554.2908 | 1747.6043
2031 | NIWCM | Low Demand Growth+Ref Gas Supply+Methanex Stays+Increased Demand Response+Reduced Rankine Availability+Upgraded HVDC+Constrained Operational Capacity+Low Wind & Solar | 760.9969 | 1486.4893 | 1743.6454
2032 | NIWCM | Low Demand Growth+Ref Gas Supply+Methanex Stays+Increased Demand Response+Reduced Rankine Availability+Upgraded HVDC+Constrained Operational Capacity+Low Wind & Solar | 643.4725 | 1372.3652 | 1651.5803
2033 | NIWCM | Low Demand Growth+Ref Gas Supply+Methanex Stays+Increased Demand Response+Reduced Rankine Availability+Upgraded HVDC+Constrained Operational Capacity+Low Wind & Solar | 531.4627 | 1263.3137 | 1554.7204
2034 | NIWCM | Low Demand Growth+Ref Gas Supply+Methanex Stays+Increased Demand Response+Reduced Rankine Availability+Upgraded HVDC+Constrained Operational Capacity+Low Wind & Solar | 424.0914 | 1204.2755 | 1572.015
2035 | NIWCM | Low Demand Growth+Ref Gas Supply+Methanex Stays+Increased Demand Response+Reduced Rankine Availability+Upgraded HVDC+Constrained Operational Capacity+Low Wind & Solar | 302.088 | 1095.9986 | 1464.6413
2026 | SIWEM_PERC | Low Demand Growth+Ref Gas Supply+Methanex Stays+Increased Demand Response+Reduced Rankine Availability+Upgraded HVDC+Constrained Operational Capacity+Low Wind & Solar | 52.4772 | 52.628 | 52.628
2027 | SIWEM_PERC | Low Demand Growth+Ref Gas Supply+Methanex Stays+Increased Demand Response+Reduced Rankine Availability+Upgraded HVDC+Constrained Operational Capacity+Low Wind & Solar | 36.8244 | 41.6984 | 42.541
2028 | SIWEM_PERC | Low Demand Growth+Ref Gas Supply+Methanex Stays+Increased Demand Response+Reduced Rankine Availability+Upgraded HVDC+Constrained Operational Capacity+Low Wind & Solar | 37.4445 | 58.9266 | 70.8414
2029 | SIWEM_PERC | Low Demand Growth+Ref Gas Supply+Methanex Stays+Increased Demand Response+Reduced Rankine Availability+Upgraded HVDC+Constrained Operational Capacity+Low Wind & Solar | 33.0024 | 63.5641 | 87.1457
2030 | SIWEM_PERC | Low Demand Growth+Ref Gas Supply+Methanex Stays+Increased Demand Response+Reduced Rankine Availability+Upgraded HVDC+Constrained Operational Capacity+Low Wind & Solar | 29.8817 | 65.9631 | 103.9437
2031 | SIWEM_PERC | Low Demand Growth+Ref Gas Supply+Methanex Stays+Increased Demand Response+Reduced Rankine Availability+Upgraded HVDC+Constrained Operational Capacity+Low Wind & Solar | 23.0034 | 57.6643 | 107.2416
2032 | SIWEM_PERC | Low Demand Growth+Ref Gas Supply+Methanex Stays+Increased Demand Response+Reduced Rankine Availability+Upgraded HVDC+Constrained Operational Capacity+Low Wind & Solar | 20.985 | 53.357 | 103.7535
2033 | SIWEM_PERC | Low Demand Growth+Ref Gas Supply+Methanex Stays+Increased Demand Response+Reduced Rankine Availability+Upgraded HVDC+Constrained Operational Capacity+Low Wind & Solar | 19.2506 | 48.3998 | 100.7478
2034 | SIWEM_PERC | Low Demand Growth+Ref Gas Supply+Methanex Stays+Increased Demand Response+Reduced Rankine Availability+Upgraded HVDC+Constrained Operational Capacity+Low Wind & Solar | 17.6231 | 45.7023 | 97.9089
2035 | SIWEM_PERC | Low Demand Growth+Ref Gas Supply+Methanex Stays+Increased Demand Response+Reduced Rankine Availability+Upgraded HVDC+Constrained Operational Capacity+Low Wind & Solar | 15.5541 | 39.7153 | 94.3247
2026 | NZWEM_PERC | Low Demand Growth+Ref Gas Supply+Methanex Stays+Increased Demand Response+Reduced Rankine Availability+Delayed Build | 15.9431 | 15.9431 | 15.9431
2027 | NZWEM_PERC | Low Demand Growth+Ref Gas Supply+Methanex Stays+Increased Demand Response+Reduced Rankine Availability+Delayed Build | 7.5769 | 7.7272 | 7.9056
2028 | NZWEM_PERC | Low Demand Growth+Ref Gas Supply+Methanex Stays+Increased Demand Response+Reduced Rankine Availability+Delayed Build | 11.3274 | 12.8644 | 13.199
2029 | NZWEM_PERC | Low Demand Growth+Ref Gas Supply+Methanex Stays+Increased Demand Response+Reduced Rankine Availability+Delayed Build | 12.9849 | 16.0534 | 17.0064
2030 | NZWEM_PERC | Low Demand Growth+Ref Gas Supply+Methanex Stays+Increased Demand Response+Reduced Rankine Availability+Delayed Build | 13.0988 | 22.907 | 31.1979
2031 | NZWEM_PERC | Low Demand Growth+Ref Gas Supply+Methanex Stays+Increased Demand Response+Reduced Rankine Availability+Delayed Build | 10.1552 | 23.1154 | 32.4766
2032 | NZWEM_PERC | Low Demand Growth+Ref Gas Supply+Methanex Stays+Increased Demand Response+Reduced Rankine Availability+Delayed Build | 8.3992 | 21.8803 | 37.2687
2033 | NZWEM_PERC | Low Demand Growth+Ref Gas Supply+Methanex Stays+Increased Demand Response+Reduced Rankine Availability+Delayed Build | 6.7692 | 20.1373 | 41.7045
2034 | NZWEM_PERC | Low Demand Growth+Ref Gas Supply+Methanex Stays+Increased Demand Response+Reduced Rankine Availability+Delayed Build | 5.4753 | 19.0399 | 41.3428
2035 | NZWEM_PERC | Low Demand Growth+Ref Gas Supply+Methanex Stays+Increased Demand Response+Reduced Rankine Availability+Delayed Build | 3.4099 | 17.2002 | 40.8964
2026 | NIWCM | Low Demand Growth+Ref Gas Supply+Methanex Stays+Increased Demand Response+Reduced Rankine Availability+Delayed Build | 1053.1748 | 1053.1748 | 1053.1748
2027 | NIWCM | Low Demand Growth+Ref Gas Supply+Methanex Stays+Increased Demand Response+Reduced Rankine Availability+Delayed Build | 1088.1781 | 1090.048 | 1092.5205
2028 | NIWCM | Low Demand Growth+Ref Gas Supply+Methanex Stays+Increased Demand Response+Reduced Rankine Availability+Delayed Build | 1357.208 | 1371.8893 | 1376.4258
2029 | NIWCM | Low Demand Growth+Ref Gas Supply+Methanex Stays+Increased Demand Response+Reduced Rankine Availability+Delayed Build | 1397.8083 | 1508.0887 | 1521.681
2030 | NIWCM | Low Demand Growth+Ref Gas Supply+Methanex Stays+Increased Demand Response+Reduced Rankine Availability+Delayed Build | 1441.0537 | 2047.0653 | 2211.253
2031 | NIWCM | Low Demand Growth+Ref Gas Supply+Methanex Stays+Increased Demand Response+Reduced Rankine Availability+Delayed Build | 1345.4682 | 2191.4462 | 2412.7758
2032 | NIWCM | Low Demand Growth+Ref Gas Supply+Methanex Stays+Increased Demand Response+Reduced Rankine Availability+Delayed Build | 1227.9008 | 2118.2777 | 2485.1503
2033 | NIWCM | Low Demand Growth+Ref Gas Supply+Methanex Stays+Increased Demand Response+Reduced Rankine Availability+Delayed Build | 1192.033 | 2119.5272 | 2675.3634
2034 | NIWCM | Low Demand Growth+Ref Gas Supply+Methanex Stays+Increased Demand Response+Reduced Rankine Availability+Delayed Build | 1090.2897 | 2055.9664 | 2656.8468
2035 | NIWCM | Low Demand Growth+Ref Gas Supply+Methanex Stays+Increased Demand Response+Reduced Rankine Availability+Delayed Build | 971.2419 | 1980.4556 | 2670.5893
2026 | SIWEM_PERC | Low Demand Growth+Ref Gas Supply+Methanex Stays+Increased Demand Response+Reduced Rankine Availability+Delayed Build | 42.4325 | 42.4325 | 42.4325
2027 | SIWEM_PERC | Low Demand Growth+Ref Gas Supply+Methanex Stays+Increased Demand Response+Reduced Rankine Availability+Delayed Build | 26.6098 | 26.6857 | 26.6857
2028 | SIWEM_PERC | Low Demand Growth+Ref Gas Supply+Methanex Stays+Increased Demand Response+Reduced Rankine Availability+Delayed Build | 29.4147 | 33.6507 | 34.5726
2029 | SIWEM_PERC | Low Demand Growth+Ref Gas Supply+Methanex Stays+Increased Demand Response+Reduced Rankine Availability+Delayed Build | 33.9205 | 42.3589 | 44.9798
2030 | SIWEM_PERC | Low Demand Growth+Ref Gas Supply+Methanex Stays+Increased Demand Response+Reduced Rankine Availability+Delayed Build | 34.1126 | 60.9727 | 79.123
2031 | SIWEM_PERC | Low Demand Growth+Ref Gas Supply+Methanex Stays+Increased Demand Response+Reduced Rankine Availability+Delayed Build | 26.0718 | 61.2912 | 77.4643
2032 | SIWEM_PERC | Low Demand Growth+Ref Gas Supply+Methanex Stays+Increased Demand Response+Reduced Rankine Availability+Delayed Build | 21.9966 | 58.1906 | 82.4231
2033 | SIWEM_PERC | Low Demand Growth+Ref Gas Supply+Methanex Stays+Increased Demand Response+Reduced Rankine Availability+Delayed Build | 20.2467 | 53.4242 | 85.0325
2034 | SIWEM_PERC | Low Demand Growth+Ref Gas Supply+Methanex Stays+Increased Demand Response+Reduced Rankine Availability+Delayed Build | 18.6044 | 50.4901 | 82.4272
2035 | SIWEM_PERC | Low Demand Growth+Ref Gas Supply+Methanex Stays+Increased Demand Response+Reduced Rankine Availability+Delayed Build | 16.5168 | 45.5549 | 79.1352
2026 | NZWEM_PERC | Low Demand Growth+Ref Gas Supply+Methanex Stays+Increased Demand Response+Reduced Rankine Availability+Delayed Build+Low Wind & Solar | 14.9828 | 14.9828 | 14.9828
2027 | NZWEM_PERC | Low Demand Growth+Ref Gas Supply+Methanex Stays+Increased Demand Response+Reduced Rankine Availability+Delayed Build+Low Wind & Solar | 6.5599 | 6.6956 | 6.8566
2028 | NZWEM_PERC | Low Demand Growth+Ref Gas Supply+Methanex Stays+Increased Demand Response+Reduced Rankine Availability+Delayed Build+Low Wind & Solar | 10.0466 | 11.4337 | 11.7356
2029 | NZWEM_PERC | Low Demand Growth+Ref Gas Supply+Methanex Stays+Increased Demand Response+Reduced Rankine Availability+Delayed Build+Low Wind & Solar | 11.534 | 14.3032 | 15.1633
2030 | NZWEM_PERC | Low Demand Growth+Ref Gas Supply+Methanex Stays+Increased Demand Response+Reduced Rankine Availability+Delayed Build+Low Wind & Solar | 11.5538 | 20.4054 | 27.8876
2031 | NZWEM_PERC | Low Demand Growth+Ref Gas Supply+Methanex Stays+Increased Demand Response+Reduced Rankine Availability+Delayed Build+Low Wind & Solar | 8.6452 | 20.3414 | 28.7895
2032 | NZWEM_PERC | Low Demand Growth+Ref Gas Supply+Methanex Stays+Increased Demand Response+Reduced Rankine Availability+Delayed Build+Low Wind & Solar | 6.9149 | 19.0812 | 33.0086
2033 | NZWEM_PERC | Low Demand Growth+Ref Gas Supply+Methanex Stays+Increased Demand Response+Reduced Rankine Availability+Delayed Build+Low Wind & Solar | 5.308 | 17.3817 | 36.8847
2034 | NZWEM_PERC | Low Demand Growth+Ref Gas Supply+Methanex Stays+Increased Demand Response+Reduced Rankine Availability+Delayed Build+Low Wind & Solar | 4.0382 | 16.2891 | 36.4939
2035 | NZWEM_PERC | Low Demand Growth+Ref Gas Supply+Methanex Stays+Increased Demand Response+Reduced Rankine Availability+Delayed Build+Low Wind & Solar | 2.004 | 14.509 | 35.9696
2026 | NIWCM | Low Demand Growth+Ref Gas Supply+Methanex Stays+Increased Demand Response+Reduced Rankine Availability+Delayed Build+Low Wind & Solar | 1053.1748 | 1053.1748 | 1053.1748
2027 | NIWCM | Low Demand Growth+Ref Gas Supply+Methanex Stays+Increased Demand Response+Reduced Rankine Availability+Delayed Build+Low Wind & Solar | 1088.1781 | 1090.048 | 1092.5205
2028 | NIWCM | Low Demand Growth+Ref Gas Supply+Methanex Stays+Increased Demand Response+Reduced Rankine Availability+Delayed Build+Low Wind & Solar | 1357.208 | 1371.8893 | 1376.4258
2029 | NIWCM | Low Demand Growth+Ref Gas Supply+Methanex Stays+Increased Demand Response+Reduced Rankine Availability+Delayed Build+Low Wind & Solar | 1397.8083 | 1508.0887 | 1521.681
2030 | NIWCM | Low Demand Growth+Ref Gas Supply+Methanex Stays+Increased Demand Response+Reduced Rankine Availability+Delayed Build+Low Wind & Solar | 1441.0537 | 2047.0653 | 2211.253
2031 | NIWCM | Low Demand Growth+Ref Gas Supply+Methanex Stays+Increased Demand Response+Reduced Rankine Availability+Delayed Build+Low Wind & Solar | 1345.4682 | 2191.4462 | 2412.7758
2032 | NIWCM | Low Demand Growth+Ref Gas Supply+Methanex Stays+Increased Demand Response+Reduced Rankine Availability+Delayed Build+Low Wind & Solar | 1227.9008 | 2118.2777 | 2485.1503
2033 | NIWCM | Low Demand Growth+Ref Gas Supply+Methanex Stays+Increased Demand Response+Reduced Rankine Availability+Delayed Build+Low Wind & Solar | 1192.033 | 2119.5272 | 2675.3634
2034 | NIWCM | Low Demand Growth+Ref Gas Supply+Methanex Stays+Increased Demand Response+Reduced Rankine Availability+Delayed Build+Low Wind & Solar | 1090.2897 | 2055.9664 | 2656.8468
2035 | NIWCM | Low Demand Growth+Ref Gas Supply+Methanex Stays+Increased Demand Response+Reduced Rankine Availability+Delayed Build+Low Wind & Solar | 971.2419 | 1980.4556 | 2670.5893
2026 | SIWEM_PERC | Low Demand Growth+Ref Gas Supply+Methanex Stays+Increased Demand Response+Reduced Rankine Availability+Delayed Build+Low Wind & Solar | 39.7646 | 39.7646 | 39.7646
2027 | SIWEM_PERC | Low Demand Growth+Ref Gas Supply+Methanex Stays+Increased Demand Response+Reduced Rankine Availability+Delayed Build+Low Wind & Solar | 26.0896 | 26.1581 | 26.1581
2028 | SIWEM_PERC | Low Demand Growth+Ref Gas Supply+Methanex Stays+Increased Demand Response+Reduced Rankine Availability+Delayed Build+Low Wind & Solar | 27.675 | 29.7077 | 30.5397
2029 | SIWEM_PERC | Low Demand Growth+Ref Gas Supply+Methanex Stays+Increased Demand Response+Reduced Rankine Availability+Delayed Build+Low Wind & Solar | 29.9307 | 37.5461 | 39.9113
2030 | SIWEM_PERC | Low Demand Growth+Ref Gas Supply+Methanex Stays+Increased Demand Response+Reduced Rankine Availability+Delayed Build+Low Wind & Solar | 29.8817 | 54.122 | 74.612
2031 | SIWEM_PERC | Low Demand Growth+Ref Gas Supply+Methanex Stays+Increased Demand Response+Reduced Rankine Availability+Delayed Build+Low Wind & Solar | 23.0034 | 53.9941 | 73.5704
2032 | SIWEM_PERC | Low Demand Growth+Ref Gas Supply+Methanex Stays+Increased Demand Response+Reduced Rankine Availability+Delayed Build+Low Wind & Solar | 20.985 | 50.5208 | 77.824
2033 | SIWEM_PERC | Low Demand Growth+Ref Gas Supply+Methanex Stays+Increased Demand Response+Reduced Rankine Availability+Delayed Build+Low Wind & Solar | 19.2506 | 45.8723 | 79.9883
2034 | SIWEM_PERC | Low Demand Growth+Ref Gas Supply+Methanex Stays+Increased Demand Response+Reduced Rankine Availability+Delayed Build+Low Wind & Solar | 17.6231 | 42.9389 | 77.458
2035 | SIWEM_PERC | Low Demand Growth+Ref Gas Supply+Methanex Stays+Increased Demand Response+Reduced Rankine Availability+Delayed Build+Low Wind & Solar | 15.5541 | 38.1462 | 74.2598
2026 | NZWEM_PERC | Low Demand Growth+Ref Gas Supply+Methanex Stays+Increased Demand Response+Reduced Rankine Availability+Delayed Build+Constrained Operational Capacity | 15.9431 | 15.9431 | 15.9431
2027 | NZWEM_PERC | Low Demand Growth+Ref Gas Supply+Methanex Stays+Increased Demand Response+Reduced Rankine Availability+Delayed Build+Constrained Operational Capacity | 7.5769 | 7.7272 | 7.9056
2028 | NZWEM_PERC | Low Demand Growth+Ref Gas Supply+Methanex Stays+Increased Demand Response+Reduced Rankine Availability+Delayed Build+Constrained Operational Capacity | 11.3274 | 12.8644 | 13.199
2029 | NZWEM_PERC | Low Demand Growth+Ref Gas Supply+Methanex Stays+Increased Demand Response+Reduced Rankine Availability+Delayed Build+Constrained Operational Capacity | 12.9849 | 16.0534 | 17.0064
2030 | NZWEM_PERC | Low Demand Growth+Ref Gas Supply+Methanex Stays+Increased Demand Response+Reduced Rankine Availability+Delayed Build+Constrained Operational Capacity | 13.0988 | 22.907 | 31.1979
2031 | NZWEM_PERC | Low Demand Growth+Ref Gas Supply+Methanex Stays+Increased Demand Response+Reduced Rankine Availability+Delayed Build+Constrained Operational Capacity | 10.1552 | 23.1154 | 32.4766
2032 | NZWEM_PERC | Low Demand Growth+Ref Gas Supply+Methanex Stays+Increased Demand Response+Reduced Rankine Availability+Delayed Build+Constrained Operational Capacity | 8.3992 | 21.8803 | 37.2687
2033 | NZWEM_PERC | Low Demand Growth+Ref Gas Supply+Methanex Stays+Increased Demand Response+Reduced Rankine Availability+Delayed Build+Constrained Operational Capacity | 6.7692 | 20.1373 | 41.7045
2034 | NZWEM_PERC | Low Demand Growth+Ref Gas Supply+Methanex Stays+Increased Demand Response+Reduced Rankine Availability+Delayed Build+Constrained Operational Capacity | 5.4753 | 19.0399 | 41.3428
2035 | NZWEM_PERC | Low Demand Growth+Ref Gas Supply+Methanex Stays+Increased Demand Response+Reduced Rankine Availability+Delayed Build+Constrained Operational Capacity | 3.4099 | 17.2002 | 40.8964
2026 | NIWCM | Low Demand Growth+Ref Gas Supply+Methanex Stays+Increased Demand Response+Reduced Rankine Availability+Delayed Build+Constrained Operational Capacity | 531.3464 | 531.3464 | 531.3464
2027 | NIWCM | Low Demand Growth+Ref Gas Supply+Methanex Stays+Increased Demand Response+Reduced Rankine Availability+Delayed Build+Constrained Operational Capacity | 558.0602 | 558.0602 | 558.0602
2028 | NIWCM | Low Demand Growth+Ref Gas Supply+Methanex Stays+Increased Demand Response+Reduced Rankine Availability+Delayed Build+Constrained Operational Capacity | 777.5357 | 777.5357 | 777.5357
2029 | NIWCM | Low Demand Growth+Ref Gas Supply+Methanex Stays+Increased Demand Response+Reduced Rankine Availability+Delayed Build+Constrained Operational Capacity | 776.6493 | 858.505 | 858.505
2030 | NIWCM | Low Demand Growth+Ref Gas Supply+Methanex Stays+Increased Demand Response+Reduced Rankine Availability+Delayed Build+Constrained Operational Capacity | 787.433 | 1288.9047 | 1400.3312
2031 | NIWCM | Low Demand Growth+Ref Gas Supply+Methanex Stays+Increased Demand Response+Reduced Rankine Availability+Delayed Build+Constrained Operational Capacity | 688.0455 | 1329.1832 | 1482.5602
2032 | NIWCM | Low Demand Growth+Ref Gas Supply+Methanex Stays+Increased Demand Response+Reduced Rankine Availability+Delayed Build+Constrained Operational Capacity | 570.5373 | 1260.6492 | 1466.6186
2033 | NIWCM | Low Demand Growth+Ref Gas Supply+Methanex Stays+Increased Demand Response+Reduced Rankine Availability+Delayed Build+Constrained Operational Capacity | 531.4618 | 1232.8532 | 1492.6593
2034 | NIWCM | Low Demand Growth+Ref Gas Supply+Methanex Stays+Increased Demand Response+Reduced Rankine Availability+Delayed Build+Constrained Operational Capacity | 424.0916 | 1134.1839 | 1414.744
2035 | NIWCM | Low Demand Growth+Ref Gas Supply+Methanex Stays+Increased Demand Response+Reduced Rankine Availability+Delayed Build+Constrained Operational Capacity | 302.0879 | 1043.6678 | 1335.0673
2026 | SIWEM_PERC | Low Demand Growth+Ref Gas Supply+Methanex Stays+Increased Demand Response+Reduced Rankine Availability+Delayed Build+Constrained Operational Capacity | 42.4325 | 42.4325 | 42.4325
2027 | SIWEM_PERC | Low Demand Growth+Ref Gas Supply+Methanex Stays+Increased Demand Response+Reduced Rankine Availability+Delayed Build+Constrained Operational Capacity | 26.6098 | 26.6857 | 26.6857
2028 | SIWEM_PERC | Low Demand Growth+Ref Gas Supply+Methanex Stays+Increased Demand Response+Reduced Rankine Availability+Delayed Build+Constrained Operational Capacity | 29.4147 | 33.6507 | 34.5726
2029 | SIWEM_PERC | Low Demand Growth+Ref Gas Supply+Methanex Stays+Increased Demand Response+Reduced Rankine Availability+Delayed Build+Constrained Operational Capacity | 33.9205 | 42.3589 | 44.9798
2030 | SIWEM_PERC | Low Demand Growth+Ref Gas Supply+Methanex Stays+Increased Demand Response+Reduced Rankine Availability+Delayed Build+Constrained Operational Capacity | 34.1126 | 60.9727 | 79.123
2031 | SIWEM_PERC | Low Demand Growth+Ref Gas Supply+Methanex Stays+Increased Demand Response+Reduced Rankine Availability+Delayed Build+Constrained Operational Capacity | 26.0718 | 61.2912 | 77.4643
2032 | SIWEM_PERC | Low Demand Growth+Ref Gas Supply+Methanex Stays+Increased Demand Response+Reduced Rankine Availability+Delayed Build+Constrained Operational Capacity | 21.9966 | 58.1906 | 82.4231
2033 | SIWEM_PERC | Low Demand Growth+Ref Gas Supply+Methanex Stays+Increased Demand Response+Reduced Rankine Availability+Delayed Build+Constrained Operational Capacity | 20.2467 | 53.4242 | 85.0325
2034 | SIWEM_PERC | Low Demand Growth+Ref Gas Supply+Methanex Stays+Increased Demand Response+Reduced Rankine Availability+Delayed Build+Constrained Operational Capacity | 18.6044 | 50.4901 | 82.4272
2035 | SIWEM_PERC | Low Demand Growth+Ref Gas Supply+Methanex Stays+Increased Demand Response+Reduced Rankine Availability+Delayed Build+Constrained Operational Capacity | 16.5168 | 45.5549 | 79.1352
2026 | NZWEM_PERC | Low Demand Growth+Ref Gas Supply+Methanex Stays+Increased Demand Response+Reduced Rankine Availability+Delayed Build+Constrained Operational Capacity+Low Wind & Solar | 14.9828 | 14.9828 | 14.9828
2027 | NZWEM_PERC | Low Demand Growth+Ref Gas Supply+Methanex Stays+Increased Demand Response+Reduced Rankine Availability+Delayed Build+Constrained Operational Capacity+Low Wind & Solar | 6.5599 | 6.6956 | 6.8566
2028 | NZWEM_PERC | Low Demand Growth+Ref Gas Supply+Methanex Stays+Increased Demand Response+Reduced Rankine Availability+Delayed Build+Constrained Operational Capacity+Low Wind & Solar | 10.0466 | 11.4337 | 11.7356
2029 | NZWEM_PERC | Low Demand Growth+Ref Gas Supply+Methanex Stays+Increased Demand Response+Reduced Rankine Availability+Delayed Build+Constrained Operational Capacity+Low Wind & Solar | 11.534 | 14.3032 | 15.1633
2030 | NZWEM_PERC | Low Demand Growth+Ref Gas Supply+Methanex Stays+Increased Demand Response+Reduced Rankine Availability+Delayed Build+Constrained Operational Capacity+Low Wind & Solar | 11.5538 | 20.4054 | 27.8876
2031 | NZWEM_PERC | Low Demand Growth+Ref Gas Supply+Methanex Stays+Increased Demand Response+Reduced Rankine Availability+Delayed Build+Constrained Operational Capacity+Low Wind & Solar | 8.6452 | 20.3414 | 28.7895
2032 | NZWEM_PERC | Low Demand Growth+Ref Gas Supply+Methanex Stays+Increased Demand Response+Reduced Rankine Availability+Delayed Build+Constrained Operational Capacity+Low Wind & Solar | 6.9149 | 19.0812 | 33.0086
2033 | NZWEM_PERC | Low Demand Growth+Ref Gas Supply+Methanex Stays+Increased Demand Response+Reduced Rankine Availability+Delayed Build+Constrained Operational Capacity+Low Wind & Solar | 5.308 | 17.3817 | 36.8847
2034 | NZWEM_PERC | Low Demand Growth+Ref Gas Supply+Methanex Stays+Increased Demand Response+Reduced Rankine Availability+Delayed Build+Constrained Operational Capacity+Low Wind & Solar | 4.0382 | 16.2891 | 36.4939
2035 | NZWEM_PERC | Low Demand Growth+Ref Gas Supply+Methanex Stays+Increased Demand Response+Reduced Rankine Availability+Delayed Build+Constrained Operational Capacity+Low Wind & Solar | 2.004 | 14.509 | 35.9696
2026 | NIWCM | Low Demand Growth+Ref Gas Supply+Methanex Stays+Increased Demand Response+Reduced Rankine Availability+Delayed Build+Constrained Operational Capacity+Low Wind & Solar | 531.3464 | 531.3464 | 531.3464
2027 | NIWCM | Low Demand Growth+Ref Gas Supply+Methanex Stays+Increased Demand Response+Reduced Rankine Availability+Delayed Build+Constrained Operational Capacity+Low Wind & Solar | 558.0602 | 558.0602 | 558.0602
2028 | NIWCM | Low Demand Growth+Ref Gas Supply+Methanex Stays+Increased Demand Response+Reduced Rankine Availability+Delayed Build+Constrained Operational Capacity+Low Wind & Solar | 777.5357 | 777.5357 | 777.5357
2029 | NIWCM | Low Demand Growth+Ref Gas Supply+Methanex Stays+Increased Demand Response+Reduced Rankine Availability+Delayed Build+Constrained Operational Capacity+Low Wind & Solar | 776.6493 | 858.505 | 858.505
2030 | NIWCM | Low Demand Growth+Ref Gas Supply+Methanex Stays+Increased Demand Response+Reduced Rankine Availability+Delayed Build+Constrained Operational Capacity+Low Wind & Solar | 787.433 | 1288.9047 | 1400.3312
2031 | NIWCM | Low Demand Growth+Ref Gas Supply+Methanex Stays+Increased Demand Response+Reduced Rankine Availability+Delayed Build+Constrained Operational Capacity+Low Wind & Solar | 688.0455 | 1329.1832 | 1482.5602
2032 | NIWCM | Low Demand Growth+Ref Gas Supply+Methanex Stays+Increased Demand Response+Reduced Rankine Availability+Delayed Build+Constrained Operational Capacity+Low Wind & Solar | 570.5373 | 1260.6492 | 1466.6186
2033 | NIWCM | Low Demand Growth+Ref Gas Supply+Methanex Stays+Increased Demand Response+Reduced Rankine Availability+Delayed Build+Constrained Operational Capacity+Low Wind & Solar | 531.4618 | 1232.8532 | 1492.6593
2034 | NIWCM | Low Demand Growth+Ref Gas Supply+Methanex Stays+Increased Demand Response+Reduced Rankine Availability+Delayed Build+Constrained Operational Capacity+Low Wind & Solar | 424.0916 | 1134.1839 | 1414.744
2035 | NIWCM | Low Demand Growth+Ref Gas Supply+Methanex Stays+Increased Demand Response+Reduced Rankine Availability+Delayed Build+Constrained Operational Capacity+Low Wind & Solar | 302.0879 | 1043.6678 | 1335.0673
2026 | SIWEM_PERC | Low Demand Growth+Ref Gas Supply+Methanex Stays+Increased Demand Response+Reduced Rankine Availability+Delayed Build+Constrained Operational Capacity+Low Wind & Solar | 39.7646 | 39.7646 | 39.7646
2027 | SIWEM_PERC | Low Demand Growth+Ref Gas Supply+Methanex Stays+Increased Demand Response+Reduced Rankine Availability+Delayed Build+Constrained Operational Capacity+Low Wind & Solar | 26.0896 | 26.1581 | 26.1581
2028 | SIWEM_PERC | Low Demand Growth+Ref Gas Supply+Methanex Stays+Increased Demand Response+Reduced Rankine Availability+Delayed Build+Constrained Operational Capacity+Low Wind & Solar | 27.675 | 29.7077 | 30.5397
2029 | SIWEM_PERC | Low Demand Growth+Ref Gas Supply+Methanex Stays+Increased Demand Response+Reduced Rankine Availability+Delayed Build+Constrained Operational Capacity+Low Wind & Solar | 29.9307 | 37.5461 | 39.9113
2030 | SIWEM_PERC | Low Demand Growth+Ref Gas Supply+Methanex Stays+Increased Demand Response+Reduced Rankine Availability+Delayed Build+Constrained Operational Capacity+Low Wind & Solar | 29.8817 | 54.122 | 74.612
2031 | SIWEM_PERC | Low Demand Growth+Ref Gas Supply+Methanex Stays+Increased Demand Response+Reduced Rankine Availability+Delayed Build+Constrained Operational Capacity+Low Wind & Solar | 23.0034 | 53.9941 | 73.5704
2032 | SIWEM_PERC | Low Demand Growth+Ref Gas Supply+Methanex Stays+Increased Demand Response+Reduced Rankine Availability+Delayed Build+Constrained Operational Capacity+Low Wind & Solar | 20.985 | 50.5208 | 77.824
2033 | SIWEM_PERC | Low Demand Growth+Ref Gas Supply+Methanex Stays+Increased Demand Response+Reduced Rankine Availability+Delayed Build+Constrained Operational Capacity+Low Wind & Solar | 19.2506 | 45.8723 | 79.9883
2034 | SIWEM_PERC | Low Demand Growth+Ref Gas Supply+Methanex Stays+Increased Demand Response+Reduced Rankine Availability+Delayed Build+Constrained Operational Capacity+Low Wind & Solar | 17.6231 | 42.9389 | 77.458
2035 | SIWEM_PERC | Low Demand Growth+Ref Gas Supply+Methanex Stays+Increased Demand Response+Reduced Rankine Availability+Delayed Build+Constrained Operational Capacity+Low Wind & Solar | 15.5541 | 38.1462 | 74.2598
2026 | NZWEM_PERC | Low Demand Growth+Ref Gas Supply+Methanex Stays+Increased Demand Response+Reduced Rankine Availability+Delayed Build+Upgraded HVDC | 15.9431 | 15.9431 | 15.9431
2027 | NZWEM_PERC | Low Demand Growth+Ref Gas Supply+Methanex Stays+Increased Demand Response+Reduced Rankine Availability+Delayed Build+Upgraded HVDC | 7.5769 | 7.7272 | 7.9056
2028 | NZWEM_PERC | Low Demand Growth+Ref Gas Supply+Methanex Stays+Increased Demand Response+Reduced Rankine Availability+Delayed Build+Upgraded HVDC | 11.3274 | 12.8644 | 13.199
2029 | NZWEM_PERC | Low Demand Growth+Ref Gas Supply+Methanex Stays+Increased Demand Response+Reduced Rankine Availability+Delayed Build+Upgraded HVDC | 12.9849 | 16.0534 | 17.0064
2030 | NZWEM_PERC | Low Demand Growth+Ref Gas Supply+Methanex Stays+Increased Demand Response+Reduced Rankine Availability+Delayed Build+Upgraded HVDC | 13.0988 | 22.907 | 31.1979
2031 | NZWEM_PERC | Low Demand Growth+Ref Gas Supply+Methanex Stays+Increased Demand Response+Reduced Rankine Availability+Delayed Build+Upgraded HVDC | 10.1552 | 23.1154 | 32.4766
2032 | NZWEM_PERC | Low Demand Growth+Ref Gas Supply+Methanex Stays+Increased Demand Response+Reduced Rankine Availability+Delayed Build+Upgraded HVDC | 8.3992 | 21.8803 | 37.2687
2033 | NZWEM_PERC | Low Demand Growth+Ref Gas Supply+Methanex Stays+Increased Demand Response+Reduced Rankine Availability+Delayed Build+Upgraded HVDC | 6.7692 | 20.1373 | 41.7045
2034 | NZWEM_PERC | Low Demand Growth+Ref Gas Supply+Methanex Stays+Increased Demand Response+Reduced Rankine Availability+Delayed Build+Upgraded HVDC | 5.4753 | 19.0399 | 41.3428
2035 | NZWEM_PERC | Low Demand Growth+Ref Gas Supply+Methanex Stays+Increased Demand Response+Reduced Rankine Availability+Delayed Build+Upgraded HVDC | 3.4099 | 17.2002 | 40.8964
2026 | NIWCM | Low Demand Growth+Ref Gas Supply+Methanex Stays+Increased Demand Response+Reduced Rankine Availability+Delayed Build+Upgraded HVDC | 1053.1748 | 1053.1748 | 1053.1748
2027 | NIWCM | Low Demand Growth+Ref Gas Supply+Methanex Stays+Increased Demand Response+Reduced Rankine Availability+Delayed Build+Upgraded HVDC | 1088.1781 | 1090.048 | 1092.5205
2028 | NIWCM | Low Demand Growth+Ref Gas Supply+Methanex Stays+Increased Demand Response+Reduced Rankine Availability+Delayed Build+Upgraded HVDC | 1357.208 | 1371.8893 | 1376.4258
2029 | NIWCM | Low Demand Growth+Ref Gas Supply+Methanex Stays+Increased Demand Response+Reduced Rankine Availability+Delayed Build+Upgraded HVDC | 1397.8083 | 1508.0887 | 1521.681
2030 | NIWCM | Low Demand Growth+Ref Gas Supply+Methanex Stays+Increased Demand Response+Reduced Rankine Availability+Delayed Build+Upgraded HVDC | 1441.0537 | 2047.0653 | 2211.253
2031 | NIWCM | Low Demand Growth+Ref Gas Supply+Methanex Stays+Increased Demand Response+Reduced Rankine Availability+Delayed Build+Upgraded HVDC | 1345.6383 | 2246.6017 | 2536.1671
2032 | NIWCM | Low Demand Growth+Ref Gas Supply+Methanex Stays+Increased Demand Response+Reduced Rankine Availability+Delayed Build+Upgraded HVDC | 1227.8529 | 2187.9013 | 2608.6502
2033 | NIWCM | Low Demand Growth+Ref Gas Supply+Methanex Stays+Increased Demand Response+Reduced Rankine Availability+Delayed Build+Upgraded HVDC | 1192.0456 | 2160.0206 | 2798.8633
2034 | NIWCM | Low Demand Growth+Ref Gas Supply+Methanex Stays+Increased Demand Response+Reduced Rankine Availability+Delayed Build+Upgraded HVDC | 1090.2871 | 2074.1939 | 2780.4374
2035 | NIWCM | Low Demand Growth+Ref Gas Supply+Methanex Stays+Increased Demand Response+Reduced Rankine Availability+Delayed Build+Upgraded HVDC | 971.2425 | 1982.8637 | 2794.0518
2026 | SIWEM_PERC | Low Demand Growth+Ref Gas Supply+Methanex Stays+Increased Demand Response+Reduced Rankine Availability+Delayed Build+Upgraded HVDC | 42.4325 | 42.4325 | 42.4325
2027 | SIWEM_PERC | Low Demand Growth+Ref Gas Supply+Methanex Stays+Increased Demand Response+Reduced Rankine Availability+Delayed Build+Upgraded HVDC | 26.6098 | 26.6857 | 26.6857
2028 | SIWEM_PERC | Low Demand Growth+Ref Gas Supply+Methanex Stays+Increased Demand Response+Reduced Rankine Availability+Delayed Build+Upgraded HVDC | 29.4147 | 33.6507 | 34.5726
2029 | SIWEM_PERC | Low Demand Growth+Ref Gas Supply+Methanex Stays+Increased Demand Response+Reduced Rankine Availability+Delayed Build+Upgraded HVDC | 33.9205 | 42.3589 | 44.9798
2030 | SIWEM_PERC | Low Demand Growth+Ref Gas Supply+Methanex Stays+Increased Demand Response+Reduced Rankine Availability+Delayed Build+Upgraded HVDC | 34.1126 | 60.9727 | 83.2702
2031 | SIWEM_PERC | Low Demand Growth+Ref Gas Supply+Methanex Stays+Increased Demand Response+Reduced Rankine Availability+Delayed Build+Upgraded HVDC | 26.0718 | 61.5709 | 86.3839
2032 | SIWEM_PERC | Low Demand Growth+Ref Gas Supply+Methanex Stays+Increased Demand Response+Reduced Rankine Availability+Delayed Build+Upgraded HVDC | 21.9966 | 58.1906 | 98.7529
2033 | SIWEM_PERC | Low Demand Growth+Ref Gas Supply+Methanex Stays+Increased Demand Response+Reduced Rankine Availability+Delayed Build+Upgraded HVDC | 20.2467 | 53.4242 | 105.7919
2034 | SIWEM_PERC | Low Demand Growth+Ref Gas Supply+Methanex Stays+Increased Demand Response+Reduced Rankine Availability+Delayed Build+Upgraded HVDC | 18.6044 | 50.4901 | 102.8781
2035 | SIWEM_PERC | Low Demand Growth+Ref Gas Supply+Methanex Stays+Increased Demand Response+Reduced Rankine Availability+Delayed Build+Upgraded HVDC | 16.5168 | 45.5549 | 99.2001
2026 | NZWEM_PERC | Low Demand Growth+Ref Gas Supply+Methanex Stays+Increased Demand Response+Reduced Rankine Availability+Delayed Build+Upgraded HVDC+Low Wind & Solar | 14.9828 | 14.9828 | 14.9828
2027 | NZWEM_PERC | Low Demand Growth+Ref Gas Supply+Methanex Stays+Increased Demand Response+Reduced Rankine Availability+Delayed Build+Upgraded HVDC+Low Wind & Solar | 6.5599 | 6.6956 | 6.8566
2028 | NZWEM_PERC | Low Demand Growth+Ref Gas Supply+Methanex Stays+Increased Demand Response+Reduced Rankine Availability+Delayed Build+Upgraded HVDC+Low Wind & Solar | 10.0466 | 11.4337 | 11.7356
2029 | NZWEM_PERC | Low Demand Growth+Ref Gas Supply+Methanex Stays+Increased Demand Response+Reduced Rankine Availability+Delayed Build+Upgraded HVDC+Low Wind & Solar | 11.534 | 14.3032 | 15.1633
2030 | NZWEM_PERC | Low Demand Growth+Ref Gas Supply+Methanex Stays+Increased Demand Response+Reduced Rankine Availability+Delayed Build+Upgraded HVDC+Low Wind & Solar | 11.5538 | 20.4054 | 27.8876
2031 | NZWEM_PERC | Low Demand Growth+Ref Gas Supply+Methanex Stays+Increased Demand Response+Reduced Rankine Availability+Delayed Build+Upgraded HVDC+Low Wind & Solar | 8.6452 | 20.3414 | 28.7895
2032 | NZWEM_PERC | Low Demand Growth+Ref Gas Supply+Methanex Stays+Increased Demand Response+Reduced Rankine Availability+Delayed Build+Upgraded HVDC+Low Wind & Solar | 6.9149 | 19.0812 | 33.0086
2033 | NZWEM_PERC | Low Demand Growth+Ref Gas Supply+Methanex Stays+Increased Demand Response+Reduced Rankine Availability+Delayed Build+Upgraded HVDC+Low Wind & Solar | 5.308 | 17.3817 | 36.8847
2034 | NZWEM_PERC | Low Demand Growth+Ref Gas Supply+Methanex Stays+Increased Demand Response+Reduced Rankine Availability+Delayed Build+Upgraded HVDC+Low Wind & Solar | 4.0382 | 16.2891 | 36.4939
2035 | NZWEM_PERC | Low Demand Growth+Ref Gas Supply+Methanex Stays+Increased Demand Response+Reduced Rankine Availability+Delayed Build+Upgraded HVDC+Low Wind & Solar | 2.004 | 14.509 | 35.9696
2026 | NIWCM | Low Demand Growth+Ref Gas Supply+Methanex Stays+Increased Demand Response+Reduced Rankine Availability+Delayed Build+Upgraded HVDC+Low Wind & Solar | 1053.1748 | 1053.1748 | 1053.1748
2027 | NIWCM | Low Demand Growth+Ref Gas Supply+Methanex Stays+Increased Demand Response+Reduced Rankine Availability+Delayed Build+Upgraded HVDC+Low Wind & Solar | 1088.1781 | 1090.048 | 1092.5205
2028 | NIWCM | Low Demand Growth+Ref Gas Supply+Methanex Stays+Increased Demand Response+Reduced Rankine Availability+Delayed Build+Upgraded HVDC+Low Wind & Solar | 1357.208 | 1371.8893 | 1376.4258
2029 | NIWCM | Low Demand Growth+Ref Gas Supply+Methanex Stays+Increased Demand Response+Reduced Rankine Availability+Delayed Build+Upgraded HVDC+Low Wind & Solar | 1397.8083 | 1508.0887 | 1521.681
2030 | NIWCM | Low Demand Growth+Ref Gas Supply+Methanex Stays+Increased Demand Response+Reduced Rankine Availability+Delayed Build+Upgraded HVDC+Low Wind & Solar | 1441.0537 | 2047.0653 | 2211.253
2031 | NIWCM | Low Demand Growth+Ref Gas Supply+Methanex Stays+Increased Demand Response+Reduced Rankine Availability+Delayed Build+Upgraded HVDC+Low Wind & Solar | 1345.6383 | 2246.6017 | 2536.1671
2032 | NIWCM | Low Demand Growth+Ref Gas Supply+Methanex Stays+Increased Demand Response+Reduced Rankine Availability+Delayed Build+Upgraded HVDC+Low Wind & Solar | 1227.8529 | 2187.9013 | 2608.6502
2033 | NIWCM | Low Demand Growth+Ref Gas Supply+Methanex Stays+Increased Demand Response+Reduced Rankine Availability+Delayed Build+Upgraded HVDC+Low Wind & Solar | 1192.0456 | 2160.0206 | 2798.8633
2034 | NIWCM | Low Demand Growth+Ref Gas Supply+Methanex Stays+Increased Demand Response+Reduced Rankine Availability+Delayed Build+Upgraded HVDC+Low Wind & Solar | 1090.2871 | 2074.1939 | 2780.4374
2035 | NIWCM | Low Demand Growth+Ref Gas Supply+Methanex Stays+Increased Demand Response+Reduced Rankine Availability+Delayed Build+Upgraded HVDC+Low Wind & Solar | 971.2425 | 1982.8637 | 2794.0518
2026 | SIWEM_PERC | Low Demand Growth+Ref Gas Supply+Methanex Stays+Increased Demand Response+Reduced Rankine Availability+Delayed Build+Upgraded HVDC+Low Wind & Solar | 39.7646 | 39.7646 | 39.7646
2027 | SIWEM_PERC | Low Demand Growth+Ref Gas Supply+Methanex Stays+Increased Demand Response+Reduced Rankine Availability+Delayed Build+Upgraded HVDC+Low Wind & Solar | 26.0896 | 26.1581 | 26.1581
2028 | SIWEM_PERC | Low Demand Growth+Ref Gas Supply+Methanex Stays+Increased Demand Response+Reduced Rankine Availability+Delayed Build+Upgraded HVDC+Low Wind & Solar | 27.675 | 29.7077 | 30.5397
2029 | SIWEM_PERC | Low Demand Growth+Ref Gas Supply+Methanex Stays+Increased Demand Response+Reduced Rankine Availability+Delayed Build+Upgraded HVDC+Low Wind & Solar | 29.9307 | 37.5461 | 39.9113
2030 | SIWEM_PERC | Low Demand Growth+Ref Gas Supply+Methanex Stays+Increased Demand Response+Reduced Rankine Availability+Delayed Build+Upgraded HVDC+Low Wind & Solar | 29.8817 | 54.122 | 74.612
2031 | SIWEM_PERC | Low Demand Growth+Ref Gas Supply+Methanex Stays+Increased Demand Response+Reduced Rankine Availability+Delayed Build+Upgraded HVDC+Low Wind & Solar | 23.0034 | 53.9941 | 76.8321
2032 | SIWEM_PERC | Low Demand Growth+Ref Gas Supply+Methanex Stays+Increased Demand Response+Reduced Rankine Availability+Delayed Build+Upgraded HVDC+Low Wind & Solar | 20.985 | 50.5208 | 87.7122
2033 | SIWEM_PERC | Low Demand Growth+Ref Gas Supply+Methanex Stays+Increased Demand Response+Reduced Rankine Availability+Delayed Build+Upgraded HVDC+Low Wind & Solar | 19.2506 | 45.8723 | 97.5945
2034 | SIWEM_PERC | Low Demand Growth+Ref Gas Supply+Methanex Stays+Increased Demand Response+Reduced Rankine Availability+Delayed Build+Upgraded HVDC+Low Wind & Solar | 17.6231 | 42.9389 | 96.5309
2035 | SIWEM_PERC | Low Demand Growth+Ref Gas Supply+Methanex Stays+Increased Demand Response+Reduced Rankine Availability+Delayed Build+Upgraded HVDC+Low Wind & Solar | 15.5541 | 38.1462 | 94.3247
2026 | NZWEM_PERC | Low Demand Growth+Ref Gas Supply+Methanex Stays+Increased Demand Response+Reduced Rankine Availability+Delayed Build+Upgraded HVDC+Constrained Operational Capacity | 15.9431 | 15.9431 | 15.9431
2027 | NZWEM_PERC | Low Demand Growth+Ref Gas Supply+Methanex Stays+Increased Demand Response+Reduced Rankine Availability+Delayed Build+Upgraded HVDC+Constrained Operational Capacity | 7.5769 | 7.7272 | 7.9056
2028 | NZWEM_PERC | Low Demand Growth+Ref Gas Supply+Methanex Stays+Increased Demand Response+Reduced Rankine Availability+Delayed Build+Upgraded HVDC+Constrained Operational Capacity | 11.3274 | 12.8644 | 13.199
2029 | NZWEM_PERC | Low Demand Growth+Ref Gas Supply+Methanex Stays+Increased Demand Response+Reduced Rankine Availability+Delayed Build+Upgraded HVDC+Constrained Operational Capacity | 12.9849 | 16.0534 | 17.0064
2030 | NZWEM_PERC | Low Demand Growth+Ref Gas Supply+Methanex Stays+Increased Demand Response+Reduced Rankine Availability+Delayed Build+Upgraded HVDC+Constrained Operational Capacity | 13.0988 | 22.907 | 31.1979
2031 | NZWEM_PERC | Low Demand Growth+Ref Gas Supply+Methanex Stays+Increased Demand Response+Reduced Rankine Availability+Delayed Build+Upgraded HVDC+Constrained Operational Capacity | 10.1552 | 23.1154 | 32.4766
2032 | NZWEM_PERC | Low Demand Growth+Ref Gas Supply+Methanex Stays+Increased Demand Response+Reduced Rankine Availability+Delayed Build+Upgraded HVDC+Constrained Operational Capacity | 8.3992 | 21.8803 | 37.2687
2033 | NZWEM_PERC | Low Demand Growth+Ref Gas Supply+Methanex Stays+Increased Demand Response+Reduced Rankine Availability+Delayed Build+Upgraded HVDC+Constrained Operational Capacity | 6.7692 | 20.1373 | 41.7045
2034 | NZWEM_PERC | Low Demand Growth+Ref Gas Supply+Methanex Stays+Increased Demand Response+Reduced Rankine Availability+Delayed Build+Upgraded HVDC+Constrained Operational Capacity | 5.4753 | 19.0399 | 41.3428
2035 | NZWEM_PERC | Low Demand Growth+Ref Gas Supply+Methanex Stays+Increased Demand Response+Reduced Rankine Availability+Delayed Build+Upgraded HVDC+Constrained Operational Capacity | 3.4099 | 17.2002 | 40.8964
2026 | NIWCM | Low Demand Growth+Ref Gas Supply+Methanex Stays+Increased Demand Response+Reduced Rankine Availability+Delayed Build+Upgraded HVDC+Constrained Operational Capacity | 531.3464 | 531.3464 | 531.3464
2027 | NIWCM | Low Demand Growth+Ref Gas Supply+Methanex Stays+Increased Demand Response+Reduced Rankine Availability+Delayed Build+Upgraded HVDC+Constrained Operational Capacity | 558.0602 | 558.0602 | 558.0602
2028 | NIWCM | Low Demand Growth+Ref Gas Supply+Methanex Stays+Increased Demand Response+Reduced Rankine Availability+Delayed Build+Upgraded HVDC+Constrained Operational Capacity | 777.5357 | 777.5357 | 777.5357
2029 | NIWCM | Low Demand Growth+Ref Gas Supply+Methanex Stays+Increased Demand Response+Reduced Rankine Availability+Delayed Build+Upgraded HVDC+Constrained Operational Capacity | 776.6493 | 858.505 | 858.505
2030 | NIWCM | Low Demand Growth+Ref Gas Supply+Methanex Stays+Increased Demand Response+Reduced Rankine Availability+Delayed Build+Upgraded HVDC+Constrained Operational Capacity | 787.433 | 1288.9047 | 1400.3312
2031 | NIWCM | Low Demand Growth+Ref Gas Supply+Methanex Stays+Increased Demand Response+Reduced Rankine Availability+Delayed Build+Upgraded HVDC+Constrained Operational Capacity | 688.0584 | 1329.1385 | 1482.6596
2032 | NIWCM | Low Demand Growth+Ref Gas Supply+Methanex Stays+Increased Demand Response+Reduced Rankine Availability+Delayed Build+Upgraded HVDC+Constrained Operational Capacity | 570.534 | 1260.6375 | 1466.7678
2033 | NIWCM | Low Demand Growth+Ref Gas Supply+Methanex Stays+Increased Demand Response+Reduced Rankine Availability+Delayed Build+Upgraded HVDC+Constrained Operational Capacity | 531.4627 | 1232.8545 | 1492.8087
2034 | NIWCM | Low Demand Growth+Ref Gas Supply+Methanex Stays+Increased Demand Response+Reduced Rankine Availability+Delayed Build+Upgraded HVDC+Constrained Operational Capacity | 424.0914 | 1134.1863 | 1414.6968
2035 | NIWCM | Low Demand Growth+Ref Gas Supply+Methanex Stays+Increased Demand Response+Reduced Rankine Availability+Delayed Build+Upgraded HVDC+Constrained Operational Capacity | 302.088 | 1043.6666 | 1335.0803
2026 | SIWEM_PERC | Low Demand Growth+Ref Gas Supply+Methanex Stays+Increased Demand Response+Reduced Rankine Availability+Delayed Build+Upgraded HVDC+Constrained Operational Capacity | 42.4325 | 42.4325 | 42.4325
2027 | SIWEM_PERC | Low Demand Growth+Ref Gas Supply+Methanex Stays+Increased Demand Response+Reduced Rankine Availability+Delayed Build+Upgraded HVDC+Constrained Operational Capacity | 26.6098 | 26.6857 | 26.6857
2028 | SIWEM_PERC | Low Demand Growth+Ref Gas Supply+Methanex Stays+Increased Demand Response+Reduced Rankine Availability+Delayed Build+Upgraded HVDC+Constrained Operational Capacity | 29.4147 | 33.6507 | 34.5726
2029 | SIWEM_PERC | Low Demand Growth+Ref Gas Supply+Methanex Stays+Increased Demand Response+Reduced Rankine Availability+Delayed Build+Upgraded HVDC+Constrained Operational Capacity | 33.9205 | 42.3589 | 44.9798
2030 | SIWEM_PERC | Low Demand Growth+Ref Gas Supply+Methanex Stays+Increased Demand Response+Reduced Rankine Availability+Delayed Build+Upgraded HVDC+Constrained Operational Capacity | 34.1126 | 60.9727 | 83.2702
2031 | SIWEM_PERC | Low Demand Growth+Ref Gas Supply+Methanex Stays+Increased Demand Response+Reduced Rankine Availability+Delayed Build+Upgraded HVDC+Constrained Operational Capacity | 26.0718 | 61.5709 | 86.3839
2032 | SIWEM_PERC | Low Demand Growth+Ref Gas Supply+Methanex Stays+Increased Demand Response+Reduced Rankine Availability+Delayed Build+Upgraded HVDC+Constrained Operational Capacity | 21.9966 | 58.1906 | 98.7529
2033 | SIWEM_PERC | Low Demand Growth+Ref Gas Supply+Methanex Stays+Increased Demand Response+Reduced Rankine Availability+Delayed Build+Upgraded HVDC+Constrained Operational Capacity | 20.2467 | 53.4242 | 105.7919
2034 | SIWEM_PERC | Low Demand Growth+Ref Gas Supply+Methanex Stays+Increased Demand Response+Reduced Rankine Availability+Delayed Build+Upgraded HVDC+Constrained Operational Capacity | 18.6044 | 50.4901 | 102.8781
2035 | SIWEM_PERC | Low Demand Growth+Ref Gas Supply+Methanex Stays+Increased Demand Response+Reduced Rankine Availability+Delayed Build+Upgraded HVDC+Constrained Operational Capacity | 16.5168 | 45.5549 | 99.2001
2026 | NZWEM_PERC | Low Demand Growth+Ref Gas Supply+Methanex Stays+Increased Demand Response+Reduced Rankine Availability+Delayed Build+Upgraded HVDC+Constrained Operational Capacity+Low Wind & Solar | 14.9828 | 14.9828 | 14.9828
2027 | NZWEM_PERC | Low Demand Growth+Ref Gas Supply+Methanex Stays+Increased Demand Response+Reduced Rankine Availability+Delayed Build+Upgraded HVDC+Constrained Operational Capacity+Low Wind & Solar | 6.5599 | 6.6956 | 6.8566
2028 | NZWEM_PERC | Low Demand Growth+Ref Gas Supply+Methanex Stays+Increased Demand Response+Reduced Rankine Availability+Delayed Build+Upgraded HVDC+Constrained Operational Capacity+Low Wind & Solar | 10.0466 | 11.4337 | 11.7356
2029 | NZWEM_PERC | Low Demand Growth+Ref Gas Supply+Methanex Stays+Increased Demand Response+Reduced Rankine Availability+Delayed Build+Upgraded HVDC+Constrained Operational Capacity+Low Wind & Solar | 11.534 | 14.3032 | 15.1633
2030 | NZWEM_PERC | Low Demand Growth+Ref Gas Supply+Methanex Stays+Increased Demand Response+Reduced Rankine Availability+Delayed Build+Upgraded HVDC+Constrained Operational Capacity+Low Wind & Solar | 11.5538 | 20.4054 | 27.8876
2031 | NZWEM_PERC | Low Demand Growth+Ref Gas Supply+Methanex Stays+Increased Demand Response+Reduced Rankine Availability+Delayed Build+Upgraded HVDC+Constrained Operational Capacity+Low Wind & Solar | 8.6452 | 20.3414 | 28.7895
2032 | NZWEM_PERC | Low Demand Growth+Ref Gas Supply+Methanex Stays+Increased Demand Response+Reduced Rankine Availability+Delayed Build+Upgraded HVDC+Constrained Operational Capacity+Low Wind & Solar | 6.9149 | 19.0812 | 33.0086
2033 | NZWEM_PERC | Low Demand Growth+Ref Gas Supply+Methanex Stays+Increased Demand Response+Reduced Rankine Availability+Delayed Build+Upgraded HVDC+Constrained Operational Capacity+Low Wind & Solar | 5.308 | 17.3817 | 36.8847
2034 | NZWEM_PERC | Low Demand Growth+Ref Gas Supply+Methanex Stays+Increased Demand Response+Reduced Rankine Availability+Delayed Build+Upgraded HVDC+Constrained Operational Capacity+Low Wind & Solar | 4.0382 | 16.2891 | 36.4939
2035 | NZWEM_PERC | Low Demand Growth+Ref Gas Supply+Methanex Stays+Increased Demand Response+Reduced Rankine Availability+Delayed Build+Upgraded HVDC+Constrained Operational Capacity+Low Wind & Solar | 2.004 | 14.509 | 35.9696
2026 | NIWCM | Low Demand Growth+Ref Gas Supply+Methanex Stays+Increased Demand Response+Reduced Rankine Availability+Delayed Build+Upgraded HVDC+Constrained Operational Capacity+Low Wind & Solar | 531.3464 | 531.3464 | 531.3464
2027 | NIWCM | Low Demand Growth+Ref Gas Supply+Methanex Stays+Increased Demand Response+Reduced Rankine Availability+Delayed Build+Upgraded HVDC+Constrained Operational Capacity+Low Wind & Solar | 558.0602 | 558.0602 | 558.0602
2028 | NIWCM | Low Demand Growth+Ref Gas Supply+Methanex Stays+Increased Demand Response+Reduced Rankine Availability+Delayed Build+Upgraded HVDC+Constrained Operational Capacity+Low Wind & Solar | 777.5357 | 777.5357 | 777.5357
2029 | NIWCM | Low Demand Growth+Ref Gas Supply+Methanex Stays+Increased Demand Response+Reduced Rankine Availability+Delayed Build+Upgraded HVDC+Constrained Operational Capacity+Low Wind & Solar | 776.6493 | 858.505 | 858.505
2030 | NIWCM | Low Demand Growth+Ref Gas Supply+Methanex Stays+Increased Demand Response+Reduced Rankine Availability+Delayed Build+Upgraded HVDC+Constrained Operational Capacity+Low Wind & Solar | 787.433 | 1288.9047 | 1400.3312
2031 | NIWCM | Low Demand Growth+Ref Gas Supply+Methanex Stays+Increased Demand Response+Reduced Rankine Availability+Delayed Build+Upgraded HVDC+Constrained Operational Capacity+Low Wind & Solar | 688.0584 | 1329.1385 | 1482.6596
2032 | NIWCM | Low Demand Growth+Ref Gas Supply+Methanex Stays+Increased Demand Response+Reduced Rankine Availability+Delayed Build+Upgraded HVDC+Constrained Operational Capacity+Low Wind & Solar | 570.534 | 1260.6375 | 1466.7678
2033 | NIWCM | Low Demand Growth+Ref Gas Supply+Methanex Stays+Increased Demand Response+Reduced Rankine Availability+Delayed Build+Upgraded HVDC+Constrained Operational Capacity+Low Wind & Solar | 531.4627 | 1232.8545 | 1492.8087
2034 | NIWCM | Low Demand Growth+Ref Gas Supply+Methanex Stays+Increased Demand Response+Reduced Rankine Availability+Delayed Build+Upgraded HVDC+Constrained Operational Capacity+Low Wind & Solar | 424.0914 | 1134.1863 | 1414.6968
2035 | NIWCM | Low Demand Growth+Ref Gas Supply+Methanex Stays+Increased Demand Response+Reduced Rankine Availability+Delayed Build+Upgraded HVDC+Constrained Operational Capacity+Low Wind & Solar | 302.088 | 1043.6666 | 1335.0803
2026 | SIWEM_PERC | Low Demand Growth+Ref Gas Supply+Methanex Stays+Increased Demand Response+Reduced Rankine Availability+Delayed Build+Upgraded HVDC+Constrained Operational Capacity+Low Wind & Solar | 39.7646 | 39.7646 | 39.7646
2027 | SIWEM_PERC | Low Demand Growth+Ref Gas Supply+Methanex Stays+Increased Demand Response+Reduced Rankine Availability+Delayed Build+Upgraded HVDC+Constrained Operational Capacity+Low Wind & Solar | 26.0896 | 26.1581 | 26.1581
2028 | SIWEM_PERC | Low Demand Growth+Ref Gas Supply+Methanex Stays+Increased Demand Response+Reduced Rankine Availability+Delayed Build+Upgraded HVDC+Constrained Operational Capacity+Low Wind & Solar | 27.675 | 29.7077 | 30.5397
2029 | SIWEM_PERC | Low Demand Growth+Ref Gas Supply+Methanex Stays+Increased Demand Response+Reduced Rankine Availability+Delayed Build+Upgraded HVDC+Constrained Operational Capacity+Low Wind & Solar | 29.9307 | 37.5461 | 39.9113
2030 | SIWEM_PERC | Low Demand Growth+Ref Gas Supply+Methanex Stays+Increased Demand Response+Reduced Rankine Availability+Delayed Build+Upgraded HVDC+Constrained Operational Capacity+Low Wind & Solar | 29.8817 | 54.122 | 74.612
2031 | SIWEM_PERC | Low Demand Growth+Ref Gas Supply+Methanex Stays+Increased Demand Response+Reduced Rankine Availability+Delayed Build+Upgraded HVDC+Constrained Operational Capacity+Low Wind & Solar | 23.0034 | 53.9941 | 76.8321
2032 | SIWEM_PERC | Low Demand Growth+Ref Gas Supply+Methanex Stays+Increased Demand Response+Reduced Rankine Availability+Delayed Build+Upgraded HVDC+Constrained Operational Capacity+Low Wind & Solar | 20.985 | 50.5208 | 87.7122
2033 | SIWEM_PERC | Low Demand Growth+Ref Gas Supply+Methanex Stays+Increased Demand Response+Reduced Rankine Availability+Delayed Build+Upgraded HVDC+Constrained Operational Capacity+Low Wind & Solar | 19.2506 | 45.8723 | 97.5945
2034 | SIWEM_PERC | Low Demand Growth+Ref Gas Supply+Methanex Stays+Increased Demand Response+Reduced Rankine Availability+Delayed Build+Upgraded HVDC+Constrained Operational Capacity+Low Wind & Solar | 17.6231 | 42.9389 | 96.5309
2035 | SIWEM_PERC | Low Demand Growth+Ref Gas Supply+Methanex Stays+Increased Demand Response+Reduced Rankine Availability+Delayed Build+Upgraded HVDC+Constrained Operational Capacity+Low Wind & Solar | 15.5541 | 38.1462 | 94.3247
2026 | NZWEM_PERC | Low Demand Growth+Expected Future Gas Supply+Methanex Stays | 24.5514 | 24.6112 | 24.6112
2027 | NZWEM_PERC | Low Demand Growth+Expected Future Gas Supply+Methanex Stays | 23.4661 | 25.41 | 25.7461
2028 | NZWEM_PERC | Low Demand Growth+Expected Future Gas Supply+Methanex Stays | 23.7475 | 32.3406 | 37.1066
2029 | NZWEM_PERC | Low Demand Growth+Expected Future Gas Supply+Methanex Stays | 22.0979 | 34.3494 | 44.0427
2030 | NZWEM_PERC | Low Demand Growth+Expected Future Gas Supply+Methanex Stays | 20.8367 | 35.3657 | 51.3018
2031 | NZWEM_PERC | Low Demand Growth+Expected Future Gas Supply+Methanex Stays | 17.7198 | 32.0192 | 54.1933
2032 | NZWEM_PERC | Low Demand Growth+Expected Future Gas Supply+Methanex Stays | 15.8344 | 30.3183 | 53.2354
2033 | NZWEM_PERC | Low Demand Growth+Expected Future Gas Supply+Methanex Stays | 14.0884 | 28.3469 | 52.8478
2034 | NZWEM_PERC | Low Demand Growth+Expected Future Gas Supply+Methanex Stays | 12.6716 | 27.1686 | 51.2661
2035 | NZWEM_PERC | Low Demand Growth+Expected Future Gas Supply+Methanex Stays | 10.4492 | 24.7362 | 48.3115
2026 | NIWCM | Low Demand Growth+Expected Future Gas Supply+Methanex Stays | 1191.4351 | 1192.2349 | 1192.2349
2027 | NIWCM | Low Demand Growth+Expected Future Gas Supply+Methanex Stays | 1557.5564 | 1585.4149 | 1589.9514
2028 | NIWCM | Low Demand Growth+Expected Future Gas Supply+Methanex Stays | 1691.982 | 2252.2616 | 2291.2072
2029 | NIWCM | Low Demand Growth+Expected Future Gas Supply+Methanex Stays | 1669.9339 | 2480.1561 | 2697.8453
2030 | NIWCM | Low Demand Growth+Expected Future Gas Supply+Methanex Stays | 1553.9546 | 2464.6366 | 2829.8835
2031 | NIWCM | Low Demand Growth+Expected Future Gas Supply+Methanex Stays | 1467.1153 | 2424.3154 | 2981.1502
2032 | NIWCM | Low Demand Growth+Expected Future Gas Supply+Methanex Stays | 1346.0248 | 2344.8036 | 2951.5172
2033 | NIWCM | Low Demand Growth+Expected Future Gas Supply+Methanex Stays | 1230.5606 | 2244.2983 | 2945.4076
2034 | NIWCM | Low Demand Growth+Expected Future Gas Supply+Methanex Stays | 1119.9072 | 2183.9982 | 2988.5705
2035 | NIWCM | Low Demand Growth+Expected Future Gas Supply+Methanex Stays | 994.219 | 2073.4482 | 2903.1288
2026 | SIWEM_PERC | Low Demand Growth+Expected Future Gas Supply+Methanex Stays | 55.9618 | 55.9618 | 55.9618
2027 | SIWEM_PERC | Low Demand Growth+Expected Future Gas Supply+Methanex Stays | 54.8105 | 57.5499 | 57.5499
2028 | SIWEM_PERC | Low Demand Growth+Expected Future Gas Supply+Methanex Stays | 54.8446 | 68.665 | 76.4172
2029 | SIWEM_PERC | Low Demand Growth+Expected Future Gas Supply+Methanex Stays | 52.7546 | 66.3794 | 83.0811
2030 | SIWEM_PERC | Low Demand Growth+Expected Future Gas Supply+Methanex Stays | 49.4932 | 64.9092 | 87.3057
2031 | SIWEM_PERC | Low Demand Growth+Expected Future Gas Supply+Methanex Stays | 46.22 | 61.2884 | 88.5761
2032 | SIWEM_PERC | Low Demand Growth+Expected Future Gas Supply+Methanex Stays | 41.3389 | 58.492 | 85.2852
2033 | SIWEM_PERC | Low Demand Growth+Expected Future Gas Supply+Methanex Stays | 36.5203 | 56.0874 | 82.4535
2034 | SIWEM_PERC | Low Demand Growth+Expected Future Gas Supply+Methanex Stays | 32.6441 | 53.8235 | 79.7831
2035 | SIWEM_PERC | Low Demand Growth+Expected Future Gas Supply+Methanex Stays | 26.5772 | 50.9627 | 76.4144
2026 | NZWEM_PERC | Low Demand Growth+Expected Future Gas Supply+Methanex Stays+Low Wind & Solar | 23.2955 | 23.3495 | 23.3495
2027 | NZWEM_PERC | Low Demand Growth+Expected Future Gas Supply+Methanex Stays+Low Wind & Solar | 22.0406 | 23.7949 | 24.0982
2028 | NZWEM_PERC | Low Demand Growth+Expected Future Gas Supply+Methanex Stays+Low Wind & Solar | 22.2143 | 29.9692 | 34.2704
2029 | NZWEM_PERC | Low Demand Growth+Expected Future Gas Supply+Methanex Stays+Low Wind & Solar | 20.5344 | 31.5909 | 40.3388
2030 | NZWEM_PERC | Low Demand Growth+Expected Future Gas Supply+Methanex Stays+Low Wind & Solar | 19.2996 | 32.467 | 46.8901
2031 | NZWEM_PERC | Low Demand Growth+Expected Future Gas Supply+Methanex Stays+Low Wind & Solar | 16.2176 | 29.1861 | 49.2379
2032 | NZWEM_PERC | Low Demand Growth+Expected Future Gas Supply+Methanex Stays+Low Wind & Solar | 14.3577 | 27.4917 | 48.253
2033 | NZWEM_PERC | Low Demand Growth+Expected Future Gas Supply+Methanex Stays+Low Wind & Solar | 12.6347 | 25.5643 | 47.7537
2034 | NZWEM_PERC | Low Demand Growth+Expected Future Gas Supply+Methanex Stays+Low Wind & Solar | 11.2418 | 24.4318 | 46.2559
2035 | NZWEM_PERC | Low Demand Growth+Expected Future Gas Supply+Methanex Stays+Low Wind & Solar | 9.0504 | 22.0587 | 43.4098
2026 | NIWCM | Low Demand Growth+Expected Future Gas Supply+Methanex Stays+Low Wind & Solar | 1191.4351 | 1192.2349 | 1192.2349
2027 | NIWCM | Low Demand Growth+Expected Future Gas Supply+Methanex Stays+Low Wind & Solar | 1557.5564 | 1585.4149 | 1589.9514
2028 | NIWCM | Low Demand Growth+Expected Future Gas Supply+Methanex Stays+Low Wind & Solar | 1691.982 | 2252.2616 | 2291.2072
2029 | NIWCM | Low Demand Growth+Expected Future Gas Supply+Methanex Stays+Low Wind & Solar | 1669.9339 | 2480.1561 | 2697.8453
2030 | NIWCM | Low Demand Growth+Expected Future Gas Supply+Methanex Stays+Low Wind & Solar | 1553.9546 | 2464.6366 | 2829.8835
2031 | NIWCM | Low Demand Growth+Expected Future Gas Supply+Methanex Stays+Low Wind & Solar | 1467.1153 | 2424.3154 | 2981.1502
2032 | NIWCM | Low Demand Growth+Expected Future Gas Supply+Methanex Stays+Low Wind & Solar | 1346.0248 | 2344.8036 | 2951.5172
2033 | NIWCM | Low Demand Growth+Expected Future Gas Supply+Methanex Stays+Low Wind & Solar | 1230.5606 | 2244.2983 | 2945.4076
2034 | NIWCM | Low Demand Growth+Expected Future Gas Supply+Methanex Stays+Low Wind & Solar | 1119.9072 | 2183.9982 | 2988.5705
2035 | NIWCM | Low Demand Growth+Expected Future Gas Supply+Methanex Stays+Low Wind & Solar | 994.219 | 2073.4482 | 2903.1288
2026 | SIWEM_PERC | Low Demand Growth+Expected Future Gas Supply+Methanex Stays+Low Wind & Solar | 55.1095 | 55.1095 | 55.1095
2027 | SIWEM_PERC | Low Demand Growth+Expected Future Gas Supply+Methanex Stays+Low Wind & Solar | 53.9143 | 56.3865 | 56.3865
2028 | SIWEM_PERC | Low Demand Growth+Expected Future Gas Supply+Methanex Stays+Low Wind & Solar | 53.7661 | 66.2385 | 73.2346
2029 | SIWEM_PERC | Low Demand Growth+Expected Future Gas Supply+Methanex Stays+Low Wind & Solar | 51.6913 | 63.9873 | 79.06
2030 | SIWEM_PERC | Low Demand Growth+Expected Future Gas Supply+Methanex Stays+Low Wind & Solar | 48.4532 | 62.3656 | 82.5777
2031 | SIWEM_PERC | Low Demand Growth+Expected Future Gas Supply+Methanex Stays+Low Wind & Solar | 42.4939 | 58.8022 | 83.4284
2032 | SIWEM_PERC | Low Demand Growth+Expected Future Gas Supply+Methanex Stays+Low Wind & Solar | 37.3263 | 56.0508 | 80.2308
2033 | SIWEM_PERC | Low Demand Growth+Expected Future Gas Supply+Methanex Stays+Low Wind & Solar | 32.5717 | 53.6851 | 77.4796
2034 | SIWEM_PERC | Low Demand Growth+Expected Future Gas Supply+Methanex Stays+Low Wind & Solar | 28.7563 | 51.4583 | 74.8859
2035 | SIWEM_PERC | Low Demand Growth+Expected Future Gas Supply+Methanex Stays+Low Wind & Solar | 22.7656 | 48.6438 | 71.6131
2026 | NZWEM_PERC | Low Demand Growth+Expected Future Gas Supply+Methanex Stays+Constrained Operational Capacity | 24.5514 | 24.6112 | 24.6112
2027 | NZWEM_PERC | Low Demand Growth+Expected Future Gas Supply+Methanex Stays+Constrained Operational Capacity | 23.4661 | 25.41 | 25.7461
2028 | NZWEM_PERC | Low Demand Growth+Expected Future Gas Supply+Methanex Stays+Constrained Operational Capacity | 23.7475 | 32.3406 | 37.1066
2029 | NZWEM_PERC | Low Demand Growth+Expected Future Gas Supply+Methanex Stays+Constrained Operational Capacity | 22.0979 | 34.3494 | 44.0427
2030 | NZWEM_PERC | Low Demand Growth+Expected Future Gas Supply+Methanex Stays+Constrained Operational Capacity | 20.8367 | 35.3657 | 51.3018
2031 | NZWEM_PERC | Low Demand Growth+Expected Future Gas Supply+Methanex Stays+Constrained Operational Capacity | 17.7198 | 32.0192 | 54.1933
2032 | NZWEM_PERC | Low Demand Growth+Expected Future Gas Supply+Methanex Stays+Constrained Operational Capacity | 15.8344 | 30.3183 | 53.2354
2033 | NZWEM_PERC | Low Demand Growth+Expected Future Gas Supply+Methanex Stays+Constrained Operational Capacity | 14.0884 | 28.3469 | 52.8478
2034 | NZWEM_PERC | Low Demand Growth+Expected Future Gas Supply+Methanex Stays+Constrained Operational Capacity | 12.6716 | 27.1686 | 51.2661
2035 | NZWEM_PERC | Low Demand Growth+Expected Future Gas Supply+Methanex Stays+Constrained Operational Capacity | 10.4492 | 24.7362 | 48.3115
2026 | NIWCM | Low Demand Growth+Expected Future Gas Supply+Methanex Stays+Constrained Operational Capacity | 604.1196 | 604.1196 | 604.1196
2027 | NIWCM | Low Demand Growth+Expected Future Gas Supply+Methanex Stays+Constrained Operational Capacity | 939.6101 | 943.4979 | 943.4979
2028 | NIWCM | Low Demand Growth+Expected Future Gas Supply+Methanex Stays+Constrained Operational Capacity | 1048.7594 | 1536.2788 | 1543.3608
2029 | NIWCM | Low Demand Growth+Expected Future Gas Supply+Methanex Stays+Constrained Operational Capacity | 1012.8328 | 1654.2944 | 1807.2858
2030 | NIWCM | Low Demand Growth+Expected Future Gas Supply+Methanex Stays+Constrained Operational Capacity | 896.6462 | 1614.0679 | 1819.7647
2031 | NIWCM | Low Demand Growth+Expected Future Gas Supply+Methanex Stays+Constrained Operational Capacity | 805.9979 | 1535.3563 | 1795.1785
2032 | NIWCM | Low Demand Growth+Expected Future Gas Supply+Methanex Stays+Constrained Operational Capacity | 678.4312 | 1417.616 | 1697.9734
2033 | NIWCM | Low Demand Growth+Expected Future Gas Supply+Methanex Stays+Constrained Operational Capacity | 561.367 | 1303.4536 | 1596.4557
2034 | NIWCM | Low Demand Growth+Expected Future Gas Supply+Methanex Stays+Constrained Operational Capacity | 450.0023 | 1235.557 | 1610.6233
2035 | NIWCM | Low Demand Growth+Expected Future Gas Supply+Methanex Stays+Constrained Operational Capacity | 322.0374 | 1119.3844 | 1495.5036
2026 | SIWEM_PERC | Low Demand Growth+Expected Future Gas Supply+Methanex Stays+Constrained Operational Capacity | 55.9618 | 55.9618 | 55.9618
2027 | SIWEM_PERC | Low Demand Growth+Expected Future Gas Supply+Methanex Stays+Constrained Operational Capacity | 54.8105 | 57.5499 | 57.5499
2028 | SIWEM_PERC | Low Demand Growth+Expected Future Gas Supply+Methanex Stays+Constrained Operational Capacity | 54.8446 | 68.665 | 76.4172
2029 | SIWEM_PERC | Low Demand Growth+Expected Future Gas Supply+Methanex Stays+Constrained Operational Capacity | 52.7546 | 66.3794 | 83.0811
2030 | SIWEM_PERC | Low Demand Growth+Expected Future Gas Supply+Methanex Stays+Constrained Operational Capacity | 49.4932 | 64.9092 | 87.3057
2031 | SIWEM_PERC | Low Demand Growth+Expected Future Gas Supply+Methanex Stays+Constrained Operational Capacity | 46.22 | 61.2884 | 88.5761
2032 | SIWEM_PERC | Low Demand Growth+Expected Future Gas Supply+Methanex Stays+Constrained Operational Capacity | 41.3389 | 58.492 | 85.2852
2033 | SIWEM_PERC | Low Demand Growth+Expected Future Gas Supply+Methanex Stays+Constrained Operational Capacity | 36.5203 | 56.0874 | 82.4535
2034 | SIWEM_PERC | Low Demand Growth+Expected Future Gas Supply+Methanex Stays+Constrained Operational Capacity | 32.6441 | 53.8235 | 79.7831
2035 | SIWEM_PERC | Low Demand Growth+Expected Future Gas Supply+Methanex Stays+Constrained Operational Capacity | 26.5772 | 50.9627 | 76.4144
2026 | NZWEM_PERC | Low Demand Growth+Expected Future Gas Supply+Methanex Stays+Constrained Operational Capacity+Low Wind & Solar | 23.2955 | 23.3495 | 23.3495
2027 | NZWEM_PERC | Low Demand Growth+Expected Future Gas Supply+Methanex Stays+Constrained Operational Capacity+Low Wind & Solar | 22.0406 | 23.7949 | 24.0982
2028 | NZWEM_PERC | Low Demand Growth+Expected Future Gas Supply+Methanex Stays+Constrained Operational Capacity+Low Wind & Solar | 22.2143 | 29.9692 | 34.2704
2029 | NZWEM_PERC | Low Demand Growth+Expected Future Gas Supply+Methanex Stays+Constrained Operational Capacity+Low Wind & Solar | 20.5344 | 31.5909 | 40.3388
2030 | NZWEM_PERC | Low Demand Growth+Expected Future Gas Supply+Methanex Stays+Constrained Operational Capacity+Low Wind & Solar | 19.2996 | 32.467 | 46.8901
2031 | NZWEM_PERC | Low Demand Growth+Expected Future Gas Supply+Methanex Stays+Constrained Operational Capacity+Low Wind & Solar | 16.2176 | 29.1861 | 49.2379
2032 | NZWEM_PERC | Low Demand Growth+Expected Future Gas Supply+Methanex Stays+Constrained Operational Capacity+Low Wind & Solar | 14.3577 | 27.4917 | 48.253
2033 | NZWEM_PERC | Low Demand Growth+Expected Future Gas Supply+Methanex Stays+Constrained Operational Capacity+Low Wind & Solar | 12.6347 | 25.5643 | 47.7537
2034 | NZWEM_PERC | Low Demand Growth+Expected Future Gas Supply+Methanex Stays+Constrained Operational Capacity+Low Wind & Solar | 11.2418 | 24.4318 | 46.2559
2035 | NZWEM_PERC | Low Demand Growth+Expected Future Gas Supply+Methanex Stays+Constrained Operational Capacity+Low Wind & Solar | 9.0504 | 22.0587 | 43.4098
2026 | NIWCM | Low Demand Growth+Expected Future Gas Supply+Methanex Stays+Constrained Operational Capacity+Low Wind & Solar | 604.1196 | 604.1196 | 604.1196
2027 | NIWCM | Low Demand Growth+Expected Future Gas Supply+Methanex Stays+Constrained Operational Capacity+Low Wind & Solar | 939.6101 | 943.4979 | 943.4979
2028 | NIWCM | Low Demand Growth+Expected Future Gas Supply+Methanex Stays+Constrained Operational Capacity+Low Wind & Solar | 1048.7594 | 1536.2788 | 1543.3608
2029 | NIWCM | Low Demand Growth+Expected Future Gas Supply+Methanex Stays+Constrained Operational Capacity+Low Wind & Solar | 1012.8328 | 1654.2944 | 1807.2858
2030 | NIWCM | Low Demand Growth+Expected Future Gas Supply+Methanex Stays+Constrained Operational Capacity+Low Wind & Solar | 896.6462 | 1614.0679 | 1819.7647
2031 | NIWCM | Low Demand Growth+Expected Future Gas Supply+Methanex Stays+Constrained Operational Capacity+Low Wind & Solar | 805.9979 | 1535.3563 | 1795.1785
2032 | NIWCM | Low Demand Growth+Expected Future Gas Supply+Methanex Stays+Constrained Operational Capacity+Low Wind & Solar | 678.4312 | 1417.616 | 1697.9734
2033 | NIWCM | Low Demand Growth+Expected Future Gas Supply+Methanex Stays+Constrained Operational Capacity+Low Wind & Solar | 561.367 | 1303.4536 | 1596.4557
2034 | NIWCM | Low Demand Growth+Expected Future Gas Supply+Methanex Stays+Constrained Operational Capacity+Low Wind & Solar | 450.0023 | 1235.557 | 1610.6233
2035 | NIWCM | Low Demand Growth+Expected Future Gas Supply+Methanex Stays+Constrained Operational Capacity+Low Wind & Solar | 322.0374 | 1119.3844 | 1495.5036
2026 | SIWEM_PERC | Low Demand Growth+Expected Future Gas Supply+Methanex Stays+Constrained Operational Capacity+Low Wind & Solar | 55.1095 | 55.1095 | 55.1095
2027 | SIWEM_PERC | Low Demand Growth+Expected Future Gas Supply+Methanex Stays+Constrained Operational Capacity+Low Wind & Solar | 53.9143 | 56.3865 | 56.3865
2028 | SIWEM_PERC | Low Demand Growth+Expected Future Gas Supply+Methanex Stays+Constrained Operational Capacity+Low Wind & Solar | 53.7661 | 66.2385 | 73.2346
2029 | SIWEM_PERC | Low Demand Growth+Expected Future Gas Supply+Methanex Stays+Constrained Operational Capacity+Low Wind & Solar | 51.6913 | 63.9873 | 79.06
2030 | SIWEM_PERC | Low Demand Growth+Expected Future Gas Supply+Methanex Stays+Constrained Operational Capacity+Low Wind & Solar | 48.4532 | 62.3656 | 82.5777
2031 | SIWEM_PERC | Low Demand Growth+Expected Future Gas Supply+Methanex Stays+Constrained Operational Capacity+Low Wind & Solar | 42.4939 | 58.8022 | 83.4284
2032 | SIWEM_PERC | Low Demand Growth+Expected Future Gas Supply+Methanex Stays+Constrained Operational Capacity+Low Wind & Solar | 37.3263 | 56.0508 | 80.2308
2033 | SIWEM_PERC | Low Demand Growth+Expected Future Gas Supply+Methanex Stays+Constrained Operational Capacity+Low Wind & Solar | 32.5717 | 53.6851 | 77.4796
2034 | SIWEM_PERC | Low Demand Growth+Expected Future Gas Supply+Methanex Stays+Constrained Operational Capacity+Low Wind & Solar | 28.7563 | 51.4583 | 74.8859
2035 | SIWEM_PERC | Low Demand Growth+Expected Future Gas Supply+Methanex Stays+Constrained Operational Capacity+Low Wind & Solar | 22.7656 | 48.6438 | 71.6131
2026 | NZWEM_PERC | Low Demand Growth+Expected Future Gas Supply+Methanex Stays+Upgraded HVDC | 24.5514 | 24.6112 | 24.6112
2027 | NZWEM_PERC | Low Demand Growth+Expected Future Gas Supply+Methanex Stays+Upgraded HVDC | 23.4661 | 25.41 | 25.7461
2028 | NZWEM_PERC | Low Demand Growth+Expected Future Gas Supply+Methanex Stays+Upgraded HVDC | 23.7475 | 32.3406 | 37.1066
2029 | NZWEM_PERC | Low Demand Growth+Expected Future Gas Supply+Methanex Stays+Upgraded HVDC | 22.0979 | 34.3494 | 44.0427
2030 | NZWEM_PERC | Low Demand Growth+Expected Future Gas Supply+Methanex Stays+Upgraded HVDC | 20.8367 | 35.3657 | 51.3018
2031 | NZWEM_PERC | Low Demand Growth+Expected Future Gas Supply+Methanex Stays+Upgraded HVDC | 17.7198 | 32.0192 | 54.1933
2032 | NZWEM_PERC | Low Demand Growth+Expected Future Gas Supply+Methanex Stays+Upgraded HVDC | 15.8344 | 30.3183 | 53.2354
2033 | NZWEM_PERC | Low Demand Growth+Expected Future Gas Supply+Methanex Stays+Upgraded HVDC | 14.0884 | 28.3469 | 52.8478
2034 | NZWEM_PERC | Low Demand Growth+Expected Future Gas Supply+Methanex Stays+Upgraded HVDC | 12.6716 | 27.1686 | 51.2661
2035 | NZWEM_PERC | Low Demand Growth+Expected Future Gas Supply+Methanex Stays+Upgraded HVDC | 10.4492 | 24.7362 | 48.3115
2026 | NIWCM | Low Demand Growth+Expected Future Gas Supply+Methanex Stays+Upgraded HVDC | 1191.4351 | 1192.2349 | 1192.2349
2027 | NIWCM | Low Demand Growth+Expected Future Gas Supply+Methanex Stays+Upgraded HVDC | 1557.5564 | 1585.4149 | 1589.9514
2028 | NIWCM | Low Demand Growth+Expected Future Gas Supply+Methanex Stays+Upgraded HVDC | 1691.982 | 2252.2616 | 2291.2072
2029 | NIWCM | Low Demand Growth+Expected Future Gas Supply+Methanex Stays+Upgraded HVDC | 1669.9339 | 2480.1561 | 2697.8453
2030 | NIWCM | Low Demand Growth+Expected Future Gas Supply+Methanex Stays+Upgraded HVDC | 1553.9546 | 2464.6366 | 2829.8835
2031 | NIWCM | Low Demand Growth+Expected Future Gas Supply+Methanex Stays+Upgraded HVDC | 1467.1283 | 2462.403 | 3104.6501
2032 | NIWCM | Low Demand Growth+Expected Future Gas Supply+Methanex Stays+Upgraded HVDC | 1346.0214 | 2356.9675 | 3075.1526
2033 | NIWCM | Low Demand Growth+Expected Future Gas Supply+Methanex Stays+Upgraded HVDC | 1230.5615 | 2244.3003 | 3068.7788
2034 | NIWCM | Low Demand Growth+Expected Future Gas Supply+Methanex Stays+Upgraded HVDC | 1119.9069 | 2184.0843 | 3118.3237
2035 | NIWCM | Low Demand Growth+Expected Future Gas Supply+Methanex Stays+Upgraded HVDC | 994.2191 | 2073.4321 | 3027.3933
2026 | SIWEM_PERC | Low Demand Growth+Expected Future Gas Supply+Methanex Stays+Upgraded HVDC | 55.9618 | 55.9618 | 55.9618
2027 | SIWEM_PERC | Low Demand Growth+Expected Future Gas Supply+Methanex Stays+Upgraded HVDC | 62.4148 | 67.5291 | 68.371
2028 | SIWEM_PERC | Low Demand Growth+Expected Future Gas Supply+Methanex Stays+Upgraded HVDC | 62.8829 | 85.5689 | 98.1592
2029 | SIWEM_PERC | Low Demand Growth+Expected Future Gas Supply+Methanex Stays+Upgraded HVDC | 58.3881 | 88.5385 | 105.2402
2030 | SIWEM_PERC | Low Demand Growth+Expected Future Gas Supply+Methanex Stays+Upgraded HVDC | 54.6393 | 86.5834 | 108.9799
2031 | SIWEM_PERC | Low Demand Growth+Expected Future Gas Supply+Methanex Stays+Upgraded HVDC | 46.5483 | 82.474 | 109.7617
2032 | SIWEM_PERC | Low Demand Growth+Expected Future Gas Supply+Methanex Stays+Upgraded HVDC | 41.3389 | 78.7121 | 106.087
2033 | SIWEM_PERC | Low Demand Growth+Expected Future Gas Supply+Methanex Stays+Upgraded HVDC | 36.5203 | 73.5378 | 102.9236
2034 | SIWEM_PERC | Low Demand Growth+Expected Future Gas Supply+Methanex Stays+Upgraded HVDC | 32.6441 | 70.4335 | 99.9376
2035 | SIWEM_PERC | Low Demand Growth+Expected Future Gas Supply+Methanex Stays+Upgraded HVDC | 26.5772 | 64.2093 | 96.1747
2026 | NZWEM_PERC | Low Demand Growth+Expected Future Gas Supply+Methanex Stays+Upgraded HVDC+Low Wind & Solar | 23.2955 | 23.3495 | 23.3495
2027 | NZWEM_PERC | Low Demand Growth+Expected Future Gas Supply+Methanex Stays+Upgraded HVDC+Low Wind & Solar | 22.0406 | 23.7949 | 24.0982
2028 | NZWEM_PERC | Low Demand Growth+Expected Future Gas Supply+Methanex Stays+Upgraded HVDC+Low Wind & Solar | 22.2143 | 29.9692 | 34.2704
2029 | NZWEM_PERC | Low Demand Growth+Expected Future Gas Supply+Methanex Stays+Upgraded HVDC+Low Wind & Solar | 20.5344 | 31.5909 | 40.3388
2030 | NZWEM_PERC | Low Demand Growth+Expected Future Gas Supply+Methanex Stays+Upgraded HVDC+Low Wind & Solar | 19.2996 | 32.467 | 46.8901
2031 | NZWEM_PERC | Low Demand Growth+Expected Future Gas Supply+Methanex Stays+Upgraded HVDC+Low Wind & Solar | 16.2176 | 29.1861 | 49.2379
2032 | NZWEM_PERC | Low Demand Growth+Expected Future Gas Supply+Methanex Stays+Upgraded HVDC+Low Wind & Solar | 14.3577 | 27.4917 | 48.253
2033 | NZWEM_PERC | Low Demand Growth+Expected Future Gas Supply+Methanex Stays+Upgraded HVDC+Low Wind & Solar | 12.6347 | 25.5643 | 47.7537
2034 | NZWEM_PERC | Low Demand Growth+Expected Future Gas Supply+Methanex Stays+Upgraded HVDC+Low Wind & Solar | 11.2418 | 24.4318 | 46.2559
2035 | NZWEM_PERC | Low Demand Growth+Expected Future Gas Supply+Methanex Stays+Upgraded HVDC+Low Wind & Solar | 9.0504 | 22.0587 | 43.4098
2026 | NIWCM | Low Demand Growth+Expected Future Gas Supply+Methanex Stays+Upgraded HVDC+Low Wind & Solar | 1191.4351 | 1192.2349 | 1192.2349
2027 | NIWCM | Low Demand Growth+Expected Future Gas Supply+Methanex Stays+Upgraded HVDC+Low Wind & Solar | 1557.5564 | 1585.4149 | 1589.9514
2028 | NIWCM | Low Demand Growth+Expected Future Gas Supply+Methanex Stays+Upgraded HVDC+Low Wind & Solar | 1691.982 | 2252.2616 | 2291.2072
2029 | NIWCM | Low Demand Growth+Expected Future Gas Supply+Methanex Stays+Upgraded HVDC+Low Wind & Solar | 1669.9339 | 2480.1561 | 2697.8453
2030 | NIWCM | Low Demand Growth+Expected Future Gas Supply+Methanex Stays+Upgraded HVDC+Low Wind & Solar | 1553.9546 | 2464.6366 | 2829.8835
2031 | NIWCM | Low Demand Growth+Expected Future Gas Supply+Methanex Stays+Upgraded HVDC+Low Wind & Solar | 1467.1283 | 2462.403 | 3104.6501
2032 | NIWCM | Low Demand Growth+Expected Future Gas Supply+Methanex Stays+Upgraded HVDC+Low Wind & Solar | 1346.0214 | 2356.9675 | 3075.1526
2033 | NIWCM | Low Demand Growth+Expected Future Gas Supply+Methanex Stays+Upgraded HVDC+Low Wind & Solar | 1230.5615 | 2244.3003 | 3068.7788
2034 | NIWCM | Low Demand Growth+Expected Future Gas Supply+Methanex Stays+Upgraded HVDC+Low Wind & Solar | 1119.9069 | 2184.0843 | 3118.3237
2035 | NIWCM | Low Demand Growth+Expected Future Gas Supply+Methanex Stays+Upgraded HVDC+Low Wind & Solar | 994.2191 | 2073.4321 | 3027.3933
2026 | SIWEM_PERC | Low Demand Growth+Expected Future Gas Supply+Methanex Stays+Upgraded HVDC+Low Wind & Solar | 55.1095 | 55.1095 | 55.1095
2027 | SIWEM_PERC | Low Demand Growth+Expected Future Gas Supply+Methanex Stays+Upgraded HVDC+Low Wind & Solar | 58.7637 | 63.3792 | 64.1389
2028 | SIWEM_PERC | Low Demand Growth+Expected Future Gas Supply+Methanex Stays+Upgraded HVDC+Low Wind & Solar | 58.9591 | 79.4325 | 90.7947
2029 | SIWEM_PERC | Low Demand Growth+Expected Future Gas Supply+Methanex Stays+Upgraded HVDC+Low Wind & Solar | 54.4007 | 83.0248 | 101.2191
2030 | SIWEM_PERC | Low Demand Growth+Expected Future Gas Supply+Methanex Stays+Upgraded HVDC+Low Wind & Solar | 50.7391 | 84.0398 | 104.2519
2031 | SIWEM_PERC | Low Demand Growth+Expected Future Gas Supply+Methanex Stays+Upgraded HVDC+Low Wind & Solar | 42.4939 | 76.0773 | 104.614
2032 | SIWEM_PERC | Low Demand Growth+Expected Future Gas Supply+Methanex Stays+Upgraded HVDC+Low Wind & Solar | 37.3263 | 71.4996 | 101.0326
2033 | SIWEM_PERC | Low Demand Growth+Expected Future Gas Supply+Methanex Stays+Upgraded HVDC+Low Wind & Solar | 32.5717 | 66.4403 | 97.9498
2034 | SIWEM_PERC | Low Demand Growth+Expected Future Gas Supply+Methanex Stays+Upgraded HVDC+Low Wind & Solar | 28.7563 | 63.4453 | 95.0404
2035 | SIWEM_PERC | Low Demand Growth+Expected Future Gas Supply+Methanex Stays+Upgraded HVDC+Low Wind & Solar | 22.7656 | 57.3579 | 91.3733
2026 | NZWEM_PERC | Low Demand Growth+Expected Future Gas Supply+Methanex Stays+Upgraded HVDC+Constrained Operational Capacity | 24.5514 | 24.6112 | 24.6112
2027 | NZWEM_PERC | Low Demand Growth+Expected Future Gas Supply+Methanex Stays+Upgraded HVDC+Constrained Operational Capacity | 23.4661 | 25.41 | 25.7461
2028 | NZWEM_PERC | Low Demand Growth+Expected Future Gas Supply+Methanex Stays+Upgraded HVDC+Constrained Operational Capacity | 23.7475 | 32.3406 | 37.1066
2029 | NZWEM_PERC | Low Demand Growth+Expected Future Gas Supply+Methanex Stays+Upgraded HVDC+Constrained Operational Capacity | 22.0979 | 34.3494 | 44.0427
2030 | NZWEM_PERC | Low Demand Growth+Expected Future Gas Supply+Methanex Stays+Upgraded HVDC+Constrained Operational Capacity | 20.8367 | 35.3657 | 51.3018
2031 | NZWEM_PERC | Low Demand Growth+Expected Future Gas Supply+Methanex Stays+Upgraded HVDC+Constrained Operational Capacity | 17.7198 | 32.0192 | 54.1933
2032 | NZWEM_PERC | Low Demand Growth+Expected Future Gas Supply+Methanex Stays+Upgraded HVDC+Constrained Operational Capacity | 15.8344 | 30.3183 | 53.2354
2033 | NZWEM_PERC | Low Demand Growth+Expected Future Gas Supply+Methanex Stays+Upgraded HVDC+Constrained Operational Capacity | 14.0884 | 28.3469 | 52.8478
2034 | NZWEM_PERC | Low Demand Growth+Expected Future Gas Supply+Methanex Stays+Upgraded HVDC+Constrained Operational Capacity | 12.6716 | 27.1686 | 51.2661
2035 | NZWEM_PERC | Low Demand Growth+Expected Future Gas Supply+Methanex Stays+Upgraded HVDC+Constrained Operational Capacity | 10.4492 | 24.7362 | 48.3115
2026 | NIWCM | Low Demand Growth+Expected Future Gas Supply+Methanex Stays+Upgraded HVDC+Constrained Operational Capacity | 604.1196 | 604.1196 | 604.1196
2027 | NIWCM | Low Demand Growth+Expected Future Gas Supply+Methanex Stays+Upgraded HVDC+Constrained Operational Capacity | 939.6101 | 943.4979 | 943.4979
2028 | NIWCM | Low Demand Growth+Expected Future Gas Supply+Methanex Stays+Upgraded HVDC+Constrained Operational Capacity | 1048.7594 | 1536.2788 | 1543.3608
2029 | NIWCM | Low Demand Growth+Expected Future Gas Supply+Methanex Stays+Upgraded HVDC+Constrained Operational Capacity | 1012.8328 | 1654.2944 | 1807.2858
2030 | NIWCM | Low Demand Growth+Expected Future Gas Supply+Methanex Stays+Upgraded HVDC+Constrained Operational Capacity | 896.6462 | 1614.0679 | 1819.7647
2031 | NIWCM | Low Demand Growth+Expected Future Gas Supply+Methanex Stays+Upgraded HVDC+Constrained Operational Capacity | 805.9988 | 1535.3629 | 1795.3
2032 | NIWCM | Low Demand Growth+Expected Future Gas Supply+Methanex Stays+Upgraded HVDC+Constrained Operational Capacity | 678.431 | 1417.6133 | 1697.9495
2033 | NIWCM | Low Demand Growth+Expected Future Gas Supply+Methanex Stays+Upgraded HVDC+Constrained Operational Capacity | 561.3671 | 1303.4543 | 1596.4621
2034 | NIWCM | Low Demand Growth+Expected Future Gas Supply+Methanex Stays+Upgraded HVDC+Constrained Operational Capacity | 450.0023 | 1235.5568 | 1610.6209
2035 | NIWCM | Low Demand Growth+Expected Future Gas Supply+Methanex Stays+Upgraded HVDC+Constrained Operational Capacity | 322.0374 | 1119.3844 | 1495.5043
2026 | SIWEM_PERC | Low Demand Growth+Expected Future Gas Supply+Methanex Stays+Upgraded HVDC+Constrained Operational Capacity | 55.9618 | 55.9618 | 55.9618
2027 | SIWEM_PERC | Low Demand Growth+Expected Future Gas Supply+Methanex Stays+Upgraded HVDC+Constrained Operational Capacity | 62.4148 | 67.5291 | 68.371
2028 | SIWEM_PERC | Low Demand Growth+Expected Future Gas Supply+Methanex Stays+Upgraded HVDC+Constrained Operational Capacity | 62.8829 | 85.5689 | 98.1592
2029 | SIWEM_PERC | Low Demand Growth+Expected Future Gas Supply+Methanex Stays+Upgraded HVDC+Constrained Operational Capacity | 58.3881 | 88.5385 | 105.2402
2030 | SIWEM_PERC | Low Demand Growth+Expected Future Gas Supply+Methanex Stays+Upgraded HVDC+Constrained Operational Capacity | 54.6393 | 86.5834 | 108.9799
2031 | SIWEM_PERC | Low Demand Growth+Expected Future Gas Supply+Methanex Stays+Upgraded HVDC+Constrained Operational Capacity | 46.5483 | 82.474 | 109.7617
2032 | SIWEM_PERC | Low Demand Growth+Expected Future Gas Supply+Methanex Stays+Upgraded HVDC+Constrained Operational Capacity | 41.3389 | 78.7121 | 106.087
2033 | SIWEM_PERC | Low Demand Growth+Expected Future Gas Supply+Methanex Stays+Upgraded HVDC+Constrained Operational Capacity | 36.5203 | 73.5378 | 102.9236
2034 | SIWEM_PERC | Low Demand Growth+Expected Future Gas Supply+Methanex Stays+Upgraded HVDC+Constrained Operational Capacity | 32.6441 | 70.4335 | 99.9376
2035 | SIWEM_PERC | Low Demand Growth+Expected Future Gas Supply+Methanex Stays+Upgraded HVDC+Constrained Operational Capacity | 26.5772 | 64.2093 | 96.1747
2026 | NZWEM_PERC | Low Demand Growth+Expected Future Gas Supply+Methanex Stays+Upgraded HVDC+Constrained Operational Capacity+Low Wind & Solar | 23.2955 | 23.3495 | 23.3495
2027 | NZWEM_PERC | Low Demand Growth+Expected Future Gas Supply+Methanex Stays+Upgraded HVDC+Constrained Operational Capacity+Low Wind & Solar | 22.0406 | 23.7949 | 24.0982
2028 | NZWEM_PERC | Low Demand Growth+Expected Future Gas Supply+Methanex Stays+Upgraded HVDC+Constrained Operational Capacity+Low Wind & Solar | 22.2143 | 29.9692 | 34.2704
2029 | NZWEM_PERC | Low Demand Growth+Expected Future Gas Supply+Methanex Stays+Upgraded HVDC+Constrained Operational Capacity+Low Wind & Solar | 20.5344 | 31.5909 | 40.3388
2030 | NZWEM_PERC | Low Demand Growth+Expected Future Gas Supply+Methanex Stays+Upgraded HVDC+Constrained Operational Capacity+Low Wind & Solar | 19.2996 | 32.467 | 46.8901
2031 | NZWEM_PERC | Low Demand Growth+Expected Future Gas Supply+Methanex Stays+Upgraded HVDC+Constrained Operational Capacity+Low Wind & Solar | 16.2176 | 29.1861 | 49.2379
2032 | NZWEM_PERC | Low Demand Growth+Expected Future Gas Supply+Methanex Stays+Upgraded HVDC+Constrained Operational Capacity+Low Wind & Solar | 14.3577 | 27.4917 | 48.253
2033 | NZWEM_PERC | Low Demand Growth+Expected Future Gas Supply+Methanex Stays+Upgraded HVDC+Constrained Operational Capacity+Low Wind & Solar | 12.6347 | 25.5643 | 47.7537
2034 | NZWEM_PERC | Low Demand Growth+Expected Future Gas Supply+Methanex Stays+Upgraded HVDC+Constrained Operational Capacity+Low Wind & Solar | 11.2418 | 24.4318 | 46.2559
2035 | NZWEM_PERC | Low Demand Growth+Expected Future Gas Supply+Methanex Stays+Upgraded HVDC+Constrained Operational Capacity+Low Wind & Solar | 9.0504 | 22.0587 | 43.4098
2026 | NIWCM | Low Demand Growth+Expected Future Gas Supply+Methanex Stays+Upgraded HVDC+Constrained Operational Capacity+Low Wind & Solar | 604.1196 | 604.1196 | 604.1196
2027 | NIWCM | Low Demand Growth+Expected Future Gas Supply+Methanex Stays+Upgraded HVDC+Constrained Operational Capacity+Low Wind & Solar | 939.6101 | 943.4979 | 943.4979
2028 | NIWCM | Low Demand Growth+Expected Future Gas Supply+Methanex Stays+Upgraded HVDC+Constrained Operational Capacity+Low Wind & Solar | 1048.7594 | 1536.2788 | 1543.3608
2029 | NIWCM | Low Demand Growth+Expected Future Gas Supply+Methanex Stays+Upgraded HVDC+Constrained Operational Capacity+Low Wind & Solar | 1012.8328 | 1654.2944 | 1807.2858
2030 | NIWCM | Low Demand Growth+Expected Future Gas Supply+Methanex Stays+Upgraded HVDC+Constrained Operational Capacity+Low Wind & Solar | 896.6462 | 1614.0679 | 1819.7647
2031 | NIWCM | Low Demand Growth+Expected Future Gas Supply+Methanex Stays+Upgraded HVDC+Constrained Operational Capacity+Low Wind & Solar | 805.9988 | 1535.3629 | 1795.3
2032 | NIWCM | Low Demand Growth+Expected Future Gas Supply+Methanex Stays+Upgraded HVDC+Constrained Operational Capacity+Low Wind & Solar | 678.431 | 1417.6133 | 1697.9495
2033 | NIWCM | Low Demand Growth+Expected Future Gas Supply+Methanex Stays+Upgraded HVDC+Constrained Operational Capacity+Low Wind & Solar | 561.3671 | 1303.4543 | 1596.4621
2034 | NIWCM | Low Demand Growth+Expected Future Gas Supply+Methanex Stays+Upgraded HVDC+Constrained Operational Capacity+Low Wind & Solar | 450.0023 | 1235.5568 | 1610.6209
2035 | NIWCM | Low Demand Growth+Expected Future Gas Supply+Methanex Stays+Upgraded HVDC+Constrained Operational Capacity+Low Wind & Solar | 322.0374 | 1119.3844 | 1495.5043
2026 | SIWEM_PERC | Low Demand Growth+Expected Future Gas Supply+Methanex Stays+Upgraded HVDC+Constrained Operational Capacity+Low Wind & Solar | 55.1095 | 55.1095 | 55.1095
2027 | SIWEM_PERC | Low Demand Growth+Expected Future Gas Supply+Methanex Stays+Upgraded HVDC+Constrained Operational Capacity+Low Wind & Solar | 58.7637 | 63.3792 | 64.1389
2028 | SIWEM_PERC | Low Demand Growth+Expected Future Gas Supply+Methanex Stays+Upgraded HVDC+Constrained Operational Capacity+Low Wind & Solar | 58.9591 | 79.4325 | 90.7947
2029 | SIWEM_PERC | Low Demand Growth+Expected Future Gas Supply+Methanex Stays+Upgraded HVDC+Constrained Operational Capacity+Low Wind & Solar | 54.4007 | 83.0248 | 101.2191
2030 | SIWEM_PERC | Low Demand Growth+Expected Future Gas Supply+Methanex Stays+Upgraded HVDC+Constrained Operational Capacity+Low Wind & Solar | 50.7391 | 84.0398 | 104.2519
2031 | SIWEM_PERC | Low Demand Growth+Expected Future Gas Supply+Methanex Stays+Upgraded HVDC+Constrained Operational Capacity+Low Wind & Solar | 42.4939 | 76.0773 | 104.614
2032 | SIWEM_PERC | Low Demand Growth+Expected Future Gas Supply+Methanex Stays+Upgraded HVDC+Constrained Operational Capacity+Low Wind & Solar | 37.3263 | 71.4996 | 101.0326
2033 | SIWEM_PERC | Low Demand Growth+Expected Future Gas Supply+Methanex Stays+Upgraded HVDC+Constrained Operational Capacity+Low Wind & Solar | 32.5717 | 66.4403 | 97.9498
2034 | SIWEM_PERC | Low Demand Growth+Expected Future Gas Supply+Methanex Stays+Upgraded HVDC+Constrained Operational Capacity+Low Wind & Solar | 28.7563 | 63.4453 | 95.0404
2035 | SIWEM_PERC | Low Demand Growth+Expected Future Gas Supply+Methanex Stays+Upgraded HVDC+Constrained Operational Capacity+Low Wind & Solar | 22.7656 | 57.3579 | 91.3733
2026 | NZWEM_PERC | Low Demand Growth+Expected Future Gas Supply+Methanex Stays+Delayed Build | 19.6984 | 19.6984 | 19.6984
2027 | NZWEM_PERC | Low Demand Growth+Expected Future Gas Supply+Methanex Stays+Delayed Build | 15.668 | 15.8175 | 15.995
2028 | NZWEM_PERC | Low Demand Growth+Expected Future Gas Supply+Methanex Stays+Delayed Build | 19.3155 | 20.8447 | 21.1775
2029 | NZWEM_PERC | Low Demand Growth+Expected Future Gas Supply+Methanex Stays+Delayed Build | 20.8665 | 23.9194 | 24.8676
2030 | NZWEM_PERC | Low Demand Growth+Expected Future Gas Supply+Methanex Stays+Delayed Build | 20.8367 | 30.5949 | 38.8435
2031 | NZWEM_PERC | Low Demand Growth+Expected Future Gas Supply+Methanex Stays+Delayed Build | 17.7198 | 30.614 | 39.9274
2032 | NZWEM_PERC | Low Demand Growth+Expected Future Gas Supply+Methanex Stays+Delayed Build | 15.8344 | 29.2467 | 44.5566
2033 | NZWEM_PERC | Low Demand Growth+Expected Future Gas Supply+Methanex Stays+Delayed Build | 14.0884 | 27.3883 | 48.8455
2034 | NZWEM_PERC | Low Demand Growth+Expected Future Gas Supply+Methanex Stays+Delayed Build | 12.6716 | 26.167 | 48.3561
2035 | NZWEM_PERC | Low Demand Growth+Expected Future Gas Supply+Methanex Stays+Delayed Build | 10.4492 | 24.1691 | 47.7444
2026 | NIWCM | Low Demand Growth+Expected Future Gas Supply+Methanex Stays+Delayed Build | 906.8546 | 906.8546 | 906.8546
2027 | NIWCM | Low Demand Growth+Expected Future Gas Supply+Methanex Stays+Delayed Build | 1161.9847 | 1163.9836 | 1166.4561
2028 | NIWCM | Low Demand Growth+Expected Future Gas Supply+Methanex Stays+Delayed Build | 1440.6233 | 1459.8351 | 1464.3716
2029 | NIWCM | Low Demand Growth+Expected Future Gas Supply+Methanex Stays+Delayed Build | 1465.9933 | 1588.6796 | 1602.2719
2030 | NIWCM | Low Demand Growth+Expected Future Gas Supply+Methanex Stays+Delayed Build | 1498.1781 | 2161.9592 | 2331.4701
2031 | NIWCM | Low Demand Growth+Expected Future Gas Supply+Methanex Stays+Delayed Build | 1394.1768 | 2287.273 | 2520.2302
2032 | NIWCM | Low Demand Growth+Expected Future Gas Supply+Methanex Stays+Delayed Build | 1273.0863 | 2218.4959 | 2612.907
2033 | NIWCM | Low Demand Growth+Expected Future Gas Supply+Methanex Stays+Delayed Build | 1230.5606 | 2199.2591 | 2800.9659
2034 | NIWCM | Low Demand Growth+Expected Future Gas Supply+Methanex Stays+Delayed Build | 1119.9072 | 2113.909 | 2774.0523
2035 | NIWCM | Low Demand Growth+Expected Future Gas Supply+Methanex Stays+Delayed Build | 994.219 | 2021.1162 | 2773.5678
2026 | SIWEM_PERC | Low Demand Growth+Expected Future Gas Supply+Methanex Stays+Delayed Build | 50.7882 | 50.7882 | 50.7882
2027 | SIWEM_PERC | Low Demand Growth+Expected Future Gas Supply+Methanex Stays+Delayed Build | 41.7093 | 42.1208 | 42.609
2028 | SIWEM_PERC | Low Demand Growth+Expected Future Gas Supply+Methanex Stays+Delayed Build | 51.5224 | 54.4724 | 54.4724
2029 | SIWEM_PERC | Low Demand Growth+Expected Future Gas Supply+Methanex Stays+Delayed Build | 50.7926 | 56.1235 | 56.1235
2030 | SIWEM_PERC | Low Demand Growth+Expected Future Gas Supply+Methanex Stays+Delayed Build | 49.4932 | 62.8199 | 77.0058
2031 | SIWEM_PERC | Low Demand Growth+Expected Future Gas Supply+Methanex Stays+Delayed Build | 46.22 | 59.2463 | 75.2142
2032 | SIWEM_PERC | Low Demand Growth+Expected Future Gas Supply+Methanex Stays+Delayed Build | 41.3389 | 58.492 | 79.987
2033 | SIWEM_PERC | Low Demand Growth+Expected Future Gas Supply+Methanex Stays+Delayed Build | 36.5203 | 56.0874 | 82.4535
2034 | SIWEM_PERC | Low Demand Growth+Expected Future Gas Supply+Methanex Stays+Delayed Build | 32.6441 | 53.8235 | 79.7831
2035 | SIWEM_PERC | Low Demand Growth+Expected Future Gas Supply+Methanex Stays+Delayed Build | 26.5772 | 50.9627 | 76.4144
2026 | NZWEM_PERC | Low Demand Growth+Expected Future Gas Supply+Methanex Stays+Delayed Build+Low Wind & Solar | 18.743 | 18.743 | 18.743
2027 | NZWEM_PERC | Low Demand Growth+Expected Future Gas Supply+Methanex Stays+Delayed Build+Low Wind & Solar | 14.6562 | 14.7911 | 14.9513
2028 | NZWEM_PERC | Low Demand Growth+Expected Future Gas Supply+Methanex Stays+Delayed Build+Low Wind & Solar | 18.0413 | 19.4213 | 19.7217
2029 | NZWEM_PERC | Low Demand Growth+Expected Future Gas Supply+Methanex Stays+Delayed Build+Low Wind & Solar | 19.4231 | 22.1782 | 23.0339
2030 | NZWEM_PERC | Low Demand Growth+Expected Future Gas Supply+Methanex Stays+Delayed Build+Low Wind & Solar | 19.2996 | 28.1061 | 35.5501
2031 | NZWEM_PERC | Low Demand Growth+Expected Future Gas Supply+Methanex Stays+Delayed Build+Low Wind & Solar | 16.2176 | 27.8541 | 36.2591
2032 | NZWEM_PERC | Low Demand Growth+Expected Future Gas Supply+Methanex Stays+Delayed Build+Low Wind & Solar | 14.3577 | 26.4619 | 40.3182
2033 | NZWEM_PERC | Low Demand Growth+Expected Future Gas Supply+Methanex Stays+Delayed Build+Low Wind & Solar | 12.6347 | 24.6468 | 44.0503
2034 | NZWEM_PERC | Low Demand Growth+Expected Future Gas Supply+Methanex Stays+Delayed Build+Low Wind & Solar | 11.2418 | 23.4302 | 43.532
2035 | NZWEM_PERC | Low Demand Growth+Expected Future Gas Supply+Methanex Stays+Delayed Build+Low Wind & Solar | 9.0504 | 21.4916 | 42.8428
2026 | NIWCM | Low Demand Growth+Expected Future Gas Supply+Methanex Stays+Delayed Build+Low Wind & Solar | 906.8546 | 906.8546 | 906.8546
2027 | NIWCM | Low Demand Growth+Expected Future Gas Supply+Methanex Stays+Delayed Build+Low Wind & Solar | 1161.9847 | 1163.9836 | 1166.4561
2028 | NIWCM | Low Demand Growth+Expected Future Gas Supply+Methanex Stays+Delayed Build+Low Wind & Solar | 1440.6233 | 1459.8351 | 1464.3716
2029 | NIWCM | Low Demand Growth+Expected Future Gas Supply+Methanex Stays+Delayed Build+Low Wind & Solar | 1465.9933 | 1588.6796 | 1602.2719
2030 | NIWCM | Low Demand Growth+Expected Future Gas Supply+Methanex Stays+Delayed Build+Low Wind & Solar | 1498.1781 | 2161.9592 | 2331.4701
2031 | NIWCM | Low Demand Growth+Expected Future Gas Supply+Methanex Stays+Delayed Build+Low Wind & Solar | 1394.1768 | 2287.273 | 2520.2302
2032 | NIWCM | Low Demand Growth+Expected Future Gas Supply+Methanex Stays+Delayed Build+Low Wind & Solar | 1273.0863 | 2218.4959 | 2612.907
2033 | NIWCM | Low Demand Growth+Expected Future Gas Supply+Methanex Stays+Delayed Build+Low Wind & Solar | 1230.5606 | 2199.2591 | 2800.9659
2034 | NIWCM | Low Demand Growth+Expected Future Gas Supply+Methanex Stays+Delayed Build+Low Wind & Solar | 1119.9072 | 2113.909 | 2774.0523
2035 | NIWCM | Low Demand Growth+Expected Future Gas Supply+Methanex Stays+Delayed Build+Low Wind & Solar | 994.219 | 2021.1162 | 2773.5678
2026 | SIWEM_PERC | Low Demand Growth+Expected Future Gas Supply+Methanex Stays+Delayed Build+Low Wind & Solar | 50.4405 | 50.4405 | 50.4405
2027 | SIWEM_PERC | Low Demand Growth+Expected Future Gas Supply+Methanex Stays+Delayed Build+Low Wind & Solar | 38.926 | 39.2973 | 39.738
2028 | SIWEM_PERC | Low Demand Growth+Expected Future Gas Supply+Methanex Stays+Delayed Build+Low Wind & Solar | 48.0293 | 51.8125 | 52.6358
2029 | SIWEM_PERC | Low Demand Growth+Expected Future Gas Supply+Methanex Stays+Delayed Build+Low Wind & Solar | 49.9207 | 54.7316 | 54.7316
2030 | SIWEM_PERC | Low Demand Growth+Expected Future Gas Supply+Methanex Stays+Delayed Build+Low Wind & Solar | 48.4532 | 60.4801 | 73.2824
2031 | SIWEM_PERC | Low Demand Growth+Expected Future Gas Supply+Methanex Stays+Delayed Build+Low Wind & Solar | 42.4939 | 56.9592 | 71.3698
2032 | SIWEM_PERC | Low Demand Growth+Expected Future Gas Supply+Methanex Stays+Delayed Build+Low Wind & Solar | 37.3263 | 56.0508 | 75.4493
2033 | SIWEM_PERC | Low Demand Growth+Expected Future Gas Supply+Methanex Stays+Delayed Build+Low Wind & Solar | 32.5717 | 53.6851 | 77.4796
2034 | SIWEM_PERC | Low Demand Growth+Expected Future Gas Supply+Methanex Stays+Delayed Build+Low Wind & Solar | 28.7563 | 51.4583 | 74.8859
2035 | SIWEM_PERC | Low Demand Growth+Expected Future Gas Supply+Methanex Stays+Delayed Build+Low Wind & Solar | 22.7656 | 48.6438 | 71.6131
2026 | NZWEM_PERC | Low Demand Growth+Expected Future Gas Supply+Methanex Stays+Delayed Build+Constrained Operational Capacity | 19.6984 | 19.6984 | 19.6984
2027 | NZWEM_PERC | Low Demand Growth+Expected Future Gas Supply+Methanex Stays+Delayed Build+Constrained Operational Capacity | 15.668 | 15.8175 | 15.995
2028 | NZWEM_PERC | Low Demand Growth+Expected Future Gas Supply+Methanex Stays+Delayed Build+Constrained Operational Capacity | 19.3155 | 20.8447 | 21.1775
2029 | NZWEM_PERC | Low Demand Growth+Expected Future Gas Supply+Methanex Stays+Delayed Build+Constrained Operational Capacity | 20.8665 | 23.9194 | 24.8676
2030 | NZWEM_PERC | Low Demand Growth+Expected Future Gas Supply+Methanex Stays+Delayed Build+Constrained Operational Capacity | 20.8367 | 30.5949 | 38.8435
2031 | NZWEM_PERC | Low Demand Growth+Expected Future Gas Supply+Methanex Stays+Delayed Build+Constrained Operational Capacity | 17.7198 | 30.614 | 39.9274
2032 | NZWEM_PERC | Low Demand Growth+Expected Future Gas Supply+Methanex Stays+Delayed Build+Constrained Operational Capacity | 15.8344 | 29.2467 | 44.5566
2033 | NZWEM_PERC | Low Demand Growth+Expected Future Gas Supply+Methanex Stays+Delayed Build+Constrained Operational Capacity | 14.0884 | 27.3883 | 48.8455
2034 | NZWEM_PERC | Low Demand Growth+Expected Future Gas Supply+Methanex Stays+Delayed Build+Constrained Operational Capacity | 12.6716 | 26.167 | 48.3561
2035 | NZWEM_PERC | Low Demand Growth+Expected Future Gas Supply+Methanex Stays+Delayed Build+Constrained Operational Capacity | 10.4492 | 24.1691 | 47.7444
2026 | NIWCM | Low Demand Growth+Expected Future Gas Supply+Methanex Stays+Delayed Build+Constrained Operational Capacity | 373.5029 | 373.5029 | 373.5029
2027 | NIWCM | Low Demand Growth+Expected Future Gas Supply+Methanex Stays+Delayed Build+Constrained Operational Capacity | 622.7638 | 622.7638 | 622.7638
2028 | NIWCM | Low Demand Growth+Expected Future Gas Supply+Methanex Stays+Delayed Build+Constrained Operational Capacity | 839.2329 | 839.2329 | 839.2329
2029 | NIWCM | Low Demand Growth+Expected Future Gas Supply+Methanex Stays+Delayed Build+Constrained Operational Capacity | 833.4055 | 915.296 | 915.296
2030 | NIWCM | Low Demand Growth+Expected Future Gas Supply+Methanex Stays+Delayed Build+Constrained Operational Capacity | 840.8697 | 1342.2895 | 1454.8857
2031 | NIWCM | Low Demand Growth+Expected Future Gas Supply+Methanex Stays+Delayed Build+Constrained Operational Capacity | 733.0594 | 1378.029 | 1531.3215
2032 | NIWCM | Low Demand Growth+Expected Future Gas Supply+Methanex Stays+Delayed Build+Constrained Operational Capacity | 605.4927 | 1305.8883 | 1511.764
2033 | NIWCM | Low Demand Growth+Expected Future Gas Supply+Methanex Stays+Delayed Build+Constrained Operational Capacity | 561.367 | 1272.9944 | 1534.544
2034 | NIWCM | Low Demand Growth+Expected Future Gas Supply+Methanex Stays+Delayed Build+Constrained Operational Capacity | 450.0023 | 1165.4678 | 1453.3051
2035 | NIWCM | Low Demand Growth+Expected Future Gas Supply+Methanex Stays+Delayed Build+Constrained Operational Capacity | 322.0374 | 1067.0524 | 1365.9426
2026 | SIWEM_PERC | Low Demand Growth+Expected Future Gas Supply+Methanex Stays+Delayed Build+Constrained Operational Capacity | 50.7882 | 50.7882 | 50.7882
2027 | SIWEM_PERC | Low Demand Growth+Expected Future Gas Supply+Methanex Stays+Delayed Build+Constrained Operational Capacity | 41.7093 | 42.1208 | 42.609
2028 | SIWEM_PERC | Low Demand Growth+Expected Future Gas Supply+Methanex Stays+Delayed Build+Constrained Operational Capacity | 51.5224 | 54.4724 | 54.4724
2029 | SIWEM_PERC | Low Demand Growth+Expected Future Gas Supply+Methanex Stays+Delayed Build+Constrained Operational Capacity | 50.7926 | 56.1235 | 56.1235
2030 | SIWEM_PERC | Low Demand Growth+Expected Future Gas Supply+Methanex Stays+Delayed Build+Constrained Operational Capacity | 49.4932 | 62.8199 | 77.0058
2031 | SIWEM_PERC | Low Demand Growth+Expected Future Gas Supply+Methanex Stays+Delayed Build+Constrained Operational Capacity | 46.22 | 59.2463 | 75.2142
2032 | SIWEM_PERC | Low Demand Growth+Expected Future Gas Supply+Methanex Stays+Delayed Build+Constrained Operational Capacity | 41.3389 | 58.492 | 79.987
2033 | SIWEM_PERC | Low Demand Growth+Expected Future Gas Supply+Methanex Stays+Delayed Build+Constrained Operational Capacity | 36.5203 | 56.0874 | 82.4535
2034 | SIWEM_PERC | Low Demand Growth+Expected Future Gas Supply+Methanex Stays+Delayed Build+Constrained Operational Capacity | 32.6441 | 53.8235 | 79.7831
2035 | SIWEM_PERC | Low Demand Growth+Expected Future Gas Supply+Methanex Stays+Delayed Build+Constrained Operational Capacity | 26.5772 | 50.9627 | 76.4144
2026 | NZWEM_PERC | Low Demand Growth+Expected Future Gas Supply+Methanex Stays+Delayed Build+Constrained Operational Capacity+Low Wind & Solar | 18.743 | 18.743 | 18.743
2027 | NZWEM_PERC | Low Demand Growth+Expected Future Gas Supply+Methanex Stays+Delayed Build+Constrained Operational Capacity+Low Wind & Solar | 14.6562 | 14.7911 | 14.9513
2028 | NZWEM_PERC | Low Demand Growth+Expected Future Gas Supply+Methanex Stays+Delayed Build+Constrained Operational Capacity+Low Wind & Solar | 18.0413 | 19.4213 | 19.7217
2029 | NZWEM_PERC | Low Demand Growth+Expected Future Gas Supply+Methanex Stays+Delayed Build+Constrained Operational Capacity+Low Wind & Solar | 19.4231 | 22.1782 | 23.0339
2030 | NZWEM_PERC | Low Demand Growth+Expected Future Gas Supply+Methanex Stays+Delayed Build+Constrained Operational Capacity+Low Wind & Solar | 19.2996 | 28.1061 | 35.5501
2031 | NZWEM_PERC | Low Demand Growth+Expected Future Gas Supply+Methanex Stays+Delayed Build+Constrained Operational Capacity+Low Wind & Solar | 16.2176 | 27.8541 | 36.2591
2032 | NZWEM_PERC | Low Demand Growth+Expected Future Gas Supply+Methanex Stays+Delayed Build+Constrained Operational Capacity+Low Wind & Solar | 14.3577 | 26.4619 | 40.3182
2033 | NZWEM_PERC | Low Demand Growth+Expected Future Gas Supply+Methanex Stays+Delayed Build+Constrained Operational Capacity+Low Wind & Solar | 12.6347 | 24.6468 | 44.0503
2034 | NZWEM_PERC | Low Demand Growth+Expected Future Gas Supply+Methanex Stays+Delayed Build+Constrained Operational Capacity+Low Wind & Solar | 11.2418 | 23.4302 | 43.532
2035 | NZWEM_PERC | Low Demand Growth+Expected Future Gas Supply+Methanex Stays+Delayed Build+Constrained Operational Capacity+Low Wind & Solar | 9.0504 | 21.4916 | 42.8428
2026 | NIWCM | Low Demand Growth+Expected Future Gas Supply+Methanex Stays+Delayed Build+Constrained Operational Capacity+Low Wind & Solar | 373.5029 | 373.5029 | 373.5029
2027 | NIWCM | Low Demand Growth+Expected Future Gas Supply+Methanex Stays+Delayed Build+Constrained Operational Capacity+Low Wind & Solar | 622.7638 | 622.7638 | 622.7638
2028 | NIWCM | Low Demand Growth+Expected Future Gas Supply+Methanex Stays+Delayed Build+Constrained Operational Capacity+Low Wind & Solar | 839.2329 | 839.2329 | 839.2329
2029 | NIWCM | Low Demand Growth+Expected Future Gas Supply+Methanex Stays+Delayed Build+Constrained Operational Capacity+Low Wind & Solar | 833.4055 | 915.296 | 915.296
2030 | NIWCM | Low Demand Growth+Expected Future Gas Supply+Methanex Stays+Delayed Build+Constrained Operational Capacity+Low Wind & Solar | 840.8697 | 1342.2895 | 1454.8857
2031 | NIWCM | Low Demand Growth+Expected Future Gas Supply+Methanex Stays+Delayed Build+Constrained Operational Capacity+Low Wind & Solar | 733.0594 | 1378.029 | 1531.3215
2032 | NIWCM | Low Demand Growth+Expected Future Gas Supply+Methanex Stays+Delayed Build+Constrained Operational Capacity+Low Wind & Solar | 605.4927 | 1305.8883 | 1511.764
2033 | NIWCM | Low Demand Growth+Expected Future Gas Supply+Methanex Stays+Delayed Build+Constrained Operational Capacity+Low Wind & Solar | 561.367 | 1272.9944 | 1534.544
2034 | NIWCM | Low Demand Growth+Expected Future Gas Supply+Methanex Stays+Delayed Build+Constrained Operational Capacity+Low Wind & Solar | 450.0023 | 1165.4678 | 1453.3051
2035 | NIWCM | Low Demand Growth+Expected Future Gas Supply+Methanex Stays+Delayed Build+Constrained Operational Capacity+Low Wind & Solar | 322.0374 | 1067.0524 | 1365.9426
2026 | SIWEM_PERC | Low Demand Growth+Expected Future Gas Supply+Methanex Stays+Delayed Build+Constrained Operational Capacity+Low Wind & Solar | 50.4405 | 50.4405 | 50.4405
2027 | SIWEM_PERC | Low Demand Growth+Expected Future Gas Supply+Methanex Stays+Delayed Build+Constrained Operational Capacity+Low Wind & Solar | 38.926 | 39.2973 | 39.738
2028 | SIWEM_PERC | Low Demand Growth+Expected Future Gas Supply+Methanex Stays+Delayed Build+Constrained Operational Capacity+Low Wind & Solar | 48.0293 | 51.8125 | 52.6358
2029 | SIWEM_PERC | Low Demand Growth+Expected Future Gas Supply+Methanex Stays+Delayed Build+Constrained Operational Capacity+Low Wind & Solar | 49.9207 | 54.7316 | 54.7316
2030 | SIWEM_PERC | Low Demand Growth+Expected Future Gas Supply+Methanex Stays+Delayed Build+Constrained Operational Capacity+Low Wind & Solar | 48.4532 | 60.4801 | 73.2824
2031 | SIWEM_PERC | Low Demand Growth+Expected Future Gas Supply+Methanex Stays+Delayed Build+Constrained Operational Capacity+Low Wind & Solar | 42.4939 | 56.9592 | 71.3698
2032 | SIWEM_PERC | Low Demand Growth+Expected Future Gas Supply+Methanex Stays+Delayed Build+Constrained Operational Capacity+Low Wind & Solar | 37.3263 | 56.0508 | 75.4493
2033 | SIWEM_PERC | Low Demand Growth+Expected Future Gas Supply+Methanex Stays+Delayed Build+Constrained Operational Capacity+Low Wind & Solar | 32.5717 | 53.6851 | 77.4796
2034 | SIWEM_PERC | Low Demand Growth+Expected Future Gas Supply+Methanex Stays+Delayed Build+Constrained Operational Capacity+Low Wind & Solar | 28.7563 | 51.4583 | 74.8859
2035 | SIWEM_PERC | Low Demand Growth+Expected Future Gas Supply+Methanex Stays+Delayed Build+Constrained Operational Capacity+Low Wind & Solar | 22.7656 | 48.6438 | 71.6131
2026 | NZWEM_PERC | Low Demand Growth+Expected Future Gas Supply+Methanex Stays+Delayed Build+Upgraded HVDC | 19.6984 | 19.6984 | 19.6984
2027 | NZWEM_PERC | Low Demand Growth+Expected Future Gas Supply+Methanex Stays+Delayed Build+Upgraded HVDC | 15.668 | 15.8175 | 15.995
2028 | NZWEM_PERC | Low Demand Growth+Expected Future Gas Supply+Methanex Stays+Delayed Build+Upgraded HVDC | 19.3155 | 20.8447 | 21.1775
2029 | NZWEM_PERC | Low Demand Growth+Expected Future Gas Supply+Methanex Stays+Delayed Build+Upgraded HVDC | 20.8665 | 23.9194 | 24.8676
2030 | NZWEM_PERC | Low Demand Growth+Expected Future Gas Supply+Methanex Stays+Delayed Build+Upgraded HVDC | 20.8367 | 30.5949 | 38.8435
2031 | NZWEM_PERC | Low Demand Growth+Expected Future Gas Supply+Methanex Stays+Delayed Build+Upgraded HVDC | 17.7198 | 30.614 | 39.9274
2032 | NZWEM_PERC | Low Demand Growth+Expected Future Gas Supply+Methanex Stays+Delayed Build+Upgraded HVDC | 15.8344 | 29.2467 | 44.5566
2033 | NZWEM_PERC | Low Demand Growth+Expected Future Gas Supply+Methanex Stays+Delayed Build+Upgraded HVDC | 14.0884 | 27.3883 | 48.8455
2034 | NZWEM_PERC | Low Demand Growth+Expected Future Gas Supply+Methanex Stays+Delayed Build+Upgraded HVDC | 12.6716 | 26.167 | 48.3561
2035 | NZWEM_PERC | Low Demand Growth+Expected Future Gas Supply+Methanex Stays+Delayed Build+Upgraded HVDC | 10.4492 | 24.1691 | 47.7444
2026 | NIWCM | Low Demand Growth+Expected Future Gas Supply+Methanex Stays+Delayed Build+Upgraded HVDC | 906.8546 | 906.8546 | 906.8546
2027 | NIWCM | Low Demand Growth+Expected Future Gas Supply+Methanex Stays+Delayed Build+Upgraded HVDC | 1161.9847 | 1163.9836 | 1166.4561
2028 | NIWCM | Low Demand Growth+Expected Future Gas Supply+Methanex Stays+Delayed Build+Upgraded HVDC | 1440.6233 | 1459.8351 | 1464.3716
2029 | NIWCM | Low Demand Growth+Expected Future Gas Supply+Methanex Stays+Delayed Build+Upgraded HVDC | 1465.9933 | 1588.6796 | 1602.2719
2030 | NIWCM | Low Demand Growth+Expected Future Gas Supply+Methanex Stays+Delayed Build+Upgraded HVDC | 1498.1781 | 2161.9592 | 2331.4701
2031 | NIWCM | Low Demand Growth+Expected Future Gas Supply+Methanex Stays+Delayed Build+Upgraded HVDC | 1394.1898 | 2292.0689 | 2626.0636
2032 | NIWCM | Low Demand Growth+Expected Future Gas Supply+Methanex Stays+Delayed Build+Upgraded HVDC | 1273.0829 | 2230.6598 | 2736.2786
2033 | NIWCM | Low Demand Growth+Expected Future Gas Supply+Methanex Stays+Delayed Build+Upgraded HVDC | 1230.5615 | 2199.2611 | 2924.3371
2034 | NIWCM | Low Demand Growth+Expected Future Gas Supply+Methanex Stays+Delayed Build+Upgraded HVDC | 1119.9069 | 2113.9951 | 2903.8055
2035 | NIWCM | Low Demand Growth+Expected Future Gas Supply+Methanex Stays+Delayed Build+Upgraded HVDC | 994.2191 | 2021.1001 | 2897.8323
2026 | SIWEM_PERC | Low Demand Growth+Expected Future Gas Supply+Methanex Stays+Delayed Build+Upgraded HVDC | 50.7882 | 50.7882 | 50.7882
2027 | SIWEM_PERC | Low Demand Growth+Expected Future Gas Supply+Methanex Stays+Delayed Build+Upgraded HVDC | 41.7093 | 42.1208 | 42.609
2028 | SIWEM_PERC | Low Demand Growth+Expected Future Gas Supply+Methanex Stays+Delayed Build+Upgraded HVDC | 51.5224 | 55.6034 | 56.4342
2029 | SIWEM_PERC | Low Demand Growth+Expected Future Gas Supply+Methanex Stays+Delayed Build+Upgraded HVDC | 55.1472 | 63.2237 | 65.5842
2030 | SIWEM_PERC | Low Demand Growth+Expected Future Gas Supply+Methanex Stays+Delayed Build+Upgraded HVDC | 54.6393 | 80.001 | 98.68
2031 | SIWEM_PERC | Low Demand Growth+Expected Future Gas Supply+Methanex Stays+Delayed Build+Upgraded HVDC | 46.5483 | 79.654 | 96.3999
2032 | SIWEM_PERC | Low Demand Growth+Expected Future Gas Supply+Methanex Stays+Delayed Build+Upgraded HVDC | 41.3389 | 76.0606 | 100.7887
2033 | SIWEM_PERC | Low Demand Growth+Expected Future Gas Supply+Methanex Stays+Delayed Build+Upgraded HVDC | 36.5203 | 71.1666 | 102.9236
2034 | SIWEM_PERC | Low Demand Growth+Expected Future Gas Supply+Methanex Stays+Delayed Build+Upgraded HVDC | 32.6441 | 67.9535 | 99.9376
2035 | SIWEM_PERC | Low Demand Growth+Expected Future Gas Supply+Methanex Stays+Delayed Build+Upgraded HVDC | 26.5772 | 62.8021 | 96.1747
2026 | NZWEM_PERC | Low Demand Growth+Expected Future Gas Supply+Methanex Stays+Delayed Build+Upgraded HVDC+Low Wind & Solar | 18.743 | 18.743 | 18.743
2027 | NZWEM_PERC | Low Demand Growth+Expected Future Gas Supply+Methanex Stays+Delayed Build+Upgraded HVDC+Low Wind & Solar | 14.6562 | 14.7911 | 14.9513
2028 | NZWEM_PERC | Low Demand Growth+Expected Future Gas Supply+Methanex Stays+Delayed Build+Upgraded HVDC+Low Wind & Solar | 18.0413 | 19.4213 | 19.7217
2029 | NZWEM_PERC | Low Demand Growth+Expected Future Gas Supply+Methanex Stays+Delayed Build+Upgraded HVDC+Low Wind & Solar | 19.4231 | 22.1782 | 23.0339
2030 | NZWEM_PERC | Low Demand Growth+Expected Future Gas Supply+Methanex Stays+Delayed Build+Upgraded HVDC+Low Wind & Solar | 19.2996 | 28.1061 | 35.5501
2031 | NZWEM_PERC | Low Demand Growth+Expected Future Gas Supply+Methanex Stays+Delayed Build+Upgraded HVDC+Low Wind & Solar | 16.2176 | 27.8541 | 36.2591
2032 | NZWEM_PERC | Low Demand Growth+Expected Future Gas Supply+Methanex Stays+Delayed Build+Upgraded HVDC+Low Wind & Solar | 14.3577 | 26.4619 | 40.3182
2033 | NZWEM_PERC | Low Demand Growth+Expected Future Gas Supply+Methanex Stays+Delayed Build+Upgraded HVDC+Low Wind & Solar | 12.6347 | 24.6468 | 44.0503
2034 | NZWEM_PERC | Low Demand Growth+Expected Future Gas Supply+Methanex Stays+Delayed Build+Upgraded HVDC+Low Wind & Solar | 11.2418 | 23.4302 | 43.532
2035 | NZWEM_PERC | Low Demand Growth+Expected Future Gas Supply+Methanex Stays+Delayed Build+Upgraded HVDC+Low Wind & Solar | 9.0504 | 21.4916 | 42.8428
2026 | NIWCM | Low Demand Growth+Expected Future Gas Supply+Methanex Stays+Delayed Build+Upgraded HVDC+Low Wind & Solar | 906.8546 | 906.8546 | 906.8546
2027 | NIWCM | Low Demand Growth+Expected Future Gas Supply+Methanex Stays+Delayed Build+Upgraded HVDC+Low Wind & Solar | 1161.9847 | 1163.9836 | 1166.4561
2028 | NIWCM | Low Demand Growth+Expected Future Gas Supply+Methanex Stays+Delayed Build+Upgraded HVDC+Low Wind & Solar | 1440.6233 | 1459.8351 | 1464.3716
2029 | NIWCM | Low Demand Growth+Expected Future Gas Supply+Methanex Stays+Delayed Build+Upgraded HVDC+Low Wind & Solar | 1465.9933 | 1588.6796 | 1602.2719
2030 | NIWCM | Low Demand Growth+Expected Future Gas Supply+Methanex Stays+Delayed Build+Upgraded HVDC+Low Wind & Solar | 1498.1781 | 2161.9592 | 2331.4701
2031 | NIWCM | Low Demand Growth+Expected Future Gas Supply+Methanex Stays+Delayed Build+Upgraded HVDC+Low Wind & Solar | 1394.1898 | 2292.0689 | 2626.0636
2032 | NIWCM | Low Demand Growth+Expected Future Gas Supply+Methanex Stays+Delayed Build+Upgraded HVDC+Low Wind & Solar | 1273.0829 | 2230.6598 | 2736.2786
2033 | NIWCM | Low Demand Growth+Expected Future Gas Supply+Methanex Stays+Delayed Build+Upgraded HVDC+Low Wind & Solar | 1230.5615 | 2199.2611 | 2924.3371
2034 | NIWCM | Low Demand Growth+Expected Future Gas Supply+Methanex Stays+Delayed Build+Upgraded HVDC+Low Wind & Solar | 1119.9069 | 2113.9951 | 2903.8055
2035 | NIWCM | Low Demand Growth+Expected Future Gas Supply+Methanex Stays+Delayed Build+Upgraded HVDC+Low Wind & Solar | 994.2191 | 2021.1001 | 2897.8323
2026 | SIWEM_PERC | Low Demand Growth+Expected Future Gas Supply+Methanex Stays+Delayed Build+Upgraded HVDC+Low Wind & Solar | 50.4405 | 50.4405 | 50.4405
2027 | SIWEM_PERC | Low Demand Growth+Expected Future Gas Supply+Methanex Stays+Delayed Build+Upgraded HVDC+Low Wind & Solar | 38.926 | 39.2973 | 39.738
2028 | SIWEM_PERC | Low Demand Growth+Expected Future Gas Supply+Methanex Stays+Delayed Build+Upgraded HVDC+Low Wind & Solar | 48.0293 | 51.8125 | 52.6358
2029 | SIWEM_PERC | Low Demand Growth+Expected Future Gas Supply+Methanex Stays+Delayed Build+Upgraded HVDC+Low Wind & Solar | 51.4759 | 58.7646 | 60.8949
2030 | SIWEM_PERC | Low Demand Growth+Expected Future Gas Supply+Methanex Stays+Delayed Build+Upgraded HVDC+Low Wind & Solar | 50.7391 | 73.6271 | 93.2096
2031 | SIWEM_PERC | Low Demand Growth+Expected Future Gas Supply+Methanex Stays+Delayed Build+Upgraded HVDC+Low Wind & Solar | 42.4939 | 72.6127 | 92.5554
2032 | SIWEM_PERC | Low Demand Growth+Expected Future Gas Supply+Methanex Stays+Delayed Build+Upgraded HVDC+Low Wind & Solar | 37.3263 | 68.9514 | 96.2511
2033 | SIWEM_PERC | Low Demand Growth+Expected Future Gas Supply+Methanex Stays+Delayed Build+Upgraded HVDC+Low Wind & Solar | 32.5717 | 64.1707 | 97.9498
2034 | SIWEM_PERC | Low Demand Growth+Expected Future Gas Supply+Methanex Stays+Delayed Build+Upgraded HVDC+Low Wind & Solar | 28.7563 | 60.9654 | 95.0404
2035 | SIWEM_PERC | Low Demand Growth+Expected Future Gas Supply+Methanex Stays+Delayed Build+Upgraded HVDC+Low Wind & Solar | 22.7656 | 55.9507 | 91.3733
2026 | NZWEM_PERC | Low Demand Growth+Expected Future Gas Supply+Methanex Stays+Delayed Build+Upgraded HVDC+Constrained Operational Capacity | 19.6984 | 19.6984 | 19.6984
2027 | NZWEM_PERC | Low Demand Growth+Expected Future Gas Supply+Methanex Stays+Delayed Build+Upgraded HVDC+Constrained Operational Capacity | 15.668 | 15.8175 | 15.995
2028 | NZWEM_PERC | Low Demand Growth+Expected Future Gas Supply+Methanex Stays+Delayed Build+Upgraded HVDC+Constrained Operational Capacity | 19.3155 | 20.8447 | 21.1775
2029 | NZWEM_PERC | Low Demand Growth+Expected Future Gas Supply+Methanex Stays+Delayed Build+Upgraded HVDC+Constrained Operational Capacity | 20.8665 | 23.9194 | 24.8676
2030 | NZWEM_PERC | Low Demand Growth+Expected Future Gas Supply+Methanex Stays+Delayed Build+Upgraded HVDC+Constrained Operational Capacity | 20.8367 | 30.5949 | 38.8435
2031 | NZWEM_PERC | Low Demand Growth+Expected Future Gas Supply+Methanex Stays+Delayed Build+Upgraded HVDC+Constrained Operational Capacity | 17.7198 | 30.614 | 39.9274
2032 | NZWEM_PERC | Low Demand Growth+Expected Future Gas Supply+Methanex Stays+Delayed Build+Upgraded HVDC+Constrained Operational Capacity | 15.8344 | 29.2467 | 44.5566
2033 | NZWEM_PERC | Low Demand Growth+Expected Future Gas Supply+Methanex Stays+Delayed Build+Upgraded HVDC+Constrained Operational Capacity | 14.0884 | 27.3883 | 48.8455
2034 | NZWEM_PERC | Low Demand Growth+Expected Future Gas Supply+Methanex Stays+Delayed Build+Upgraded HVDC+Constrained Operational Capacity | 12.6716 | 26.167 | 48.3561
2035 | NZWEM_PERC | Low Demand Growth+Expected Future Gas Supply+Methanex Stays+Delayed Build+Upgraded HVDC+Constrained Operational Capacity | 10.4492 | 24.1691 | 47.7444
2026 | NIWCM | Low Demand Growth+Expected Future Gas Supply+Methanex Stays+Delayed Build+Upgraded HVDC+Constrained Operational Capacity | 373.5029 | 373.5029 | 373.5029
2027 | NIWCM | Low Demand Growth+Expected Future Gas Supply+Methanex Stays+Delayed Build+Upgraded HVDC+Constrained Operational Capacity | 622.7638 | 622.7638 | 622.7638
2028 | NIWCM | Low Demand Growth+Expected Future Gas Supply+Methanex Stays+Delayed Build+Upgraded HVDC+Constrained Operational Capacity | 839.2329 | 839.2329 | 839.2329
2029 | NIWCM | Low Demand Growth+Expected Future Gas Supply+Methanex Stays+Delayed Build+Upgraded HVDC+Constrained Operational Capacity | 833.4055 | 915.296 | 915.296
2030 | NIWCM | Low Demand Growth+Expected Future Gas Supply+Methanex Stays+Delayed Build+Upgraded HVDC+Constrained Operational Capacity | 840.8697 | 1342.2895 | 1454.8857
2031 | NIWCM | Low Demand Growth+Expected Future Gas Supply+Methanex Stays+Delayed Build+Upgraded HVDC+Constrained Operational Capacity | 733.0603 | 1378.0255 | 1531.3255
2032 | NIWCM | Low Demand Growth+Expected Future Gas Supply+Methanex Stays+Delayed Build+Upgraded HVDC+Constrained Operational Capacity | 605.4925 | 1305.8856 | 1511.777
2033 | NIWCM | Low Demand Growth+Expected Future Gas Supply+Methanex Stays+Delayed Build+Upgraded HVDC+Constrained Operational Capacity | 561.3671 | 1272.9951 | 1534.5504
2034 | NIWCM | Low Demand Growth+Expected Future Gas Supply+Methanex Stays+Delayed Build+Upgraded HVDC+Constrained Operational Capacity | 450.0023 | 1165.4676 | 1453.3027
2035 | NIWCM | Low Demand Growth+Expected Future Gas Supply+Methanex Stays+Delayed Build+Upgraded HVDC+Constrained Operational Capacity | 322.0374 | 1067.0524 | 1365.9433
2026 | SIWEM_PERC | Low Demand Growth+Expected Future Gas Supply+Methanex Stays+Delayed Build+Upgraded HVDC+Constrained Operational Capacity | 50.7882 | 50.7882 | 50.7882
2027 | SIWEM_PERC | Low Demand Growth+Expected Future Gas Supply+Methanex Stays+Delayed Build+Upgraded HVDC+Constrained Operational Capacity | 41.7093 | 42.1208 | 42.609
2028 | SIWEM_PERC | Low Demand Growth+Expected Future Gas Supply+Methanex Stays+Delayed Build+Upgraded HVDC+Constrained Operational Capacity | 51.5224 | 55.6034 | 56.4342
2029 | SIWEM_PERC | Low Demand Growth+Expected Future Gas Supply+Methanex Stays+Delayed Build+Upgraded HVDC+Constrained Operational Capacity | 55.1472 | 63.2237 | 65.5842
2030 | SIWEM_PERC | Low Demand Growth+Expected Future Gas Supply+Methanex Stays+Delayed Build+Upgraded HVDC+Constrained Operational Capacity | 54.6393 | 80.001 | 98.68
2031 | SIWEM_PERC | Low Demand Growth+Expected Future Gas Supply+Methanex Stays+Delayed Build+Upgraded HVDC+Constrained Operational Capacity | 46.5483 | 79.654 | 96.3999
2032 | SIWEM_PERC | Low Demand Growth+Expected Future Gas Supply+Methanex Stays+Delayed Build+Upgraded HVDC+Constrained Operational Capacity | 41.3389 | 76.0606 | 100.7887
2033 | SIWEM_PERC | Low Demand Growth+Expected Future Gas Supply+Methanex Stays+Delayed Build+Upgraded HVDC+Constrained Operational Capacity | 36.5203 | 71.1666 | 102.9236
2034 | SIWEM_PERC | Low Demand Growth+Expected Future Gas Supply+Methanex Stays+Delayed Build+Upgraded HVDC+Constrained Operational Capacity | 32.6441 | 67.9535 | 99.9376
2035 | SIWEM_PERC | Low Demand Growth+Expected Future Gas Supply+Methanex Stays+Delayed Build+Upgraded HVDC+Constrained Operational Capacity | 26.5772 | 62.8021 | 96.1747
2026 | NZWEM_PERC | Low Demand Growth+Expected Future Gas Supply+Methanex Stays+Delayed Build+Upgraded HVDC+Constrained Operational Capacity+Low Wind & Solar | 18.743 | 18.743 | 18.743
2027 | NZWEM_PERC | Low Demand Growth+Expected Future Gas Supply+Methanex Stays+Delayed Build+Upgraded HVDC+Constrained Operational Capacity+Low Wind & Solar | 14.6562 | 14.7911 | 14.9513
2028 | NZWEM_PERC | Low Demand Growth+Expected Future Gas Supply+Methanex Stays+Delayed Build+Upgraded HVDC+Constrained Operational Capacity+Low Wind & Solar | 18.0413 | 19.4213 | 19.7217
2029 | NZWEM_PERC | Low Demand Growth+Expected Future Gas Supply+Methanex Stays+Delayed Build+Upgraded HVDC+Constrained Operational Capacity+Low Wind & Solar | 19.4231 | 22.1782 | 23.0339
2030 | NZWEM_PERC | Low Demand Growth+Expected Future Gas Supply+Methanex Stays+Delayed Build+Upgraded HVDC+Constrained Operational Capacity+Low Wind & Solar | 19.2996 | 28.1061 | 35.5501
2031 | NZWEM_PERC | Low Demand Growth+Expected Future Gas Supply+Methanex Stays+Delayed Build+Upgraded HVDC+Constrained Operational Capacity+Low Wind & Solar | 16.2176 | 27.8541 | 36.2591
2032 | NZWEM_PERC | Low Demand Growth+Expected Future Gas Supply+Methanex Stays+Delayed Build+Upgraded HVDC+Constrained Operational Capacity+Low Wind & Solar | 14.3577 | 26.4619 | 40.3182
2033 | NZWEM_PERC | Low Demand Growth+Expected Future Gas Supply+Methanex Stays+Delayed Build+Upgraded HVDC+Constrained Operational Capacity+Low Wind & Solar | 12.6347 | 24.6468 | 44.0503
2034 | NZWEM_PERC | Low Demand Growth+Expected Future Gas Supply+Methanex Stays+Delayed Build+Upgraded HVDC+Constrained Operational Capacity+Low Wind & Solar | 11.2418 | 23.4302 | 43.532
2035 | NZWEM_PERC | Low Demand Growth+Expected Future Gas Supply+Methanex Stays+Delayed Build+Upgraded HVDC+Constrained Operational Capacity+Low Wind & Solar | 9.0504 | 21.4916 | 42.8428
2026 | NIWCM | Low Demand Growth+Expected Future Gas Supply+Methanex Stays+Delayed Build+Upgraded HVDC+Constrained Operational Capacity+Low Wind & Solar | 373.5029 | 373.5029 | 373.5029
2027 | NIWCM | Low Demand Growth+Expected Future Gas Supply+Methanex Stays+Delayed Build+Upgraded HVDC+Constrained Operational Capacity+Low Wind & Solar | 622.7638 | 622.7638 | 622.7638
2028 | NIWCM | Low Demand Growth+Expected Future Gas Supply+Methanex Stays+Delayed Build+Upgraded HVDC+Constrained Operational Capacity+Low Wind & Solar | 839.2329 | 839.2329 | 839.2329
2029 | NIWCM | Low Demand Growth+Expected Future Gas Supply+Methanex Stays+Delayed Build+Upgraded HVDC+Constrained Operational Capacity+Low Wind & Solar | 833.4055 | 915.296 | 915.296
2030 | NIWCM | Low Demand Growth+Expected Future Gas Supply+Methanex Stays+Delayed Build+Upgraded HVDC+Constrained Operational Capacity+Low Wind & Solar | 840.8697 | 1342.2895 | 1454.8857
2031 | NIWCM | Low Demand Growth+Expected Future Gas Supply+Methanex Stays+Delayed Build+Upgraded HVDC+Constrained Operational Capacity+Low Wind & Solar | 733.0603 | 1378.0255 | 1531.3255
2032 | NIWCM | Low Demand Growth+Expected Future Gas Supply+Methanex Stays+Delayed Build+Upgraded HVDC+Constrained Operational Capacity+Low Wind & Solar | 605.4925 | 1305.8856 | 1511.777
2033 | NIWCM | Low Demand Growth+Expected Future Gas Supply+Methanex Stays+Delayed Build+Upgraded HVDC+Constrained Operational Capacity+Low Wind & Solar | 561.3671 | 1272.9951 | 1534.5504
2034 | NIWCM | Low Demand Growth+Expected Future Gas Supply+Methanex Stays+Delayed Build+Upgraded HVDC+Constrained Operational Capacity+Low Wind & Solar | 450.0023 | 1165.4676 | 1453.3027
2035 | NIWCM | Low Demand Growth+Expected Future Gas Supply+Methanex Stays+Delayed Build+Upgraded HVDC+Constrained Operational Capacity+Low Wind & Solar | 322.0374 | 1067.0524 | 1365.9433
2026 | SIWEM_PERC | Low Demand Growth+Expected Future Gas Supply+Methanex Stays+Delayed Build+Upgraded HVDC+Constrained Operational Capacity+Low Wind & Solar | 50.4405 | 50.4405 | 50.4405
2027 | SIWEM_PERC | Low Demand Growth+Expected Future Gas Supply+Methanex Stays+Delayed Build+Upgraded HVDC+Constrained Operational Capacity+Low Wind & Solar | 38.926 | 39.2973 | 39.738
2028 | SIWEM_PERC | Low Demand Growth+Expected Future Gas Supply+Methanex Stays+Delayed Build+Upgraded HVDC+Constrained Operational Capacity+Low Wind & Solar | 48.0293 | 51.8125 | 52.6358
2029 | SIWEM_PERC | Low Demand Growth+Expected Future Gas Supply+Methanex Stays+Delayed Build+Upgraded HVDC+Constrained Operational Capacity+Low Wind & Solar | 51.4759 | 58.7646 | 60.8949
2030 | SIWEM_PERC | Low Demand Growth+Expected Future Gas Supply+Methanex Stays+Delayed Build+Upgraded HVDC+Constrained Operational Capacity+Low Wind & Solar | 50.7391 | 73.6271 | 93.2096
2031 | SIWEM_PERC | Low Demand Growth+Expected Future Gas Supply+Methanex Stays+Delayed Build+Upgraded HVDC+Constrained Operational Capacity+Low Wind & Solar | 42.4939 | 72.6127 | 92.5554
2032 | SIWEM_PERC | Low Demand Growth+Expected Future Gas Supply+Methanex Stays+Delayed Build+Upgraded HVDC+Constrained Operational Capacity+Low Wind & Solar | 37.3263 | 68.9514 | 96.2511
2033 | SIWEM_PERC | Low Demand Growth+Expected Future Gas Supply+Methanex Stays+Delayed Build+Upgraded HVDC+Constrained Operational Capacity+Low Wind & Solar | 32.5717 | 64.1707 | 97.9498
2034 | SIWEM_PERC | Low Demand Growth+Expected Future Gas Supply+Methanex Stays+Delayed Build+Upgraded HVDC+Constrained Operational Capacity+Low Wind & Solar | 28.7563 | 60.9654 | 95.0404
2035 | SIWEM_PERC | Low Demand Growth+Expected Future Gas Supply+Methanex Stays+Delayed Build+Upgraded HVDC+Constrained Operational Capacity+Low Wind & Solar | 22.7656 | 55.9507 | 91.3733
2026 | NZWEM_PERC | Low Demand Growth+Expected Future Gas Supply+Methanex Stays+Reduced Rankine Availability | 20.2045 | 20.2644 | 20.2644
2027 | NZWEM_PERC | Low Demand Growth+Expected Future Gas Supply+Methanex Stays+Reduced Rankine Availability | 14.8262 | 16.7701 | 17.1062
2028 | NZWEM_PERC | Low Demand Growth+Expected Future Gas Supply+Methanex Stays+Reduced Rankine Availability | 15.1914 | 23.7844 | 28.5505
2029 | NZWEM_PERC | Low Demand Growth+Expected Future Gas Supply+Methanex Stays+Reduced Rankine Availability | 13.6398 | 25.8913 | 35.5846
2030 | NZWEM_PERC | Low Demand Growth+Expected Future Gas Supply+Methanex Stays+Reduced Rankine Availability | 12.5217 | 27.0508 | 42.9868
2031 | NZWEM_PERC | Low Demand Growth+Expected Future Gas Supply+Methanex Stays+Reduced Rankine Availability | 9.5932 | 23.8926 | 46.0667
2032 | NZWEM_PERC | Low Demand Growth+Expected Future Gas Supply+Methanex Stays+Reduced Rankine Availability | 7.8461 | 22.33 | 45.2471
2033 | NZWEM_PERC | Low Demand Growth+Expected Future Gas Supply+Methanex Stays+Reduced Rankine Availability | 6.2244 | 20.483 | 44.9839
2034 | NZWEM_PERC | Low Demand Growth+Expected Future Gas Supply+Methanex Stays+Reduced Rankine Availability | 4.9371 | 19.4341 | 43.5316
2035 | NZWEM_PERC | Low Demand Growth+Expected Future Gas Supply+Methanex Stays+Reduced Rankine Availability | 2.8823 | 17.1693 | 40.7446
2026 | NIWCM | Low Demand Growth+Expected Future Gas Supply+Methanex Stays+Reduced Rankine Availability | 1191.4351 | 1192.2349 | 1192.2349
2027 | NIWCM | Low Demand Growth+Expected Future Gas Supply+Methanex Stays+Reduced Rankine Availability | 1327.1564 | 1355.0149 | 1359.5514
2028 | NIWCM | Low Demand Growth+Expected Future Gas Supply+Methanex Stays+Reduced Rankine Availability | 1461.582 | 2021.8616 | 2060.8072
2029 | NIWCM | Low Demand Growth+Expected Future Gas Supply+Methanex Stays+Reduced Rankine Availability | 1439.5339 | 2249.7561 | 2467.4453
2030 | NIWCM | Low Demand Growth+Expected Future Gas Supply+Methanex Stays+Reduced Rankine Availability | 1323.5546 | 2234.2366 | 2599.4835
2031 | NIWCM | Low Demand Growth+Expected Future Gas Supply+Methanex Stays+Reduced Rankine Availability | 1236.7153 | 2193.9154 | 2750.7502
2032 | NIWCM | Low Demand Growth+Expected Future Gas Supply+Methanex Stays+Reduced Rankine Availability | 1115.6248 | 2114.4036 | 2721.1172
2033 | NIWCM | Low Demand Growth+Expected Future Gas Supply+Methanex Stays+Reduced Rankine Availability | 1000.1606 | 2013.8983 | 2715.0076
2034 | NIWCM | Low Demand Growth+Expected Future Gas Supply+Methanex Stays+Reduced Rankine Availability | 889.5072 | 1953.5982 | 2758.1705
2035 | NIWCM | Low Demand Growth+Expected Future Gas Supply+Methanex Stays+Reduced Rankine Availability | 763.819 | 1843.0482 | 2672.7288
2026 | SIWEM_PERC | Low Demand Growth+Expected Future Gas Supply+Methanex Stays+Reduced Rankine Availability | 54.5165 | 54.682 | 54.682
2027 | SIWEM_PERC | Low Demand Growth+Expected Future Gas Supply+Methanex Stays+Reduced Rankine Availability | 39.3938 | 44.7412 | 45.6656
2028 | SIWEM_PERC | Low Demand Growth+Expected Future Gas Supply+Methanex Stays+Reduced Rankine Availability | 40.2169 | 63.7729 | 76.4172
2029 | SIWEM_PERC | Low Demand Growth+Expected Future Gas Supply+Methanex Stays+Reduced Rankine Availability | 35.8181 | 66.3794 | 83.0811
2030 | SIWEM_PERC | Low Demand Growth+Expected Future Gas Supply+Methanex Stays+Reduced Rankine Availability | 32.5273 | 64.9092 | 87.3057
2031 | SIWEM_PERC | Low Demand Growth+Expected Future Gas Supply+Methanex Stays+Reduced Rankine Availability | 24.4734 | 61.2884 | 88.5761
2032 | SIWEM_PERC | Low Demand Growth+Expected Future Gas Supply+Methanex Stays+Reduced Rankine Availability | 20.3674 | 58.492 | 85.2852
2033 | SIWEM_PERC | Low Demand Growth+Expected Future Gas Supply+Methanex Stays+Reduced Rankine Availability | 18.5707 | 53.8897 | 82.4535
2034 | SIWEM_PERC | Low Demand Growth+Expected Future Gas Supply+Methanex Stays+Reduced Rankine Availability | 16.8853 | 51.0323 | 79.7831
2035 | SIWEM_PERC | Low Demand Growth+Expected Future Gas Supply+Methanex Stays+Reduced Rankine Availability | 14.7472 | 44.8895 | 76.4144
2026 | NZWEM_PERC | Low Demand Growth+Expected Future Gas Supply+Methanex Stays+Reduced Rankine Availability+Low Wind & Solar | 18.9487 | 19.0027 | 19.0027
2027 | NZWEM_PERC | Low Demand Growth+Expected Future Gas Supply+Methanex Stays+Reduced Rankine Availability+Low Wind & Solar | 13.4007 | 15.155 | 15.4582
2028 | NZWEM_PERC | Low Demand Growth+Expected Future Gas Supply+Methanex Stays+Reduced Rankine Availability+Low Wind & Solar | 13.6582 | 21.4131 | 25.7143
2029 | NZWEM_PERC | Low Demand Growth+Expected Future Gas Supply+Methanex Stays+Reduced Rankine Availability+Low Wind & Solar | 12.0763 | 23.1328 | 31.8807
2030 | NZWEM_PERC | Low Demand Growth+Expected Future Gas Supply+Methanex Stays+Reduced Rankine Availability+Low Wind & Solar | 10.9847 | 24.152 | 38.5751
2031 | NZWEM_PERC | Low Demand Growth+Expected Future Gas Supply+Methanex Stays+Reduced Rankine Availability+Low Wind & Solar | 8.0909 | 21.0595 | 41.1112
2032 | NZWEM_PERC | Low Demand Growth+Expected Future Gas Supply+Methanex Stays+Reduced Rankine Availability+Low Wind & Solar | 6.3695 | 19.5034 | 40.2648
2033 | NZWEM_PERC | Low Demand Growth+Expected Future Gas Supply+Methanex Stays+Reduced Rankine Availability+Low Wind & Solar | 4.7707 | 17.7004 | 39.8898
2034 | NZWEM_PERC | Low Demand Growth+Expected Future Gas Supply+Methanex Stays+Reduced Rankine Availability+Low Wind & Solar | 3.5074 | 16.6973 | 38.5214
2035 | NZWEM_PERC | Low Demand Growth+Expected Future Gas Supply+Methanex Stays+Reduced Rankine Availability+Low Wind & Solar | 1.4835 | 14.4918 | 35.843
2026 | NIWCM | Low Demand Growth+Expected Future Gas Supply+Methanex Stays+Reduced Rankine Availability+Low Wind & Solar | 1191.4351 | 1192.2349 | 1192.2349
2027 | NIWCM | Low Demand Growth+Expected Future Gas Supply+Methanex Stays+Reduced Rankine Availability+Low Wind & Solar | 1327.1564 | 1355.0149 | 1359.5514
2028 | NIWCM | Low Demand Growth+Expected Future Gas Supply+Methanex Stays+Reduced Rankine Availability+Low Wind & Solar | 1461.582 | 2021.8616 | 2060.8072
2029 | NIWCM | Low Demand Growth+Expected Future Gas Supply+Methanex Stays+Reduced Rankine Availability+Low Wind & Solar | 1439.5339 | 2249.7561 | 2467.4453
2030 | NIWCM | Low Demand Growth+Expected Future Gas Supply+Methanex Stays+Reduced Rankine Availability+Low Wind & Solar | 1323.5546 | 2234.2366 | 2599.4835
2031 | NIWCM | Low Demand Growth+Expected Future Gas Supply+Methanex Stays+Reduced Rankine Availability+Low Wind & Solar | 1236.7153 | 2193.9154 | 2750.7502
2032 | NIWCM | Low Demand Growth+Expected Future Gas Supply+Methanex Stays+Reduced Rankine Availability+Low Wind & Solar | 1115.6248 | 2114.4036 | 2721.1172
2033 | NIWCM | Low Demand Growth+Expected Future Gas Supply+Methanex Stays+Reduced Rankine Availability+Low Wind & Solar | 1000.1606 | 2013.8983 | 2715.0076
2034 | NIWCM | Low Demand Growth+Expected Future Gas Supply+Methanex Stays+Reduced Rankine Availability+Low Wind & Solar | 889.5072 | 1953.5982 | 2758.1705
2035 | NIWCM | Low Demand Growth+Expected Future Gas Supply+Methanex Stays+Reduced Rankine Availability+Low Wind & Solar | 763.819 | 1843.0482 | 2672.7288
2026 | SIWEM_PERC | Low Demand Growth+Expected Future Gas Supply+Methanex Stays+Reduced Rankine Availability+Low Wind & Solar | 51.0427 | 51.192 | 51.192
2027 | SIWEM_PERC | Low Demand Growth+Expected Future Gas Supply+Methanex Stays+Reduced Rankine Availability+Low Wind & Solar | 35.4723 | 40.2981 | 41.1324
2028 | SIWEM_PERC | Low Demand Growth+Expected Future Gas Supply+Methanex Stays+Reduced Rankine Availability+Low Wind & Solar | 36.0139 | 57.2724 | 69.0631
2029 | SIWEM_PERC | Low Demand Growth+Expected Future Gas Supply+Methanex Stays+Reduced Rankine Availability+Low Wind & Solar | 31.5436 | 61.7701 | 79.06
2030 | SIWEM_PERC | Low Demand Growth+Expected Future Gas Supply+Methanex Stays+Reduced Rankine Availability+Low Wind & Solar | 28.3465 | 62.3656 | 82.5777
2031 | SIWEM_PERC | Low Demand Growth+Expected Future Gas Supply+Methanex Stays+Reduced Rankine Availability+Low Wind & Solar | 21.4438 | 55.6653 | 83.4284
2032 | SIWEM_PERC | Low Demand Growth+Expected Future Gas Supply+Methanex Stays+Reduced Rankine Availability+Low Wind & Solar | 19.3693 | 51.309 | 80.2308
2033 | SIWEM_PERC | Low Demand Growth+Expected Future Gas Supply+Methanex Stays+Reduced Rankine Availability+Low Wind & Solar | 17.5885 | 46.3314 | 77.4796
2034 | SIWEM_PERC | Low Demand Growth+Expected Future Gas Supply+Methanex Stays+Reduced Rankine Availability+Low Wind & Solar | 15.9182 | 43.5905 | 74.8859
2035 | SIWEM_PERC | Low Demand Growth+Expected Future Gas Supply+Methanex Stays+Reduced Rankine Availability+Low Wind & Solar | 13.799 | 37.5933 | 71.6131
2026 | NZWEM_PERC | Low Demand Growth+Expected Future Gas Supply+Methanex Stays+Reduced Rankine Availability+Constrained Operational Capacity | 20.2045 | 20.2644 | 20.2644
2027 | NZWEM_PERC | Low Demand Growth+Expected Future Gas Supply+Methanex Stays+Reduced Rankine Availability+Constrained Operational Capacity | 14.8262 | 16.7701 | 17.1062
2028 | NZWEM_PERC | Low Demand Growth+Expected Future Gas Supply+Methanex Stays+Reduced Rankine Availability+Constrained Operational Capacity | 15.1914 | 23.7844 | 28.5505
2029 | NZWEM_PERC | Low Demand Growth+Expected Future Gas Supply+Methanex Stays+Reduced Rankine Availability+Constrained Operational Capacity | 13.6398 | 25.8913 | 35.5846
2030 | NZWEM_PERC | Low Demand Growth+Expected Future Gas Supply+Methanex Stays+Reduced Rankine Availability+Constrained Operational Capacity | 12.5217 | 27.0508 | 42.9868
2031 | NZWEM_PERC | Low Demand Growth+Expected Future Gas Supply+Methanex Stays+Reduced Rankine Availability+Constrained Operational Capacity | 9.5932 | 23.8926 | 46.0667
2032 | NZWEM_PERC | Low Demand Growth+Expected Future Gas Supply+Methanex Stays+Reduced Rankine Availability+Constrained Operational Capacity | 7.8461 | 22.33 | 45.2471
2033 | NZWEM_PERC | Low Demand Growth+Expected Future Gas Supply+Methanex Stays+Reduced Rankine Availability+Constrained Operational Capacity | 6.2244 | 20.483 | 44.9839
2034 | NZWEM_PERC | Low Demand Growth+Expected Future Gas Supply+Methanex Stays+Reduced Rankine Availability+Constrained Operational Capacity | 4.9371 | 19.4341 | 43.5316
2035 | NZWEM_PERC | Low Demand Growth+Expected Future Gas Supply+Methanex Stays+Reduced Rankine Availability+Constrained Operational Capacity | 2.8823 | 17.1693 | 40.7446
2026 | NIWCM | Low Demand Growth+Expected Future Gas Supply+Methanex Stays+Reduced Rankine Availability+Constrained Operational Capacity | 604.1196 | 604.1196 | 604.1196
2027 | NIWCM | Low Demand Growth+Expected Future Gas Supply+Methanex Stays+Reduced Rankine Availability+Constrained Operational Capacity | 709.2101 | 713.0979 | 713.0979
2028 | NIWCM | Low Demand Growth+Expected Future Gas Supply+Methanex Stays+Reduced Rankine Availability+Constrained Operational Capacity | 818.3594 | 1305.8788 | 1312.9608
2029 | NIWCM | Low Demand Growth+Expected Future Gas Supply+Methanex Stays+Reduced Rankine Availability+Constrained Operational Capacity | 782.4328 | 1423.8944 | 1576.8858
2030 | NIWCM | Low Demand Growth+Expected Future Gas Supply+Methanex Stays+Reduced Rankine Availability+Constrained Operational Capacity | 666.2462 | 1383.6679 | 1589.3647
2031 | NIWCM | Low Demand Growth+Expected Future Gas Supply+Methanex Stays+Reduced Rankine Availability+Constrained Operational Capacity | 575.5979 | 1304.9563 | 1564.7785
2032 | NIWCM | Low Demand Growth+Expected Future Gas Supply+Methanex Stays+Reduced Rankine Availability+Constrained Operational Capacity | 448.0312 | 1187.216 | 1467.5734
2033 | NIWCM | Low Demand Growth+Expected Future Gas Supply+Methanex Stays+Reduced Rankine Availability+Constrained Operational Capacity | 330.967 | 1073.0536 | 1366.0557
2034 | NIWCM | Low Demand Growth+Expected Future Gas Supply+Methanex Stays+Reduced Rankine Availability+Constrained Operational Capacity | 219.6023 | 1005.157 | 1380.2233
2035 | NIWCM | Low Demand Growth+Expected Future Gas Supply+Methanex Stays+Reduced Rankine Availability+Constrained Operational Capacity | 91.6374 | 888.9844 | 1265.1036
2026 | SIWEM_PERC | Low Demand Growth+Expected Future Gas Supply+Methanex Stays+Reduced Rankine Availability+Constrained Operational Capacity | 54.5165 | 54.682 | 54.682
2027 | SIWEM_PERC | Low Demand Growth+Expected Future Gas Supply+Methanex Stays+Reduced Rankine Availability+Constrained Operational Capacity | 39.3938 | 44.7412 | 45.6656
2028 | SIWEM_PERC | Low Demand Growth+Expected Future Gas Supply+Methanex Stays+Reduced Rankine Availability+Constrained Operational Capacity | 40.2169 | 63.7729 | 76.4172
2029 | SIWEM_PERC | Low Demand Growth+Expected Future Gas Supply+Methanex Stays+Reduced Rankine Availability+Constrained Operational Capacity | 35.8181 | 66.3794 | 83.0811
2030 | SIWEM_PERC | Low Demand Growth+Expected Future Gas Supply+Methanex Stays+Reduced Rankine Availability+Constrained Operational Capacity | 32.5273 | 64.9092 | 87.3057
2031 | SIWEM_PERC | Low Demand Growth+Expected Future Gas Supply+Methanex Stays+Reduced Rankine Availability+Constrained Operational Capacity | 24.4734 | 61.2884 | 88.5761
2032 | SIWEM_PERC | Low Demand Growth+Expected Future Gas Supply+Methanex Stays+Reduced Rankine Availability+Constrained Operational Capacity | 20.3674 | 58.492 | 85.2852
2033 | SIWEM_PERC | Low Demand Growth+Expected Future Gas Supply+Methanex Stays+Reduced Rankine Availability+Constrained Operational Capacity | 18.5707 | 53.8897 | 82.4535
2034 | SIWEM_PERC | Low Demand Growth+Expected Future Gas Supply+Methanex Stays+Reduced Rankine Availability+Constrained Operational Capacity | 16.8853 | 51.0323 | 79.7831
2035 | SIWEM_PERC | Low Demand Growth+Expected Future Gas Supply+Methanex Stays+Reduced Rankine Availability+Constrained Operational Capacity | 14.7472 | 44.8895 | 76.4144
2026 | NZWEM_PERC | Low Demand Growth+Expected Future Gas Supply+Methanex Stays+Reduced Rankine Availability+Constrained Operational Capacity+Low Wind & Solar | 18.9487 | 19.0027 | 19.0027
2027 | NZWEM_PERC | Low Demand Growth+Expected Future Gas Supply+Methanex Stays+Reduced Rankine Availability+Constrained Operational Capacity+Low Wind & Solar | 13.4007 | 15.155 | 15.4582
2028 | NZWEM_PERC | Low Demand Growth+Expected Future Gas Supply+Methanex Stays+Reduced Rankine Availability+Constrained Operational Capacity+Low Wind & Solar | 13.6582 | 21.4131 | 25.7143
2029 | NZWEM_PERC | Low Demand Growth+Expected Future Gas Supply+Methanex Stays+Reduced Rankine Availability+Constrained Operational Capacity+Low Wind & Solar | 12.0763 | 23.1328 | 31.8807
2030 | NZWEM_PERC | Low Demand Growth+Expected Future Gas Supply+Methanex Stays+Reduced Rankine Availability+Constrained Operational Capacity+Low Wind & Solar | 10.9847 | 24.152 | 38.5751
2031 | NZWEM_PERC | Low Demand Growth+Expected Future Gas Supply+Methanex Stays+Reduced Rankine Availability+Constrained Operational Capacity+Low Wind & Solar | 8.0909 | 21.0595 | 41.1112
2032 | NZWEM_PERC | Low Demand Growth+Expected Future Gas Supply+Methanex Stays+Reduced Rankine Availability+Constrained Operational Capacity+Low Wind & Solar | 6.3695 | 19.5034 | 40.2648
2033 | NZWEM_PERC | Low Demand Growth+Expected Future Gas Supply+Methanex Stays+Reduced Rankine Availability+Constrained Operational Capacity+Low Wind & Solar | 4.7707 | 17.7004 | 39.8898
2034 | NZWEM_PERC | Low Demand Growth+Expected Future Gas Supply+Methanex Stays+Reduced Rankine Availability+Constrained Operational Capacity+Low Wind & Solar | 3.5074 | 16.6973 | 38.5214
2035 | NZWEM_PERC | Low Demand Growth+Expected Future Gas Supply+Methanex Stays+Reduced Rankine Availability+Constrained Operational Capacity+Low Wind & Solar | 1.4835 | 14.4918 | 35.843
2026 | NIWCM | Low Demand Growth+Expected Future Gas Supply+Methanex Stays+Reduced Rankine Availability+Constrained Operational Capacity+Low Wind & Solar | 604.1196 | 604.1196 | 604.1196
2027 | NIWCM | Low Demand Growth+Expected Future Gas Supply+Methanex Stays+Reduced Rankine Availability+Constrained Operational Capacity+Low Wind & Solar | 709.2101 | 713.0979 | 713.0979
2028 | NIWCM | Low Demand Growth+Expected Future Gas Supply+Methanex Stays+Reduced Rankine Availability+Constrained Operational Capacity+Low Wind & Solar | 818.3594 | 1305.8788 | 1312.9608
2029 | NIWCM | Low Demand Growth+Expected Future Gas Supply+Methanex Stays+Reduced Rankine Availability+Constrained Operational Capacity+Low Wind & Solar | 782.4328 | 1423.8944 | 1576.8858
2030 | NIWCM | Low Demand Growth+Expected Future Gas Supply+Methanex Stays+Reduced Rankine Availability+Constrained Operational Capacity+Low Wind & Solar | 666.2462 | 1383.6679 | 1589.3647
2031 | NIWCM | Low Demand Growth+Expected Future Gas Supply+Methanex Stays+Reduced Rankine Availability+Constrained Operational Capacity+Low Wind & Solar | 575.5979 | 1304.9563 | 1564.7785
2032 | NIWCM | Low Demand Growth+Expected Future Gas Supply+Methanex Stays+Reduced Rankine Availability+Constrained Operational Capacity+Low Wind & Solar | 448.0312 | 1187.216 | 1467.5734
2033 | NIWCM | Low Demand Growth+Expected Future Gas Supply+Methanex Stays+Reduced Rankine Availability+Constrained Operational Capacity+Low Wind & Solar | 330.967 | 1073.0536 | 1366.0557
2034 | NIWCM | Low Demand Growth+Expected Future Gas Supply+Methanex Stays+Reduced Rankine Availability+Constrained Operational Capacity+Low Wind & Solar | 219.6023 | 1005.157 | 1380.2233
2035 | NIWCM | Low Demand Growth+Expected Future Gas Supply+Methanex Stays+Reduced Rankine Availability+Constrained Operational Capacity+Low Wind & Solar | 91.6374 | 888.9844 | 1265.1036
2026 | SIWEM_PERC | Low Demand Growth+Expected Future Gas Supply+Methanex Stays+Reduced Rankine Availability+Constrained Operational Capacity+Low Wind & Solar | 51.0427 | 51.192 | 51.192
2027 | SIWEM_PERC | Low Demand Growth+Expected Future Gas Supply+Methanex Stays+Reduced Rankine Availability+Constrained Operational Capacity+Low Wind & Solar | 35.4723 | 40.2981 | 41.1324
2028 | SIWEM_PERC | Low Demand Growth+Expected Future Gas Supply+Methanex Stays+Reduced Rankine Availability+Constrained Operational Capacity+Low Wind & Solar | 36.0139 | 57.2724 | 69.0631
2029 | SIWEM_PERC | Low Demand Growth+Expected Future Gas Supply+Methanex Stays+Reduced Rankine Availability+Constrained Operational Capacity+Low Wind & Solar | 31.5436 | 61.7701 | 79.06
2030 | SIWEM_PERC | Low Demand Growth+Expected Future Gas Supply+Methanex Stays+Reduced Rankine Availability+Constrained Operational Capacity+Low Wind & Solar | 28.3465 | 62.3656 | 82.5777
2031 | SIWEM_PERC | Low Demand Growth+Expected Future Gas Supply+Methanex Stays+Reduced Rankine Availability+Constrained Operational Capacity+Low Wind & Solar | 21.4438 | 55.6653 | 83.4284
2032 | SIWEM_PERC | Low Demand Growth+Expected Future Gas Supply+Methanex Stays+Reduced Rankine Availability+Constrained Operational Capacity+Low Wind & Solar | 19.3693 | 51.309 | 80.2308
2033 | SIWEM_PERC | Low Demand Growth+Expected Future Gas Supply+Methanex Stays+Reduced Rankine Availability+Constrained Operational Capacity+Low Wind & Solar | 17.5885 | 46.3314 | 77.4796
2034 | SIWEM_PERC | Low Demand Growth+Expected Future Gas Supply+Methanex Stays+Reduced Rankine Availability+Constrained Operational Capacity+Low Wind & Solar | 15.9182 | 43.5905 | 74.8859
2035 | SIWEM_PERC | Low Demand Growth+Expected Future Gas Supply+Methanex Stays+Reduced Rankine Availability+Constrained Operational Capacity+Low Wind & Solar | 13.799 | 37.5933 | 71.6131
2026 | NZWEM_PERC | Low Demand Growth+Expected Future Gas Supply+Methanex Stays+Reduced Rankine Availability+Upgraded HVDC | 20.2045 | 20.2644 | 20.2644
2027 | NZWEM_PERC | Low Demand Growth+Expected Future Gas Supply+Methanex Stays+Reduced Rankine Availability+Upgraded HVDC | 14.8262 | 16.7701 | 17.1062
2028 | NZWEM_PERC | Low Demand Growth+Expected Future Gas Supply+Methanex Stays+Reduced Rankine Availability+Upgraded HVDC | 15.1914 | 23.7844 | 28.5505
2029 | NZWEM_PERC | Low Demand Growth+Expected Future Gas Supply+Methanex Stays+Reduced Rankine Availability+Upgraded HVDC | 13.6398 | 25.8913 | 35.5846
2030 | NZWEM_PERC | Low Demand Growth+Expected Future Gas Supply+Methanex Stays+Reduced Rankine Availability+Upgraded HVDC | 12.5217 | 27.0508 | 42.9868
2031 | NZWEM_PERC | Low Demand Growth+Expected Future Gas Supply+Methanex Stays+Reduced Rankine Availability+Upgraded HVDC | 9.5932 | 23.8926 | 46.0667
2032 | NZWEM_PERC | Low Demand Growth+Expected Future Gas Supply+Methanex Stays+Reduced Rankine Availability+Upgraded HVDC | 7.8461 | 22.33 | 45.2471
2033 | NZWEM_PERC | Low Demand Growth+Expected Future Gas Supply+Methanex Stays+Reduced Rankine Availability+Upgraded HVDC | 6.2244 | 20.483 | 44.9839
2034 | NZWEM_PERC | Low Demand Growth+Expected Future Gas Supply+Methanex Stays+Reduced Rankine Availability+Upgraded HVDC | 4.9371 | 19.4341 | 43.5316
2035 | NZWEM_PERC | Low Demand Growth+Expected Future Gas Supply+Methanex Stays+Reduced Rankine Availability+Upgraded HVDC | 2.8823 | 17.1693 | 40.7446
2026 | NIWCM | Low Demand Growth+Expected Future Gas Supply+Methanex Stays+Reduced Rankine Availability+Upgraded HVDC | 1191.4351 | 1192.2349 | 1192.2349
2027 | NIWCM | Low Demand Growth+Expected Future Gas Supply+Methanex Stays+Reduced Rankine Availability+Upgraded HVDC | 1327.1564 | 1355.0149 | 1359.5514
2028 | NIWCM | Low Demand Growth+Expected Future Gas Supply+Methanex Stays+Reduced Rankine Availability+Upgraded HVDC | 1461.582 | 2021.8616 | 2060.8072
2029 | NIWCM | Low Demand Growth+Expected Future Gas Supply+Methanex Stays+Reduced Rankine Availability+Upgraded HVDC | 1439.5339 | 2249.7561 | 2467.4453
2030 | NIWCM | Low Demand Growth+Expected Future Gas Supply+Methanex Stays+Reduced Rankine Availability+Upgraded HVDC | 1323.5546 | 2234.2366 | 2599.4835
2031 | NIWCM | Low Demand Growth+Expected Future Gas Supply+Methanex Stays+Reduced Rankine Availability+Upgraded HVDC | 1236.7283 | 2232.003 | 2874.2501
2032 | NIWCM | Low Demand Growth+Expected Future Gas Supply+Methanex Stays+Reduced Rankine Availability+Upgraded HVDC | 1115.6214 | 2126.5675 | 2844.7526
2033 | NIWCM | Low Demand Growth+Expected Future Gas Supply+Methanex Stays+Reduced Rankine Availability+Upgraded HVDC | 1000.1615 | 2013.9003 | 2838.3788
2034 | NIWCM | Low Demand Growth+Expected Future Gas Supply+Methanex Stays+Reduced Rankine Availability+Upgraded HVDC | 889.5069 | 1953.6843 | 2887.9237
2035 | NIWCM | Low Demand Growth+Expected Future Gas Supply+Methanex Stays+Reduced Rankine Availability+Upgraded HVDC | 763.8191 | 1843.0321 | 2796.9933
2026 | SIWEM_PERC | Low Demand Growth+Expected Future Gas Supply+Methanex Stays+Reduced Rankine Availability+Upgraded HVDC | 54.5165 | 54.682 | 54.682
2027 | SIWEM_PERC | Low Demand Growth+Expected Future Gas Supply+Methanex Stays+Reduced Rankine Availability+Upgraded HVDC | 39.3938 | 44.7412 | 45.6656
2028 | SIWEM_PERC | Low Demand Growth+Expected Future Gas Supply+Methanex Stays+Reduced Rankine Availability+Upgraded HVDC | 40.2169 | 63.7729 | 76.8003
2029 | SIWEM_PERC | Low Demand Growth+Expected Future Gas Supply+Methanex Stays+Reduced Rankine Availability+Upgraded HVDC | 35.8181 | 69.0492 | 94.6733
2030 | SIWEM_PERC | Low Demand Growth+Expected Future Gas Supply+Methanex Stays+Reduced Rankine Availability+Upgraded HVDC | 32.5273 | 71.4088 | 108.9799
2031 | SIWEM_PERC | Low Demand Growth+Expected Future Gas Supply+Methanex Stays+Reduced Rankine Availability+Upgraded HVDC | 24.4734 | 63.1861 | 109.7617
2032 | SIWEM_PERC | Low Demand Growth+Expected Future Gas Supply+Methanex Stays+Reduced Rankine Availability+Upgraded HVDC | 20.3674 | 58.9453 | 106.087
2033 | SIWEM_PERC | Low Demand Growth+Expected Future Gas Supply+Methanex Stays+Reduced Rankine Availability+Upgraded HVDC | 18.5707 | 53.8897 | 102.9236
2034 | SIWEM_PERC | Low Demand Growth+Expected Future Gas Supply+Methanex Stays+Reduced Rankine Availability+Upgraded HVDC | 16.8853 | 51.0323 | 99.9376
2035 | SIWEM_PERC | Low Demand Growth+Expected Future Gas Supply+Methanex Stays+Reduced Rankine Availability+Upgraded HVDC | 14.7472 | 44.8895 | 96.1747
2026 | NZWEM_PERC | Low Demand Growth+Expected Future Gas Supply+Methanex Stays+Reduced Rankine Availability+Upgraded HVDC+Low Wind & Solar | 18.9487 | 19.0027 | 19.0027
2027 | NZWEM_PERC | Low Demand Growth+Expected Future Gas Supply+Methanex Stays+Reduced Rankine Availability+Upgraded HVDC+Low Wind & Solar | 13.4007 | 15.155 | 15.4582
2028 | NZWEM_PERC | Low Demand Growth+Expected Future Gas Supply+Methanex Stays+Reduced Rankine Availability+Upgraded HVDC+Low Wind & Solar | 13.6582 | 21.4131 | 25.7143
2029 | NZWEM_PERC | Low Demand Growth+Expected Future Gas Supply+Methanex Stays+Reduced Rankine Availability+Upgraded HVDC+Low Wind & Solar | 12.0763 | 23.1328 | 31.8807
2030 | NZWEM_PERC | Low Demand Growth+Expected Future Gas Supply+Methanex Stays+Reduced Rankine Availability+Upgraded HVDC+Low Wind & Solar | 10.9847 | 24.152 | 38.5751
2031 | NZWEM_PERC | Low Demand Growth+Expected Future Gas Supply+Methanex Stays+Reduced Rankine Availability+Upgraded HVDC+Low Wind & Solar | 8.0909 | 21.0595 | 41.1112
2032 | NZWEM_PERC | Low Demand Growth+Expected Future Gas Supply+Methanex Stays+Reduced Rankine Availability+Upgraded HVDC+Low Wind & Solar | 6.3695 | 19.5034 | 40.2648
2033 | NZWEM_PERC | Low Demand Growth+Expected Future Gas Supply+Methanex Stays+Reduced Rankine Availability+Upgraded HVDC+Low Wind & Solar | 4.7707 | 17.7004 | 39.8898
2034 | NZWEM_PERC | Low Demand Growth+Expected Future Gas Supply+Methanex Stays+Reduced Rankine Availability+Upgraded HVDC+Low Wind & Solar | 3.5074 | 16.6973 | 38.5214
2035 | NZWEM_PERC | Low Demand Growth+Expected Future Gas Supply+Methanex Stays+Reduced Rankine Availability+Upgraded HVDC+Low Wind & Solar | 1.4835 | 14.4918 | 35.843
2026 | NIWCM | Low Demand Growth+Expected Future Gas Supply+Methanex Stays+Reduced Rankine Availability+Upgraded HVDC+Low Wind & Solar | 1191.4351 | 1192.2349 | 1192.2349
2027 | NIWCM | Low Demand Growth+Expected Future Gas Supply+Methanex Stays+Reduced Rankine Availability+Upgraded HVDC+Low Wind & Solar | 1327.1564 | 1355.0149 | 1359.5514
2028 | NIWCM | Low Demand Growth+Expected Future Gas Supply+Methanex Stays+Reduced Rankine Availability+Upgraded HVDC+Low Wind & Solar | 1461.582 | 2021.8616 | 2060.8072
2029 | NIWCM | Low Demand Growth+Expected Future Gas Supply+Methanex Stays+Reduced Rankine Availability+Upgraded HVDC+Low Wind & Solar | 1439.5339 | 2249.7561 | 2467.4453
2030 | NIWCM | Low Demand Growth+Expected Future Gas Supply+Methanex Stays+Reduced Rankine Availability+Upgraded HVDC+Low Wind & Solar | 1323.5546 | 2234.2366 | 2599.4835
2031 | NIWCM | Low Demand Growth+Expected Future Gas Supply+Methanex Stays+Reduced Rankine Availability+Upgraded HVDC+Low Wind & Solar | 1236.7283 | 2232.003 | 2874.2501
2032 | NIWCM | Low Demand Growth+Expected Future Gas Supply+Methanex Stays+Reduced Rankine Availability+Upgraded HVDC+Low Wind & Solar | 1115.6214 | 2126.5675 | 2844.7526
2033 | NIWCM | Low Demand Growth+Expected Future Gas Supply+Methanex Stays+Reduced Rankine Availability+Upgraded HVDC+Low Wind & Solar | 1000.1615 | 2013.9003 | 2838.3788
2034 | NIWCM | Low Demand Growth+Expected Future Gas Supply+Methanex Stays+Reduced Rankine Availability+Upgraded HVDC+Low Wind & Solar | 889.5069 | 1953.6843 | 2887.9237
2035 | NIWCM | Low Demand Growth+Expected Future Gas Supply+Methanex Stays+Reduced Rankine Availability+Upgraded HVDC+Low Wind & Solar | 763.8191 | 1843.0321 | 2796.9933
2026 | SIWEM_PERC | Low Demand Growth+Expected Future Gas Supply+Methanex Stays+Reduced Rankine Availability+Upgraded HVDC+Low Wind & Solar | 51.0427 | 51.192 | 51.192
2027 | SIWEM_PERC | Low Demand Growth+Expected Future Gas Supply+Methanex Stays+Reduced Rankine Availability+Upgraded HVDC+Low Wind & Solar | 35.4723 | 40.2981 | 41.1324
2028 | SIWEM_PERC | Low Demand Growth+Expected Future Gas Supply+Methanex Stays+Reduced Rankine Availability+Upgraded HVDC+Low Wind & Solar | 36.0139 | 57.2724 | 69.0631
2029 | SIWEM_PERC | Low Demand Growth+Expected Future Gas Supply+Methanex Stays+Reduced Rankine Availability+Upgraded HVDC+Low Wind & Solar | 31.5436 | 61.7701 | 85.0931
2030 | SIWEM_PERC | Low Demand Growth+Expected Future Gas Supply+Methanex Stays+Reduced Rankine Availability+Upgraded HVDC+Low Wind & Solar | 28.3465 | 64.0014 | 101.5331
2031 | SIWEM_PERC | Low Demand Growth+Expected Future Gas Supply+Methanex Stays+Reduced Rankine Availability+Upgraded HVDC+Low Wind & Solar | 21.4438 | 55.6653 | 104.614
2032 | SIWEM_PERC | Low Demand Growth+Expected Future Gas Supply+Methanex Stays+Reduced Rankine Availability+Upgraded HVDC+Low Wind & Solar | 19.3693 | 51.309 | 101.0326
2033 | SIWEM_PERC | Low Demand Growth+Expected Future Gas Supply+Methanex Stays+Reduced Rankine Availability+Upgraded HVDC+Low Wind & Solar | 17.5885 | 46.3314 | 97.9498
2034 | SIWEM_PERC | Low Demand Growth+Expected Future Gas Supply+Methanex Stays+Reduced Rankine Availability+Upgraded HVDC+Low Wind & Solar | 15.9182 | 43.5905 | 95.0404
2035 | SIWEM_PERC | Low Demand Growth+Expected Future Gas Supply+Methanex Stays+Reduced Rankine Availability+Upgraded HVDC+Low Wind & Solar | 13.799 | 37.5933 | 91.3733
2026 | NZWEM_PERC | Low Demand Growth+Expected Future Gas Supply+Methanex Stays+Reduced Rankine Availability+Upgraded HVDC+Constrained Operational Capacity | 20.2045 | 20.2644 | 20.2644
2027 | NZWEM_PERC | Low Demand Growth+Expected Future Gas Supply+Methanex Stays+Reduced Rankine Availability+Upgraded HVDC+Constrained Operational Capacity | 14.8262 | 16.7701 | 17.1062
2028 | NZWEM_PERC | Low Demand Growth+Expected Future Gas Supply+Methanex Stays+Reduced Rankine Availability+Upgraded HVDC+Constrained Operational Capacity | 15.1914 | 23.7844 | 28.5505
2029 | NZWEM_PERC | Low Demand Growth+Expected Future Gas Supply+Methanex Stays+Reduced Rankine Availability+Upgraded HVDC+Constrained Operational Capacity | 13.6398 | 25.8913 | 35.5846
2030 | NZWEM_PERC | Low Demand Growth+Expected Future Gas Supply+Methanex Stays+Reduced Rankine Availability+Upgraded HVDC+Constrained Operational Capacity | 12.5217 | 27.0508 | 42.9868
2031 | NZWEM_PERC | Low Demand Growth+Expected Future Gas Supply+Methanex Stays+Reduced Rankine Availability+Upgraded HVDC+Constrained Operational Capacity | 9.5932 | 23.8926 | 46.0667
2032 | NZWEM_PERC | Low Demand Growth+Expected Future Gas Supply+Methanex Stays+Reduced Rankine Availability+Upgraded HVDC+Constrained Operational Capacity | 7.8461 | 22.33 | 45.2471
2033 | NZWEM_PERC | Low Demand Growth+Expected Future Gas Supply+Methanex Stays+Reduced Rankine Availability+Upgraded HVDC+Constrained Operational Capacity | 6.2244 | 20.483 | 44.9839
2034 | NZWEM_PERC | Low Demand Growth+Expected Future Gas Supply+Methanex Stays+Reduced Rankine Availability+Upgraded HVDC+Constrained Operational Capacity | 4.9371 | 19.4341 | 43.5316
2035 | NZWEM_PERC | Low Demand Growth+Expected Future Gas Supply+Methanex Stays+Reduced Rankine Availability+Upgraded HVDC+Constrained Operational Capacity | 2.8823 | 17.1693 | 40.7446
2026 | NIWCM | Low Demand Growth+Expected Future Gas Supply+Methanex Stays+Reduced Rankine Availability+Upgraded HVDC+Constrained Operational Capacity | 604.1196 | 604.1196 | 604.1196
2027 | NIWCM | Low Demand Growth+Expected Future Gas Supply+Methanex Stays+Reduced Rankine Availability+Upgraded HVDC+Constrained Operational Capacity | 709.2101 | 713.0979 | 713.0979
2028 | NIWCM | Low Demand Growth+Expected Future Gas Supply+Methanex Stays+Reduced Rankine Availability+Upgraded HVDC+Constrained Operational Capacity | 818.3594 | 1305.8788 | 1312.9608
2029 | NIWCM | Low Demand Growth+Expected Future Gas Supply+Methanex Stays+Reduced Rankine Availability+Upgraded HVDC+Constrained Operational Capacity | 782.4328 | 1423.8944 | 1576.8858
2030 | NIWCM | Low Demand Growth+Expected Future Gas Supply+Methanex Stays+Reduced Rankine Availability+Upgraded HVDC+Constrained Operational Capacity | 666.2462 | 1383.6679 | 1589.3647
2031 | NIWCM | Low Demand Growth+Expected Future Gas Supply+Methanex Stays+Reduced Rankine Availability+Upgraded HVDC+Constrained Operational Capacity | 575.5988 | 1304.9629 | 1564.9
2032 | NIWCM | Low Demand Growth+Expected Future Gas Supply+Methanex Stays+Reduced Rankine Availability+Upgraded HVDC+Constrained Operational Capacity | 448.031 | 1187.2133 | 1467.5495
2033 | NIWCM | Low Demand Growth+Expected Future Gas Supply+Methanex Stays+Reduced Rankine Availability+Upgraded HVDC+Constrained Operational Capacity | 330.9671 | 1073.0543 | 1366.0621
2034 | NIWCM | Low Demand Growth+Expected Future Gas Supply+Methanex Stays+Reduced Rankine Availability+Upgraded HVDC+Constrained Operational Capacity | 219.6023 | 1005.1568 | 1380.2209
2035 | NIWCM | Low Demand Growth+Expected Future Gas Supply+Methanex Stays+Reduced Rankine Availability+Upgraded HVDC+Constrained Operational Capacity | 91.6374 | 888.9844 | 1265.1043
2026 | SIWEM_PERC | Low Demand Growth+Expected Future Gas Supply+Methanex Stays+Reduced Rankine Availability+Upgraded HVDC+Constrained Operational Capacity | 54.5165 | 54.682 | 54.682
2027 | SIWEM_PERC | Low Demand Growth+Expected Future Gas Supply+Methanex Stays+Reduced Rankine Availability+Upgraded HVDC+Constrained Operational Capacity | 39.3938 | 44.7412 | 45.6656
2028 | SIWEM_PERC | Low Demand Growth+Expected Future Gas Supply+Methanex Stays+Reduced Rankine Availability+Upgraded HVDC+Constrained Operational Capacity | 40.2169 | 63.7729 | 76.8003
2029 | SIWEM_PERC | Low Demand Growth+Expected Future Gas Supply+Methanex Stays+Reduced Rankine Availability+Upgraded HVDC+Constrained Operational Capacity | 35.8181 | 69.0492 | 94.6733
2030 | SIWEM_PERC | Low Demand Growth+Expected Future Gas Supply+Methanex Stays+Reduced Rankine Availability+Upgraded HVDC+Constrained Operational Capacity | 32.5273 | 71.4088 | 108.9799
2031 | SIWEM_PERC | Low Demand Growth+Expected Future Gas Supply+Methanex Stays+Reduced Rankine Availability+Upgraded HVDC+Constrained Operational Capacity | 24.4734 | 63.1861 | 109.7617
2032 | SIWEM_PERC | Low Demand Growth+Expected Future Gas Supply+Methanex Stays+Reduced Rankine Availability+Upgraded HVDC+Constrained Operational Capacity | 20.3674 | 58.9453 | 106.087
2033 | SIWEM_PERC | Low Demand Growth+Expected Future Gas Supply+Methanex Stays+Reduced Rankine Availability+Upgraded HVDC+Constrained Operational Capacity | 18.5707 | 53.8897 | 102.9236
2034 | SIWEM_PERC | Low Demand Growth+Expected Future Gas Supply+Methanex Stays+Reduced Rankine Availability+Upgraded HVDC+Constrained Operational Capacity | 16.8853 | 51.0323 | 99.9376
2035 | SIWEM_PERC | Low Demand Growth+Expected Future Gas Supply+Methanex Stays+Reduced Rankine Availability+Upgraded HVDC+Constrained Operational Capacity | 14.7472 | 44.8895 | 96.1747
2026 | NZWEM_PERC | Low Demand Growth+Expected Future Gas Supply+Methanex Stays+Reduced Rankine Availability+Upgraded HVDC+Constrained Operational Capacity+Low Wind & Solar | 18.9487 | 19.0027 | 19.0027
2027 | NZWEM_PERC | Low Demand Growth+Expected Future Gas Supply+Methanex Stays+Reduced Rankine Availability+Upgraded HVDC+Constrained Operational Capacity+Low Wind & Solar | 13.4007 | 15.155 | 15.4582
2028 | NZWEM_PERC | Low Demand Growth+Expected Future Gas Supply+Methanex Stays+Reduced Rankine Availability+Upgraded HVDC+Constrained Operational Capacity+Low Wind & Solar | 13.6582 | 21.4131 | 25.7143
2029 | NZWEM_PERC | Low Demand Growth+Expected Future Gas Supply+Methanex Stays+Reduced Rankine Availability+Upgraded HVDC+Constrained Operational Capacity+Low Wind & Solar | 12.0763 | 23.1328 | 31.8807
2030 | NZWEM_PERC | Low Demand Growth+Expected Future Gas Supply+Methanex Stays+Reduced Rankine Availability+Upgraded HVDC+Constrained Operational Capacity+Low Wind & Solar | 10.9847 | 24.152 | 38.5751
2031 | NZWEM_PERC | Low Demand Growth+Expected Future Gas Supply+Methanex Stays+Reduced Rankine Availability+Upgraded HVDC+Constrained Operational Capacity+Low Wind & Solar | 8.0909 | 21.0595 | 41.1112
2032 | NZWEM_PERC | Low Demand Growth+Expected Future Gas Supply+Methanex Stays+Reduced Rankine Availability+Upgraded HVDC+Constrained Operational Capacity+Low Wind & Solar | 6.3695 | 19.5034 | 40.2648
2033 | NZWEM_PERC | Low Demand Growth+Expected Future Gas Supply+Methanex Stays+Reduced Rankine Availability+Upgraded HVDC+Constrained Operational Capacity+Low Wind & Solar | 4.7707 | 17.7004 | 39.8898
2034 | NZWEM_PERC | Low Demand Growth+Expected Future Gas Supply+Methanex Stays+Reduced Rankine Availability+Upgraded HVDC+Constrained Operational Capacity+Low Wind & Solar | 3.5074 | 16.6973 | 38.5214
2035 | NZWEM_PERC | Low Demand Growth+Expected Future Gas Supply+Methanex Stays+Reduced Rankine Availability+Upgraded HVDC+Constrained Operational Capacity+Low Wind & Solar | 1.4835 | 14.4918 | 35.843
2026 | NIWCM | Low Demand Growth+Expected Future Gas Supply+Methanex Stays+Reduced Rankine Availability+Upgraded HVDC+Constrained Operational Capacity+Low Wind & Solar | 604.1196 | 604.1196 | 604.1196
2027 | NIWCM | Low Demand Growth+Expected Future Gas Supply+Methanex Stays+Reduced Rankine Availability+Upgraded HVDC+Constrained Operational Capacity+Low Wind & Solar | 709.2101 | 713.0979 | 713.0979
2028 | NIWCM | Low Demand Growth+Expected Future Gas Supply+Methanex Stays+Reduced Rankine Availability+Upgraded HVDC+Constrained Operational Capacity+Low Wind & Solar | 818.3594 | 1305.8788 | 1312.9608
2029 | NIWCM | Low Demand Growth+Expected Future Gas Supply+Methanex Stays+Reduced Rankine Availability+Upgraded HVDC+Constrained Operational Capacity+Low Wind & Solar | 782.4328 | 1423.8944 | 1576.8858
2030 | NIWCM | Low Demand Growth+Expected Future Gas Supply+Methanex Stays+Reduced Rankine Availability+Upgraded HVDC+Constrained Operational Capacity+Low Wind & Solar | 666.2462 | 1383.6679 | 1589.3647
2031 | NIWCM | Low Demand Growth+Expected Future Gas Supply+Methanex Stays+Reduced Rankine Availability+Upgraded HVDC+Constrained Operational Capacity+Low Wind & Solar | 575.5988 | 1304.9629 | 1564.9
2032 | NIWCM | Low Demand Growth+Expected Future Gas Supply+Methanex Stays+Reduced Rankine Availability+Upgraded HVDC+Constrained Operational Capacity+Low Wind & Solar | 448.031 | 1187.2133 | 1467.5495
2033 | NIWCM | Low Demand Growth+Expected Future Gas Supply+Methanex Stays+Reduced Rankine Availability+Upgraded HVDC+Constrained Operational Capacity+Low Wind & Solar | 330.9671 | 1073.0543 | 1366.0621
2034 | NIWCM | Low Demand Growth+Expected Future Gas Supply+Methanex Stays+Reduced Rankine Availability+Upgraded HVDC+Constrained Operational Capacity+Low Wind & Solar | 219.6023 | 1005.1568 | 1380.2209
2035 | NIWCM | Low Demand Growth+Expected Future Gas Supply+Methanex Stays+Reduced Rankine Availability+Upgraded HVDC+Constrained Operational Capacity+Low Wind & Solar | 91.6374 | 888.9844 | 1265.1043
2026 | SIWEM_PERC | Low Demand Growth+Expected Future Gas Supply+Methanex Stays+Reduced Rankine Availability+Upgraded HVDC+Constrained Operational Capacity+Low Wind & Solar | 51.0427 | 51.192 | 51.192
2027 | SIWEM_PERC | Low Demand Growth+Expected Future Gas Supply+Methanex Stays+Reduced Rankine Availability+Upgraded HVDC+Constrained Operational Capacity+Low Wind & Solar | 35.4723 | 40.2981 | 41.1324
2028 | SIWEM_PERC | Low Demand Growth+Expected Future Gas Supply+Methanex Stays+Reduced Rankine Availability+Upgraded HVDC+Constrained Operational Capacity+Low Wind & Solar | 36.0139 | 57.2724 | 69.0631
2029 | SIWEM_PERC | Low Demand Growth+Expected Future Gas Supply+Methanex Stays+Reduced Rankine Availability+Upgraded HVDC+Constrained Operational Capacity+Low Wind & Solar | 31.5436 | 61.7701 | 85.0931
2030 | SIWEM_PERC | Low Demand Growth+Expected Future Gas Supply+Methanex Stays+Reduced Rankine Availability+Upgraded HVDC+Constrained Operational Capacity+Low Wind & Solar | 28.3465 | 64.0014 | 101.5331
2031 | SIWEM_PERC | Low Demand Growth+Expected Future Gas Supply+Methanex Stays+Reduced Rankine Availability+Upgraded HVDC+Constrained Operational Capacity+Low Wind & Solar | 21.4438 | 55.6653 | 104.614
2032 | SIWEM_PERC | Low Demand Growth+Expected Future Gas Supply+Methanex Stays+Reduced Rankine Availability+Upgraded HVDC+Constrained Operational Capacity+Low Wind & Solar | 19.3693 | 51.309 | 101.0326
2033 | SIWEM_PERC | Low Demand Growth+Expected Future Gas Supply+Methanex Stays+Reduced Rankine Availability+Upgraded HVDC+Constrained Operational Capacity+Low Wind & Solar | 17.5885 | 46.3314 | 97.9498
2034 | SIWEM_PERC | Low Demand Growth+Expected Future Gas Supply+Methanex Stays+Reduced Rankine Availability+Upgraded HVDC+Constrained Operational Capacity+Low Wind & Solar | 15.9182 | 43.5905 | 95.0404
2035 | SIWEM_PERC | Low Demand Growth+Expected Future Gas Supply+Methanex Stays+Reduced Rankine Availability+Upgraded HVDC+Constrained Operational Capacity+Low Wind & Solar | 13.799 | 37.5933 | 91.3733
2026 | NZWEM_PERC | Low Demand Growth+Expected Future Gas Supply+Methanex Stays+Reduced Rankine Availability+Delayed Build | 15.3516 | 15.3516 | 15.3516
2027 | NZWEM_PERC | Low Demand Growth+Expected Future Gas Supply+Methanex Stays+Reduced Rankine Availability+Delayed Build | 7.028 | 7.1776 | 7.3551
2028 | NZWEM_PERC | Low Demand Growth+Expected Future Gas Supply+Methanex Stays+Reduced Rankine Availability+Delayed Build | 10.7594 | 12.2886 | 12.6214
2029 | NZWEM_PERC | Low Demand Growth+Expected Future Gas Supply+Methanex Stays+Reduced Rankine Availability+Delayed Build | 12.4084 | 15.4613 | 16.4094
2030 | NZWEM_PERC | Low Demand Growth+Expected Future Gas Supply+Methanex Stays+Reduced Rankine Availability+Delayed Build | 12.5217 | 22.28 | 30.5285
2031 | NZWEM_PERC | Low Demand Growth+Expected Future Gas Supply+Methanex Stays+Reduced Rankine Availability+Delayed Build | 9.5932 | 22.4873 | 31.8007
2032 | NZWEM_PERC | Low Demand Growth+Expected Future Gas Supply+Methanex Stays+Reduced Rankine Availability+Delayed Build | 7.8461 | 21.2585 | 36.5684
2033 | NZWEM_PERC | Low Demand Growth+Expected Future Gas Supply+Methanex Stays+Reduced Rankine Availability+Delayed Build | 6.2244 | 19.5243 | 40.9815
2034 | NZWEM_PERC | Low Demand Growth+Expected Future Gas Supply+Methanex Stays+Reduced Rankine Availability+Delayed Build | 4.9371 | 18.4325 | 40.6216
2035 | NZWEM_PERC | Low Demand Growth+Expected Future Gas Supply+Methanex Stays+Reduced Rankine Availability+Delayed Build | 2.8823 | 16.6022 | 40.1776
2026 | NIWCM | Low Demand Growth+Expected Future Gas Supply+Methanex Stays+Reduced Rankine Availability+Delayed Build | 906.8546 | 906.8546 | 906.8546
2027 | NIWCM | Low Demand Growth+Expected Future Gas Supply+Methanex Stays+Reduced Rankine Availability+Delayed Build | 931.5847 | 933.5836 | 936.0561
2028 | NIWCM | Low Demand Growth+Expected Future Gas Supply+Methanex Stays+Reduced Rankine Availability+Delayed Build | 1210.2233 | 1229.4351 | 1233.9716
2029 | NIWCM | Low Demand Growth+Expected Future Gas Supply+Methanex Stays+Reduced Rankine Availability+Delayed Build | 1235.5933 | 1358.2796 | 1371.8719
2030 | NIWCM | Low Demand Growth+Expected Future Gas Supply+Methanex Stays+Reduced Rankine Availability+Delayed Build | 1267.7781 | 1931.5592 | 2101.0701
2031 | NIWCM | Low Demand Growth+Expected Future Gas Supply+Methanex Stays+Reduced Rankine Availability+Delayed Build | 1163.7768 | 2056.873 | 2289.8302
2032 | NIWCM | Low Demand Growth+Expected Future Gas Supply+Methanex Stays+Reduced Rankine Availability+Delayed Build | 1042.6863 | 1988.0959 | 2382.507
2033 | NIWCM | Low Demand Growth+Expected Future Gas Supply+Methanex Stays+Reduced Rankine Availability+Delayed Build | 1000.1606 | 1968.8591 | 2570.5659
2034 | NIWCM | Low Demand Growth+Expected Future Gas Supply+Methanex Stays+Reduced Rankine Availability+Delayed Build | 889.5072 | 1883.509 | 2543.6523
2035 | NIWCM | Low Demand Growth+Expected Future Gas Supply+Methanex Stays+Reduced Rankine Availability+Delayed Build | 763.819 | 1790.7162 | 2543.1678
2026 | SIWEM_PERC | Low Demand Growth+Expected Future Gas Supply+Methanex Stays+Reduced Rankine Availability+Delayed Build | 41.0925 | 41.0925 | 41.0925
2027 | SIWEM_PERC | Low Demand Growth+Expected Future Gas Supply+Methanex Stays+Reduced Rankine Availability+Delayed Build | 25.3586 | 25.4337 | 25.4337
2028 | SIWEM_PERC | Low Demand Growth+Expected Future Gas Supply+Methanex Stays+Reduced Rankine Availability+Delayed Build | 28.0676 | 32.2596 | 33.1719
2029 | SIWEM_PERC | Low Demand Growth+Expected Future Gas Supply+Methanex Stays+Reduced Rankine Availability+Delayed Build | 32.4516 | 40.7975 | 43.3897
2030 | SIWEM_PERC | Low Demand Growth+Expected Future Gas Supply+Methanex Stays+Reduced Rankine Availability+Delayed Build | 32.5273 | 59.07 | 77.0058
2031 | SIWEM_PERC | Low Demand Growth+Expected Future Gas Supply+Methanex Stays+Reduced Rankine Availability+Delayed Build | 24.4734 | 59.2463 | 75.2142
2032 | SIWEM_PERC | Low Demand Growth+Expected Future Gas Supply+Methanex Stays+Reduced Rankine Availability+Delayed Build | 20.3674 | 56.078 | 79.987
2033 | SIWEM_PERC | Low Demand Growth+Expected Future Gas Supply+Methanex Stays+Reduced Rankine Availability+Delayed Build | 18.5707 | 51.2858 | 82.4535
2034 | SIWEM_PERC | Low Demand Growth+Expected Future Gas Supply+Methanex Stays+Reduced Rankine Availability+Delayed Build | 16.8853 | 48.3089 | 79.7831
2035 | SIWEM_PERC | Low Demand Growth+Expected Future Gas Supply+Methanex Stays+Reduced Rankine Availability+Delayed Build | 14.7472 | 43.3443 | 76.4144
2026 | NZWEM_PERC | Low Demand Growth+Expected Future Gas Supply+Methanex Stays+Reduced Rankine Availability+Delayed Build+Low Wind & Solar | 14.3962 | 14.3962 | 14.3962
2027 | NZWEM_PERC | Low Demand Growth+Expected Future Gas Supply+Methanex Stays+Reduced Rankine Availability+Delayed Build+Low Wind & Solar | 6.0162 | 6.1512 | 6.3114
2028 | NZWEM_PERC | Low Demand Growth+Expected Future Gas Supply+Methanex Stays+Reduced Rankine Availability+Delayed Build+Low Wind & Solar | 9.4852 | 10.8652 | 11.1655
2029 | NZWEM_PERC | Low Demand Growth+Expected Future Gas Supply+Methanex Stays+Reduced Rankine Availability+Delayed Build+Low Wind & Solar | 10.965 | 13.7201 | 14.5758
2030 | NZWEM_PERC | Low Demand Growth+Expected Future Gas Supply+Methanex Stays+Reduced Rankine Availability+Delayed Build+Low Wind & Solar | 10.9847 | 19.7911 | 27.2351
2031 | NZWEM_PERC | Low Demand Growth+Expected Future Gas Supply+Methanex Stays+Reduced Rankine Availability+Delayed Build+Low Wind & Solar | 8.0909 | 19.7274 | 28.1325
2032 | NZWEM_PERC | Low Demand Growth+Expected Future Gas Supply+Methanex Stays+Reduced Rankine Availability+Delayed Build+Low Wind & Solar | 6.3695 | 18.4737 | 32.33
2033 | NZWEM_PERC | Low Demand Growth+Expected Future Gas Supply+Methanex Stays+Reduced Rankine Availability+Delayed Build+Low Wind & Solar | 4.7707 | 16.7828 | 36.1863
2034 | NZWEM_PERC | Low Demand Growth+Expected Future Gas Supply+Methanex Stays+Reduced Rankine Availability+Delayed Build+Low Wind & Solar | 3.5074 | 15.6957 | 35.7975
2035 | NZWEM_PERC | Low Demand Growth+Expected Future Gas Supply+Methanex Stays+Reduced Rankine Availability+Delayed Build+Low Wind & Solar | 1.4835 | 13.9247 | 35.2759
2026 | NIWCM | Low Demand Growth+Expected Future Gas Supply+Methanex Stays+Reduced Rankine Availability+Delayed Build+Low Wind & Solar | 906.8546 | 906.8546 | 906.8546
2027 | NIWCM | Low Demand Growth+Expected Future Gas Supply+Methanex Stays+Reduced Rankine Availability+Delayed Build+Low Wind & Solar | 931.5847 | 933.5836 | 936.0561
2028 | NIWCM | Low Demand Growth+Expected Future Gas Supply+Methanex Stays+Reduced Rankine Availability+Delayed Build+Low Wind & Solar | 1210.2233 | 1229.4351 | 1233.9716
2029 | NIWCM | Low Demand Growth+Expected Future Gas Supply+Methanex Stays+Reduced Rankine Availability+Delayed Build+Low Wind & Solar | 1235.5933 | 1358.2796 | 1371.8719
2030 | NIWCM | Low Demand Growth+Expected Future Gas Supply+Methanex Stays+Reduced Rankine Availability+Delayed Build+Low Wind & Solar | 1267.7781 | 1931.5592 | 2101.0701
2031 | NIWCM | Low Demand Growth+Expected Future Gas Supply+Methanex Stays+Reduced Rankine Availability+Delayed Build+Low Wind & Solar | 1163.7768 | 2056.873 | 2289.8302
2032 | NIWCM | Low Demand Growth+Expected Future Gas Supply+Methanex Stays+Reduced Rankine Availability+Delayed Build+Low Wind & Solar | 1042.6863 | 1988.0959 | 2382.507
2033 | NIWCM | Low Demand Growth+Expected Future Gas Supply+Methanex Stays+Reduced Rankine Availability+Delayed Build+Low Wind & Solar | 1000.1606 | 1968.8591 | 2570.5659
2034 | NIWCM | Low Demand Growth+Expected Future Gas Supply+Methanex Stays+Reduced Rankine Availability+Delayed Build+Low Wind & Solar | 889.5072 | 1883.509 | 2543.6523
2035 | NIWCM | Low Demand Growth+Expected Future Gas Supply+Methanex Stays+Reduced Rankine Availability+Delayed Build+Low Wind & Solar | 763.819 | 1790.7162 | 2543.1678
2026 | SIWEM_PERC | Low Demand Growth+Expected Future Gas Supply+Methanex Stays+Reduced Rankine Availability+Delayed Build+Low Wind & Solar | 38.4497 | 38.4497 | 38.4497
2027 | SIWEM_PERC | Low Demand Growth+Expected Future Gas Supply+Methanex Stays+Reduced Rankine Availability+Delayed Build+Low Wind & Solar | 24.8436 | 24.9114 | 24.9114
2028 | SIWEM_PERC | Low Demand Growth+Expected Future Gas Supply+Methanex Stays+Reduced Rankine Availability+Delayed Build+Low Wind & Solar | 26.3461 | 28.3577 | 29.181
2029 | SIWEM_PERC | Low Demand Growth+Expected Future Gas Supply+Methanex Stays+Reduced Rankine Availability+Delayed Build+Low Wind & Solar | 28.5056 | 36.0374 | 38.3768
2030 | SIWEM_PERC | Low Demand Growth+Expected Future Gas Supply+Methanex Stays+Reduced Rankine Availability+Delayed Build+Low Wind & Solar | 28.3465 | 52.3003 | 72.5481
2031 | SIWEM_PERC | Low Demand Growth+Expected Future Gas Supply+Methanex Stays+Reduced Rankine Availability+Delayed Build+Low Wind & Solar | 21.4438 | 52.0417 | 71.3698
2032 | SIWEM_PERC | Low Demand Growth+Expected Future Gas Supply+Methanex Stays+Reduced Rankine Availability+Delayed Build+Low Wind & Solar | 19.3693 | 48.5107 | 75.4493
2033 | SIWEM_PERC | Low Demand Growth+Expected Future Gas Supply+Methanex Stays+Reduced Rankine Availability+Delayed Build+Low Wind & Solar | 17.5885 | 43.8391 | 77.4796
2034 | SIWEM_PERC | Low Demand Growth+Expected Future Gas Supply+Methanex Stays+Reduced Rankine Availability+Delayed Build+Low Wind & Solar | 15.9182 | 40.8672 | 74.8859
2035 | SIWEM_PERC | Low Demand Growth+Expected Future Gas Supply+Methanex Stays+Reduced Rankine Availability+Delayed Build+Low Wind & Solar | 13.799 | 36.0481 | 71.6131
2026 | NZWEM_PERC | Low Demand Growth+Expected Future Gas Supply+Methanex Stays+Reduced Rankine Availability+Delayed Build+Constrained Operational Capacity | 15.3516 | 15.3516 | 15.3516
2027 | NZWEM_PERC | Low Demand Growth+Expected Future Gas Supply+Methanex Stays+Reduced Rankine Availability+Delayed Build+Constrained Operational Capacity | 7.028 | 7.1776 | 7.3551
2028 | NZWEM_PERC | Low Demand Growth+Expected Future Gas Supply+Methanex Stays+Reduced Rankine Availability+Delayed Build+Constrained Operational Capacity | 10.7594 | 12.2886 | 12.6214
2029 | NZWEM_PERC | Low Demand Growth+Expected Future Gas Supply+Methanex Stays+Reduced Rankine Availability+Delayed Build+Constrained Operational Capacity | 12.4084 | 15.4613 | 16.4094
2030 | NZWEM_PERC | Low Demand Growth+Expected Future Gas Supply+Methanex Stays+Reduced Rankine Availability+Delayed Build+Constrained Operational Capacity | 12.5217 | 22.28 | 30.5285
2031 | NZWEM_PERC | Low Demand Growth+Expected Future Gas Supply+Methanex Stays+Reduced Rankine Availability+Delayed Build+Constrained Operational Capacity | 9.5932 | 22.4873 | 31.8007
2032 | NZWEM_PERC | Low Demand Growth+Expected Future Gas Supply+Methanex Stays+Reduced Rankine Availability+Delayed Build+Constrained Operational Capacity | 7.8461 | 21.2585 | 36.5684
2033 | NZWEM_PERC | Low Demand Growth+Expected Future Gas Supply+Methanex Stays+Reduced Rankine Availability+Delayed Build+Constrained Operational Capacity | 6.2244 | 19.5243 | 40.9815
2034 | NZWEM_PERC | Low Demand Growth+Expected Future Gas Supply+Methanex Stays+Reduced Rankine Availability+Delayed Build+Constrained Operational Capacity | 4.9371 | 18.4325 | 40.6216
2035 | NZWEM_PERC | Low Demand Growth+Expected Future Gas Supply+Methanex Stays+Reduced Rankine Availability+Delayed Build+Constrained Operational Capacity | 2.8823 | 16.6022 | 40.1776
2026 | NIWCM | Low Demand Growth+Expected Future Gas Supply+Methanex Stays+Reduced Rankine Availability+Delayed Build+Constrained Operational Capacity | 373.5029 | 373.5029 | 373.5029
2027 | NIWCM | Low Demand Growth+Expected Future Gas Supply+Methanex Stays+Reduced Rankine Availability+Delayed Build+Constrained Operational Capacity | 392.3638 | 392.3638 | 392.3638
2028 | NIWCM | Low Demand Growth+Expected Future Gas Supply+Methanex Stays+Reduced Rankine Availability+Delayed Build+Constrained Operational Capacity | 608.8329 | 608.8329 | 608.8329
2029 | NIWCM | Low Demand Growth+Expected Future Gas Supply+Methanex Stays+Reduced Rankine Availability+Delayed Build+Constrained Operational Capacity | 603.0055 | 684.896 | 684.896
2030 | NIWCM | Low Demand Growth+Expected Future Gas Supply+Methanex Stays+Reduced Rankine Availability+Delayed Build+Constrained Operational Capacity | 610.4697 | 1111.8895 | 1224.4857
2031 | NIWCM | Low Demand Growth+Expected Future Gas Supply+Methanex Stays+Reduced Rankine Availability+Delayed Build+Constrained Operational Capacity | 502.6594 | 1147.629 | 1300.9215
2032 | NIWCM | Low Demand Growth+Expected Future Gas Supply+Methanex Stays+Reduced Rankine Availability+Delayed Build+Constrained Operational Capacity | 375.0927 | 1075.4883 | 1281.364
2033 | NIWCM | Low Demand Growth+Expected Future Gas Supply+Methanex Stays+Reduced Rankine Availability+Delayed Build+Constrained Operational Capacity | 330.967 | 1042.5944 | 1304.144
2034 | NIWCM | Low Demand Growth+Expected Future Gas Supply+Methanex Stays+Reduced Rankine Availability+Delayed Build+Constrained Operational Capacity | 219.6023 | 935.0678 | 1222.9051
2035 | NIWCM | Low Demand Growth+Expected Future Gas Supply+Methanex Stays+Reduced Rankine Availability+Delayed Build+Constrained Operational Capacity | 91.6374 | 836.6524 | 1135.5426
2026 | SIWEM_PERC | Low Demand Growth+Expected Future Gas Supply+Methanex Stays+Reduced Rankine Availability+Delayed Build+Constrained Operational Capacity | 41.0925 | 41.0925 | 41.0925
2027 | SIWEM_PERC | Low Demand Growth+Expected Future Gas Supply+Methanex Stays+Reduced Rankine Availability+Delayed Build+Constrained Operational Capacity | 25.3586 | 25.4337 | 25.4337
2028 | SIWEM_PERC | Low Demand Growth+Expected Future Gas Supply+Methanex Stays+Reduced Rankine Availability+Delayed Build+Constrained Operational Capacity | 28.0676 | 32.2596 | 33.1719
2029 | SIWEM_PERC | Low Demand Growth+Expected Future Gas Supply+Methanex Stays+Reduced Rankine Availability+Delayed Build+Constrained Operational Capacity | 32.4516 | 40.7975 | 43.3897
2030 | SIWEM_PERC | Low Demand Growth+Expected Future Gas Supply+Methanex Stays+Reduced Rankine Availability+Delayed Build+Constrained Operational Capacity | 32.5273 | 59.07 | 77.0058
2031 | SIWEM_PERC | Low Demand Growth+Expected Future Gas Supply+Methanex Stays+Reduced Rankine Availability+Delayed Build+Constrained Operational Capacity | 24.4734 | 59.2463 | 75.2142
2032 | SIWEM_PERC | Low Demand Growth+Expected Future Gas Supply+Methanex Stays+Reduced Rankine Availability+Delayed Build+Constrained Operational Capacity | 20.3674 | 56.078 | 79.987
2033 | SIWEM_PERC | Low Demand Growth+Expected Future Gas Supply+Methanex Stays+Reduced Rankine Availability+Delayed Build+Constrained Operational Capacity | 18.5707 | 51.2858 | 82.4535
2034 | SIWEM_PERC | Low Demand Growth+Expected Future Gas Supply+Methanex Stays+Reduced Rankine Availability+Delayed Build+Constrained Operational Capacity | 16.8853 | 48.3089 | 79.7831
2035 | SIWEM_PERC | Low Demand Growth+Expected Future Gas Supply+Methanex Stays+Reduced Rankine Availability+Delayed Build+Constrained Operational Capacity | 14.7472 | 43.3443 | 76.4144
2026 | NZWEM_PERC | Low Demand Growth+Expected Future Gas Supply+Methanex Stays+Reduced Rankine Availability+Delayed Build+Constrained Operational Capacity+Low Wind & Solar | 14.3962 | 14.3962 | 14.3962
2027 | NZWEM_PERC | Low Demand Growth+Expected Future Gas Supply+Methanex Stays+Reduced Rankine Availability+Delayed Build+Constrained Operational Capacity+Low Wind & Solar | 6.0162 | 6.1512 | 6.3114
2028 | NZWEM_PERC | Low Demand Growth+Expected Future Gas Supply+Methanex Stays+Reduced Rankine Availability+Delayed Build+Constrained Operational Capacity+Low Wind & Solar | 9.4852 | 10.8652 | 11.1655
2029 | NZWEM_PERC | Low Demand Growth+Expected Future Gas Supply+Methanex Stays+Reduced Rankine Availability+Delayed Build+Constrained Operational Capacity+Low Wind & Solar | 10.965 | 13.7201 | 14.5758
2030 | NZWEM_PERC | Low Demand Growth+Expected Future Gas Supply+Methanex Stays+Reduced Rankine Availability+Delayed Build+Constrained Operational Capacity+Low Wind & Solar | 10.9847 | 19.7911 | 27.2351
2031 | NZWEM_PERC | Low Demand Growth+Expected Future Gas Supply+Methanex Stays+Reduced Rankine Availability+Delayed Build+Constrained Operational Capacity+Low Wind & Solar | 8.0909 | 19.7274 | 28.1325
2032 | NZWEM_PERC | Low Demand Growth+Expected Future Gas Supply+Methanex Stays+Reduced Rankine Availability+Delayed Build+Constrained Operational Capacity+Low Wind & Solar | 6.3695 | 18.4737 | 32.33
2033 | NZWEM_PERC | Low Demand Growth+Expected Future Gas Supply+Methanex Stays+Reduced Rankine Availability+Delayed Build+Constrained Operational Capacity+Low Wind & Solar | 4.7707 | 16.7828 | 36.1863
2034 | NZWEM_PERC | Low Demand Growth+Expected Future Gas Supply+Methanex Stays+Reduced Rankine Availability+Delayed Build+Constrained Operational Capacity+Low Wind & Solar | 3.5074 | 15.6957 | 35.7975
2035 | NZWEM_PERC | Low Demand Growth+Expected Future Gas Supply+Methanex Stays+Reduced Rankine Availability+Delayed Build+Constrained Operational Capacity+Low Wind & Solar | 1.4835 | 13.9247 | 35.2759
2026 | NIWCM | Low Demand Growth+Expected Future Gas Supply+Methanex Stays+Reduced Rankine Availability+Delayed Build+Constrained Operational Capacity+Low Wind & Solar | 373.5029 | 373.5029 | 373.5029
2027 | NIWCM | Low Demand Growth+Expected Future Gas Supply+Methanex Stays+Reduced Rankine Availability+Delayed Build+Constrained Operational Capacity+Low Wind & Solar | 392.3638 | 392.3638 | 392.3638
2028 | NIWCM | Low Demand Growth+Expected Future Gas Supply+Methanex Stays+Reduced Rankine Availability+Delayed Build+Constrained Operational Capacity+Low Wind & Solar | 608.8329 | 608.8329 | 608.8329
2029 | NIWCM | Low Demand Growth+Expected Future Gas Supply+Methanex Stays+Reduced Rankine Availability+Delayed Build+Constrained Operational Capacity+Low Wind & Solar | 603.0055 | 684.896 | 684.896
2030 | NIWCM | Low Demand Growth+Expected Future Gas Supply+Methanex Stays+Reduced Rankine Availability+Delayed Build+Constrained Operational Capacity+Low Wind & Solar | 610.4697 | 1111.8895 | 1224.4857
2031 | NIWCM | Low Demand Growth+Expected Future Gas Supply+Methanex Stays+Reduced Rankine Availability+Delayed Build+Constrained Operational Capacity+Low Wind & Solar | 502.6594 | 1147.629 | 1300.9215
2032 | NIWCM | Low Demand Growth+Expected Future Gas Supply+Methanex Stays+Reduced Rankine Availability+Delayed Build+Constrained Operational Capacity+Low Wind & Solar | 375.0927 | 1075.4883 | 1281.364
2033 | NIWCM | Low Demand Growth+Expected Future Gas Supply+Methanex Stays+Reduced Rankine Availability+Delayed Build+Constrained Operational Capacity+Low Wind & Solar | 330.967 | 1042.5944 | 1304.144
2034 | NIWCM | Low Demand Growth+Expected Future Gas Supply+Methanex Stays+Reduced Rankine Availability+Delayed Build+Constrained Operational Capacity+Low Wind & Solar | 219.6023 | 935.0678 | 1222.9051
2035 | NIWCM | Low Demand Growth+Expected Future Gas Supply+Methanex Stays+Reduced Rankine Availability+Delayed Build+Constrained Operational Capacity+Low Wind & Solar | 91.6374 | 836.6524 | 1135.5426
2026 | SIWEM_PERC | Low Demand Growth+Expected Future Gas Supply+Methanex Stays+Reduced Rankine Availability+Delayed Build+Constrained Operational Capacity+Low Wind & Solar | 38.4497 | 38.4497 | 38.4497
2027 | SIWEM_PERC | Low Demand Growth+Expected Future Gas Supply+Methanex Stays+Reduced Rankine Availability+Delayed Build+Constrained Operational Capacity+Low Wind & Solar | 24.8436 | 24.9114 | 24.9114
2028 | SIWEM_PERC | Low Demand Growth+Expected Future Gas Supply+Methanex Stays+Reduced Rankine Availability+Delayed Build+Constrained Operational Capacity+Low Wind & Solar | 26.3461 | 28.3577 | 29.181
2029 | SIWEM_PERC | Low Demand Growth+Expected Future Gas Supply+Methanex Stays+Reduced Rankine Availability+Delayed Build+Constrained Operational Capacity+Low Wind & Solar | 28.5056 | 36.0374 | 38.3768
2030 | SIWEM_PERC | Low Demand Growth+Expected Future Gas Supply+Methanex Stays+Reduced Rankine Availability+Delayed Build+Constrained Operational Capacity+Low Wind & Solar | 28.3465 | 52.3003 | 72.5481
2031 | SIWEM_PERC | Low Demand Growth+Expected Future Gas Supply+Methanex Stays+Reduced Rankine Availability+Delayed Build+Constrained Operational Capacity+Low Wind & Solar | 21.4438 | 52.0417 | 71.3698
2032 | SIWEM_PERC | Low Demand Growth+Expected Future Gas Supply+Methanex Stays+Reduced Rankine Availability+Delayed Build+Constrained Operational Capacity+Low Wind & Solar | 19.3693 | 48.5107 | 75.4493
2033 | SIWEM_PERC | Low Demand Growth+Expected Future Gas Supply+Methanex Stays+Reduced Rankine Availability+Delayed Build+Constrained Operational Capacity+Low Wind & Solar | 17.5885 | 43.8391 | 77.4796
2034 | SIWEM_PERC | Low Demand Growth+Expected Future Gas Supply+Methanex Stays+Reduced Rankine Availability+Delayed Build+Constrained Operational Capacity+Low Wind & Solar | 15.9182 | 40.8672 | 74.8859
2035 | SIWEM_PERC | Low Demand Growth+Expected Future Gas Supply+Methanex Stays+Reduced Rankine Availability+Delayed Build+Constrained Operational Capacity+Low Wind & Solar | 13.799 | 36.0481 | 71.6131
2026 | NZWEM_PERC | Low Demand Growth+Expected Future Gas Supply+Methanex Stays+Reduced Rankine Availability+Delayed Build+Upgraded HVDC | 15.3516 | 15.3516 | 15.3516
2027 | NZWEM_PERC | Low Demand Growth+Expected Future Gas Supply+Methanex Stays+Reduced Rankine Availability+Delayed Build+Upgraded HVDC | 7.028 | 7.1776 | 7.3551
2028 | NZWEM_PERC | Low Demand Growth+Expected Future Gas Supply+Methanex Stays+Reduced Rankine Availability+Delayed Build+Upgraded HVDC | 10.7594 | 12.2886 | 12.6214
2029 | NZWEM_PERC | Low Demand Growth+Expected Future Gas Supply+Methanex Stays+Reduced Rankine Availability+Delayed Build+Upgraded HVDC | 12.4084 | 15.4613 | 16.4094
2030 | NZWEM_PERC | Low Demand Growth+Expected Future Gas Supply+Methanex Stays+Reduced Rankine Availability+Delayed Build+Upgraded HVDC | 12.5217 | 22.28 | 30.5285
2031 | NZWEM_PERC | Low Demand Growth+Expected Future Gas Supply+Methanex Stays+Reduced Rankine Availability+Delayed Build+Upgraded HVDC | 9.5932 | 22.4873 | 31.8007
2032 | NZWEM_PERC | Low Demand Growth+Expected Future Gas Supply+Methanex Stays+Reduced Rankine Availability+Delayed Build+Upgraded HVDC | 7.8461 | 21.2585 | 36.5684
2033 | NZWEM_PERC | Low Demand Growth+Expected Future Gas Supply+Methanex Stays+Reduced Rankine Availability+Delayed Build+Upgraded HVDC | 6.2244 | 19.5243 | 40.9815
2034 | NZWEM_PERC | Low Demand Growth+Expected Future Gas Supply+Methanex Stays+Reduced Rankine Availability+Delayed Build+Upgraded HVDC | 4.9371 | 18.4325 | 40.6216
2035 | NZWEM_PERC | Low Demand Growth+Expected Future Gas Supply+Methanex Stays+Reduced Rankine Availability+Delayed Build+Upgraded HVDC | 2.8823 | 16.6022 | 40.1776
2026 | NIWCM | Low Demand Growth+Expected Future Gas Supply+Methanex Stays+Reduced Rankine Availability+Delayed Build+Upgraded HVDC | 906.8546 | 906.8546 | 906.8546
2027 | NIWCM | Low Demand Growth+Expected Future Gas Supply+Methanex Stays+Reduced Rankine Availability+Delayed Build+Upgraded HVDC | 931.5847 | 933.5836 | 936.0561
2028 | NIWCM | Low Demand Growth+Expected Future Gas Supply+Methanex Stays+Reduced Rankine Availability+Delayed Build+Upgraded HVDC | 1210.2233 | 1229.4351 | 1233.9716
2029 | NIWCM | Low Demand Growth+Expected Future Gas Supply+Methanex Stays+Reduced Rankine Availability+Delayed Build+Upgraded HVDC | 1235.5933 | 1358.2796 | 1371.8719
2030 | NIWCM | Low Demand Growth+Expected Future Gas Supply+Methanex Stays+Reduced Rankine Availability+Delayed Build+Upgraded HVDC | 1267.7781 | 1931.5592 | 2101.0701
2031 | NIWCM | Low Demand Growth+Expected Future Gas Supply+Methanex Stays+Reduced Rankine Availability+Delayed Build+Upgraded HVDC | 1163.7898 | 2061.6689 | 2395.6636
2032 | NIWCM | Low Demand Growth+Expected Future Gas Supply+Methanex Stays+Reduced Rankine Availability+Delayed Build+Upgraded HVDC | 1042.6829 | 2000.2598 | 2505.8786
2033 | NIWCM | Low Demand Growth+Expected Future Gas Supply+Methanex Stays+Reduced Rankine Availability+Delayed Build+Upgraded HVDC | 1000.1615 | 1968.8611 | 2693.9371
2034 | NIWCM | Low Demand Growth+Expected Future Gas Supply+Methanex Stays+Reduced Rankine Availability+Delayed Build+Upgraded HVDC | 889.5069 | 1883.5951 | 2673.4055
2035 | NIWCM | Low Demand Growth+Expected Future Gas Supply+Methanex Stays+Reduced Rankine Availability+Delayed Build+Upgraded HVDC | 763.8191 | 1790.7001 | 2667.4323
2026 | SIWEM_PERC | Low Demand Growth+Expected Future Gas Supply+Methanex Stays+Reduced Rankine Availability+Delayed Build+Upgraded HVDC | 41.0925 | 41.0925 | 41.0925
2027 | SIWEM_PERC | Low Demand Growth+Expected Future Gas Supply+Methanex Stays+Reduced Rankine Availability+Delayed Build+Upgraded HVDC | 25.3586 | 25.4337 | 25.4337
2028 | SIWEM_PERC | Low Demand Growth+Expected Future Gas Supply+Methanex Stays+Reduced Rankine Availability+Delayed Build+Upgraded HVDC | 28.0676 | 32.2596 | 33.1719
2029 | SIWEM_PERC | Low Demand Growth+Expected Future Gas Supply+Methanex Stays+Reduced Rankine Availability+Delayed Build+Upgraded HVDC | 32.4516 | 40.7975 | 43.3897
2030 | SIWEM_PERC | Low Demand Growth+Expected Future Gas Supply+Methanex Stays+Reduced Rankine Availability+Delayed Build+Upgraded HVDC | 32.5273 | 59.07 | 81.104
2031 | SIWEM_PERC | Low Demand Growth+Expected Future Gas Supply+Methanex Stays+Reduced Rankine Availability+Delayed Build+Upgraded HVDC | 24.4734 | 59.5224 | 84.0208
2032 | SIWEM_PERC | Low Demand Growth+Expected Future Gas Supply+Methanex Stays+Reduced Rankine Availability+Delayed Build+Upgraded HVDC | 20.3674 | 56.078 | 96.0987
2033 | SIWEM_PERC | Low Demand Growth+Expected Future Gas Supply+Methanex Stays+Reduced Rankine Availability+Delayed Build+Upgraded HVDC | 18.5707 | 51.2858 | 102.9236
2034 | SIWEM_PERC | Low Demand Growth+Expected Future Gas Supply+Methanex Stays+Reduced Rankine Availability+Delayed Build+Upgraded HVDC | 16.8853 | 48.3089 | 99.9376
2035 | SIWEM_PERC | Low Demand Growth+Expected Future Gas Supply+Methanex Stays+Reduced Rankine Availability+Delayed Build+Upgraded HVDC | 14.7472 | 43.3443 | 96.1747
2026 | NZWEM_PERC | Low Demand Growth+Expected Future Gas Supply+Methanex Stays+Reduced Rankine Availability+Delayed Build+Upgraded HVDC+Low Wind & Solar | 14.3962 | 14.3962 | 14.3962
2027 | NZWEM_PERC | Low Demand Growth+Expected Future Gas Supply+Methanex Stays+Reduced Rankine Availability+Delayed Build+Upgraded HVDC+Low Wind & Solar | 6.0162 | 6.1512 | 6.3114
2028 | NZWEM_PERC | Low Demand Growth+Expected Future Gas Supply+Methanex Stays+Reduced Rankine Availability+Delayed Build+Upgraded HVDC+Low Wind & Solar | 9.4852 | 10.8652 | 11.1655
2029 | NZWEM_PERC | Low Demand Growth+Expected Future Gas Supply+Methanex Stays+Reduced Rankine Availability+Delayed Build+Upgraded HVDC+Low Wind & Solar | 10.965 | 13.7201 | 14.5758
2030 | NZWEM_PERC | Low Demand Growth+Expected Future Gas Supply+Methanex Stays+Reduced Rankine Availability+Delayed Build+Upgraded HVDC+Low Wind & Solar | 10.9847 | 19.7911 | 27.2351
2031 | NZWEM_PERC | Low Demand Growth+Expected Future Gas Supply+Methanex Stays+Reduced Rankine Availability+Delayed Build+Upgraded HVDC+Low Wind & Solar | 8.0909 | 19.7274 | 28.1325
2032 | NZWEM_PERC | Low Demand Growth+Expected Future Gas Supply+Methanex Stays+Reduced Rankine Availability+Delayed Build+Upgraded HVDC+Low Wind & Solar | 6.3695 | 18.4737 | 32.33
2033 | NZWEM_PERC | Low Demand Growth+Expected Future Gas Supply+Methanex Stays+Reduced Rankine Availability+Delayed Build+Upgraded HVDC+Low Wind & Solar | 4.7707 | 16.7828 | 36.1863
2034 | NZWEM_PERC | Low Demand Growth+Expected Future Gas Supply+Methanex Stays+Reduced Rankine Availability+Delayed Build+Upgraded HVDC+Low Wind & Solar | 3.5074 | 15.6957 | 35.7975
2035 | NZWEM_PERC | Low Demand Growth+Expected Future Gas Supply+Methanex Stays+Reduced Rankine Availability+Delayed Build+Upgraded HVDC+Low Wind & Solar | 1.4835 | 13.9247 | 35.2759
2026 | NIWCM | Low Demand Growth+Expected Future Gas Supply+Methanex Stays+Reduced Rankine Availability+Delayed Build+Upgraded HVDC+Low Wind & Solar | 906.8546 | 906.8546 | 906.8546
2027 | NIWCM | Low Demand Growth+Expected Future Gas Supply+Methanex Stays+Reduced Rankine Availability+Delayed Build+Upgraded HVDC+Low Wind & Solar | 931.5847 | 933.5836 | 936.0561
2028 | NIWCM | Low Demand Growth+Expected Future Gas Supply+Methanex Stays+Reduced Rankine Availability+Delayed Build+Upgraded HVDC+Low Wind & Solar | 1210.2233 | 1229.4351 | 1233.9716
2029 | NIWCM | Low Demand Growth+Expected Future Gas Supply+Methanex Stays+Reduced Rankine Availability+Delayed Build+Upgraded HVDC+Low Wind & Solar | 1235.5933 | 1358.2796 | 1371.8719
2030 | NIWCM | Low Demand Growth+Expected Future Gas Supply+Methanex Stays+Reduced Rankine Availability+Delayed Build+Upgraded HVDC+Low Wind & Solar | 1267.7781 | 1931.5592 | 2101.0701
2031 | NIWCM | Low Demand Growth+Expected Future Gas Supply+Methanex Stays+Reduced Rankine Availability+Delayed Build+Upgraded HVDC+Low Wind & Solar | 1163.7898 | 2061.6689 | 2395.6636
2032 | NIWCM | Low Demand Growth+Expected Future Gas Supply+Methanex Stays+Reduced Rankine Availability+Delayed Build+Upgraded HVDC+Low Wind & Solar | 1042.6829 | 2000.2598 | 2505.8786
2033 | NIWCM | Low Demand Growth+Expected Future Gas Supply+Methanex Stays+Reduced Rankine Availability+Delayed Build+Upgraded HVDC+Low Wind & Solar | 1000.1615 | 1968.8611 | 2693.9371
2034 | NIWCM | Low Demand Growth+Expected Future Gas Supply+Methanex Stays+Reduced Rankine Availability+Delayed Build+Upgraded HVDC+Low Wind & Solar | 889.5069 | 1883.5951 | 2673.4055
2035 | NIWCM | Low Demand Growth+Expected Future Gas Supply+Methanex Stays+Reduced Rankine Availability+Delayed Build+Upgraded HVDC+Low Wind & Solar | 763.8191 | 1790.7001 | 2667.4323
2026 | SIWEM_PERC | Low Demand Growth+Expected Future Gas Supply+Methanex Stays+Reduced Rankine Availability+Delayed Build+Upgraded HVDC+Low Wind & Solar | 38.4497 | 38.4497 | 38.4497
2027 | SIWEM_PERC | Low Demand Growth+Expected Future Gas Supply+Methanex Stays+Reduced Rankine Availability+Delayed Build+Upgraded HVDC+Low Wind & Solar | 24.8436 | 24.9114 | 24.9114
2028 | SIWEM_PERC | Low Demand Growth+Expected Future Gas Supply+Methanex Stays+Reduced Rankine Availability+Delayed Build+Upgraded HVDC+Low Wind & Solar | 26.3461 | 28.3577 | 29.181
2029 | SIWEM_PERC | Low Demand Growth+Expected Future Gas Supply+Methanex Stays+Reduced Rankine Availability+Delayed Build+Upgraded HVDC+Low Wind & Solar | 28.5056 | 36.0374 | 38.3768
2030 | SIWEM_PERC | Low Demand Growth+Expected Future Gas Supply+Methanex Stays+Reduced Rankine Availability+Delayed Build+Upgraded HVDC+Low Wind & Solar | 28.3465 | 52.3003 | 72.5481
2031 | SIWEM_PERC | Low Demand Growth+Expected Future Gas Supply+Methanex Stays+Reduced Rankine Availability+Delayed Build+Upgraded HVDC+Low Wind & Solar | 21.4438 | 52.0417 | 74.5901
2032 | SIWEM_PERC | Low Demand Growth+Expected Future Gas Supply+Methanex Stays+Reduced Rankine Availability+Delayed Build+Upgraded HVDC+Low Wind & Solar | 19.3693 | 48.5107 | 85.2055
2033 | SIWEM_PERC | Low Demand Growth+Expected Future Gas Supply+Methanex Stays+Reduced Rankine Availability+Delayed Build+Upgraded HVDC+Low Wind & Solar | 17.5885 | 43.8391 | 94.8405
2034 | SIWEM_PERC | Low Demand Growth+Expected Future Gas Supply+Methanex Stays+Reduced Rankine Availability+Delayed Build+Upgraded HVDC+Low Wind & Solar | 15.9182 | 40.8672 | 93.6824
2035 | SIWEM_PERC | Low Demand Growth+Expected Future Gas Supply+Methanex Stays+Reduced Rankine Availability+Delayed Build+Upgraded HVDC+Low Wind & Solar | 13.799 | 36.0481 | 91.3733
2026 | NZWEM_PERC | Low Demand Growth+Expected Future Gas Supply+Methanex Stays+Reduced Rankine Availability+Delayed Build+Upgraded HVDC+Constrained Operational Capacity | 15.3516 | 15.3516 | 15.3516
2027 | NZWEM_PERC | Low Demand Growth+Expected Future Gas Supply+Methanex Stays+Reduced Rankine Availability+Delayed Build+Upgraded HVDC+Constrained Operational Capacity | 7.028 | 7.1776 | 7.3551
2028 | NZWEM_PERC | Low Demand Growth+Expected Future Gas Supply+Methanex Stays+Reduced Rankine Availability+Delayed Build+Upgraded HVDC+Constrained Operational Capacity | 10.7594 | 12.2886 | 12.6214
2029 | NZWEM_PERC | Low Demand Growth+Expected Future Gas Supply+Methanex Stays+Reduced Rankine Availability+Delayed Build+Upgraded HVDC+Constrained Operational Capacity | 12.4084 | 15.4613 | 16.4094
2030 | NZWEM_PERC | Low Demand Growth+Expected Future Gas Supply+Methanex Stays+Reduced Rankine Availability+Delayed Build+Upgraded HVDC+Constrained Operational Capacity | 12.5217 | 22.28 | 30.5285
2031 | NZWEM_PERC | Low Demand Growth+Expected Future Gas Supply+Methanex Stays+Reduced Rankine Availability+Delayed Build+Upgraded HVDC+Constrained Operational Capacity | 9.5932 | 22.4873 | 31.8007
2032 | NZWEM_PERC | Low Demand Growth+Expected Future Gas Supply+Methanex Stays+Reduced Rankine Availability+Delayed Build+Upgraded HVDC+Constrained Operational Capacity | 7.8461 | 21.2585 | 36.5684
2033 | NZWEM_PERC | Low Demand Growth+Expected Future Gas Supply+Methanex Stays+Reduced Rankine Availability+Delayed Build+Upgraded HVDC+Constrained Operational Capacity | 6.2244 | 19.5243 | 40.9815
2034 | NZWEM_PERC | Low Demand Growth+Expected Future Gas Supply+Methanex Stays+Reduced Rankine Availability+Delayed Build+Upgraded HVDC+Constrained Operational Capacity | 4.9371 | 18.4325 | 40.6216
2035 | NZWEM_PERC | Low Demand Growth+Expected Future Gas Supply+Methanex Stays+Reduced Rankine Availability+Delayed Build+Upgraded HVDC+Constrained Operational Capacity | 2.8823 | 16.6022 | 40.1776
2026 | NIWCM | Low Demand Growth+Expected Future Gas Supply+Methanex Stays+Reduced Rankine Availability+Delayed Build+Upgraded HVDC+Constrained Operational Capacity | 373.5029 | 373.5029 | 373.5029
2027 | NIWCM | Low Demand Growth+Expected Future Gas Supply+Methanex Stays+Reduced Rankine Availability+Delayed Build+Upgraded HVDC+Constrained Operational Capacity | 392.3638 | 392.3638 | 392.3638
2028 | NIWCM | Low Demand Growth+Expected Future Gas Supply+Methanex Stays+Reduced Rankine Availability+Delayed Build+Upgraded HVDC+Constrained Operational Capacity | 608.8329 | 608.8329 | 608.8329
2029 | NIWCM | Low Demand Growth+Expected Future Gas Supply+Methanex Stays+Reduced Rankine Availability+Delayed Build+Upgraded HVDC+Constrained Operational Capacity | 603.0055 | 684.896 | 684.896
2030 | NIWCM | Low Demand Growth+Expected Future Gas Supply+Methanex Stays+Reduced Rankine Availability+Delayed Build+Upgraded HVDC+Constrained Operational Capacity | 610.4697 | 1111.8895 | 1224.4857
2031 | NIWCM | Low Demand Growth+Expected Future Gas Supply+Methanex Stays+Reduced Rankine Availability+Delayed Build+Upgraded HVDC+Constrained Operational Capacity | 502.6603 | 1147.6255 | 1300.9255
2032 | NIWCM | Low Demand Growth+Expected Future Gas Supply+Methanex Stays+Reduced Rankine Availability+Delayed Build+Upgraded HVDC+Constrained Operational Capacity | 375.0925 | 1075.4856 | 1281.377
2033 | NIWCM | Low Demand Growth+Expected Future Gas Supply+Methanex Stays+Reduced Rankine Availability+Delayed Build+Upgraded HVDC+Constrained Operational Capacity | 330.9671 | 1042.5951 | 1304.1504
2034 | NIWCM | Low Demand Growth+Expected Future Gas Supply+Methanex Stays+Reduced Rankine Availability+Delayed Build+Upgraded HVDC+Constrained Operational Capacity | 219.6023 | 935.0676 | 1222.9027
2035 | NIWCM | Low Demand Growth+Expected Future Gas Supply+Methanex Stays+Reduced Rankine Availability+Delayed Build+Upgraded HVDC+Constrained Operational Capacity | 91.6374 | 836.6524 | 1135.5433
2026 | SIWEM_PERC | Low Demand Growth+Expected Future Gas Supply+Methanex Stays+Reduced Rankine Availability+Delayed Build+Upgraded HVDC+Constrained Operational Capacity | 41.0925 | 41.0925 | 41.0925
2027 | SIWEM_PERC | Low Demand Growth+Expected Future Gas Supply+Methanex Stays+Reduced Rankine Availability+Delayed Build+Upgraded HVDC+Constrained Operational Capacity | 25.3586 | 25.4337 | 25.4337
2028 | SIWEM_PERC | Low Demand Growth+Expected Future Gas Supply+Methanex Stays+Reduced Rankine Availability+Delayed Build+Upgraded HVDC+Constrained Operational Capacity | 28.0676 | 32.2596 | 33.1719
2029 | SIWEM_PERC | Low Demand Growth+Expected Future Gas Supply+Methanex Stays+Reduced Rankine Availability+Delayed Build+Upgraded HVDC+Constrained Operational Capacity | 32.4516 | 40.7975 | 43.3897
2030 | SIWEM_PERC | Low Demand Growth+Expected Future Gas Supply+Methanex Stays+Reduced Rankine Availability+Delayed Build+Upgraded HVDC+Constrained Operational Capacity | 32.5273 | 59.07 | 81.104
2031 | SIWEM_PERC | Low Demand Growth+Expected Future Gas Supply+Methanex Stays+Reduced Rankine Availability+Delayed Build+Upgraded HVDC+Constrained Operational Capacity | 24.4734 | 59.5224 | 84.0208
2032 | SIWEM_PERC | Low Demand Growth+Expected Future Gas Supply+Methanex Stays+Reduced Rankine Availability+Delayed Build+Upgraded HVDC+Constrained Operational Capacity | 20.3674 | 56.078 | 96.0987
2033 | SIWEM_PERC | Low Demand Growth+Expected Future Gas Supply+Methanex Stays+Reduced Rankine Availability+Delayed Build+Upgraded HVDC+Constrained Operational Capacity | 18.5707 | 51.2858 | 102.9236
2034 | SIWEM_PERC | Low Demand Growth+Expected Future Gas Supply+Methanex Stays+Reduced Rankine Availability+Delayed Build+Upgraded HVDC+Constrained Operational Capacity | 16.8853 | 48.3089 | 99.9376
2035 | SIWEM_PERC | Low Demand Growth+Expected Future Gas Supply+Methanex Stays+Reduced Rankine Availability+Delayed Build+Upgraded HVDC+Constrained Operational Capacity | 14.7472 | 43.3443 | 96.1747
2026 | NZWEM_PERC | Low Demand Growth+Expected Future Gas Supply+Methanex Stays+Reduced Rankine Availability+Delayed Build+Upgraded HVDC+Constrained Operational Capacity+Low Wind & Solar | 14.3962 | 14.3962 | 14.3962
2027 | NZWEM_PERC | Low Demand Growth+Expected Future Gas Supply+Methanex Stays+Reduced Rankine Availability+Delayed Build+Upgraded HVDC+Constrained Operational Capacity+Low Wind & Solar | 6.0162 | 6.1512 | 6.3114
2028 | NZWEM_PERC | Low Demand Growth+Expected Future Gas Supply+Methanex Stays+Reduced Rankine Availability+Delayed Build+Upgraded HVDC+Constrained Operational Capacity+Low Wind & Solar | 9.4852 | 10.8652 | 11.1655
2029 | NZWEM_PERC | Low Demand Growth+Expected Future Gas Supply+Methanex Stays+Reduced Rankine Availability+Delayed Build+Upgraded HVDC+Constrained Operational Capacity+Low Wind & Solar | 10.965 | 13.7201 | 14.5758
2030 | NZWEM_PERC | Low Demand Growth+Expected Future Gas Supply+Methanex Stays+Reduced Rankine Availability+Delayed Build+Upgraded HVDC+Constrained Operational Capacity+Low Wind & Solar | 10.9847 | 19.7911 | 27.2351
2031 | NZWEM_PERC | Low Demand Growth+Expected Future Gas Supply+Methanex Stays+Reduced Rankine Availability+Delayed Build+Upgraded HVDC+Constrained Operational Capacity+Low Wind & Solar | 8.0909 | 19.7274 | 28.1325
2032 | NZWEM_PERC | Low Demand Growth+Expected Future Gas Supply+Methanex Stays+Reduced Rankine Availability+Delayed Build+Upgraded HVDC+Constrained Operational Capacity+Low Wind & Solar | 6.3695 | 18.4737 | 32.33
2033 | NZWEM_PERC | Low Demand Growth+Expected Future Gas Supply+Methanex Stays+Reduced Rankine Availability+Delayed Build+Upgraded HVDC+Constrained Operational Capacity+Low Wind & Solar | 4.7707 | 16.7828 | 36.1863
2034 | NZWEM_PERC | Low Demand Growth+Expected Future Gas Supply+Methanex Stays+Reduced Rankine Availability+Delayed Build+Upgraded HVDC+Constrained Operational Capacity+Low Wind & Solar | 3.5074 | 15.6957 | 35.7975
2035 | NZWEM_PERC | Low Demand Growth+Expected Future Gas Supply+Methanex Stays+Reduced Rankine Availability+Delayed Build+Upgraded HVDC+Constrained Operational Capacity+Low Wind & Solar | 1.4835 | 13.9247 | 35.2759
2026 | NIWCM | Low Demand Growth+Expected Future Gas Supply+Methanex Stays+Reduced Rankine Availability+Delayed Build+Upgraded HVDC+Constrained Operational Capacity+Low Wind & Solar | 373.5029 | 373.5029 | 373.5029
2027 | NIWCM | Low Demand Growth+Expected Future Gas Supply+Methanex Stays+Reduced Rankine Availability+Delayed Build+Upgraded HVDC+Constrained Operational Capacity+Low Wind & Solar | 392.3638 | 392.3638 | 392.3638
2028 | NIWCM | Low Demand Growth+Expected Future Gas Supply+Methanex Stays+Reduced Rankine Availability+Delayed Build+Upgraded HVDC+Constrained Operational Capacity+Low Wind & Solar | 608.8329 | 608.8329 | 608.8329
2029 | NIWCM | Low Demand Growth+Expected Future Gas Supply+Methanex Stays+Reduced Rankine Availability+Delayed Build+Upgraded HVDC+Constrained Operational Capacity+Low Wind & Solar | 603.0055 | 684.896 | 684.896
2030 | NIWCM | Low Demand Growth+Expected Future Gas Supply+Methanex Stays+Reduced Rankine Availability+Delayed Build+Upgraded HVDC+Constrained Operational Capacity+Low Wind & Solar | 610.4697 | 1111.8895 | 1224.4857
2031 | NIWCM | Low Demand Growth+Expected Future Gas Supply+Methanex Stays+Reduced Rankine Availability+Delayed Build+Upgraded HVDC+Constrained Operational Capacity+Low Wind & Solar | 502.6603 | 1147.6255 | 1300.9255
2032 | NIWCM | Low Demand Growth+Expected Future Gas Supply+Methanex Stays+Reduced Rankine Availability+Delayed Build+Upgraded HVDC+Constrained Operational Capacity+Low Wind & Solar | 375.0925 | 1075.4856 | 1281.377
2033 | NIWCM | Low Demand Growth+Expected Future Gas Supply+Methanex Stays+Reduced Rankine Availability+Delayed Build+Upgraded HVDC+Constrained Operational Capacity+Low Wind & Solar | 330.9671 | 1042.5951 | 1304.1504
2034 | NIWCM | Low Demand Growth+Expected Future Gas Supply+Methanex Stays+Reduced Rankine Availability+Delayed Build+Upgraded HVDC+Constrained Operational Capacity+Low Wind & Solar | 219.6023 | 935.0676 | 1222.9027
2035 | NIWCM | Low Demand Growth+Expected Future Gas Supply+Methanex Stays+Reduced Rankine Availability+Delayed Build+Upgraded HVDC+Constrained Operational Capacity+Low Wind & Solar | 91.6374 | 836.6524 | 1135.5433
2026 | SIWEM_PERC | Low Demand Growth+Expected Future Gas Supply+Methanex Stays+Reduced Rankine Availability+Delayed Build+Upgraded HVDC+Constrained Operational Capacity+Low Wind & Solar | 38.4497 | 38.4497 | 38.4497
2027 | SIWEM_PERC | Low Demand Growth+Expected Future Gas Supply+Methanex Stays+Reduced Rankine Availability+Delayed Build+Upgraded HVDC+Constrained Operational Capacity+Low Wind & Solar | 24.8436 | 24.9114 | 24.9114
2028 | SIWEM_PERC | Low Demand Growth+Expected Future Gas Supply+Methanex Stays+Reduced Rankine Availability+Delayed Build+Upgraded HVDC+Constrained Operational Capacity+Low Wind & Solar | 26.3461 | 28.3577 | 29.181
2029 | SIWEM_PERC | Low Demand Growth+Expected Future Gas Supply+Methanex Stays+Reduced Rankine Availability+Delayed Build+Upgraded HVDC+Constrained Operational Capacity+Low Wind & Solar | 28.5056 | 36.0374 | 38.3768
2030 | SIWEM_PERC | Low Demand Growth+Expected Future Gas Supply+Methanex Stays+Reduced Rankine Availability+Delayed Build+Upgraded HVDC+Constrained Operational Capacity+Low Wind & Solar | 28.3465 | 52.3003 | 72.5481
2031 | SIWEM_PERC | Low Demand Growth+Expected Future Gas Supply+Methanex Stays+Reduced Rankine Availability+Delayed Build+Upgraded HVDC+Constrained Operational Capacity+Low Wind & Solar | 21.4438 | 52.0417 | 74.5901
2032 | SIWEM_PERC | Low Demand Growth+Expected Future Gas Supply+Methanex Stays+Reduced Rankine Availability+Delayed Build+Upgraded HVDC+Constrained Operational Capacity+Low Wind & Solar | 19.3693 | 48.5107 | 85.2055
2033 | SIWEM_PERC | Low Demand Growth+Expected Future Gas Supply+Methanex Stays+Reduced Rankine Availability+Delayed Build+Upgraded HVDC+Constrained Operational Capacity+Low Wind & Solar | 17.5885 | 43.8391 | 94.8405
2034 | SIWEM_PERC | Low Demand Growth+Expected Future Gas Supply+Methanex Stays+Reduced Rankine Availability+Delayed Build+Upgraded HVDC+Constrained Operational Capacity+Low Wind & Solar | 15.9182 | 40.8672 | 93.6824
2035 | SIWEM_PERC | Low Demand Growth+Expected Future Gas Supply+Methanex Stays+Reduced Rankine Availability+Delayed Build+Upgraded HVDC+Constrained Operational Capacity+Low Wind & Solar | 13.799 | 36.0481 | 91.3733
2026 | NZWEM_PERC | Low Demand Growth+Expected Future Gas Supply+Methanex Stays+Increased Demand Response | 25.1901 | 25.2502 | 25.2502
2027 | NZWEM_PERC | Low Demand Growth+Expected Future Gas Supply+Methanex Stays+Increased Demand Response | 24.0993 | 26.0531 | 26.3909
2028 | NZWEM_PERC | Low Demand Growth+Expected Future Gas Supply+Methanex Stays+Increased Demand Response | 24.3821 | 33.0192 | 37.8097
2029 | NZWEM_PERC | Low Demand Growth+Expected Future Gas Supply+Methanex Stays+Increased Demand Response | 22.7241 | 35.0384 | 44.7814
2030 | NZWEM_PERC | Low Demand Growth+Expected Future Gas Supply+Methanex Stays+Increased Demand Response | 21.4564 | 36.0599 | 52.0777
2031 | NZWEM_PERC | Low Demand Growth+Expected Future Gas Supply+Methanex Stays+Increased Demand Response | 18.3235 | 32.6963 | 54.9841
2032 | NZWEM_PERC | Low Demand Growth+Expected Future Gas Supply+Methanex Stays+Increased Demand Response | 16.4284 | 30.9866 | 54.0212
2033 | NZWEM_PERC | Low Demand Growth+Expected Future Gas Supply+Methanex Stays+Increased Demand Response | 14.6734 | 29.0051 | 53.6316
2034 | NZWEM_PERC | Low Demand Growth+Expected Future Gas Supply+Methanex Stays+Increased Demand Response | 13.2494 | 27.8207 | 52.0418
2035 | NZWEM_PERC | Low Demand Growth+Expected Future Gas Supply+Methanex Stays+Increased Demand Response | 11.0156 | 25.3758 | 49.0721
2026 | NIWCM | Low Demand Growth+Expected Future Gas Supply+Methanex Stays+Increased Demand Response | 1312.2106 | 1313.0104 | 1313.0104
2027 | NIWCM | Low Demand Growth+Expected Future Gas Supply+Methanex Stays+Increased Demand Response | 1690.0952 | 1710.491 | 1715.0275
2028 | NIWCM | Low Demand Growth+Expected Future Gas Supply+Methanex Stays+Increased Demand Response | 1826.5139 | 2366.085 | 2397.2445
2029 | NIWCM | Low Demand Growth+Expected Future Gas Supply+Methanex Stays+Increased Demand Response | 1822.5577 | 2591.2998 | 2792.9481
2030 | NIWCM | Low Demand Growth+Expected Future Gas Supply+Methanex Stays+Increased Demand Response | 1727.2302 | 2579.3441 | 2926.9802
2031 | NIWCM | Low Demand Growth+Expected Future Gas Supply+Methanex Stays+Increased Demand Response | 1648.8067 | 2541.8346 | 3081.406
2032 | NIWCM | Low Demand Growth+Expected Future Gas Supply+Methanex Stays+Increased Demand Response | 1531.2393 | 2474.9854 | 3054.1605
2033 | NIWCM | Low Demand Growth+Expected Future Gas Supply+Methanex Stays+Increased Demand Response | 1422.433 | 2394.9664 | 3050.2051
2034 | NIWCM | Low Demand Growth+Expected Future Gas Supply+Methanex Stays+Increased Demand Response | 1320.6897 | 2356.4556 | 3101.765
2035 | NIWCM | Low Demand Growth+Expected Future Gas Supply+Methanex Stays+Increased Demand Response | 1201.6419 | 2263.1876 | 3030.5503
2026 | SIWEM_PERC | Low Demand Growth+Expected Future Gas Supply+Methanex Stays+Increased Demand Response | 57.443 | 57.443 | 57.443
2027 | SIWEM_PERC | Low Demand Growth+Expected Future Gas Supply+Methanex Stays+Increased Demand Response | 56.3556 | 59.1223 | 59.1223
2028 | SIWEM_PERC | Low Demand Growth+Expected Future Gas Supply+Methanex Stays+Increased Demand Response | 56.4733 | 70.4391 | 78.2728
2029 | SIWEM_PERC | Low Demand Growth+Expected Future Gas Supply+Methanex Stays+Increased Demand Response | 54.4486 | 68.2245 | 85.1114
2030 | SIWEM_PERC | Low Demand Growth+Expected Future Gas Supply+Methanex Stays+Increased Demand Response | 51.2814 | 66.8817 | 89.5461
2031 | SIWEM_PERC | Low Demand Growth+Expected Future Gas Supply+Methanex Stays+Increased Demand Response | 48.0977 | 63.3596 | 90.9977
2032 | SIWEM_PERC | Low Demand Growth+Expected Future Gas Supply+Methanex Stays+Increased Demand Response | 43.252 | 60.6371 | 87.7931
2033 | SIWEM_PERC | Low Demand Growth+Expected Future Gas Supply+Methanex Stays+Increased Demand Response | 38.45 | 58.2937 | 85.0325
2034 | SIWEM_PERC | Low Demand Growth+Expected Future Gas Supply+Methanex Stays+Increased Demand Response | 34.5949 | 56.0858 | 82.4272
2035 | SIWEM_PERC | Low Demand Growth+Expected Future Gas Supply+Methanex Stays+Increased Demand Response | 28.5293 | 53.2909 | 79.1352
2026 | NZWEM_PERC | Low Demand Growth+Expected Future Gas Supply+Methanex Stays+Increased Demand Response+Low Wind & Solar | 23.9278 | 23.9821 | 23.9821
2027 | NZWEM_PERC | Low Demand Growth+Expected Future Gas Supply+Methanex Stays+Increased Demand Response+Low Wind & Solar | 22.6664 | 24.4297 | 24.7346
2028 | NZWEM_PERC | Low Demand Growth+Expected Future Gas Supply+Methanex Stays+Increased Demand Response+Low Wind & Solar | 22.841 | 30.6358 | 34.959
2029 | NZWEM_PERC | Low Demand Growth+Expected Future Gas Supply+Methanex Stays+Increased Demand Response+Low Wind & Solar | 21.1525 | 32.2658 | 41.0585
2030 | NZWEM_PERC | Low Demand Growth+Expected Future Gas Supply+Methanex Stays+Increased Demand Response+Low Wind & Solar | 19.9114 | 33.1463 | 47.6434
2031 | NZWEM_PERC | Low Demand Growth+Expected Future Gas Supply+Methanex Stays+Increased Demand Response+Low Wind & Solar | 16.8136 | 29.8486 | 50.0032
2032 | NZWEM_PERC | Low Demand Growth+Expected Future Gas Supply+Methanex Stays+Increased Demand Response+Low Wind & Solar | 14.9441 | 28.1455 | 49.0133
2033 | NZWEM_PERC | Low Demand Growth+Expected Future Gas Supply+Methanex Stays+Increased Demand Response+Low Wind & Solar | 13.2123 | 26.2082 | 48.5114
2034 | NZWEM_PERC | Low Demand Growth+Expected Future Gas Supply+Methanex Stays+Increased Demand Response+Low Wind & Solar | 11.8123 | 25.0699 | 47.0059
2035 | NZWEM_PERC | Low Demand Growth+Expected Future Gas Supply+Methanex Stays+Increased Demand Response+Low Wind & Solar | 9.6096 | 22.6846 | 44.1453
2026 | NIWCM | Low Demand Growth+Expected Future Gas Supply+Methanex Stays+Increased Demand Response+Low Wind & Solar | 1312.2106 | 1313.0104 | 1313.0104
2027 | NIWCM | Low Demand Growth+Expected Future Gas Supply+Methanex Stays+Increased Demand Response+Low Wind & Solar | 1690.0952 | 1710.491 | 1715.0275
2028 | NIWCM | Low Demand Growth+Expected Future Gas Supply+Methanex Stays+Increased Demand Response+Low Wind & Solar | 1826.5139 | 2366.085 | 2397.2445
2029 | NIWCM | Low Demand Growth+Expected Future Gas Supply+Methanex Stays+Increased Demand Response+Low Wind & Solar | 1822.5577 | 2591.2998 | 2792.9481
2030 | NIWCM | Low Demand Growth+Expected Future Gas Supply+Methanex Stays+Increased Demand Response+Low Wind & Solar | 1727.2302 | 2579.3441 | 2926.9802
2031 | NIWCM | Low Demand Growth+Expected Future Gas Supply+Methanex Stays+Increased Demand Response+Low Wind & Solar | 1648.8067 | 2541.8346 | 3081.406
2032 | NIWCM | Low Demand Growth+Expected Future Gas Supply+Methanex Stays+Increased Demand Response+Low Wind & Solar | 1531.2393 | 2474.9854 | 3054.1605
2033 | NIWCM | Low Demand Growth+Expected Future Gas Supply+Methanex Stays+Increased Demand Response+Low Wind & Solar | 1422.433 | 2394.9664 | 3050.2051
2034 | NIWCM | Low Demand Growth+Expected Future Gas Supply+Methanex Stays+Increased Demand Response+Low Wind & Solar | 1320.6897 | 2356.4556 | 3101.765
2035 | NIWCM | Low Demand Growth+Expected Future Gas Supply+Methanex Stays+Increased Demand Response+Low Wind & Solar | 1201.6419 | 2263.1876 | 3030.5503
2026 | SIWEM_PERC | Low Demand Growth+Expected Future Gas Supply+Methanex Stays+Increased Demand Response+Low Wind & Solar | 56.5826 | 56.5826 | 56.5826
2027 | SIWEM_PERC | Low Demand Growth+Expected Future Gas Supply+Methanex Stays+Increased Demand Response+Low Wind & Solar | 55.4505 | 57.9473 | 57.9473
2028 | SIWEM_PERC | Low Demand Growth+Expected Future Gas Supply+Methanex Stays+Increased Demand Response+Low Wind & Solar | 55.3834 | 67.9871 | 75.0567
2029 | SIWEM_PERC | Low Demand Growth+Expected Future Gas Supply+Methanex Stays+Increased Demand Response+Low Wind & Solar | 53.3736 | 65.8059 | 81.0457
2030 | SIWEM_PERC | Low Demand Growth+Expected Future Gas Supply+Methanex Stays+Increased Demand Response+Low Wind & Solar | 50.2289 | 64.3077 | 84.7616
2031 | SIWEM_PERC | Low Demand Growth+Expected Future Gas Supply+Methanex Stays+Increased Demand Response+Low Wind & Solar | 44.3237 | 60.8414 | 85.7839
2032 | SIWEM_PERC | Low Demand Growth+Expected Future Gas Supply+Methanex Stays+Increased Demand Response+Low Wind & Solar | 39.185 | 58.1629 | 82.6702
2033 | SIWEM_PERC | Low Demand Growth+Expected Future Gas Supply+Methanex Stays+Increased Demand Response+Low Wind & Solar | 34.4456 | 55.8575 | 79.9883
2034 | SIWEM_PERC | Low Demand Growth+Expected Future Gas Supply+Methanex Stays+Increased Demand Response+Low Wind & Solar | 30.65 | 53.6858 | 77.458
2035 | SIWEM_PERC | Low Demand Growth+Expected Future Gas Supply+Methanex Stays+Increased Demand Response+Low Wind & Solar | 24.6589 | 50.9362 | 74.2598
2026 | NZWEM_PERC | Low Demand Growth+Expected Future Gas Supply+Methanex Stays+Increased Demand Response+Constrained Operational Capacity | 25.1901 | 25.2502 | 25.2502
2027 | NZWEM_PERC | Low Demand Growth+Expected Future Gas Supply+Methanex Stays+Increased Demand Response+Constrained Operational Capacity | 24.0993 | 26.0531 | 26.3909
2028 | NZWEM_PERC | Low Demand Growth+Expected Future Gas Supply+Methanex Stays+Increased Demand Response+Constrained Operational Capacity | 24.3821 | 33.0192 | 37.8097
2029 | NZWEM_PERC | Low Demand Growth+Expected Future Gas Supply+Methanex Stays+Increased Demand Response+Constrained Operational Capacity | 22.7241 | 35.0384 | 44.7814
2030 | NZWEM_PERC | Low Demand Growth+Expected Future Gas Supply+Methanex Stays+Increased Demand Response+Constrained Operational Capacity | 21.4564 | 36.0599 | 52.0777
2031 | NZWEM_PERC | Low Demand Growth+Expected Future Gas Supply+Methanex Stays+Increased Demand Response+Constrained Operational Capacity | 18.3235 | 32.6963 | 54.9841
2032 | NZWEM_PERC | Low Demand Growth+Expected Future Gas Supply+Methanex Stays+Increased Demand Response+Constrained Operational Capacity | 16.4284 | 30.9866 | 54.0212
2033 | NZWEM_PERC | Low Demand Growth+Expected Future Gas Supply+Methanex Stays+Increased Demand Response+Constrained Operational Capacity | 14.6734 | 29.0051 | 53.6316
2034 | NZWEM_PERC | Low Demand Growth+Expected Future Gas Supply+Methanex Stays+Increased Demand Response+Constrained Operational Capacity | 13.2494 | 27.8207 | 52.0418
2035 | NZWEM_PERC | Low Demand Growth+Expected Future Gas Supply+Methanex Stays+Increased Demand Response+Constrained Operational Capacity | 11.0156 | 25.3758 | 49.0721
2026 | NIWCM | Low Demand Growth+Expected Future Gas Supply+Methanex Stays+Increased Demand Response+Constrained Operational Capacity | 755.6807 | 755.6807 | 755.6807
2027 | NIWCM | Low Demand Growth+Expected Future Gas Supply+Methanex Stays+Increased Demand Response+Constrained Operational Capacity | 1101.6718 | 1105.1761 | 1105.1761
2028 | NIWCM | Low Demand Growth+Expected Future Gas Supply+Methanex Stays+Increased Demand Response+Constrained Operational Capacity | 1216.908 | 1690.5905 | 1694.1607
2029 | NIWCM | Low Demand Growth+Expected Future Gas Supply+Methanex Stays+Increased Demand Response+Constrained Operational Capacity | 1186.3719 | 1821.8682 | 1967.8933
2030 | NIWCM | Low Demand Growth+Expected Future Gas Supply+Methanex Stays+Increased Demand Response+Constrained Operational Capacity | 1073.6095 | 1784.6908 | 1978.0043
2031 | NIWCM | Low Demand Growth+Expected Future Gas Supply+Methanex Stays+Increased Demand Response+Constrained Operational Capacity | 991.384 | 1716.8999 | 1968.1327
2032 | NIWCM | Low Demand Growth+Expected Future Gas Supply+Methanex Stays+Increased Demand Response+Constrained Operational Capacity | 873.8758 | 1602.7769 | 1882.4463
2033 | NIWCM | Low Demand Growth+Expected Future Gas Supply+Methanex Stays+Increased Demand Response+Constrained Operational Capacity | 761.8618 | 1493.7124 | 1784.971
2034 | NIWCM | Low Demand Growth+Expected Future Gas Supply+Methanex Stays+Increased Demand Response+Constrained Operational Capacity | 654.4916 | 1434.6731 | 1802.4622
2035 | NIWCM | Low Demand Growth+Expected Future Gas Supply+Methanex Stays+Increased Demand Response+Constrained Operational Capacity | 532.4879 | 1326.3998 | 1695.0283
2026 | SIWEM_PERC | Low Demand Growth+Expected Future Gas Supply+Methanex Stays+Increased Demand Response+Constrained Operational Capacity | 57.443 | 57.443 | 57.443
2027 | SIWEM_PERC | Low Demand Growth+Expected Future Gas Supply+Methanex Stays+Increased Demand Response+Constrained Operational Capacity | 56.3556 | 59.1223 | 59.1223
2028 | SIWEM_PERC | Low Demand Growth+Expected Future Gas Supply+Methanex Stays+Increased Demand Response+Constrained Operational Capacity | 56.4733 | 70.4391 | 78.2728
2029 | SIWEM_PERC | Low Demand Growth+Expected Future Gas Supply+Methanex Stays+Increased Demand Response+Constrained Operational Capacity | 54.4486 | 68.2245 | 85.1114
2030 | SIWEM_PERC | Low Demand Growth+Expected Future Gas Supply+Methanex Stays+Increased Demand Response+Constrained Operational Capacity | 51.2814 | 66.8817 | 89.5461
2031 | SIWEM_PERC | Low Demand Growth+Expected Future Gas Supply+Methanex Stays+Increased Demand Response+Constrained Operational Capacity | 48.0977 | 63.3596 | 90.9977
2032 | SIWEM_PERC | Low Demand Growth+Expected Future Gas Supply+Methanex Stays+Increased Demand Response+Constrained Operational Capacity | 43.252 | 60.6371 | 87.7931
2033 | SIWEM_PERC | Low Demand Growth+Expected Future Gas Supply+Methanex Stays+Increased Demand Response+Constrained Operational Capacity | 38.45 | 58.2937 | 85.0325
2034 | SIWEM_PERC | Low Demand Growth+Expected Future Gas Supply+Methanex Stays+Increased Demand Response+Constrained Operational Capacity | 34.5949 | 56.0858 | 82.4272
2035 | SIWEM_PERC | Low Demand Growth+Expected Future Gas Supply+Methanex Stays+Increased Demand Response+Constrained Operational Capacity | 28.5293 | 53.2909 | 79.1352
2026 | NZWEM_PERC | Low Demand Growth+Expected Future Gas Supply+Methanex Stays+Increased Demand Response+Constrained Operational Capacity+Low Wind & Solar | 23.9278 | 23.9821 | 23.9821
2027 | NZWEM_PERC | Low Demand Growth+Expected Future Gas Supply+Methanex Stays+Increased Demand Response+Constrained Operational Capacity+Low Wind & Solar | 22.6664 | 24.4297 | 24.7346
2028 | NZWEM_PERC | Low Demand Growth+Expected Future Gas Supply+Methanex Stays+Increased Demand Response+Constrained Operational Capacity+Low Wind & Solar | 22.841 | 30.6358 | 34.959
2029 | NZWEM_PERC | Low Demand Growth+Expected Future Gas Supply+Methanex Stays+Increased Demand Response+Constrained Operational Capacity+Low Wind & Solar | 21.1525 | 32.2658 | 41.0585
2030 | NZWEM_PERC | Low Demand Growth+Expected Future Gas Supply+Methanex Stays+Increased Demand Response+Constrained Operational Capacity+Low Wind & Solar | 19.9114 | 33.1463 | 47.6434
2031 | NZWEM_PERC | Low Demand Growth+Expected Future Gas Supply+Methanex Stays+Increased Demand Response+Constrained Operational Capacity+Low Wind & Solar | 16.8136 | 29.8486 | 50.0032
2032 | NZWEM_PERC | Low Demand Growth+Expected Future Gas Supply+Methanex Stays+Increased Demand Response+Constrained Operational Capacity+Low Wind & Solar | 14.9441 | 28.1455 | 49.0133
2033 | NZWEM_PERC | Low Demand Growth+Expected Future Gas Supply+Methanex Stays+Increased Demand Response+Constrained Operational Capacity+Low Wind & Solar | 13.2123 | 26.2082 | 48.5114
2034 | NZWEM_PERC | Low Demand Growth+Expected Future Gas Supply+Methanex Stays+Increased Demand Response+Constrained Operational Capacity+Low Wind & Solar | 11.8123 | 25.0699 | 47.0059
2035 | NZWEM_PERC | Low Demand Growth+Expected Future Gas Supply+Methanex Stays+Increased Demand Response+Constrained Operational Capacity+Low Wind & Solar | 9.6096 | 22.6846 | 44.1453
2026 | NIWCM | Low Demand Growth+Expected Future Gas Supply+Methanex Stays+Increased Demand Response+Constrained Operational Capacity+Low Wind & Solar | 755.6807 | 755.6807 | 755.6807
2027 | NIWCM | Low Demand Growth+Expected Future Gas Supply+Methanex Stays+Increased Demand Response+Constrained Operational Capacity+Low Wind & Solar | 1101.6718 | 1105.1761 | 1105.1761
2028 | NIWCM | Low Demand Growth+Expected Future Gas Supply+Methanex Stays+Increased Demand Response+Constrained Operational Capacity+Low Wind & Solar | 1216.908 | 1690.5905 | 1694.1607
2029 | NIWCM | Low Demand Growth+Expected Future Gas Supply+Methanex Stays+Increased Demand Response+Constrained Operational Capacity+Low Wind & Solar | 1186.3719 | 1821.8682 | 1967.8933
2030 | NIWCM | Low Demand Growth+Expected Future Gas Supply+Methanex Stays+Increased Demand Response+Constrained Operational Capacity+Low Wind & Solar | 1073.6095 | 1784.6908 | 1978.0043
2031 | NIWCM | Low Demand Growth+Expected Future Gas Supply+Methanex Stays+Increased Demand Response+Constrained Operational Capacity+Low Wind & Solar | 991.384 | 1716.8999 | 1968.1327
2032 | NIWCM | Low Demand Growth+Expected Future Gas Supply+Methanex Stays+Increased Demand Response+Constrained Operational Capacity+Low Wind & Solar | 873.8758 | 1602.7769 | 1882.4463
2033 | NIWCM | Low Demand Growth+Expected Future Gas Supply+Methanex Stays+Increased Demand Response+Constrained Operational Capacity+Low Wind & Solar | 761.8618 | 1493.7124 | 1784.971
2034 | NIWCM | Low Demand Growth+Expected Future Gas Supply+Methanex Stays+Increased Demand Response+Constrained Operational Capacity+Low Wind & Solar | 654.4916 | 1434.6731 | 1802.4622
2035 | NIWCM | Low Demand Growth+Expected Future Gas Supply+Methanex Stays+Increased Demand Response+Constrained Operational Capacity+Low Wind & Solar | 532.4879 | 1326.3998 | 1695.0283
2026 | SIWEM_PERC | Low Demand Growth+Expected Future Gas Supply+Methanex Stays+Increased Demand Response+Constrained Operational Capacity+Low Wind & Solar | 56.5826 | 56.5826 | 56.5826
2027 | SIWEM_PERC | Low Demand Growth+Expected Future Gas Supply+Methanex Stays+Increased Demand Response+Constrained Operational Capacity+Low Wind & Solar | 55.4505 | 57.9473 | 57.9473
2028 | SIWEM_PERC | Low Demand Growth+Expected Future Gas Supply+Methanex Stays+Increased Demand Response+Constrained Operational Capacity+Low Wind & Solar | 55.3834 | 67.9871 | 75.0567
2029 | SIWEM_PERC | Low Demand Growth+Expected Future Gas Supply+Methanex Stays+Increased Demand Response+Constrained Operational Capacity+Low Wind & Solar | 53.3736 | 65.8059 | 81.0457
2030 | SIWEM_PERC | Low Demand Growth+Expected Future Gas Supply+Methanex Stays+Increased Demand Response+Constrained Operational Capacity+Low Wind & Solar | 50.2289 | 64.3077 | 84.7616
2031 | SIWEM_PERC | Low Demand Growth+Expected Future Gas Supply+Methanex Stays+Increased Demand Response+Constrained Operational Capacity+Low Wind & Solar | 44.3237 | 60.8414 | 85.7839
2032 | SIWEM_PERC | Low Demand Growth+Expected Future Gas Supply+Methanex Stays+Increased Demand Response+Constrained Operational Capacity+Low Wind & Solar | 39.185 | 58.1629 | 82.6702
2033 | SIWEM_PERC | Low Demand Growth+Expected Future Gas Supply+Methanex Stays+Increased Demand Response+Constrained Operational Capacity+Low Wind & Solar | 34.4456 | 55.8575 | 79.9883
2034 | SIWEM_PERC | Low Demand Growth+Expected Future Gas Supply+Methanex Stays+Increased Demand Response+Constrained Operational Capacity+Low Wind & Solar | 30.65 | 53.6858 | 77.458
2035 | SIWEM_PERC | Low Demand Growth+Expected Future Gas Supply+Methanex Stays+Increased Demand Response+Constrained Operational Capacity+Low Wind & Solar | 24.6589 | 50.9362 | 74.2598
2026 | NZWEM_PERC | Low Demand Growth+Expected Future Gas Supply+Methanex Stays+Increased Demand Response+Upgraded HVDC | 25.1901 | 25.2502 | 25.2502
2027 | NZWEM_PERC | Low Demand Growth+Expected Future Gas Supply+Methanex Stays+Increased Demand Response+Upgraded HVDC | 24.0993 | 26.0531 | 26.3909
2028 | NZWEM_PERC | Low Demand Growth+Expected Future Gas Supply+Methanex Stays+Increased Demand Response+Upgraded HVDC | 24.3821 | 33.0192 | 37.8097
2029 | NZWEM_PERC | Low Demand Growth+Expected Future Gas Supply+Methanex Stays+Increased Demand Response+Upgraded HVDC | 22.7241 | 35.0384 | 44.7814
2030 | NZWEM_PERC | Low Demand Growth+Expected Future Gas Supply+Methanex Stays+Increased Demand Response+Upgraded HVDC | 21.4564 | 36.0599 | 52.0777
2031 | NZWEM_PERC | Low Demand Growth+Expected Future Gas Supply+Methanex Stays+Increased Demand Response+Upgraded HVDC | 18.3235 | 32.6963 | 54.9841
2032 | NZWEM_PERC | Low Demand Growth+Expected Future Gas Supply+Methanex Stays+Increased Demand Response+Upgraded HVDC | 16.4284 | 30.9866 | 54.0212
2033 | NZWEM_PERC | Low Demand Growth+Expected Future Gas Supply+Methanex Stays+Increased Demand Response+Upgraded HVDC | 14.6734 | 29.0051 | 53.6316
2034 | NZWEM_PERC | Low Demand Growth+Expected Future Gas Supply+Methanex Stays+Increased Demand Response+Upgraded HVDC | 13.2494 | 27.8207 | 52.0418
2035 | NZWEM_PERC | Low Demand Growth+Expected Future Gas Supply+Methanex Stays+Increased Demand Response+Upgraded HVDC | 11.0156 | 25.3758 | 49.0721
2026 | NIWCM | Low Demand Growth+Expected Future Gas Supply+Methanex Stays+Increased Demand Response+Upgraded HVDC | 1312.2106 | 1313.0104 | 1313.0104
2027 | NIWCM | Low Demand Growth+Expected Future Gas Supply+Methanex Stays+Increased Demand Response+Upgraded HVDC | 1690.0952 | 1710.491 | 1715.0275
2028 | NIWCM | Low Demand Growth+Expected Future Gas Supply+Methanex Stays+Increased Demand Response+Upgraded HVDC | 1826.5139 | 2366.085 | 2397.2445
2029 | NIWCM | Low Demand Growth+Expected Future Gas Supply+Methanex Stays+Increased Demand Response+Upgraded HVDC | 1822.5577 | 2591.2998 | 2792.9481
2030 | NIWCM | Low Demand Growth+Expected Future Gas Supply+Methanex Stays+Increased Demand Response+Upgraded HVDC | 1727.2302 | 2579.3441 | 2926.9802
2031 | NIWCM | Low Demand Growth+Expected Future Gas Supply+Methanex Stays+Increased Demand Response+Upgraded HVDC | 1648.9768 | 2644.1302 | 3204.9059
2032 | NIWCM | Low Demand Growth+Expected Future Gas Supply+Methanex Stays+Increased Demand Response+Upgraded HVDC | 1531.1914 | 2544.609 | 3177.6604
2033 | NIWCM | Low Demand Growth+Expected Future Gas Supply+Methanex Stays+Increased Demand Response+Upgraded HVDC | 1422.4456 | 2435.4598 | 3173.705
2034 | NIWCM | Low Demand Growth+Expected Future Gas Supply+Methanex Stays+Increased Demand Response+Upgraded HVDC | 1320.6871 | 2374.6831 | 3225.3556
2035 | NIWCM | Low Demand Growth+Expected Future Gas Supply+Methanex Stays+Increased Demand Response+Upgraded HVDC | 1201.6425 | 2265.5957 | 3154.0128
2026 | SIWEM_PERC | Low Demand Growth+Expected Future Gas Supply+Methanex Stays+Increased Demand Response+Upgraded HVDC | 57.443 | 57.443 | 57.443
2027 | SIWEM_PERC | Low Demand Growth+Expected Future Gas Supply+Methanex Stays+Increased Demand Response+Upgraded HVDC | 64.0358 | 69.2012 | 70.0514
2028 | SIWEM_PERC | Low Demand Growth+Expected Future Gas Supply+Methanex Stays+Increased Demand Response+Upgraded HVDC | 64.5961 | 87.5208 | 100.2434
2029 | SIWEM_PERC | Low Demand Growth+Expected Future Gas Supply+Methanex Stays+Increased Demand Response+Upgraded HVDC | 60.1446 | 90.6294 | 107.5163
2030 | SIWEM_PERC | Low Demand Growth+Expected Future Gas Supply+Methanex Stays+Increased Demand Response+Upgraded HVDC | 56.489 | 88.8152 | 111.4796
2031 | SIWEM_PERC | Low Demand Growth+Expected Future Gas Supply+Methanex Stays+Increased Demand Response+Upgraded HVDC | 48.4302 | 84.8173 | 112.4554
2032 | SIWEM_PERC | Low Demand Growth+Expected Future Gas Supply+Methanex Stays+Increased Demand Response+Upgraded HVDC | 43.252 | 81.131 | 108.8764
2033 | SIWEM_PERC | Low Demand Growth+Expected Future Gas Supply+Methanex Stays+Increased Demand Response+Upgraded HVDC | 38.45 | 75.9908 | 105.7919
2034 | SIWEM_PERC | Low Demand Growth+Expected Future Gas Supply+Methanex Stays+Increased Demand Response+Upgraded HVDC | 34.5949 | 72.9401 | 102.8781
2035 | SIWEM_PERC | Low Demand Growth+Expected Future Gas Supply+Methanex Stays+Increased Demand Response+Upgraded HVDC | 28.5293 | 66.7418 | 99.2001
2026 | NZWEM_PERC | Low Demand Growth+Expected Future Gas Supply+Methanex Stays+Increased Demand Response+Upgraded HVDC+Low Wind & Solar | 23.9278 | 23.9821 | 23.9821
2027 | NZWEM_PERC | Low Demand Growth+Expected Future Gas Supply+Methanex Stays+Increased Demand Response+Upgraded HVDC+Low Wind & Solar | 22.6664 | 24.4297 | 24.7346
2028 | NZWEM_PERC | Low Demand Growth+Expected Future Gas Supply+Methanex Stays+Increased Demand Response+Upgraded HVDC+Low Wind & Solar | 22.841 | 30.6358 | 34.959
2029 | NZWEM_PERC | Low Demand Growth+Expected Future Gas Supply+Methanex Stays+Increased Demand Response+Upgraded HVDC+Low Wind & Solar | 21.1525 | 32.2658 | 41.0585
2030 | NZWEM_PERC | Low Demand Growth+Expected Future Gas Supply+Methanex Stays+Increased Demand Response+Upgraded HVDC+Low Wind & Solar | 19.9114 | 33.1463 | 47.6434
2031 | NZWEM_PERC | Low Demand Growth+Expected Future Gas Supply+Methanex Stays+Increased Demand Response+Upgraded HVDC+Low Wind & Solar | 16.8136 | 29.8486 | 50.0032
2032 | NZWEM_PERC | Low Demand Growth+Expected Future Gas Supply+Methanex Stays+Increased Demand Response+Upgraded HVDC+Low Wind & Solar | 14.9441 | 28.1455 | 49.0133
2033 | NZWEM_PERC | Low Demand Growth+Expected Future Gas Supply+Methanex Stays+Increased Demand Response+Upgraded HVDC+Low Wind & Solar | 13.2123 | 26.2082 | 48.5114
2034 | NZWEM_PERC | Low Demand Growth+Expected Future Gas Supply+Methanex Stays+Increased Demand Response+Upgraded HVDC+Low Wind & Solar | 11.8123 | 25.0699 | 47.0059
2035 | NZWEM_PERC | Low Demand Growth+Expected Future Gas Supply+Methanex Stays+Increased Demand Response+Upgraded HVDC+Low Wind & Solar | 9.6096 | 22.6846 | 44.1453
2026 | NIWCM | Low Demand Growth+Expected Future Gas Supply+Methanex Stays+Increased Demand Response+Upgraded HVDC+Low Wind & Solar | 1312.2106 | 1313.0104 | 1313.0104
2027 | NIWCM | Low Demand Growth+Expected Future Gas Supply+Methanex Stays+Increased Demand Response+Upgraded HVDC+Low Wind & Solar | 1690.0952 | 1710.491 | 1715.0275
2028 | NIWCM | Low Demand Growth+Expected Future Gas Supply+Methanex Stays+Increased Demand Response+Upgraded HVDC+Low Wind & Solar | 1826.5139 | 2366.085 | 2397.2445
2029 | NIWCM | Low Demand Growth+Expected Future Gas Supply+Methanex Stays+Increased Demand Response+Upgraded HVDC+Low Wind & Solar | 1822.5577 | 2591.2998 | 2792.9481
2030 | NIWCM | Low Demand Growth+Expected Future Gas Supply+Methanex Stays+Increased Demand Response+Upgraded HVDC+Low Wind & Solar | 1727.2302 | 2579.3441 | 2926.9802
2031 | NIWCM | Low Demand Growth+Expected Future Gas Supply+Methanex Stays+Increased Demand Response+Upgraded HVDC+Low Wind & Solar | 1648.9768 | 2644.1302 | 3204.9059
2032 | NIWCM | Low Demand Growth+Expected Future Gas Supply+Methanex Stays+Increased Demand Response+Upgraded HVDC+Low Wind & Solar | 1531.1914 | 2544.609 | 3177.6604
2033 | NIWCM | Low Demand Growth+Expected Future Gas Supply+Methanex Stays+Increased Demand Response+Upgraded HVDC+Low Wind & Solar | 1422.4456 | 2435.4598 | 3173.705
2034 | NIWCM | Low Demand Growth+Expected Future Gas Supply+Methanex Stays+Increased Demand Response+Upgraded HVDC+Low Wind & Solar | 1320.6871 | 2374.6831 | 3225.3556
2035 | NIWCM | Low Demand Growth+Expected Future Gas Supply+Methanex Stays+Increased Demand Response+Upgraded HVDC+Low Wind & Solar | 1201.6425 | 2265.5957 | 3154.0128
2026 | SIWEM_PERC | Low Demand Growth+Expected Future Gas Supply+Methanex Stays+Increased Demand Response+Upgraded HVDC+Low Wind & Solar | 56.5826 | 56.5826 | 56.5826
2027 | SIWEM_PERC | Low Demand Growth+Expected Future Gas Supply+Methanex Stays+Increased Demand Response+Upgraded HVDC+Low Wind & Solar | 60.3483 | 65.0098 | 65.7771
2028 | SIWEM_PERC | Low Demand Growth+Expected Future Gas Supply+Methanex Stays+Increased Demand Response+Upgraded HVDC+Low Wind & Solar | 60.6311 | 81.3198 | 92.8015
2029 | SIWEM_PERC | Low Demand Growth+Expected Future Gas Supply+Methanex Stays+Increased Demand Response+Upgraded HVDC+Low Wind & Solar | 56.113 | 85.0545 | 103.4505
2030 | SIWEM_PERC | Low Demand Growth+Expected Future Gas Supply+Methanex Stays+Increased Demand Response+Upgraded HVDC+Low Wind & Solar | 52.5422 | 86.2412 | 106.6951
2031 | SIWEM_PERC | Low Demand Growth+Expected Future Gas Supply+Methanex Stays+Increased Demand Response+Upgraded HVDC+Low Wind & Solar | 44.3237 | 78.3384 | 107.2416
2032 | SIWEM_PERC | Low Demand Growth+Expected Future Gas Supply+Methanex Stays+Increased Demand Response+Upgraded HVDC+Low Wind & Solar | 39.185 | 73.8208 | 103.7535
2033 | SIWEM_PERC | Low Demand Growth+Expected Future Gas Supply+Methanex Stays+Increased Demand Response+Upgraded HVDC+Low Wind & Solar | 34.4456 | 68.7929 | 100.7478
2034 | SIWEM_PERC | Low Demand Growth+Expected Future Gas Supply+Methanex Stays+Increased Demand Response+Upgraded HVDC+Low Wind & Solar | 30.65 | 65.8492 | 97.9089
2035 | SIWEM_PERC | Low Demand Growth+Expected Future Gas Supply+Methanex Stays+Increased Demand Response+Upgraded HVDC+Low Wind & Solar | 24.6589 | 59.7847 | 94.3247
2026 | NZWEM_PERC | Low Demand Growth+Expected Future Gas Supply+Methanex Stays+Increased Demand Response+Upgraded HVDC+Constrained Operational Capacity | 25.1901 | 25.2502 | 25.2502
2027 | NZWEM_PERC | Low Demand Growth+Expected Future Gas Supply+Methanex Stays+Increased Demand Response+Upgraded HVDC+Constrained Operational Capacity | 24.0993 | 26.0531 | 26.3909
2028 | NZWEM_PERC | Low Demand Growth+Expected Future Gas Supply+Methanex Stays+Increased Demand Response+Upgraded HVDC+Constrained Operational Capacity | 24.3821 | 33.0192 | 37.8097
2029 | NZWEM_PERC | Low Demand Growth+Expected Future Gas Supply+Methanex Stays+Increased Demand Response+Upgraded HVDC+Constrained Operational Capacity | 22.7241 | 35.0384 | 44.7814
2030 | NZWEM_PERC | Low Demand Growth+Expected Future Gas Supply+Methanex Stays+Increased Demand Response+Upgraded HVDC+Constrained Operational Capacity | 21.4564 | 36.0599 | 52.0777
2031 | NZWEM_PERC | Low Demand Growth+Expected Future Gas Supply+Methanex Stays+Increased Demand Response+Upgraded HVDC+Constrained Operational Capacity | 18.3235 | 32.6963 | 54.9841
2032 | NZWEM_PERC | Low Demand Growth+Expected Future Gas Supply+Methanex Stays+Increased Demand Response+Upgraded HVDC+Constrained Operational Capacity | 16.4284 | 30.9866 | 54.0212
2033 | NZWEM_PERC | Low Demand Growth+Expected Future Gas Supply+Methanex Stays+Increased Demand Response+Upgraded HVDC+Constrained Operational Capacity | 14.6734 | 29.0051 | 53.6316
2034 | NZWEM_PERC | Low Demand Growth+Expected Future Gas Supply+Methanex Stays+Increased Demand Response+Upgraded HVDC+Constrained Operational Capacity | 13.2494 | 27.8207 | 52.0418
2035 | NZWEM_PERC | Low Demand Growth+Expected Future Gas Supply+Methanex Stays+Increased Demand Response+Upgraded HVDC+Constrained Operational Capacity | 11.0156 | 25.3758 | 49.0721
2026 | NIWCM | Low Demand Growth+Expected Future Gas Supply+Methanex Stays+Increased Demand Response+Upgraded HVDC+Constrained Operational Capacity | 755.6807 | 755.6807 | 755.6807
2027 | NIWCM | Low Demand Growth+Expected Future Gas Supply+Methanex Stays+Increased Demand Response+Upgraded HVDC+Constrained Operational Capacity | 1101.6718 | 1105.1761 | 1105.1761
2028 | NIWCM | Low Demand Growth+Expected Future Gas Supply+Methanex Stays+Increased Demand Response+Upgraded HVDC+Constrained Operational Capacity | 1216.908 | 1690.5905 | 1694.1607
2029 | NIWCM | Low Demand Growth+Expected Future Gas Supply+Methanex Stays+Increased Demand Response+Upgraded HVDC+Constrained Operational Capacity | 1186.3719 | 1821.8682 | 1967.8933
2030 | NIWCM | Low Demand Growth+Expected Future Gas Supply+Methanex Stays+Increased Demand Response+Upgraded HVDC+Constrained Operational Capacity | 1073.6095 | 1784.6908 | 1978.0043
2031 | NIWCM | Low Demand Growth+Expected Future Gas Supply+Methanex Stays+Increased Demand Response+Upgraded HVDC+Constrained Operational Capacity | 991.3969 | 1716.8893 | 1974.0454
2032 | NIWCM | Low Demand Growth+Expected Future Gas Supply+Methanex Stays+Increased Demand Response+Upgraded HVDC+Constrained Operational Capacity | 873.8725 | 1602.7652 | 1881.9803
2033 | NIWCM | Low Demand Growth+Expected Future Gas Supply+Methanex Stays+Increased Demand Response+Upgraded HVDC+Constrained Operational Capacity | 761.8627 | 1493.7137 | 1785.1204
2034 | NIWCM | Low Demand Growth+Expected Future Gas Supply+Methanex Stays+Increased Demand Response+Upgraded HVDC+Constrained Operational Capacity | 654.4914 | 1434.6755 | 1802.415
2035 | NIWCM | Low Demand Growth+Expected Future Gas Supply+Methanex Stays+Increased Demand Response+Upgraded HVDC+Constrained Operational Capacity | 532.488 | 1326.3986 | 1695.0413
2026 | SIWEM_PERC | Low Demand Growth+Expected Future Gas Supply+Methanex Stays+Increased Demand Response+Upgraded HVDC+Constrained Operational Capacity | 57.443 | 57.443 | 57.443
2027 | SIWEM_PERC | Low Demand Growth+Expected Future Gas Supply+Methanex Stays+Increased Demand Response+Upgraded HVDC+Constrained Operational Capacity | 64.0358 | 69.2012 | 70.0514
2028 | SIWEM_PERC | Low Demand Growth+Expected Future Gas Supply+Methanex Stays+Increased Demand Response+Upgraded HVDC+Constrained Operational Capacity | 64.5961 | 87.5208 | 100.2434
2029 | SIWEM_PERC | Low Demand Growth+Expected Future Gas Supply+Methanex Stays+Increased Demand Response+Upgraded HVDC+Constrained Operational Capacity | 60.1446 | 90.6294 | 107.5163
2030 | SIWEM_PERC | Low Demand Growth+Expected Future Gas Supply+Methanex Stays+Increased Demand Response+Upgraded HVDC+Constrained Operational Capacity | 56.489 | 88.8152 | 111.4796
2031 | SIWEM_PERC | Low Demand Growth+Expected Future Gas Supply+Methanex Stays+Increased Demand Response+Upgraded HVDC+Constrained Operational Capacity | 48.4302 | 84.8173 | 112.4554
2032 | SIWEM_PERC | Low Demand Growth+Expected Future Gas Supply+Methanex Stays+Increased Demand Response+Upgraded HVDC+Constrained Operational Capacity | 43.252 | 81.131 | 108.8764
2033 | SIWEM_PERC | Low Demand Growth+Expected Future Gas Supply+Methanex Stays+Increased Demand Response+Upgraded HVDC+Constrained Operational Capacity | 38.45 | 75.9908 | 105.7919
2034 | SIWEM_PERC | Low Demand Growth+Expected Future Gas Supply+Methanex Stays+Increased Demand Response+Upgraded HVDC+Constrained Operational Capacity | 34.5949 | 72.9401 | 102.8781
2035 | SIWEM_PERC | Low Demand Growth+Expected Future Gas Supply+Methanex Stays+Increased Demand Response+Upgraded HVDC+Constrained Operational Capacity | 28.5293 | 66.7418 | 99.2001
2026 | NZWEM_PERC | Low Demand Growth+Expected Future Gas Supply+Methanex Stays+Increased Demand Response+Upgraded HVDC+Constrained Operational Capacity+Low Wind & Solar | 23.9278 | 23.9821 | 23.9821
2027 | NZWEM_PERC | Low Demand Growth+Expected Future Gas Supply+Methanex Stays+Increased Demand Response+Upgraded HVDC+Constrained Operational Capacity+Low Wind & Solar | 22.6664 | 24.4297 | 24.7346
2028 | NZWEM_PERC | Low Demand Growth+Expected Future Gas Supply+Methanex Stays+Increased Demand Response+Upgraded HVDC+Constrained Operational Capacity+Low Wind & Solar | 22.841 | 30.6358 | 34.959
2029 | NZWEM_PERC | Low Demand Growth+Expected Future Gas Supply+Methanex Stays+Increased Demand Response+Upgraded HVDC+Constrained Operational Capacity+Low Wind & Solar | 21.1525 | 32.2658 | 41.0585
2030 | NZWEM_PERC | Low Demand Growth+Expected Future Gas Supply+Methanex Stays+Increased Demand Response+Upgraded HVDC+Constrained Operational Capacity+Low Wind & Solar | 19.9114 | 33.1463 | 47.6434
2031 | NZWEM_PERC | Low Demand Growth+Expected Future Gas Supply+Methanex Stays+Increased Demand Response+Upgraded HVDC+Constrained Operational Capacity+Low Wind & Solar | 16.8136 | 29.8486 | 50.0032
2032 | NZWEM_PERC | Low Demand Growth+Expected Future Gas Supply+Methanex Stays+Increased Demand Response+Upgraded HVDC+Constrained Operational Capacity+Low Wind & Solar | 14.9441 | 28.1455 | 49.0133
2033 | NZWEM_PERC | Low Demand Growth+Expected Future Gas Supply+Methanex Stays+Increased Demand Response+Upgraded HVDC+Constrained Operational Capacity+Low Wind & Solar | 13.2123 | 26.2082 | 48.5114
2034 | NZWEM_PERC | Low Demand Growth+Expected Future Gas Supply+Methanex Stays+Increased Demand Response+Upgraded HVDC+Constrained Operational Capacity+Low Wind & Solar | 11.8123 | 25.0699 | 47.0059
2035 | NZWEM_PERC | Low Demand Growth+Expected Future Gas Supply+Methanex Stays+Increased Demand Response+Upgraded HVDC+Constrained Operational Capacity+Low Wind & Solar | 9.6096 | 22.6846 | 44.1453
2026 | NIWCM | Low Demand Growth+Expected Future Gas Supply+Methanex Stays+Increased Demand Response+Upgraded HVDC+Constrained Operational Capacity+Low Wind & Solar | 755.6807 | 755.6807 | 755.6807
2027 | NIWCM | Low Demand Growth+Expected Future Gas Supply+Methanex Stays+Increased Demand Response+Upgraded HVDC+Constrained Operational Capacity+Low Wind & Solar | 1101.6718 | 1105.1761 | 1105.1761
2028 | NIWCM | Low Demand Growth+Expected Future Gas Supply+Methanex Stays+Increased Demand Response+Upgraded HVDC+Constrained Operational Capacity+Low Wind & Solar | 1216.908 | 1690.5905 | 1694.1607
2029 | NIWCM | Low Demand Growth+Expected Future Gas Supply+Methanex Stays+Increased Demand Response+Upgraded HVDC+Constrained Operational Capacity+Low Wind & Solar | 1186.3719 | 1821.8682 | 1967.8933
2030 | NIWCM | Low Demand Growth+Expected Future Gas Supply+Methanex Stays+Increased Demand Response+Upgraded HVDC+Constrained Operational Capacity+Low Wind & Solar | 1073.6095 | 1784.6908 | 1978.0043
2031 | NIWCM | Low Demand Growth+Expected Future Gas Supply+Methanex Stays+Increased Demand Response+Upgraded HVDC+Constrained Operational Capacity+Low Wind & Solar | 991.3969 | 1716.8893 | 1974.0454
2032 | NIWCM | Low Demand Growth+Expected Future Gas Supply+Methanex Stays+Increased Demand Response+Upgraded HVDC+Constrained Operational Capacity+Low Wind & Solar | 873.8725 | 1602.7652 | 1881.9803
2033 | NIWCM | Low Demand Growth+Expected Future Gas Supply+Methanex Stays+Increased Demand Response+Upgraded HVDC+Constrained Operational Capacity+Low Wind & Solar | 761.8627 | 1493.7137 | 1785.1204
2034 | NIWCM | Low Demand Growth+Expected Future Gas Supply+Methanex Stays+Increased Demand Response+Upgraded HVDC+Constrained Operational Capacity+Low Wind & Solar | 654.4914 | 1434.6755 | 1802.415
2035 | NIWCM | Low Demand Growth+Expected Future Gas Supply+Methanex Stays+Increased Demand Response+Upgraded HVDC+Constrained Operational Capacity+Low Wind & Solar | 532.488 | 1326.3986 | 1695.0413
2026 | SIWEM_PERC | Low Demand Growth+Expected Future Gas Supply+Methanex Stays+Increased Demand Response+Upgraded HVDC+Constrained Operational Capacity+Low Wind & Solar | 56.5826 | 56.5826 | 56.5826
2027 | SIWEM_PERC | Low Demand Growth+Expected Future Gas Supply+Methanex Stays+Increased Demand Response+Upgraded HVDC+Constrained Operational Capacity+Low Wind & Solar | 60.3483 | 65.0098 | 65.7771
2028 | SIWEM_PERC | Low Demand Growth+Expected Future Gas Supply+Methanex Stays+Increased Demand Response+Upgraded HVDC+Constrained Operational Capacity+Low Wind & Solar | 60.6311 | 81.3198 | 92.8015
2029 | SIWEM_PERC | Low Demand Growth+Expected Future Gas Supply+Methanex Stays+Increased Demand Response+Upgraded HVDC+Constrained Operational Capacity+Low Wind & Solar | 56.113 | 85.0545 | 103.4505
2030 | SIWEM_PERC | Low Demand Growth+Expected Future Gas Supply+Methanex Stays+Increased Demand Response+Upgraded HVDC+Constrained Operational Capacity+Low Wind & Solar | 52.5422 | 86.2412 | 106.6951
2031 | SIWEM_PERC | Low Demand Growth+Expected Future Gas Supply+Methanex Stays+Increased Demand Response+Upgraded HVDC+Constrained Operational Capacity+Low Wind & Solar | 44.3237 | 78.3384 | 107.2416
2032 | SIWEM_PERC | Low Demand Growth+Expected Future Gas Supply+Methanex Stays+Increased Demand Response+Upgraded HVDC+Constrained Operational Capacity+Low Wind & Solar | 39.185 | 73.8208 | 103.7535
2033 | SIWEM_PERC | Low Demand Growth+Expected Future Gas Supply+Methanex Stays+Increased Demand Response+Upgraded HVDC+Constrained Operational Capacity+Low Wind & Solar | 34.4456 | 68.7929 | 100.7478
2034 | SIWEM_PERC | Low Demand Growth+Expected Future Gas Supply+Methanex Stays+Increased Demand Response+Upgraded HVDC+Constrained Operational Capacity+Low Wind & Solar | 30.65 | 65.8492 | 97.9089
2035 | SIWEM_PERC | Low Demand Growth+Expected Future Gas Supply+Methanex Stays+Increased Demand Response+Upgraded HVDC+Constrained Operational Capacity+Low Wind & Solar | 24.6589 | 59.7847 | 94.3247
2026 | NZWEM_PERC | Low Demand Growth+Expected Future Gas Supply+Methanex Stays+Increased Demand Response+Delayed Build | 20.3123 | 20.3123 | 20.3123
2027 | NZWEM_PERC | Low Demand Growth+Expected Future Gas Supply+Methanex Stays+Increased Demand Response+Delayed Build | 16.2611 | 16.4115 | 16.5899
2028 | NZWEM_PERC | Low Demand Growth+Expected Future Gas Supply+Methanex Stays+Increased Demand Response+Delayed Build | 19.9274 | 21.4645 | 21.799
2029 | NZWEM_PERC | Low Demand Growth+Expected Future Gas Supply+Methanex Stays+Increased Demand Response+Delayed Build | 21.4864 | 24.5549 | 25.5079
2030 | NZWEM_PERC | Low Demand Growth+Expected Future Gas Supply+Methanex Stays+Increased Demand Response+Delayed Build | 21.4564 | 31.2647 | 39.5555
2031 | NZWEM_PERC | Low Demand Growth+Expected Future Gas Supply+Methanex Stays+Increased Demand Response+Delayed Build | 18.3235 | 31.2838 | 40.645
2032 | NZWEM_PERC | Low Demand Growth+Expected Future Gas Supply+Methanex Stays+Increased Demand Response+Delayed Build | 16.4284 | 29.9095 | 45.2979
2033 | NZWEM_PERC | Low Demand Growth+Expected Future Gas Supply+Methanex Stays+Increased Demand Response+Delayed Build | 14.6734 | 28.0415 | 49.6088
2034 | NZWEM_PERC | Low Demand Growth+Expected Future Gas Supply+Methanex Stays+Increased Demand Response+Delayed Build | 13.2494 | 26.814 | 49.1169
2035 | NZWEM_PERC | Low Demand Growth+Expected Future Gas Supply+Methanex Stays+Increased Demand Response+Delayed Build | 11.0156 | 24.8059 | 48.5021
2026 | NIWCM | Low Demand Growth+Expected Future Gas Supply+Methanex Stays+Increased Demand Response+Delayed Build | 1053.1748 | 1053.1748 | 1053.1748
2027 | NIWCM | Low Demand Growth+Expected Future Gas Supply+Methanex Stays+Increased Demand Response+Delayed Build | 1318.5781 | 1320.448 | 1322.9205
2028 | NIWCM | Low Demand Growth+Expected Future Gas Supply+Methanex Stays+Increased Demand Response+Delayed Build | 1587.608 | 1602.2893 | 1606.8258
2029 | NIWCM | Low Demand Growth+Expected Future Gas Supply+Methanex Stays+Increased Demand Response+Delayed Build | 1628.2083 | 1738.4887 | 1752.081
2030 | NIWCM | Low Demand Growth+Expected Future Gas Supply+Methanex Stays+Increased Demand Response+Delayed Build | 1671.4537 | 2277.4653 | 2441.653
2031 | NIWCM | Low Demand Growth+Expected Future Gas Supply+Methanex Stays+Increased Demand Response+Delayed Build | 1575.8682 | 2421.8462 | 2643.1758
2032 | NIWCM | Low Demand Growth+Expected Future Gas Supply+Methanex Stays+Increased Demand Response+Delayed Build | 1458.3008 | 2348.6777 | 2715.5503
2033 | NIWCM | Low Demand Growth+Expected Future Gas Supply+Methanex Stays+Increased Demand Response+Delayed Build | 1422.433 | 2349.9272 | 2905.7634
2034 | NIWCM | Low Demand Growth+Expected Future Gas Supply+Methanex Stays+Increased Demand Response+Delayed Build | 1320.6897 | 2286.3664 | 2887.2468
2035 | NIWCM | Low Demand Growth+Expected Future Gas Supply+Methanex Stays+Increased Demand Response+Delayed Build | 1201.6419 | 2210.8556 | 2900.9893
2026 | SIWEM_PERC | Low Demand Growth+Expected Future Gas Supply+Methanex Stays+Increased Demand Response+Delayed Build | 52.2203 | 52.2203 | 52.2203
2027 | SIWEM_PERC | Low Demand Growth+Expected Future Gas Supply+Methanex Stays+Increased Demand Response+Delayed Build | 43.1237 | 43.5393 | 44.0324
2028 | SIWEM_PERC | Low Demand Growth+Expected Future Gas Supply+Methanex Stays+Increased Demand Response+Delayed Build | 53.1162 | 56.0972 | 56.0972
2029 | SIWEM_PERC | Low Demand Growth+Expected Future Gas Supply+Methanex Stays+Increased Demand Response+Delayed Build | 52.4648 | 57.8548 | 57.8548
2030 | SIWEM_PERC | Low Demand Growth+Expected Future Gas Supply+Methanex Stays+Increased Demand Response+Delayed Build | 51.2814 | 64.7675 | 79.123
2031 | SIWEM_PERC | Low Demand Growth+Expected Future Gas Supply+Methanex Stays+Increased Demand Response+Delayed Build | 48.0977 | 61.2912 | 77.4643
2032 | SIWEM_PERC | Low Demand Growth+Expected Future Gas Supply+Methanex Stays+Increased Demand Response+Delayed Build | 43.252 | 60.6371 | 82.4231
2033 | SIWEM_PERC | Low Demand Growth+Expected Future Gas Supply+Methanex Stays+Increased Demand Response+Delayed Build | 38.45 | 58.2937 | 85.0325
2034 | SIWEM_PERC | Low Demand Growth+Expected Future Gas Supply+Methanex Stays+Increased Demand Response+Delayed Build | 34.5949 | 56.0858 | 82.4272
2035 | SIWEM_PERC | Low Demand Growth+Expected Future Gas Supply+Methanex Stays+Increased Demand Response+Delayed Build | 28.5293 | 53.2909 | 79.1352
2026 | NZWEM_PERC | Low Demand Growth+Expected Future Gas Supply+Methanex Stays+Increased Demand Response+Delayed Build+Low Wind & Solar | 19.352 | 19.352 | 19.352
2027 | NZWEM_PERC | Low Demand Growth+Expected Future Gas Supply+Methanex Stays+Increased Demand Response+Delayed Build+Low Wind & Solar | 15.2441 | 15.3798 | 15.5408
2028 | NZWEM_PERC | Low Demand Growth+Expected Future Gas Supply+Methanex Stays+Increased Demand Response+Delayed Build+Low Wind & Solar | 18.6466 | 20.0338 | 20.3356
2029 | NZWEM_PERC | Low Demand Growth+Expected Future Gas Supply+Methanex Stays+Increased Demand Response+Delayed Build+Low Wind & Solar | 20.0355 | 22.8047 | 23.6648
2030 | NZWEM_PERC | Low Demand Growth+Expected Future Gas Supply+Methanex Stays+Increased Demand Response+Delayed Build+Low Wind & Solar | 19.9114 | 28.7631 | 36.2452
2031 | NZWEM_PERC | Low Demand Growth+Expected Future Gas Supply+Methanex Stays+Increased Demand Response+Delayed Build+Low Wind & Solar | 16.8136 | 28.5097 | 36.9579
2032 | NZWEM_PERC | Low Demand Growth+Expected Future Gas Supply+Methanex Stays+Increased Demand Response+Delayed Build+Low Wind & Solar | 14.9441 | 27.1104 | 41.0378
2033 | NZWEM_PERC | Low Demand Growth+Expected Future Gas Supply+Methanex Stays+Increased Demand Response+Delayed Build+Low Wind & Solar | 13.2123 | 25.286 | 44.789
2034 | NZWEM_PERC | Low Demand Growth+Expected Future Gas Supply+Methanex Stays+Increased Demand Response+Delayed Build+Low Wind & Solar | 11.8123 | 24.0632 | 44.2681
2035 | NZWEM_PERC | Low Demand Growth+Expected Future Gas Supply+Methanex Stays+Increased Demand Response+Delayed Build+Low Wind & Solar | 9.6096 | 22.1146 | 43.5753
2026 | NIWCM | Low Demand Growth+Expected Future Gas Supply+Methanex Stays+Increased Demand Response+Delayed Build+Low Wind & Solar | 1053.1748 | 1053.1748 | 1053.1748
2027 | NIWCM | Low Demand Growth+Expected Future Gas Supply+Methanex Stays+Increased Demand Response+Delayed Build+Low Wind & Solar | 1318.5781 | 1320.448 | 1322.9205
2028 | NIWCM | Low Demand Growth+Expected Future Gas Supply+Methanex Stays+Increased Demand Response+Delayed Build+Low Wind & Solar | 1587.608 | 1602.2893 | 1606.8258
2029 | NIWCM | Low Demand Growth+Expected Future Gas Supply+Methanex Stays+Increased Demand Response+Delayed Build+Low Wind & Solar | 1628.2083 | 1738.4887 | 1752.081
2030 | NIWCM | Low Demand Growth+Expected Future Gas Supply+Methanex Stays+Increased Demand Response+Delayed Build+Low Wind & Solar | 1671.4537 | 2277.4653 | 2441.653
2031 | NIWCM | Low Demand Growth+Expected Future Gas Supply+Methanex Stays+Increased Demand Response+Delayed Build+Low Wind & Solar | 1575.8682 | 2421.8462 | 2643.1758
2032 | NIWCM | Low Demand Growth+Expected Future Gas Supply+Methanex Stays+Increased Demand Response+Delayed Build+Low Wind & Solar | 1458.3008 | 2348.6777 | 2715.5503
2033 | NIWCM | Low Demand Growth+Expected Future Gas Supply+Methanex Stays+Increased Demand Response+Delayed Build+Low Wind & Solar | 1422.433 | 2349.9272 | 2905.7634
2034 | NIWCM | Low Demand Growth+Expected Future Gas Supply+Methanex Stays+Increased Demand Response+Delayed Build+Low Wind & Solar | 1320.6897 | 2286.3664 | 2887.2468
2035 | NIWCM | Low Demand Growth+Expected Future Gas Supply+Methanex Stays+Increased Demand Response+Delayed Build+Low Wind & Solar | 1201.6419 | 2210.8556 | 2900.9893
2026 | SIWEM_PERC | Low Demand Growth+Expected Future Gas Supply+Methanex Stays+Increased Demand Response+Delayed Build+Low Wind & Solar | 51.8693 | 51.8693 | 51.8693
2027 | SIWEM_PERC | Low Demand Growth+Expected Future Gas Supply+Methanex Stays+Increased Demand Response+Delayed Build+Low Wind & Solar | 40.3126 | 40.6876 | 41.1327
2028 | SIWEM_PERC | Low Demand Growth+Expected Future Gas Supply+Methanex Stays+Increased Demand Response+Delayed Build+Low Wind & Solar | 49.5863 | 53.4092 | 54.2412
2029 | SIWEM_PERC | Low Demand Growth+Expected Future Gas Supply+Methanex Stays+Increased Demand Response+Delayed Build+Low Wind & Solar | 51.5833 | 56.4476 | 56.4476
2030 | SIWEM_PERC | Low Demand Growth+Expected Future Gas Supply+Methanex Stays+Increased Demand Response+Delayed Build+Low Wind & Solar | 50.2289 | 62.3997 | 75.3551
2031 | SIWEM_PERC | Low Demand Growth+Expected Future Gas Supply+Methanex Stays+Increased Demand Response+Delayed Build+Low Wind & Solar | 44.3237 | 58.9748 | 73.5704
2032 | SIWEM_PERC | Low Demand Growth+Expected Future Gas Supply+Methanex Stays+Increased Demand Response+Delayed Build+Low Wind & Solar | 39.185 | 58.1629 | 77.824
2033 | SIWEM_PERC | Low Demand Growth+Expected Future Gas Supply+Methanex Stays+Increased Demand Response+Delayed Build+Low Wind & Solar | 34.4456 | 55.8575 | 79.9883
2034 | SIWEM_PERC | Low Demand Growth+Expected Future Gas Supply+Methanex Stays+Increased Demand Response+Delayed Build+Low Wind & Solar | 30.65 | 53.6858 | 77.458
2035 | SIWEM_PERC | Low Demand Growth+Expected Future Gas Supply+Methanex Stays+Increased Demand Response+Delayed Build+Low Wind & Solar | 24.6589 | 50.9362 | 74.2598
2026 | NZWEM_PERC | Low Demand Growth+Expected Future Gas Supply+Methanex Stays+Increased Demand Response+Delayed Build+Constrained Operational Capacity | 20.3123 | 20.3123 | 20.3123
2027 | NZWEM_PERC | Low Demand Growth+Expected Future Gas Supply+Methanex Stays+Increased Demand Response+Delayed Build+Constrained Operational Capacity | 16.2611 | 16.4115 | 16.5899
2028 | NZWEM_PERC | Low Demand Growth+Expected Future Gas Supply+Methanex Stays+Increased Demand Response+Delayed Build+Constrained Operational Capacity | 19.9274 | 21.4645 | 21.799
2029 | NZWEM_PERC | Low Demand Growth+Expected Future Gas Supply+Methanex Stays+Increased Demand Response+Delayed Build+Constrained Operational Capacity | 21.4864 | 24.5549 | 25.5079
2030 | NZWEM_PERC | Low Demand Growth+Expected Future Gas Supply+Methanex Stays+Increased Demand Response+Delayed Build+Constrained Operational Capacity | 21.4564 | 31.2647 | 39.5555
2031 | NZWEM_PERC | Low Demand Growth+Expected Future Gas Supply+Methanex Stays+Increased Demand Response+Delayed Build+Constrained Operational Capacity | 18.3235 | 31.2838 | 40.645
2032 | NZWEM_PERC | Low Demand Growth+Expected Future Gas Supply+Methanex Stays+Increased Demand Response+Delayed Build+Constrained Operational Capacity | 16.4284 | 29.9095 | 45.2979
2033 | NZWEM_PERC | Low Demand Growth+Expected Future Gas Supply+Methanex Stays+Increased Demand Response+Delayed Build+Constrained Operational Capacity | 14.6734 | 28.0415 | 49.6088
2034 | NZWEM_PERC | Low Demand Growth+Expected Future Gas Supply+Methanex Stays+Increased Demand Response+Delayed Build+Constrained Operational Capacity | 13.2494 | 26.814 | 49.1169
2035 | NZWEM_PERC | Low Demand Growth+Expected Future Gas Supply+Methanex Stays+Increased Demand Response+Delayed Build+Constrained Operational Capacity | 11.0156 | 24.8059 | 48.5021
2026 | NIWCM | Low Demand Growth+Expected Future Gas Supply+Methanex Stays+Increased Demand Response+Delayed Build+Constrained Operational Capacity | 531.3464 | 531.3464 | 531.3464
2027 | NIWCM | Low Demand Growth+Expected Future Gas Supply+Methanex Stays+Increased Demand Response+Delayed Build+Constrained Operational Capacity | 788.4602 | 788.4602 | 788.4602
2028 | NIWCM | Low Demand Growth+Expected Future Gas Supply+Methanex Stays+Increased Demand Response+Delayed Build+Constrained Operational Capacity | 1007.9357 | 1007.9357 | 1007.9357
2029 | NIWCM | Low Demand Growth+Expected Future Gas Supply+Methanex Stays+Increased Demand Response+Delayed Build+Constrained Operational Capacity | 1007.0493 | 1088.905 | 1088.905
2030 | NIWCM | Low Demand Growth+Expected Future Gas Supply+Methanex Stays+Increased Demand Response+Delayed Build+Constrained Operational Capacity | 1017.833 | 1519.3047 | 1630.7312
2031 | NIWCM | Low Demand Growth+Expected Future Gas Supply+Methanex Stays+Increased Demand Response+Delayed Build+Constrained Operational Capacity | 918.4455 | 1559.5832 | 1712.9602
2032 | NIWCM | Low Demand Growth+Expected Future Gas Supply+Methanex Stays+Increased Demand Response+Delayed Build+Constrained Operational Capacity | 800.9373 | 1491.0492 | 1697.0186
2033 | NIWCM | Low Demand Growth+Expected Future Gas Supply+Methanex Stays+Increased Demand Response+Delayed Build+Constrained Operational Capacity | 761.8618 | 1463.2532 | 1723.0593
2034 | NIWCM | Low Demand Growth+Expected Future Gas Supply+Methanex Stays+Increased Demand Response+Delayed Build+Constrained Operational Capacity | 654.4916 | 1364.5839 | 1645.144
2035 | NIWCM | Low Demand Growth+Expected Future Gas Supply+Methanex Stays+Increased Demand Response+Delayed Build+Constrained Operational Capacity | 532.4879 | 1274.0678 | 1565.4673
2026 | SIWEM_PERC | Low Demand Growth+Expected Future Gas Supply+Methanex Stays+Increased Demand Response+Delayed Build+Constrained Operational Capacity | 52.2203 | 52.2203 | 52.2203
2027 | SIWEM_PERC | Low Demand Growth+Expected Future Gas Supply+Methanex Stays+Increased Demand Response+Delayed Build+Constrained Operational Capacity | 43.1237 | 43.5393 | 44.0324
2028 | SIWEM_PERC | Low Demand Growth+Expected Future Gas Supply+Methanex Stays+Increased Demand Response+Delayed Build+Constrained Operational Capacity | 53.1162 | 56.0972 | 56.0972
2029 | SIWEM_PERC | Low Demand Growth+Expected Future Gas Supply+Methanex Stays+Increased Demand Response+Delayed Build+Constrained Operational Capacity | 52.4648 | 57.8548 | 57.8548
2030 | SIWEM_PERC | Low Demand Growth+Expected Future Gas Supply+Methanex Stays+Increased Demand Response+Delayed Build+Constrained Operational Capacity | 51.2814 | 64.7675 | 79.123
2031 | SIWEM_PERC | Low Demand Growth+Expected Future Gas Supply+Methanex Stays+Increased Demand Response+Delayed Build+Constrained Operational Capacity | 48.0977 | 61.2912 | 77.4643
2032 | SIWEM_PERC | Low Demand Growth+Expected Future Gas Supply+Methanex Stays+Increased Demand Response+Delayed Build+Constrained Operational Capacity | 43.252 | 60.6371 | 82.4231
2033 | SIWEM_PERC | Low Demand Growth+Expected Future Gas Supply+Methanex Stays+Increased Demand Response+Delayed Build+Constrained Operational Capacity | 38.45 | 58.2937 | 85.0325
2034 | SIWEM_PERC | Low Demand Growth+Expected Future Gas Supply+Methanex Stays+Increased Demand Response+Delayed Build+Constrained Operational Capacity | 34.5949 | 56.0858 | 82.4272
2035 | SIWEM_PERC | Low Demand Growth+Expected Future Gas Supply+Methanex Stays+Increased Demand Response+Delayed Build+Constrained Operational Capacity | 28.5293 | 53.2909 | 79.1352
2026 | NZWEM_PERC | Low Demand Growth+Expected Future Gas Supply+Methanex Stays+Increased Demand Response+Delayed Build+Constrained Operational Capacity+Low Wind & Solar | 19.352 | 19.352 | 19.352
2027 | NZWEM_PERC | Low Demand Growth+Expected Future Gas Supply+Methanex Stays+Increased Demand Response+Delayed Build+Constrained Operational Capacity+Low Wind & Solar | 15.2441 | 15.3798 | 15.5408
2028 | NZWEM_PERC | Low Demand Growth+Expected Future Gas Supply+Methanex Stays+Increased Demand Response+Delayed Build+Constrained Operational Capacity+Low Wind & Solar | 18.6466 | 20.0338 | 20.3356
2029 | NZWEM_PERC | Low Demand Growth+Expected Future Gas Supply+Methanex Stays+Increased Demand Response+Delayed Build+Constrained Operational Capacity+Low Wind & Solar | 20.0355 | 22.8047 | 23.6648
2030 | NZWEM_PERC | Low Demand Growth+Expected Future Gas Supply+Methanex Stays+Increased Demand Response+Delayed Build+Constrained Operational Capacity+Low Wind & Solar | 19.9114 | 28.7631 | 36.2452
2031 | NZWEM_PERC | Low Demand Growth+Expected Future Gas Supply+Methanex Stays+Increased Demand Response+Delayed Build+Constrained Operational Capacity+Low Wind & Solar | 16.8136 | 28.5097 | 36.9579
2032 | NZWEM_PERC | Low Demand Growth+Expected Future Gas Supply+Methanex Stays+Increased Demand Response+Delayed Build+Constrained Operational Capacity+Low Wind & Solar | 14.9441 | 27.1104 | 41.0378
2033 | NZWEM_PERC | Low Demand Growth+Expected Future Gas Supply+Methanex Stays+Increased Demand Response+Delayed Build+Constrained Operational Capacity+Low Wind & Solar | 13.2123 | 25.286 | 44.789
2034 | NZWEM_PERC | Low Demand Growth+Expected Future Gas Supply+Methanex Stays+Increased Demand Response+Delayed Build+Constrained Operational Capacity+Low Wind & Solar | 11.8123 | 24.0632 | 44.2681
2035 | NZWEM_PERC | Low Demand Growth+Expected Future Gas Supply+Methanex Stays+Increased Demand Response+Delayed Build+Constrained Operational Capacity+Low Wind & Solar | 9.6096 | 22.1146 | 43.5753
2026 | NIWCM | Low Demand Growth+Expected Future Gas Supply+Methanex Stays+Increased Demand Response+Delayed Build+Constrained Operational Capacity+Low Wind & Solar | 531.3464 | 531.3464 | 531.3464
2027 | NIWCM | Low Demand Growth+Expected Future Gas Supply+Methanex Stays+Increased Demand Response+Delayed Build+Constrained Operational Capacity+Low Wind & Solar | 788.4602 | 788.4602 | 788.4602
2028 | NIWCM | Low Demand Growth+Expected Future Gas Supply+Methanex Stays+Increased Demand Response+Delayed Build+Constrained Operational Capacity+Low Wind & Solar | 1007.9357 | 1007.9357 | 1007.9357
2029 | NIWCM | Low Demand Growth+Expected Future Gas Supply+Methanex Stays+Increased Demand Response+Delayed Build+Constrained Operational Capacity+Low Wind & Solar | 1007.0493 | 1088.905 | 1088.905
2030 | NIWCM | Low Demand Growth+Expected Future Gas Supply+Methanex Stays+Increased Demand Response+Delayed Build+Constrained Operational Capacity+Low Wind & Solar | 1017.833 | 1519.3047 | 1630.7312
2031 | NIWCM | Low Demand Growth+Expected Future Gas Supply+Methanex Stays+Increased Demand Response+Delayed Build+Constrained Operational Capacity+Low Wind & Solar | 918.4455 | 1559.5832 | 1712.9602
2032 | NIWCM | Low Demand Growth+Expected Future Gas Supply+Methanex Stays+Increased Demand Response+Delayed Build+Constrained Operational Capacity+Low Wind & Solar | 800.9373 | 1491.0492 | 1697.0186
2033 | NIWCM | Low Demand Growth+Expected Future Gas Supply+Methanex Stays+Increased Demand Response+Delayed Build+Constrained Operational Capacity+Low Wind & Solar | 761.8618 | 1463.2532 | 1723.0593
2034 | NIWCM | Low Demand Growth+Expected Future Gas Supply+Methanex Stays+Increased Demand Response+Delayed Build+Constrained Operational Capacity+Low Wind & Solar | 654.4916 | 1364.5839 | 1645.144
2035 | NIWCM | Low Demand Growth+Expected Future Gas Supply+Methanex Stays+Increased Demand Response+Delayed Build+Constrained Operational Capacity+Low Wind & Solar | 532.4879 | 1274.0678 | 1565.4673
2026 | SIWEM_PERC | Low Demand Growth+Expected Future Gas Supply+Methanex Stays+Increased Demand Response+Delayed Build+Constrained Operational Capacity+Low Wind & Solar | 51.8693 | 51.8693 | 51.8693
2027 | SIWEM_PERC | Low Demand Growth+Expected Future Gas Supply+Methanex Stays+Increased Demand Response+Delayed Build+Constrained Operational Capacity+Low Wind & Solar | 40.3126 | 40.6876 | 41.1327
2028 | SIWEM_PERC | Low Demand Growth+Expected Future Gas Supply+Methanex Stays+Increased Demand Response+Delayed Build+Constrained Operational Capacity+Low Wind & Solar | 49.5863 | 53.4092 | 54.2412
2029 | SIWEM_PERC | Low Demand Growth+Expected Future Gas Supply+Methanex Stays+Increased Demand Response+Delayed Build+Constrained Operational Capacity+Low Wind & Solar | 51.5833 | 56.4476 | 56.4476
2030 | SIWEM_PERC | Low Demand Growth+Expected Future Gas Supply+Methanex Stays+Increased Demand Response+Delayed Build+Constrained Operational Capacity+Low Wind & Solar | 50.2289 | 62.3997 | 75.3551
2031 | SIWEM_PERC | Low Demand Growth+Expected Future Gas Supply+Methanex Stays+Increased Demand Response+Delayed Build+Constrained Operational Capacity+Low Wind & Solar | 44.3237 | 58.9748 | 73.5704
2032 | SIWEM_PERC | Low Demand Growth+Expected Future Gas Supply+Methanex Stays+Increased Demand Response+Delayed Build+Constrained Operational Capacity+Low Wind & Solar | 39.185 | 58.1629 | 77.824
2033 | SIWEM_PERC | Low Demand Growth+Expected Future Gas Supply+Methanex Stays+Increased Demand Response+Delayed Build+Constrained Operational Capacity+Low Wind & Solar | 34.4456 | 55.8575 | 79.9883
2034 | SIWEM_PERC | Low Demand Growth+Expected Future Gas Supply+Methanex Stays+Increased Demand Response+Delayed Build+Constrained Operational Capacity+Low Wind & Solar | 30.65 | 53.6858 | 77.458
2035 | SIWEM_PERC | Low Demand Growth+Expected Future Gas Supply+Methanex Stays+Increased Demand Response+Delayed Build+Constrained Operational Capacity+Low Wind & Solar | 24.6589 | 50.9362 | 74.2598
2026 | NZWEM_PERC | Low Demand Growth+Expected Future Gas Supply+Methanex Stays+Increased Demand Response+Delayed Build+Upgraded HVDC | 20.3123 | 20.3123 | 20.3123
2027 | NZWEM_PERC | Low Demand Growth+Expected Future Gas Supply+Methanex Stays+Increased Demand Response+Delayed Build+Upgraded HVDC | 16.2611 | 16.4115 | 16.5899
2028 | NZWEM_PERC | Low Demand Growth+Expected Future Gas Supply+Methanex Stays+Increased Demand Response+Delayed Build+Upgraded HVDC | 19.9274 | 21.4645 | 21.799
2029 | NZWEM_PERC | Low Demand Growth+Expected Future Gas Supply+Methanex Stays+Increased Demand Response+Delayed Build+Upgraded HVDC | 21.4864 | 24.5549 | 25.5079
2030 | NZWEM_PERC | Low Demand Growth+Expected Future Gas Supply+Methanex Stays+Increased Demand Response+Delayed Build+Upgraded HVDC | 21.4564 | 31.2647 | 39.5555
2031 | NZWEM_PERC | Low Demand Growth+Expected Future Gas Supply+Methanex Stays+Increased Demand Response+Delayed Build+Upgraded HVDC | 18.3235 | 31.2838 | 40.645
2032 | NZWEM_PERC | Low Demand Growth+Expected Future Gas Supply+Methanex Stays+Increased Demand Response+Delayed Build+Upgraded HVDC | 16.4284 | 29.9095 | 45.2979
2033 | NZWEM_PERC | Low Demand Growth+Expected Future Gas Supply+Methanex Stays+Increased Demand Response+Delayed Build+Upgraded HVDC | 14.6734 | 28.0415 | 49.6088
2034 | NZWEM_PERC | Low Demand Growth+Expected Future Gas Supply+Methanex Stays+Increased Demand Response+Delayed Build+Upgraded HVDC | 13.2494 | 26.814 | 49.1169
2035 | NZWEM_PERC | Low Demand Growth+Expected Future Gas Supply+Methanex Stays+Increased Demand Response+Delayed Build+Upgraded HVDC | 11.0156 | 24.8059 | 48.5021
2026 | NIWCM | Low Demand Growth+Expected Future Gas Supply+Methanex Stays+Increased Demand Response+Delayed Build+Upgraded HVDC | 1053.1748 | 1053.1748 | 1053.1748
2027 | NIWCM | Low Demand Growth+Expected Future Gas Supply+Methanex Stays+Increased Demand Response+Delayed Build+Upgraded HVDC | 1318.5781 | 1320.448 | 1322.9205
2028 | NIWCM | Low Demand Growth+Expected Future Gas Supply+Methanex Stays+Increased Demand Response+Delayed Build+Upgraded HVDC | 1587.608 | 1602.2893 | 1606.8258
2029 | NIWCM | Low Demand Growth+Expected Future Gas Supply+Methanex Stays+Increased Demand Response+Delayed Build+Upgraded HVDC | 1628.2083 | 1738.4887 | 1752.081
2030 | NIWCM | Low Demand Growth+Expected Future Gas Supply+Methanex Stays+Increased Demand Response+Delayed Build+Upgraded HVDC | 1671.4537 | 2277.4653 | 2441.653
2031 | NIWCM | Low Demand Growth+Expected Future Gas Supply+Methanex Stays+Increased Demand Response+Delayed Build+Upgraded HVDC | 1576.0383 | 2477.0017 | 2766.5671
2032 | NIWCM | Low Demand Growth+Expected Future Gas Supply+Methanex Stays+Increased Demand Response+Delayed Build+Upgraded HVDC | 1458.2529 | 2418.3013 | 2839.0502
2033 | NIWCM | Low Demand Growth+Expected Future Gas Supply+Methanex Stays+Increased Demand Response+Delayed Build+Upgraded HVDC | 1422.4456 | 2390.4206 | 3029.2633
2034 | NIWCM | Low Demand Growth+Expected Future Gas Supply+Methanex Stays+Increased Demand Response+Delayed Build+Upgraded HVDC | 1320.6871 | 2304.5939 | 3010.8374
2035 | NIWCM | Low Demand Growth+Expected Future Gas Supply+Methanex Stays+Increased Demand Response+Delayed Build+Upgraded HVDC | 1201.6425 | 2213.2637 | 3024.4518
2026 | SIWEM_PERC | Low Demand Growth+Expected Future Gas Supply+Methanex Stays+Increased Demand Response+Delayed Build+Upgraded HVDC | 52.2203 | 52.2203 | 52.2203
2027 | SIWEM_PERC | Low Demand Growth+Expected Future Gas Supply+Methanex Stays+Increased Demand Response+Delayed Build+Upgraded HVDC | 43.1237 | 43.5393 | 44.0324
2028 | SIWEM_PERC | Low Demand Growth+Expected Future Gas Supply+Methanex Stays+Increased Demand Response+Delayed Build+Upgraded HVDC | 53.1162 | 57.2401 | 58.0796
2029 | SIWEM_PERC | Low Demand Growth+Expected Future Gas Supply+Methanex Stays+Increased Demand Response+Delayed Build+Upgraded HVDC | 56.8678 | 65.0338 | 67.4205
2030 | SIWEM_PERC | Low Demand Growth+Expected Future Gas Supply+Methanex Stays+Increased Demand Response+Delayed Build+Upgraded HVDC | 56.489 | 82.154 | 101.0565
2031 | SIWEM_PERC | Low Demand Growth+Expected Future Gas Supply+Methanex Stays+Increased Demand Response+Delayed Build+Upgraded HVDC | 48.4302 | 81.961 | 98.922
2032 | SIWEM_PERC | Low Demand Growth+Expected Future Gas Supply+Methanex Stays+Increased Demand Response+Delayed Build+Upgraded HVDC | 43.252 | 78.4436 | 103.5064
2033 | SIWEM_PERC | Low Demand Growth+Expected Future Gas Supply+Methanex Stays+Increased Demand Response+Delayed Build+Upgraded HVDC | 38.45 | 73.586 | 105.7919
2034 | SIWEM_PERC | Low Demand Growth+Expected Future Gas Supply+Methanex Stays+Increased Demand Response+Delayed Build+Upgraded HVDC | 34.5949 | 70.4236 | 102.8781
2035 | SIWEM_PERC | Low Demand Growth+Expected Future Gas Supply+Methanex Stays+Increased Demand Response+Delayed Build+Upgraded HVDC | 28.5293 | 65.3129 | 99.2001
2026 | NZWEM_PERC | Low Demand Growth+Expected Future Gas Supply+Methanex Stays+Increased Demand Response+Delayed Build+Upgraded HVDC+Low Wind & Solar | 19.352 | 19.352 | 19.352
2027 | NZWEM_PERC | Low Demand Growth+Expected Future Gas Supply+Methanex Stays+Increased Demand Response+Delayed Build+Upgraded HVDC+Low Wind & Solar | 15.2441 | 15.3798 | 15.5408
2028 | NZWEM_PERC | Low Demand Growth+Expected Future Gas Supply+Methanex Stays+Increased Demand Response+Delayed Build+Upgraded HVDC+Low Wind & Solar | 18.6466 | 20.0338 | 20.3356
2029 | NZWEM_PERC | Low Demand Growth+Expected Future Gas Supply+Methanex Stays+Increased Demand Response+Delayed Build+Upgraded HVDC+Low Wind & Solar | 20.0355 | 22.8047 | 23.6648
2030 | NZWEM_PERC | Low Demand Growth+Expected Future Gas Supply+Methanex Stays+Increased Demand Response+Delayed Build+Upgraded HVDC+Low Wind & Solar | 19.9114 | 28.7631 | 36.2452
2031 | NZWEM_PERC | Low Demand Growth+Expected Future Gas Supply+Methanex Stays+Increased Demand Response+Delayed Build+Upgraded HVDC+Low Wind & Solar | 16.8136 | 28.5097 | 36.9579
2032 | NZWEM_PERC | Low Demand Growth+Expected Future Gas Supply+Methanex Stays+Increased Demand Response+Delayed Build+Upgraded HVDC+Low Wind & Solar | 14.9441 | 27.1104 | 41.0378
2033 | NZWEM_PERC | Low Demand Growth+Expected Future Gas Supply+Methanex Stays+Increased Demand Response+Delayed Build+Upgraded HVDC+Low Wind & Solar | 13.2123 | 25.286 | 44.789
2034 | NZWEM_PERC | Low Demand Growth+Expected Future Gas Supply+Methanex Stays+Increased Demand Response+Delayed Build+Upgraded HVDC+Low Wind & Solar | 11.8123 | 24.0632 | 44.2681
2035 | NZWEM_PERC | Low Demand Growth+Expected Future Gas Supply+Methanex Stays+Increased Demand Response+Delayed Build+Upgraded HVDC+Low Wind & Solar | 9.6096 | 22.1146 | 43.5753
2026 | NIWCM | Low Demand Growth+Expected Future Gas Supply+Methanex Stays+Increased Demand Response+Delayed Build+Upgraded HVDC+Low Wind & Solar | 1053.1748 | 1053.1748 | 1053.1748
2027 | NIWCM | Low Demand Growth+Expected Future Gas Supply+Methanex Stays+Increased Demand Response+Delayed Build+Upgraded HVDC+Low Wind & Solar | 1318.5781 | 1320.448 | 1322.9205
2028 | NIWCM | Low Demand Growth+Expected Future Gas Supply+Methanex Stays+Increased Demand Response+Delayed Build+Upgraded HVDC+Low Wind & Solar | 1587.608 | 1602.2893 | 1606.8258
2029 | NIWCM | Low Demand Growth+Expected Future Gas Supply+Methanex Stays+Increased Demand Response+Delayed Build+Upgraded HVDC+Low Wind & Solar | 1628.2083 | 1738.4887 | 1752.081
2030 | NIWCM | Low Demand Growth+Expected Future Gas Supply+Methanex Stays+Increased Demand Response+Delayed Build+Upgraded HVDC+Low Wind & Solar | 1671.4537 | 2277.4653 | 2441.653
2031 | NIWCM | Low Demand Growth+Expected Future Gas Supply+Methanex Stays+Increased Demand Response+Delayed Build+Upgraded HVDC+Low Wind & Solar | 1576.0383 | 2477.0017 | 2766.5671
2032 | NIWCM | Low Demand Growth+Expected Future Gas Supply+Methanex Stays+Increased Demand Response+Delayed Build+Upgraded HVDC+Low Wind & Solar | 1458.2529 | 2418.3013 | 2839.0502
2033 | NIWCM | Low Demand Growth+Expected Future Gas Supply+Methanex Stays+Increased Demand Response+Delayed Build+Upgraded HVDC+Low Wind & Solar | 1422.4456 | 2390.4206 | 3029.2633
2034 | NIWCM | Low Demand Growth+Expected Future Gas Supply+Methanex Stays+Increased Demand Response+Delayed Build+Upgraded HVDC+Low Wind & Solar | 1320.6871 | 2304.5939 | 3010.8374
2035 | NIWCM | Low Demand Growth+Expected Future Gas Supply+Methanex Stays+Increased Demand Response+Delayed Build+Upgraded HVDC+Low Wind & Solar | 1201.6425 | 2213.2637 | 3024.4518
2026 | SIWEM_PERC | Low Demand Growth+Expected Future Gas Supply+Methanex Stays+Increased Demand Response+Delayed Build+Upgraded HVDC+Low Wind & Solar | 51.8693 | 51.8693 | 51.8693
2027 | SIWEM_PERC | Low Demand Growth+Expected Future Gas Supply+Methanex Stays+Increased Demand Response+Delayed Build+Upgraded HVDC+Low Wind & Solar | 40.3126 | 40.6876 | 41.1327
2028 | SIWEM_PERC | Low Demand Growth+Expected Future Gas Supply+Methanex Stays+Increased Demand Response+Delayed Build+Upgraded HVDC+Low Wind & Solar | 49.5863 | 53.4092 | 54.2412
2029 | SIWEM_PERC | Low Demand Growth+Expected Future Gas Supply+Methanex Stays+Increased Demand Response+Delayed Build+Upgraded HVDC+Low Wind & Solar | 53.1557 | 60.5253 | 62.6792
2030 | SIWEM_PERC | Low Demand Growth+Expected Future Gas Supply+Methanex Stays+Increased Demand Response+Delayed Build+Upgraded HVDC+Low Wind & Solar | 52.5422 | 75.7039 | 95.5207
2031 | SIWEM_PERC | Low Demand Growth+Expected Future Gas Supply+Methanex Stays+Increased Demand Response+Delayed Build+Upgraded HVDC+Low Wind & Solar | 44.3237 | 74.8293 | 95.0281
2032 | SIWEM_PERC | Low Demand Growth+Expected Future Gas Supply+Methanex Stays+Increased Demand Response+Delayed Build+Upgraded HVDC+Low Wind & Solar | 39.185 | 71.2381 | 98.9073
2033 | SIWEM_PERC | Low Demand Growth+Expected Future Gas Supply+Methanex Stays+Increased Demand Response+Delayed Build+Upgraded HVDC+Low Wind & Solar | 34.4456 | 66.4912 | 100.7478
2034 | SIWEM_PERC | Low Demand Growth+Expected Future Gas Supply+Methanex Stays+Increased Demand Response+Delayed Build+Upgraded HVDC+Low Wind & Solar | 30.65 | 63.3327 | 97.9089
2035 | SIWEM_PERC | Low Demand Growth+Expected Future Gas Supply+Methanex Stays+Increased Demand Response+Delayed Build+Upgraded HVDC+Low Wind & Solar | 24.6589 | 58.3559 | 94.3247
2026 | NZWEM_PERC | Low Demand Growth+Expected Future Gas Supply+Methanex Stays+Increased Demand Response+Delayed Build+Upgraded HVDC+Constrained Operational Capacity | 20.3123 | 20.3123 | 20.3123
2027 | NZWEM_PERC | Low Demand Growth+Expected Future Gas Supply+Methanex Stays+Increased Demand Response+Delayed Build+Upgraded HVDC+Constrained Operational Capacity | 16.2611 | 16.4115 | 16.5899
2028 | NZWEM_PERC | Low Demand Growth+Expected Future Gas Supply+Methanex Stays+Increased Demand Response+Delayed Build+Upgraded HVDC+Constrained Operational Capacity | 19.9274 | 21.4645 | 21.799
2029 | NZWEM_PERC | Low Demand Growth+Expected Future Gas Supply+Methanex Stays+Increased Demand Response+Delayed Build+Upgraded HVDC+Constrained Operational Capacity | 21.4864 | 24.5549 | 25.5079
2030 | NZWEM_PERC | Low Demand Growth+Expected Future Gas Supply+Methanex Stays+Increased Demand Response+Delayed Build+Upgraded HVDC+Constrained Operational Capacity | 21.4564 | 31.2647 | 39.5555
2031 | NZWEM_PERC | Low Demand Growth+Expected Future Gas Supply+Methanex Stays+Increased Demand Response+Delayed Build+Upgraded HVDC+Constrained Operational Capacity | 18.3235 | 31.2838 | 40.645
2032 | NZWEM_PERC | Low Demand Growth+Expected Future Gas Supply+Methanex Stays+Increased Demand Response+Delayed Build+Upgraded HVDC+Constrained Operational Capacity | 16.4284 | 29.9095 | 45.2979
2033 | NZWEM_PERC | Low Demand Growth+Expected Future Gas Supply+Methanex Stays+Increased Demand Response+Delayed Build+Upgraded HVDC+Constrained Operational Capacity | 14.6734 | 28.0415 | 49.6088
2034 | NZWEM_PERC | Low Demand Growth+Expected Future Gas Supply+Methanex Stays+Increased Demand Response+Delayed Build+Upgraded HVDC+Constrained Operational Capacity | 13.2494 | 26.814 | 49.1169
2035 | NZWEM_PERC | Low Demand Growth+Expected Future Gas Supply+Methanex Stays+Increased Demand Response+Delayed Build+Upgraded HVDC+Constrained Operational Capacity | 11.0156 | 24.8059 | 48.5021
2026 | NIWCM | Low Demand Growth+Expected Future Gas Supply+Methanex Stays+Increased Demand Response+Delayed Build+Upgraded HVDC+Constrained Operational Capacity | 531.3464 | 531.3464 | 531.3464
2027 | NIWCM | Low Demand Growth+Expected Future Gas Supply+Methanex Stays+Increased Demand Response+Delayed Build+Upgraded HVDC+Constrained Operational Capacity | 788.4602 | 788.4602 | 788.4602
2028 | NIWCM | Low Demand Growth+Expected Future Gas Supply+Methanex Stays+Increased Demand Response+Delayed Build+Upgraded HVDC+Constrained Operational Capacity | 1007.9357 | 1007.9357 | 1007.9357
2029 | NIWCM | Low Demand Growth+Expected Future Gas Supply+Methanex Stays+Increased Demand Response+Delayed Build+Upgraded HVDC+Constrained Operational Capacity | 1007.0493 | 1088.905 | 1088.905
2030 | NIWCM | Low Demand Growth+Expected Future Gas Supply+Methanex Stays+Increased Demand Response+Delayed Build+Upgraded HVDC+Constrained Operational Capacity | 1017.833 | 1519.3047 | 1630.7312
2031 | NIWCM | Low Demand Growth+Expected Future Gas Supply+Methanex Stays+Increased Demand Response+Delayed Build+Upgraded HVDC+Constrained Operational Capacity | 918.4584 | 1559.5385 | 1713.0596
2032 | NIWCM | Low Demand Growth+Expected Future Gas Supply+Methanex Stays+Increased Demand Response+Delayed Build+Upgraded HVDC+Constrained Operational Capacity | 800.934 | 1491.0375 | 1697.1678
2033 | NIWCM | Low Demand Growth+Expected Future Gas Supply+Methanex Stays+Increased Demand Response+Delayed Build+Upgraded HVDC+Constrained Operational Capacity | 761.8627 | 1463.2545 | 1723.2087
2034 | NIWCM | Low Demand Growth+Expected Future Gas Supply+Methanex Stays+Increased Demand Response+Delayed Build+Upgraded HVDC+Constrained Operational Capacity | 654.4914 | 1364.5863 | 1645.0968
2035 | NIWCM | Low Demand Growth+Expected Future Gas Supply+Methanex Stays+Increased Demand Response+Delayed Build+Upgraded HVDC+Constrained Operational Capacity | 532.488 | 1274.0666 | 1565.4803
2026 | SIWEM_PERC | Low Demand Growth+Expected Future Gas Supply+Methanex Stays+Increased Demand Response+Delayed Build+Upgraded HVDC+Constrained Operational Capacity | 52.2203 | 52.2203 | 52.2203
2027 | SIWEM_PERC | Low Demand Growth+Expected Future Gas Supply+Methanex Stays+Increased Demand Response+Delayed Build+Upgraded HVDC+Constrained Operational Capacity | 43.1237 | 43.5393 | 44.0324
2028 | SIWEM_PERC | Low Demand Growth+Expected Future Gas Supply+Methanex Stays+Increased Demand Response+Delayed Build+Upgraded HVDC+Constrained Operational Capacity | 53.1162 | 57.2401 | 58.0796
2029 | SIWEM_PERC | Low Demand Growth+Expected Future Gas Supply+Methanex Stays+Increased Demand Response+Delayed Build+Upgraded HVDC+Constrained Operational Capacity | 56.8678 | 65.0338 | 67.4205
2030 | SIWEM_PERC | Low Demand Growth+Expected Future Gas Supply+Methanex Stays+Increased Demand Response+Delayed Build+Upgraded HVDC+Constrained Operational Capacity | 56.489 | 82.154 | 101.0565
2031 | SIWEM_PERC | Low Demand Growth+Expected Future Gas Supply+Methanex Stays+Increased Demand Response+Delayed Build+Upgraded HVDC+Constrained Operational Capacity | 48.4302 | 81.961 | 98.922
2032 | SIWEM_PERC | Low Demand Growth+Expected Future Gas Supply+Methanex Stays+Increased Demand Response+Delayed Build+Upgraded HVDC+Constrained Operational Capacity | 43.252 | 78.4436 | 103.5064
2033 | SIWEM_PERC | Low Demand Growth+Expected Future Gas Supply+Methanex Stays+Increased Demand Response+Delayed Build+Upgraded HVDC+Constrained Operational Capacity | 38.45 | 73.586 | 105.7919
2034 | SIWEM_PERC | Low Demand Growth+Expected Future Gas Supply+Methanex Stays+Increased Demand Response+Delayed Build+Upgraded HVDC+Constrained Operational Capacity | 34.5949 | 70.4236 | 102.8781
2035 | SIWEM_PERC | Low Demand Growth+Expected Future Gas Supply+Methanex Stays+Increased Demand Response+Delayed Build+Upgraded HVDC+Constrained Operational Capacity | 28.5293 | 65.3129 | 99.2001
2026 | NZWEM_PERC | Low Demand Growth+Expected Future Gas Supply+Methanex Stays+Increased Demand Response+Delayed Build+Upgraded HVDC+Constrained Operational Capacity+Low Wind & Solar | 19.352 | 19.352 | 19.352
2027 | NZWEM_PERC | Low Demand Growth+Expected Future Gas Supply+Methanex Stays+Increased Demand Response+Delayed Build+Upgraded HVDC+Constrained Operational Capacity+Low Wind & Solar | 15.2441 | 15.3798 | 15.5408
2028 | NZWEM_PERC | Low Demand Growth+Expected Future Gas Supply+Methanex Stays+Increased Demand Response+Delayed Build+Upgraded HVDC+Constrained Operational Capacity+Low Wind & Solar | 18.6466 | 20.0338 | 20.3356
2029 | NZWEM_PERC | Low Demand Growth+Expected Future Gas Supply+Methanex Stays+Increased Demand Response+Delayed Build+Upgraded HVDC+Constrained Operational Capacity+Low Wind & Solar | 20.0355 | 22.8047 | 23.6648
2030 | NZWEM_PERC | Low Demand Growth+Expected Future Gas Supply+Methanex Stays+Increased Demand Response+Delayed Build+Upgraded HVDC+Constrained Operational Capacity+Low Wind & Solar | 19.9114 | 28.7631 | 36.2452
2031 | NZWEM_PERC | Low Demand Growth+Expected Future Gas Supply+Methanex Stays+Increased Demand Response+Delayed Build+Upgraded HVDC+Constrained Operational Capacity+Low Wind & Solar | 16.8136 | 28.5097 | 36.9579
2032 | NZWEM_PERC | Low Demand Growth+Expected Future Gas Supply+Methanex Stays+Increased Demand Response+Delayed Build+Upgraded HVDC+Constrained Operational Capacity+Low Wind & Solar | 14.9441 | 27.1104 | 41.0378
2033 | NZWEM_PERC | Low Demand Growth+Expected Future Gas Supply+Methanex Stays+Increased Demand Response+Delayed Build+Upgraded HVDC+Constrained Operational Capacity+Low Wind & Solar | 13.2123 | 25.286 | 44.789
2034 | NZWEM_PERC | Low Demand Growth+Expected Future Gas Supply+Methanex Stays+Increased Demand Response+Delayed Build+Upgraded HVDC+Constrained Operational Capacity+Low Wind & Solar | 11.8123 | 24.0632 | 44.2681
2035 | NZWEM_PERC | Low Demand Growth+Expected Future Gas Supply+Methanex Stays+Increased Demand Response+Delayed Build+Upgraded HVDC+Constrained Operational Capacity+Low Wind & Solar | 9.6096 | 22.1146 | 43.5753
2026 | NIWCM | Low Demand Growth+Expected Future Gas Supply+Methanex Stays+Increased Demand Response+Delayed Build+Upgraded HVDC+Constrained Operational Capacity+Low Wind & Solar | 531.3464 | 531.3464 | 531.3464
2027 | NIWCM | Low Demand Growth+Expected Future Gas Supply+Methanex Stays+Increased Demand Response+Delayed Build+Upgraded HVDC+Constrained Operational Capacity+Low Wind & Solar | 788.4602 | 788.4602 | 788.4602
2028 | NIWCM | Low Demand Growth+Expected Future Gas Supply+Methanex Stays+Increased Demand Response+Delayed Build+Upgraded HVDC+Constrained Operational Capacity+Low Wind & Solar | 1007.9357 | 1007.9357 | 1007.9357
2029 | NIWCM | Low Demand Growth+Expected Future Gas Supply+Methanex Stays+Increased Demand Response+Delayed Build+Upgraded HVDC+Constrained Operational Capacity+Low Wind & Solar | 1007.0493 | 1088.905 | 1088.905
2030 | NIWCM | Low Demand Growth+Expected Future Gas Supply+Methanex Stays+Increased Demand Response+Delayed Build+Upgraded HVDC+Constrained Operational Capacity+Low Wind & Solar | 1017.833 | 1519.3047 | 1630.7312
2031 | NIWCM | Low Demand Growth+Expected Future Gas Supply+Methanex Stays+Increased Demand Response+Delayed Build+Upgraded HVDC+Constrained Operational Capacity+Low Wind & Solar | 918.4584 | 1559.5385 | 1713.0596
2032 | NIWCM | Low Demand Growth+Expected Future Gas Supply+Methanex Stays+Increased Demand Response+Delayed Build+Upgraded HVDC+Constrained Operational Capacity+Low Wind & Solar | 800.934 | 1491.0375 | 1697.1678
2033 | NIWCM | Low Demand Growth+Expected Future Gas Supply+Methanex Stays+Increased Demand Response+Delayed Build+Upgraded HVDC+Constrained Operational Capacity+Low Wind & Solar | 761.8627 | 1463.2545 | 1723.2087
2034 | NIWCM | Low Demand Growth+Expected Future Gas Supply+Methanex Stays+Increased Demand Response+Delayed Build+Upgraded HVDC+Constrained Operational Capacity+Low Wind & Solar | 654.4914 | 1364.5863 | 1645.0968
2035 | NIWCM | Low Demand Growth+Expected Future Gas Supply+Methanex Stays+Increased Demand Response+Delayed Build+Upgraded HVDC+Constrained Operational Capacity+Low Wind & Solar | 532.488 | 1274.0666 | 1565.4803
2026 | SIWEM_PERC | Low Demand Growth+Expected Future Gas Supply+Methanex Stays+Increased Demand Response+Delayed Build+Upgraded HVDC+Constrained Operational Capacity+Low Wind & Solar | 51.8693 | 51.8693 | 51.8693
2027 | SIWEM_PERC | Low Demand Growth+Expected Future Gas Supply+Methanex Stays+Increased Demand Response+Delayed Build+Upgraded HVDC+Constrained Operational Capacity+Low Wind & Solar | 40.3126 | 40.6876 | 41.1327
2028 | SIWEM_PERC | Low Demand Growth+Expected Future Gas Supply+Methanex Stays+Increased Demand Response+Delayed Build+Upgraded HVDC+Constrained Operational Capacity+Low Wind & Solar | 49.5863 | 53.4092 | 54.2412
2029 | SIWEM_PERC | Low Demand Growth+Expected Future Gas Supply+Methanex Stays+Increased Demand Response+Delayed Build+Upgraded HVDC+Constrained Operational Capacity+Low Wind & Solar | 53.1557 | 60.5253 | 62.6792
2030 | SIWEM_PERC | Low Demand Growth+Expected Future Gas Supply+Methanex Stays+Increased Demand Response+Delayed Build+Upgraded HVDC+Constrained Operational Capacity+Low Wind & Solar | 52.5422 | 75.7039 | 95.5207
2031 | SIWEM_PERC | Low Demand Growth+Expected Future Gas Supply+Methanex Stays+Increased Demand Response+Delayed Build+Upgraded HVDC+Constrained Operational Capacity+Low Wind & Solar | 44.3237 | 74.8293 | 95.0281
2032 | SIWEM_PERC | Low Demand Growth+Expected Future Gas Supply+Methanex Stays+Increased Demand Response+Delayed Build+Upgraded HVDC+Constrained Operational Capacity+Low Wind & Solar | 39.185 | 71.2381 | 98.9073
2033 | SIWEM_PERC | Low Demand Growth+Expected Future Gas Supply+Methanex Stays+Increased Demand Response+Delayed Build+Upgraded HVDC+Constrained Operational Capacity+Low Wind & Solar | 34.4456 | 66.4912 | 100.7478
2034 | SIWEM_PERC | Low Demand Growth+Expected Future Gas Supply+Methanex Stays+Increased Demand Response+Delayed Build+Upgraded HVDC+Constrained Operational Capacity+Low Wind & Solar | 30.65 | 63.3327 | 97.9089
2035 | SIWEM_PERC | Low Demand Growth+Expected Future Gas Supply+Methanex Stays+Increased Demand Response+Delayed Build+Upgraded HVDC+Constrained Operational Capacity+Low Wind & Solar | 24.6589 | 58.3559 | 94.3247
2026 | NZWEM_PERC | Low Demand Growth+Expected Future Gas Supply+Methanex Stays+Increased Demand Response+Reduced Rankine Availability | 20.821 | 20.8811 | 20.8811
2027 | NZWEM_PERC | Low Demand Growth+Expected Future Gas Supply+Methanex Stays+Increased Demand Response+Reduced Rankine Availability | 15.4151 | 17.3689 | 17.7067
2028 | NZWEM_PERC | Low Demand Growth+Expected Future Gas Supply+Methanex Stays+Increased Demand Response+Reduced Rankine Availability | 15.7821 | 24.4192 | 29.2097
2029 | NZWEM_PERC | Low Demand Growth+Expected Future Gas Supply+Methanex Stays+Increased Demand Response+Reduced Rankine Availability | 14.2226 | 26.5369 | 36.2799
2030 | NZWEM_PERC | Low Demand Growth+Expected Future Gas Supply+Methanex Stays+Increased Demand Response+Reduced Rankine Availability | 13.0988 | 27.7023 | 43.7201
2031 | NZWEM_PERC | Low Demand Growth+Expected Future Gas Supply+Methanex Stays+Increased Demand Response+Reduced Rankine Availability | 10.1552 | 24.5279 | 46.8157
2032 | NZWEM_PERC | Low Demand Growth+Expected Future Gas Supply+Methanex Stays+Increased Demand Response+Reduced Rankine Availability | 8.3992 | 22.9574 | 45.992
2033 | NZWEM_PERC | Low Demand Growth+Expected Future Gas Supply+Methanex Stays+Increased Demand Response+Reduced Rankine Availability | 6.7692 | 21.1008 | 45.7274
2034 | NZWEM_PERC | Low Demand Growth+Expected Future Gas Supply+Methanex Stays+Increased Demand Response+Reduced Rankine Availability | 5.4753 | 20.0466 | 44.2677
2035 | NZWEM_PERC | Low Demand Growth+Expected Future Gas Supply+Methanex Stays+Increased Demand Response+Reduced Rankine Availability | 3.4099 | 17.7702 | 41.4664
2026 | NIWCM | Low Demand Growth+Expected Future Gas Supply+Methanex Stays+Increased Demand Response+Reduced Rankine Availability | 1312.2106 | 1313.0104 | 1313.0104
2027 | NIWCM | Low Demand Growth+Expected Future Gas Supply+Methanex Stays+Increased Demand Response+Reduced Rankine Availability | 1459.6952 | 1480.091 | 1484.6275
2028 | NIWCM | Low Demand Growth+Expected Future Gas Supply+Methanex Stays+Increased Demand Response+Reduced Rankine Availability | 1596.1139 | 2135.685 | 2166.8445
2029 | NIWCM | Low Demand Growth+Expected Future Gas Supply+Methanex Stays+Increased Demand Response+Reduced Rankine Availability | 1592.1577 | 2360.8998 | 2562.5481
2030 | NIWCM | Low Demand Growth+Expected Future Gas Supply+Methanex Stays+Increased Demand Response+Reduced Rankine Availability | 1496.8302 | 2348.9441 | 2696.5802
2031 | NIWCM | Low Demand Growth+Expected Future Gas Supply+Methanex Stays+Increased Demand Response+Reduced Rankine Availability | 1418.4067 | 2311.4346 | 2851.006
2032 | NIWCM | Low Demand Growth+Expected Future Gas Supply+Methanex Stays+Increased Demand Response+Reduced Rankine Availability | 1300.8393 | 2244.5854 | 2823.7605
2033 | NIWCM | Low Demand Growth+Expected Future Gas Supply+Methanex Stays+Increased Demand Response+Reduced Rankine Availability | 1192.033 | 2164.5664 | 2819.8051
2034 | NIWCM | Low Demand Growth+Expected Future Gas Supply+Methanex Stays+Increased Demand Response+Reduced Rankine Availability | 1090.2897 | 2126.0556 | 2871.365
2035 | NIWCM | Low Demand Growth+Expected Future Gas Supply+Methanex Stays+Increased Demand Response+Reduced Rankine Availability | 971.2419 | 2032.7876 | 2800.1503
2026 | SIWEM_PERC | Low Demand Growth+Expected Future Gas Supply+Methanex Stays+Increased Demand Response+Reduced Rankine Availability | 55.984 | 56.1511 | 56.1511
2027 | SIWEM_PERC | Low Demand Growth+Expected Future Gas Supply+Methanex Stays+Increased Demand Response+Reduced Rankine Availability | 40.785 | 46.1858 | 47.1195
2028 | SIWEM_PERC | Low Demand Growth+Expected Future Gas Supply+Methanex Stays+Increased Demand Response+Reduced Rankine Availability | 41.6917 | 65.4955 | 78.2728
2029 | SIWEM_PERC | Low Demand Growth+Expected Future Gas Supply+Methanex Stays+Increased Demand Response+Reduced Rankine Availability | 37.3243 | 68.2245 | 85.1114
2030 | SIWEM_PERC | Low Demand Growth+Expected Future Gas Supply+Methanex Stays+Increased Demand Response+Reduced Rankine Availability | 34.1126 | 66.8817 | 89.5461
2031 | SIWEM_PERC | Low Demand Growth+Expected Future Gas Supply+Methanex Stays+Increased Demand Response+Reduced Rankine Availability | 26.0718 | 63.3596 | 90.9977
2032 | SIWEM_PERC | Low Demand Growth+Expected Future Gas Supply+Methanex Stays+Increased Demand Response+Reduced Rankine Availability | 21.9966 | 60.6371 | 87.7931
2033 | SIWEM_PERC | Low Demand Growth+Expected Future Gas Supply+Methanex Stays+Increased Demand Response+Reduced Rankine Availability | 20.2467 | 56.065 | 85.0325
2034 | SIWEM_PERC | Low Demand Growth+Expected Future Gas Supply+Methanex Stays+Increased Demand Response+Reduced Rankine Availability | 18.6044 | 53.2535 | 82.4272
2035 | SIWEM_PERC | Low Demand Growth+Expected Future Gas Supply+Methanex Stays+Increased Demand Response+Reduced Rankine Availability | 16.5168 | 47.124 | 79.1352
2026 | NZWEM_PERC | Low Demand Growth+Expected Future Gas Supply+Methanex Stays+Increased Demand Response+Reduced Rankine Availability+Low Wind & Solar | 19.5587 | 19.613 | 19.613
2027 | NZWEM_PERC | Low Demand Growth+Expected Future Gas Supply+Methanex Stays+Increased Demand Response+Reduced Rankine Availability+Low Wind & Solar | 13.9822 | 15.7455 | 16.0503
2028 | NZWEM_PERC | Low Demand Growth+Expected Future Gas Supply+Methanex Stays+Increased Demand Response+Reduced Rankine Availability+Low Wind & Solar | 14.241 | 22.0357 | 26.359
2029 | NZWEM_PERC | Low Demand Growth+Expected Future Gas Supply+Methanex Stays+Increased Demand Response+Reduced Rankine Availability+Low Wind & Solar | 12.651 | 23.7643 | 32.557
2030 | NZWEM_PERC | Low Demand Growth+Expected Future Gas Supply+Methanex Stays+Increased Demand Response+Reduced Rankine Availability+Low Wind & Solar | 11.5538 | 24.7887 | 39.2858
2031 | NZWEM_PERC | Low Demand Growth+Expected Future Gas Supply+Methanex Stays+Increased Demand Response+Reduced Rankine Availability+Low Wind & Solar | 8.6452 | 21.6803 | 41.8349
2032 | NZWEM_PERC | Low Demand Growth+Expected Future Gas Supply+Methanex Stays+Increased Demand Response+Reduced Rankine Availability+Low Wind & Solar | 6.9149 | 20.1163 | 40.9841
2033 | NZWEM_PERC | Low Demand Growth+Expected Future Gas Supply+Methanex Stays+Increased Demand Response+Reduced Rankine Availability+Low Wind & Solar | 5.308 | 18.304 | 40.6072
2034 | NZWEM_PERC | Low Demand Growth+Expected Future Gas Supply+Methanex Stays+Increased Demand Response+Reduced Rankine Availability+Low Wind & Solar | 4.0382 | 17.2957 | 39.2318
2035 | NZWEM_PERC | Low Demand Growth+Expected Future Gas Supply+Methanex Stays+Increased Demand Response+Reduced Rankine Availability+Low Wind & Solar | 2.004 | 15.0789 | 36.5396
2026 | NIWCM | Low Demand Growth+Expected Future Gas Supply+Methanex Stays+Increased Demand Response+Reduced Rankine Availability+Low Wind & Solar | 1312.2106 | 1313.0104 | 1313.0104
2027 | NIWCM | Low Demand Growth+Expected Future Gas Supply+Methanex Stays+Increased Demand Response+Reduced Rankine Availability+Low Wind & Solar | 1459.6952 | 1480.091 | 1484.6275
2028 | NIWCM | Low Demand Growth+Expected Future Gas Supply+Methanex Stays+Increased Demand Response+Reduced Rankine Availability+Low Wind & Solar | 1596.1139 | 2135.685 | 2166.8445
2029 | NIWCM | Low Demand Growth+Expected Future Gas Supply+Methanex Stays+Increased Demand Response+Reduced Rankine Availability+Low Wind & Solar | 1592.1577 | 2360.8998 | 2562.5481
2030 | NIWCM | Low Demand Growth+Expected Future Gas Supply+Methanex Stays+Increased Demand Response+Reduced Rankine Availability+Low Wind & Solar | 1496.8302 | 2348.9441 | 2696.5802
2031 | NIWCM | Low Demand Growth+Expected Future Gas Supply+Methanex Stays+Increased Demand Response+Reduced Rankine Availability+Low Wind & Solar | 1418.4067 | 2311.4346 | 2851.006
2032 | NIWCM | Low Demand Growth+Expected Future Gas Supply+Methanex Stays+Increased Demand Response+Reduced Rankine Availability+Low Wind & Solar | 1300.8393 | 2244.5854 | 2823.7605
2033 | NIWCM | Low Demand Growth+Expected Future Gas Supply+Methanex Stays+Increased Demand Response+Reduced Rankine Availability+Low Wind & Solar | 1192.033 | 2164.5664 | 2819.8051
2034 | NIWCM | Low Demand Growth+Expected Future Gas Supply+Methanex Stays+Increased Demand Response+Reduced Rankine Availability+Low Wind & Solar | 1090.2897 | 2126.0556 | 2871.365
2035 | NIWCM | Low Demand Growth+Expected Future Gas Supply+Methanex Stays+Increased Demand Response+Reduced Rankine Availability+Low Wind & Solar | 971.2419 | 2032.7876 | 2800.1503
2026 | SIWEM_PERC | Low Demand Growth+Expected Future Gas Supply+Methanex Stays+Increased Demand Response+Reduced Rankine Availability+Low Wind & Solar | 52.4772 | 52.628 | 52.628
2027 | SIWEM_PERC | Low Demand Growth+Expected Future Gas Supply+Methanex Stays+Increased Demand Response+Reduced Rankine Availability+Low Wind & Solar | 36.8244 | 41.6984 | 42.541
2028 | SIWEM_PERC | Low Demand Growth+Expected Future Gas Supply+Methanex Stays+Increased Demand Response+Reduced Rankine Availability+Low Wind & Solar | 37.4445 | 58.9266 | 70.8414
2029 | SIWEM_PERC | Low Demand Growth+Expected Future Gas Supply+Methanex Stays+Increased Demand Response+Reduced Rankine Availability+Low Wind & Solar | 33.0024 | 63.5641 | 81.0457
2030 | SIWEM_PERC | Low Demand Growth+Expected Future Gas Supply+Methanex Stays+Increased Demand Response+Reduced Rankine Availability+Low Wind & Solar | 29.8817 | 64.3077 | 84.7616
2031 | SIWEM_PERC | Low Demand Growth+Expected Future Gas Supply+Methanex Stays+Increased Demand Response+Reduced Rankine Availability+Low Wind & Solar | 23.0034 | 57.6643 | 85.7839
2032 | SIWEM_PERC | Low Demand Growth+Expected Future Gas Supply+Methanex Stays+Increased Demand Response+Reduced Rankine Availability+Low Wind & Solar | 20.985 | 53.357 | 82.6702
2033 | SIWEM_PERC | Low Demand Growth+Expected Future Gas Supply+Methanex Stays+Increased Demand Response+Reduced Rankine Availability+Low Wind & Solar | 19.2506 | 48.3998 | 79.9883
2034 | SIWEM_PERC | Low Demand Growth+Expected Future Gas Supply+Methanex Stays+Increased Demand Response+Reduced Rankine Availability+Low Wind & Solar | 17.6231 | 45.7023 | 77.458
2035 | SIWEM_PERC | Low Demand Growth+Expected Future Gas Supply+Methanex Stays+Increased Demand Response+Reduced Rankine Availability+Low Wind & Solar | 15.5541 | 39.7153 | 74.2598
2026 | NZWEM_PERC | Low Demand Growth+Expected Future Gas Supply+Methanex Stays+Increased Demand Response+Reduced Rankine Availability+Constrained Operational Capacity | 20.821 | 20.8811 | 20.8811
2027 | NZWEM_PERC | Low Demand Growth+Expected Future Gas Supply+Methanex Stays+Increased Demand Response+Reduced Rankine Availability+Constrained Operational Capacity | 15.4151 | 17.3689 | 17.7067
2028 | NZWEM_PERC | Low Demand Growth+Expected Future Gas Supply+Methanex Stays+Increased Demand Response+Reduced Rankine Availability+Constrained Operational Capacity | 15.7821 | 24.4192 | 29.2097
2029 | NZWEM_PERC | Low Demand Growth+Expected Future Gas Supply+Methanex Stays+Increased Demand Response+Reduced Rankine Availability+Constrained Operational Capacity | 14.2226 | 26.5369 | 36.2799
2030 | NZWEM_PERC | Low Demand Growth+Expected Future Gas Supply+Methanex Stays+Increased Demand Response+Reduced Rankine Availability+Constrained Operational Capacity | 13.0988 | 27.7023 | 43.7201
2031 | NZWEM_PERC | Low Demand Growth+Expected Future Gas Supply+Methanex Stays+Increased Demand Response+Reduced Rankine Availability+Constrained Operational Capacity | 10.1552 | 24.5279 | 46.8157
2032 | NZWEM_PERC | Low Demand Growth+Expected Future Gas Supply+Methanex Stays+Increased Demand Response+Reduced Rankine Availability+Constrained Operational Capacity | 8.3992 | 22.9574 | 45.992
2033 | NZWEM_PERC | Low Demand Growth+Expected Future Gas Supply+Methanex Stays+Increased Demand Response+Reduced Rankine Availability+Constrained Operational Capacity | 6.7692 | 21.1008 | 45.7274
2034 | NZWEM_PERC | Low Demand Growth+Expected Future Gas Supply+Methanex Stays+Increased Demand Response+Reduced Rankine Availability+Constrained Operational Capacity | 5.4753 | 20.0466 | 44.2677
2035 | NZWEM_PERC | Low Demand Growth+Expected Future Gas Supply+Methanex Stays+Increased Demand Response+Reduced Rankine Availability+Constrained Operational Capacity | 3.4099 | 17.7702 | 41.4664
2026 | NIWCM | Low Demand Growth+Expected Future Gas Supply+Methanex Stays+Increased Demand Response+Reduced Rankine Availability+Constrained Operational Capacity | 755.6807 | 755.6807 | 755.6807
2027 | NIWCM | Low Demand Growth+Expected Future Gas Supply+Methanex Stays+Increased Demand Response+Reduced Rankine Availability+Constrained Operational Capacity | 871.2718 | 874.7761 | 874.7761
2028 | NIWCM | Low Demand Growth+Expected Future Gas Supply+Methanex Stays+Increased Demand Response+Reduced Rankine Availability+Constrained Operational Capacity | 986.508 | 1460.1905 | 1463.7607
2029 | NIWCM | Low Demand Growth+Expected Future Gas Supply+Methanex Stays+Increased Demand Response+Reduced Rankine Availability+Constrained Operational Capacity | 955.9719 | 1591.4682 | 1737.4933
2030 | NIWCM | Low Demand Growth+Expected Future Gas Supply+Methanex Stays+Increased Demand Response+Reduced Rankine Availability+Constrained Operational Capacity | 843.2095 | 1554.2908 | 1747.6043
2031 | NIWCM | Low Demand Growth+Expected Future Gas Supply+Methanex Stays+Increased Demand Response+Reduced Rankine Availability+Constrained Operational Capacity | 760.984 | 1486.4999 | 1737.7327
2032 | NIWCM | Low Demand Growth+Expected Future Gas Supply+Methanex Stays+Increased Demand Response+Reduced Rankine Availability+Constrained Operational Capacity | 643.4758 | 1372.3769 | 1652.0463
2033 | NIWCM | Low Demand Growth+Expected Future Gas Supply+Methanex Stays+Increased Demand Response+Reduced Rankine Availability+Constrained Operational Capacity | 531.4618 | 1263.3124 | 1554.571
2034 | NIWCM | Low Demand Growth+Expected Future Gas Supply+Methanex Stays+Increased Demand Response+Reduced Rankine Availability+Constrained Operational Capacity | 424.0916 | 1204.2731 | 1572.0622
2035 | NIWCM | Low Demand Growth+Expected Future Gas Supply+Methanex Stays+Increased Demand Response+Reduced Rankine Availability+Constrained Operational Capacity | 302.0879 | 1095.9998 | 1464.6283
2026 | SIWEM_PERC | Low Demand Growth+Expected Future Gas Supply+Methanex Stays+Increased Demand Response+Reduced Rankine Availability+Constrained Operational Capacity | 55.984 | 56.1511 | 56.1511
2027 | SIWEM_PERC | Low Demand Growth+Expected Future Gas Supply+Methanex Stays+Increased Demand Response+Reduced Rankine Availability+Constrained Operational Capacity | 40.785 | 46.1858 | 47.1195
2028 | SIWEM_PERC | Low Demand Growth+Expected Future Gas Supply+Methanex Stays+Increased Demand Response+Reduced Rankine Availability+Constrained Operational Capacity | 41.6917 | 65.4955 | 78.2728
2029 | SIWEM_PERC | Low Demand Growth+Expected Future Gas Supply+Methanex Stays+Increased Demand Response+Reduced Rankine Availability+Constrained Operational Capacity | 37.3243 | 68.2245 | 85.1114
2030 | SIWEM_PERC | Low Demand Growth+Expected Future Gas Supply+Methanex Stays+Increased Demand Response+Reduced Rankine Availability+Constrained Operational Capacity | 34.1126 | 66.8817 | 89.5461
2031 | SIWEM_PERC | Low Demand Growth+Expected Future Gas Supply+Methanex Stays+Increased Demand Response+Reduced Rankine Availability+Constrained Operational Capacity | 26.0718 | 63.3596 | 90.9977
2032 | SIWEM_PERC | Low Demand Growth+Expected Future Gas Supply+Methanex Stays+Increased Demand Response+Reduced Rankine Availability+Constrained Operational Capacity | 21.9966 | 60.6371 | 87.7931
2033 | SIWEM_PERC | Low Demand Growth+Expected Future Gas Supply+Methanex Stays+Increased Demand Response+Reduced Rankine Availability+Constrained Operational Capacity | 20.2467 | 56.065 | 85.0325
2034 | SIWEM_PERC | Low Demand Growth+Expected Future Gas Supply+Methanex Stays+Increased Demand Response+Reduced Rankine Availability+Constrained Operational Capacity | 18.6044 | 53.2535 | 82.4272
2035 | SIWEM_PERC | Low Demand Growth+Expected Future Gas Supply+Methanex Stays+Increased Demand Response+Reduced Rankine Availability+Constrained Operational Capacity | 16.5168 | 47.124 | 79.1352
2026 | NZWEM_PERC | Low Demand Growth+Expected Future Gas Supply+Methanex Stays+Increased Demand Response+Reduced Rankine Availability+Constrained Operational Capacity+Low Wind & Solar | 19.5587 | 19.613 | 19.613
2027 | NZWEM_PERC | Low Demand Growth+Expected Future Gas Supply+Methanex Stays+Increased Demand Response+Reduced Rankine Availability+Constrained Operational Capacity+Low Wind & Solar | 13.9822 | 15.7455 | 16.0503
2028 | NZWEM_PERC | Low Demand Growth+Expected Future Gas Supply+Methanex Stays+Increased Demand Response+Reduced Rankine Availability+Constrained Operational Capacity+Low Wind & Solar | 14.241 | 22.0357 | 26.359
2029 | NZWEM_PERC | Low Demand Growth+Expected Future Gas Supply+Methanex Stays+Increased Demand Response+Reduced Rankine Availability+Constrained Operational Capacity+Low Wind & Solar | 12.651 | 23.7643 | 32.557
2030 | NZWEM_PERC | Low Demand Growth+Expected Future Gas Supply+Methanex Stays+Increased Demand Response+Reduced Rankine Availability+Constrained Operational Capacity+Low Wind & Solar | 11.5538 | 24.7887 | 39.2858
2031 | NZWEM_PERC | Low Demand Growth+Expected Future Gas Supply+Methanex Stays+Increased Demand Response+Reduced Rankine Availability+Constrained Operational Capacity+Low Wind & Solar | 8.6452 | 21.6803 | 41.8349
2032 | NZWEM_PERC | Low Demand Growth+Expected Future Gas Supply+Methanex Stays+Increased Demand Response+Reduced Rankine Availability+Constrained Operational Capacity+Low Wind & Solar | 6.9149 | 20.1163 | 40.9841
2033 | NZWEM_PERC | Low Demand Growth+Expected Future Gas Supply+Methanex Stays+Increased Demand Response+Reduced Rankine Availability+Constrained Operational Capacity+Low Wind & Solar | 5.308 | 18.304 | 40.6072
2034 | NZWEM_PERC | Low Demand Growth+Expected Future Gas Supply+Methanex Stays+Increased Demand Response+Reduced Rankine Availability+Constrained Operational Capacity+Low Wind & Solar | 4.0382 | 17.2957 | 39.2318
2035 | NZWEM_PERC | Low Demand Growth+Expected Future Gas Supply+Methanex Stays+Increased Demand Response+Reduced Rankine Availability+Constrained Operational Capacity+Low Wind & Solar | 2.004 | 15.0789 | 36.5396
2026 | NIWCM | Low Demand Growth+Expected Future Gas Supply+Methanex Stays+Increased Demand Response+Reduced Rankine Availability+Constrained Operational Capacity+Low Wind & Solar | 755.6807 | 755.6807 | 755.6807
2027 | NIWCM | Low Demand Growth+Expected Future Gas Supply+Methanex Stays+Increased Demand Response+Reduced Rankine Availability+Constrained Operational Capacity+Low Wind & Solar | 871.2718 | 874.7761 | 874.7761
2028 | NIWCM | Low Demand Growth+Expected Future Gas Supply+Methanex Stays+Increased Demand Response+Reduced Rankine Availability+Constrained Operational Capacity+Low Wind & Solar | 986.508 | 1460.1905 | 1463.7607
2029 | NIWCM | Low Demand Growth+Expected Future Gas Supply+Methanex Stays+Increased Demand Response+Reduced Rankine Availability+Constrained Operational Capacity+Low Wind & Solar | 955.9719 | 1591.4682 | 1737.4933
2030 | NIWCM | Low Demand Growth+Expected Future Gas Supply+Methanex Stays+Increased Demand Response+Reduced Rankine Availability+Constrained Operational Capacity+Low Wind & Solar | 843.2095 | 1554.2908 | 1747.6043
2031 | NIWCM | Low Demand Growth+Expected Future Gas Supply+Methanex Stays+Increased Demand Response+Reduced Rankine Availability+Constrained Operational Capacity+Low Wind & Solar | 760.984 | 1486.4999 | 1737.7327
2032 | NIWCM | Low Demand Growth+Expected Future Gas Supply+Methanex Stays+Increased Demand Response+Reduced Rankine Availability+Constrained Operational Capacity+Low Wind & Solar | 643.4758 | 1372.3769 | 1652.0463
2033 | NIWCM | Low Demand Growth+Expected Future Gas Supply+Methanex Stays+Increased Demand Response+Reduced Rankine Availability+Constrained Operational Capacity+Low Wind & Solar | 531.4618 | 1263.3124 | 1554.571
2034 | NIWCM | Low Demand Growth+Expected Future Gas Supply+Methanex Stays+Increased Demand Response+Reduced Rankine Availability+Constrained Operational Capacity+Low Wind & Solar | 424.0916 | 1204.2731 | 1572.0622
2035 | NIWCM | Low Demand Growth+Expected Future Gas Supply+Methanex Stays+Increased Demand Response+Reduced Rankine Availability+Constrained Operational Capacity+Low Wind & Solar | 302.0879 | 1095.9998 | 1464.6283
2026 | SIWEM_PERC | Low Demand Growth+Expected Future Gas Supply+Methanex Stays+Increased Demand Response+Reduced Rankine Availability+Constrained Operational Capacity+Low Wind & Solar | 52.4772 | 52.628 | 52.628
2027 | SIWEM_PERC | Low Demand Growth+Expected Future Gas Supply+Methanex Stays+Increased Demand Response+Reduced Rankine Availability+Constrained Operational Capacity+Low Wind & Solar | 36.8244 | 41.6984 | 42.541
2028 | SIWEM_PERC | Low Demand Growth+Expected Future Gas Supply+Methanex Stays+Increased Demand Response+Reduced Rankine Availability+Constrained Operational Capacity+Low Wind & Solar | 37.4445 | 58.9266 | 70.8414
2029 | SIWEM_PERC | Low Demand Growth+Expected Future Gas Supply+Methanex Stays+Increased Demand Response+Reduced Rankine Availability+Constrained Operational Capacity+Low Wind & Solar | 33.0024 | 63.5641 | 81.0457
2030 | SIWEM_PERC | Low Demand Growth+Expected Future Gas Supply+Methanex Stays+Increased Demand Response+Reduced Rankine Availability+Constrained Operational Capacity+Low Wind & Solar | 29.8817 | 64.3077 | 84.7616
2031 | SIWEM_PERC | Low Demand Growth+Expected Future Gas Supply+Methanex Stays+Increased Demand Response+Reduced Rankine Availability+Constrained Operational Capacity+Low Wind & Solar | 23.0034 | 57.6643 | 85.7839
2032 | SIWEM_PERC | Low Demand Growth+Expected Future Gas Supply+Methanex Stays+Increased Demand Response+Reduced Rankine Availability+Constrained Operational Capacity+Low Wind & Solar | 20.985 | 53.357 | 82.6702
2033 | SIWEM_PERC | Low Demand Growth+Expected Future Gas Supply+Methanex Stays+Increased Demand Response+Reduced Rankine Availability+Constrained Operational Capacity+Low Wind & Solar | 19.2506 | 48.3998 | 79.9883
2034 | SIWEM_PERC | Low Demand Growth+Expected Future Gas Supply+Methanex Stays+Increased Demand Response+Reduced Rankine Availability+Constrained Operational Capacity+Low Wind & Solar | 17.6231 | 45.7023 | 77.458
2035 | SIWEM_PERC | Low Demand Growth+Expected Future Gas Supply+Methanex Stays+Increased Demand Response+Reduced Rankine Availability+Constrained Operational Capacity+Low Wind & Solar | 15.5541 | 39.7153 | 74.2598
2026 | NZWEM_PERC | Low Demand Growth+Expected Future Gas Supply+Methanex Stays+Increased Demand Response+Reduced Rankine Availability+Upgraded HVDC | 20.821 | 20.8811 | 20.8811
2027 | NZWEM_PERC | Low Demand Growth+Expected Future Gas Supply+Methanex Stays+Increased Demand Response+Reduced Rankine Availability+Upgraded HVDC | 15.4151 | 17.3689 | 17.7067
2028 | NZWEM_PERC | Low Demand Growth+Expected Future Gas Supply+Methanex Stays+Increased Demand Response+Reduced Rankine Availability+Upgraded HVDC | 15.7821 | 24.4192 | 29.2097
2029 | NZWEM_PERC | Low Demand Growth+Expected Future Gas Supply+Methanex Stays+Increased Demand Response+Reduced Rankine Availability+Upgraded HVDC | 14.2226 | 26.5369 | 36.2799
2030 | NZWEM_PERC | Low Demand Growth+Expected Future Gas Supply+Methanex Stays+Increased Demand Response+Reduced Rankine Availability+Upgraded HVDC | 13.0988 | 27.7023 | 43.7201
2031 | NZWEM_PERC | Low Demand Growth+Expected Future Gas Supply+Methanex Stays+Increased Demand Response+Reduced Rankine Availability+Upgraded HVDC | 10.1552 | 24.5279 | 46.8157
2032 | NZWEM_PERC | Low Demand Growth+Expected Future Gas Supply+Methanex Stays+Increased Demand Response+Reduced Rankine Availability+Upgraded HVDC | 8.3992 | 22.9574 | 45.992
2033 | NZWEM_PERC | Low Demand Growth+Expected Future Gas Supply+Methanex Stays+Increased Demand Response+Reduced Rankine Availability+Upgraded HVDC | 6.7692 | 21.1008 | 45.7274
2034 | NZWEM_PERC | Low Demand Growth+Expected Future Gas Supply+Methanex Stays+Increased Demand Response+Reduced Rankine Availability+Upgraded HVDC | 5.4753 | 20.0466 | 44.2677
2035 | NZWEM_PERC | Low Demand Growth+Expected Future Gas Supply+Methanex Stays+Increased Demand Response+Reduced Rankine Availability+Upgraded HVDC | 3.4099 | 17.7702 | 41.4664
2026 | NIWCM | Low Demand Growth+Expected Future Gas Supply+Methanex Stays+Increased Demand Response+Reduced Rankine Availability+Upgraded HVDC | 1312.2106 | 1313.0104 | 1313.0104
2027 | NIWCM | Low Demand Growth+Expected Future Gas Supply+Methanex Stays+Increased Demand Response+Reduced Rankine Availability+Upgraded HVDC | 1459.6952 | 1480.091 | 1484.6275
2028 | NIWCM | Low Demand Growth+Expected Future Gas Supply+Methanex Stays+Increased Demand Response+Reduced Rankine Availability+Upgraded HVDC | 1596.1139 | 2135.685 | 2166.8445
2029 | NIWCM | Low Demand Growth+Expected Future Gas Supply+Methanex Stays+Increased Demand Response+Reduced Rankine Availability+Upgraded HVDC | 1592.1577 | 2360.8998 | 2562.5481
2030 | NIWCM | Low Demand Growth+Expected Future Gas Supply+Methanex Stays+Increased Demand Response+Reduced Rankine Availability+Upgraded HVDC | 1496.8302 | 2348.9441 | 2696.5802
2031 | NIWCM | Low Demand Growth+Expected Future Gas Supply+Methanex Stays+Increased Demand Response+Reduced Rankine Availability+Upgraded HVDC | 1418.5768 | 2413.7302 | 2974.5059
2032 | NIWCM | Low Demand Growth+Expected Future Gas Supply+Methanex Stays+Increased Demand Response+Reduced Rankine Availability+Upgraded HVDC | 1300.7914 | 2314.209 | 2947.2604
2033 | NIWCM | Low Demand Growth+Expected Future Gas Supply+Methanex Stays+Increased Demand Response+Reduced Rankine Availability+Upgraded HVDC | 1192.0456 | 2205.0598 | 2943.305
2034 | NIWCM | Low Demand Growth+Expected Future Gas Supply+Methanex Stays+Increased Demand Response+Reduced Rankine Availability+Upgraded HVDC | 1090.2871 | 2144.2831 | 2994.9556
2035 | NIWCM | Low Demand Growth+Expected Future Gas Supply+Methanex Stays+Increased Demand Response+Reduced Rankine Availability+Upgraded HVDC | 971.2425 | 2035.1957 | 2923.6128
2026 | SIWEM_PERC | Low Demand Growth+Expected Future Gas Supply+Methanex Stays+Increased Demand Response+Reduced Rankine Availability+Upgraded HVDC | 55.984 | 56.1511 | 56.1511
2027 | SIWEM_PERC | Low Demand Growth+Expected Future Gas Supply+Methanex Stays+Increased Demand Response+Reduced Rankine Availability+Upgraded HVDC | 40.785 | 46.1858 | 47.1195
2028 | SIWEM_PERC | Low Demand Growth+Expected Future Gas Supply+Methanex Stays+Increased Demand Response+Reduced Rankine Availability+Upgraded HVDC | 41.6917 | 65.4955 | 78.6599
2029 | SIWEM_PERC | Low Demand Growth+Expected Future Gas Supply+Methanex Stays+Increased Demand Response+Reduced Rankine Availability+Upgraded HVDC | 37.3243 | 70.924 | 96.8322
2030 | SIWEM_PERC | Low Demand Growth+Expected Future Gas Supply+Methanex Stays+Increased Demand Response+Reduced Rankine Availability+Upgraded HVDC | 34.1126 | 73.4591 | 111.4796
2031 | SIWEM_PERC | Low Demand Growth+Expected Future Gas Supply+Methanex Stays+Increased Demand Response+Reduced Rankine Availability+Upgraded HVDC | 26.0718 | 65.2816 | 112.4554
2032 | SIWEM_PERC | Low Demand Growth+Expected Future Gas Supply+Methanex Stays+Increased Demand Response+Reduced Rankine Availability+Upgraded HVDC | 21.9966 | 61.0966 | 108.8764
2033 | SIWEM_PERC | Low Demand Growth+Expected Future Gas Supply+Methanex Stays+Increased Demand Response+Reduced Rankine Availability+Upgraded HVDC | 20.2467 | 56.065 | 105.7919
2034 | SIWEM_PERC | Low Demand Growth+Expected Future Gas Supply+Methanex Stays+Increased Demand Response+Reduced Rankine Availability+Upgraded HVDC | 18.6044 | 53.2535 | 102.8781
2035 | SIWEM_PERC | Low Demand Growth+Expected Future Gas Supply+Methanex Stays+Increased Demand Response+Reduced Rankine Availability+Upgraded HVDC | 16.5168 | 47.124 | 99.2001
2026 | NZWEM_PERC | Low Demand Growth+Expected Future Gas Supply+Methanex Stays+Increased Demand Response+Reduced Rankine Availability+Upgraded HVDC+Low Wind & Solar | 19.5587 | 19.613 | 19.613
2027 | NZWEM_PERC | Low Demand Growth+Expected Future Gas Supply+Methanex Stays+Increased Demand Response+Reduced Rankine Availability+Upgraded HVDC+Low Wind & Solar | 13.9822 | 15.7455 | 16.0503
2028 | NZWEM_PERC | Low Demand Growth+Expected Future Gas Supply+Methanex Stays+Increased Demand Response+Reduced Rankine Availability+Upgraded HVDC+Low Wind & Solar | 14.241 | 22.0357 | 26.359
2029 | NZWEM_PERC | Low Demand Growth+Expected Future Gas Supply+Methanex Stays+Increased Demand Response+Reduced Rankine Availability+Upgraded HVDC+Low Wind & Solar | 12.651 | 23.7643 | 32.557
2030 | NZWEM_PERC | Low Demand Growth+Expected Future Gas Supply+Methanex Stays+Increased Demand Response+Reduced Rankine Availability+Upgraded HVDC+Low Wind & Solar | 11.5538 | 24.7887 | 39.2858
2031 | NZWEM_PERC | Low Demand Growth+Expected Future Gas Supply+Methanex Stays+Increased Demand Response+Reduced Rankine Availability+Upgraded HVDC+Low Wind & Solar | 8.6452 | 21.6803 | 41.8349
2032 | NZWEM_PERC | Low Demand Growth+Expected Future Gas Supply+Methanex Stays+Increased Demand Response+Reduced Rankine Availability+Upgraded HVDC+Low Wind & Solar | 6.9149 | 20.1163 | 40.9841
2033 | NZWEM_PERC | Low Demand Growth+Expected Future Gas Supply+Methanex Stays+Increased Demand Response+Reduced Rankine Availability+Upgraded HVDC+Low Wind & Solar | 5.308 | 18.304 | 40.6072
2034 | NZWEM_PERC | Low Demand Growth+Expected Future Gas Supply+Methanex Stays+Increased Demand Response+Reduced Rankine Availability+Upgraded HVDC+Low Wind & Solar | 4.0382 | 17.2957 | 39.2318
2035 | NZWEM_PERC | Low Demand Growth+Expected Future Gas Supply+Methanex Stays+Increased Demand Response+Reduced Rankine Availability+Upgraded HVDC+Low Wind & Solar | 2.004 | 15.0789 | 36.5396
2026 | NIWCM | Low Demand Growth+Expected Future Gas Supply+Methanex Stays+Increased Demand Response+Reduced Rankine Availability+Upgraded HVDC+Low Wind & Solar | 1312.2106 | 1313.0104 | 1313.0104
2027 | NIWCM | Low Demand Growth+Expected Future Gas Supply+Methanex Stays+Increased Demand Response+Reduced Rankine Availability+Upgraded HVDC+Low Wind & Solar | 1459.6952 | 1480.091 | 1484.6275
2028 | NIWCM | Low Demand Growth+Expected Future Gas Supply+Methanex Stays+Increased Demand Response+Reduced Rankine Availability+Upgraded HVDC+Low Wind & Solar | 1596.1139 | 2135.685 | 2166.8445
2029 | NIWCM | Low Demand Growth+Expected Future Gas Supply+Methanex Stays+Increased Demand Response+Reduced Rankine Availability+Upgraded HVDC+Low Wind & Solar | 1592.1577 | 2360.8998 | 2562.5481
2030 | NIWCM | Low Demand Growth+Expected Future Gas Supply+Methanex Stays+Increased Demand Response+Reduced Rankine Availability+Upgraded HVDC+Low Wind & Solar | 1496.8302 | 2348.9441 | 2696.5802
2031 | NIWCM | Low Demand Growth+Expected Future Gas Supply+Methanex Stays+Increased Demand Response+Reduced Rankine Availability+Upgraded HVDC+Low Wind & Solar | 1418.5768 | 2413.7302 | 2974.5059
2032 | NIWCM | Low Demand Growth+Expected Future Gas Supply+Methanex Stays+Increased Demand Response+Reduced Rankine Availability+Upgraded HVDC+Low Wind & Solar | 1300.7914 | 2314.209 | 2947.2604
2033 | NIWCM | Low Demand Growth+Expected Future Gas Supply+Methanex Stays+Increased Demand Response+Reduced Rankine Availability+Upgraded HVDC+Low Wind & Solar | 1192.0456 | 2205.0598 | 2943.305
2034 | NIWCM | Low Demand Growth+Expected Future Gas Supply+Methanex Stays+Increased Demand Response+Reduced Rankine Availability+Upgraded HVDC+Low Wind & Solar | 1090.2871 | 2144.2831 | 2994.9556
2035 | NIWCM | Low Demand Growth+Expected Future Gas Supply+Methanex Stays+Increased Demand Response+Reduced Rankine Availability+Upgraded HVDC+Low Wind & Solar | 971.2425 | 2035.1957 | 2923.6128
2026 | SIWEM_PERC | Low Demand Growth+Expected Future Gas Supply+Methanex Stays+Increased Demand Response+Reduced Rankine Availability+Upgraded HVDC+Low Wind & Solar | 52.4772 | 52.628 | 52.628
2027 | SIWEM_PERC | Low Demand Growth+Expected Future Gas Supply+Methanex Stays+Increased Demand Response+Reduced Rankine Availability+Upgraded HVDC+Low Wind & Solar | 36.8244 | 41.6984 | 42.541
2028 | SIWEM_PERC | Low Demand Growth+Expected Future Gas Supply+Methanex Stays+Increased Demand Response+Reduced Rankine Availability+Upgraded HVDC+Low Wind & Solar | 37.4445 | 58.9266 | 70.8414
2029 | SIWEM_PERC | Low Demand Growth+Expected Future Gas Supply+Methanex Stays+Increased Demand Response+Reduced Rankine Availability+Upgraded HVDC+Low Wind & Solar | 33.0024 | 63.5641 | 87.1457
2030 | SIWEM_PERC | Low Demand Growth+Expected Future Gas Supply+Methanex Stays+Increased Demand Response+Reduced Rankine Availability+Upgraded HVDC+Low Wind & Solar | 29.8817 | 65.9631 | 103.9437
2031 | SIWEM_PERC | Low Demand Growth+Expected Future Gas Supply+Methanex Stays+Increased Demand Response+Reduced Rankine Availability+Upgraded HVDC+Low Wind & Solar | 23.0034 | 57.6643 | 107.2416
2032 | SIWEM_PERC | Low Demand Growth+Expected Future Gas Supply+Methanex Stays+Increased Demand Response+Reduced Rankine Availability+Upgraded HVDC+Low Wind & Solar | 20.985 | 53.357 | 103.7535
2033 | SIWEM_PERC | Low Demand Growth+Expected Future Gas Supply+Methanex Stays+Increased Demand Response+Reduced Rankine Availability+Upgraded HVDC+Low Wind & Solar | 19.2506 | 48.3998 | 100.7478
2034 | SIWEM_PERC | Low Demand Growth+Expected Future Gas Supply+Methanex Stays+Increased Demand Response+Reduced Rankine Availability+Upgraded HVDC+Low Wind & Solar | 17.6231 | 45.7023 | 97.9089
2035 | SIWEM_PERC | Low Demand Growth+Expected Future Gas Supply+Methanex Stays+Increased Demand Response+Reduced Rankine Availability+Upgraded HVDC+Low Wind & Solar | 15.5541 | 39.7153 | 94.3247
2026 | NZWEM_PERC | Low Demand Growth+Expected Future Gas Supply+Methanex Stays+Increased Demand Response+Reduced Rankine Availability+Upgraded HVDC+Constrained Operational Capacity | 20.821 | 20.8811 | 20.8811
2027 | NZWEM_PERC | Low Demand Growth+Expected Future Gas Supply+Methanex Stays+Increased Demand Response+Reduced Rankine Availability+Upgraded HVDC+Constrained Operational Capacity | 15.4151 | 17.3689 | 17.7067
2028 | NZWEM_PERC | Low Demand Growth+Expected Future Gas Supply+Methanex Stays+Increased Demand Response+Reduced Rankine Availability+Upgraded HVDC+Constrained Operational Capacity | 15.7821 | 24.4192 | 29.2097
2029 | NZWEM_PERC | Low Demand Growth+Expected Future Gas Supply+Methanex Stays+Increased Demand Response+Reduced Rankine Availability+Upgraded HVDC+Constrained Operational Capacity | 14.2226 | 26.5369 | 36.2799
2030 | NZWEM_PERC | Low Demand Growth+Expected Future Gas Supply+Methanex Stays+Increased Demand Response+Reduced Rankine Availability+Upgraded HVDC+Constrained Operational Capacity | 13.0988 | 27.7023 | 43.7201
2031 | NZWEM_PERC | Low Demand Growth+Expected Future Gas Supply+Methanex Stays+Increased Demand Response+Reduced Rankine Availability+Upgraded HVDC+Constrained Operational Capacity | 10.1552 | 24.5279 | 46.8157
2032 | NZWEM_PERC | Low Demand Growth+Expected Future Gas Supply+Methanex Stays+Increased Demand Response+Reduced Rankine Availability+Upgraded HVDC+Constrained Operational Capacity | 8.3992 | 22.9574 | 45.992
2033 | NZWEM_PERC | Low Demand Growth+Expected Future Gas Supply+Methanex Stays+Increased Demand Response+Reduced Rankine Availability+Upgraded HVDC+Constrained Operational Capacity | 6.7692 | 21.1008 | 45.7274
2034 | NZWEM_PERC | Low Demand Growth+Expected Future Gas Supply+Methanex Stays+Increased Demand Response+Reduced Rankine Availability+Upgraded HVDC+Constrained Operational Capacity | 5.4753 | 20.0466 | 44.2677
2035 | NZWEM_PERC | Low Demand Growth+Expected Future Gas Supply+Methanex Stays+Increased Demand Response+Reduced Rankine Availability+Upgraded HVDC+Constrained Operational Capacity | 3.4099 | 17.7702 | 41.4664
2026 | NIWCM | Low Demand Growth+Expected Future Gas Supply+Methanex Stays+Increased Demand Response+Reduced Rankine Availability+Upgraded HVDC+Constrained Operational Capacity | 755.6807 | 755.6807 | 755.6807
2027 | NIWCM | Low Demand Growth+Expected Future Gas Supply+Methanex Stays+Increased Demand Response+Reduced Rankine Availability+Upgraded HVDC+Constrained Operational Capacity | 871.2718 | 874.7761 | 874.7761
2028 | NIWCM | Low Demand Growth+Expected Future Gas Supply+Methanex Stays+Increased Demand Response+Reduced Rankine Availability+Upgraded HVDC+Constrained Operational Capacity | 986.508 | 1460.1905 | 1463.7607
2029 | NIWCM | Low Demand Growth+Expected Future Gas Supply+Methanex Stays+Increased Demand Response+Reduced Rankine Availability+Upgraded HVDC+Constrained Operational Capacity | 955.9719 | 1591.4682 | 1737.4933
2030 | NIWCM | Low Demand Growth+Expected Future Gas Supply+Methanex Stays+Increased Demand Response+Reduced Rankine Availability+Upgraded HVDC+Constrained Operational Capacity | 843.2095 | 1554.2908 | 1747.6043
2031 | NIWCM | Low Demand Growth+Expected Future Gas Supply+Methanex Stays+Increased Demand Response+Reduced Rankine Availability+Upgraded HVDC+Constrained Operational Capacity | 760.9969 | 1486.4893 | 1743.6454
2032 | NIWCM | Low Demand Growth+Expected Future Gas Supply+Methanex Stays+Increased Demand Response+Reduced Rankine Availability+Upgraded HVDC+Constrained Operational Capacity | 643.4725 | 1372.3652 | 1651.5803
2033 | NIWCM | Low Demand Growth+Expected Future Gas Supply+Methanex Stays+Increased Demand Response+Reduced Rankine Availability+Upgraded HVDC+Constrained Operational Capacity | 531.4627 | 1263.3137 | 1554.7204
2034 | NIWCM | Low Demand Growth+Expected Future Gas Supply+Methanex Stays+Increased Demand Response+Reduced Rankine Availability+Upgraded HVDC+Constrained Operational Capacity | 424.0914 | 1204.2755 | 1572.015
2035 | NIWCM | Low Demand Growth+Expected Future Gas Supply+Methanex Stays+Increased Demand Response+Reduced Rankine Availability+Upgraded HVDC+Constrained Operational Capacity | 302.088 | 1095.9986 | 1464.6413
2026 | SIWEM_PERC | Low Demand Growth+Expected Future Gas Supply+Methanex Stays+Increased Demand Response+Reduced Rankine Availability+Upgraded HVDC+Constrained Operational Capacity | 55.984 | 56.1511 | 56.1511
2027 | SIWEM_PERC | Low Demand Growth+Expected Future Gas Supply+Methanex Stays+Increased Demand Response+Reduced Rankine Availability+Upgraded HVDC+Constrained Operational Capacity | 40.785 | 46.1858 | 47.1195
2028 | SIWEM_PERC | Low Demand Growth+Expected Future Gas Supply+Methanex Stays+Increased Demand Response+Reduced Rankine Availability+Upgraded HVDC+Constrained Operational Capacity | 41.6917 | 65.4955 | 78.6599
2029 | SIWEM_PERC | Low Demand Growth+Expected Future Gas Supply+Methanex Stays+Increased Demand Response+Reduced Rankine Availability+Upgraded HVDC+Constrained Operational Capacity | 37.3243 | 70.924 | 96.8322
2030 | SIWEM_PERC | Low Demand Growth+Expected Future Gas Supply+Methanex Stays+Increased Demand Response+Reduced Rankine Availability+Upgraded HVDC+Constrained Operational Capacity | 34.1126 | 73.4591 | 111.4796
2031 | SIWEM_PERC | Low Demand Growth+Expected Future Gas Supply+Methanex Stays+Increased Demand Response+Reduced Rankine Availability+Upgraded HVDC+Constrained Operational Capacity | 26.0718 | 65.2816 | 112.4554
2032 | SIWEM_PERC | Low Demand Growth+Expected Future Gas Supply+Methanex Stays+Increased Demand Response+Reduced Rankine Availability+Upgraded HVDC+Constrained Operational Capacity | 21.9966 | 61.0966 | 108.8764
2033 | SIWEM_PERC | Low Demand Growth+Expected Future Gas Supply+Methanex Stays+Increased Demand Response+Reduced Rankine Availability+Upgraded HVDC+Constrained Operational Capacity | 20.2467 | 56.065 | 105.7919
2034 | SIWEM_PERC | Low Demand Growth+Expected Future Gas Supply+Methanex Stays+Increased Demand Response+Reduced Rankine Availability+Upgraded HVDC+Constrained Operational Capacity | 18.6044 | 53.2535 | 102.8781
2035 | SIWEM_PERC | Low Demand Growth+Expected Future Gas Supply+Methanex Stays+Increased Demand Response+Reduced Rankine Availability+Upgraded HVDC+Constrained Operational Capacity | 16.5168 | 47.124 | 99.2001
2026 | NZWEM_PERC | Low Demand Growth+Expected Future Gas Supply+Methanex Stays+Increased Demand Response+Reduced Rankine Availability+Upgraded HVDC+Constrained Operational Capacity+Low Wind & Solar | 19.5587 | 19.613 | 19.613
2027 | NZWEM_PERC | Low Demand Growth+Expected Future Gas Supply+Methanex Stays+Increased Demand Response+Reduced Rankine Availability+Upgraded HVDC+Constrained Operational Capacity+Low Wind & Solar | 13.9822 | 15.7455 | 16.0503
2028 | NZWEM_PERC | Low Demand Growth+Expected Future Gas Supply+Methanex Stays+Increased Demand Response+Reduced Rankine Availability+Upgraded HVDC+Constrained Operational Capacity+Low Wind & Solar | 14.241 | 22.0357 | 26.359
2029 | NZWEM_PERC | Low Demand Growth+Expected Future Gas Supply+Methanex Stays+Increased Demand Response+Reduced Rankine Availability+Upgraded HVDC+Constrained Operational Capacity+Low Wind & Solar | 12.651 | 23.7643 | 32.557
2030 | NZWEM_PERC | Low Demand Growth+Expected Future Gas Supply+Methanex Stays+Increased Demand Response+Reduced Rankine Availability+Upgraded HVDC+Constrained Operational Capacity+Low Wind & Solar | 11.5538 | 24.7887 | 39.2858
2031 | NZWEM_PERC | Low Demand Growth+Expected Future Gas Supply+Methanex Stays+Increased Demand Response+Reduced Rankine Availability+Upgraded HVDC+Constrained Operational Capacity+Low Wind & Solar | 8.6452 | 21.6803 | 41.8349
2032 | NZWEM_PERC | Low Demand Growth+Expected Future Gas Supply+Methanex Stays+Increased Demand Response+Reduced Rankine Availability+Upgraded HVDC+Constrained Operational Capacity+Low Wind & Solar | 6.9149 | 20.1163 | 40.9841
2033 | NZWEM_PERC | Low Demand Growth+Expected Future Gas Supply+Methanex Stays+Increased Demand Response+Reduced Rankine Availability+Upgraded HVDC+Constrained Operational Capacity+Low Wind & Solar | 5.308 | 18.304 | 40.6072
2034 | NZWEM_PERC | Low Demand Growth+Expected Future Gas Supply+Methanex Stays+Increased Demand Response+Reduced Rankine Availability+Upgraded HVDC+Constrained Operational Capacity+Low Wind & Solar | 4.0382 | 17.2957 | 39.2318
2035 | NZWEM_PERC | Low Demand Growth+Expected Future Gas Supply+Methanex Stays+Increased Demand Response+Reduced Rankine Availability+Upgraded HVDC+Constrained Operational Capacity+Low Wind & Solar | 2.004 | 15.0789 | 36.5396
2026 | NIWCM | Low Demand Growth+Expected Future Gas Supply+Methanex Stays+Increased Demand Response+Reduced Rankine Availability+Upgraded HVDC+Constrained Operational Capacity+Low Wind & Solar | 755.6807 | 755.6807 | 755.6807
2027 | NIWCM | Low Demand Growth+Expected Future Gas Supply+Methanex Stays+Increased Demand Response+Reduced Rankine Availability+Upgraded HVDC+Constrained Operational Capacity+Low Wind & Solar | 871.2718 | 874.7761 | 874.7761
2028 | NIWCM | Low Demand Growth+Expected Future Gas Supply+Methanex Stays+Increased Demand Response+Reduced Rankine Availability+Upgraded HVDC+Constrained Operational Capacity+Low Wind & Solar | 986.508 | 1460.1905 | 1463.7607
2029 | NIWCM | Low Demand Growth+Expected Future Gas Supply+Methanex Stays+Increased Demand Response+Reduced Rankine Availability+Upgraded HVDC+Constrained Operational Capacity+Low Wind & Solar | 955.9719 | 1591.4682 | 1737.4933
2030 | NIWCM | Low Demand Growth+Expected Future Gas Supply+Methanex Stays+Increased Demand Response+Reduced Rankine Availability+Upgraded HVDC+Constrained Operational Capacity+Low Wind & Solar | 843.2095 | 1554.2908 | 1747.6043
2031 | NIWCM | Low Demand Growth+Expected Future Gas Supply+Methanex Stays+Increased Demand Response+Reduced Rankine Availability+Upgraded HVDC+Constrained Operational Capacity+Low Wind & Solar | 760.9969 | 1486.4893 | 1743.6454
2032 | NIWCM | Low Demand Growth+Expected Future Gas Supply+Methanex Stays+Increased Demand Response+Reduced Rankine Availability+Upgraded HVDC+Constrained Operational Capacity+Low Wind & Solar | 643.4725 | 1372.3652 | 1651.5803
2033 | NIWCM | Low Demand Growth+Expected Future Gas Supply+Methanex Stays+Increased Demand Response+Reduced Rankine Availability+Upgraded HVDC+Constrained Operational Capacity+Low Wind & Solar | 531.4627 | 1263.3137 | 1554.7204
2034 | NIWCM | Low Demand Growth+Expected Future Gas Supply+Methanex Stays+Increased Demand Response+Reduced Rankine Availability+Upgraded HVDC+Constrained Operational Capacity+Low Wind & Solar | 424.0914 | 1204.2755 | 1572.015
2035 | NIWCM | Low Demand Growth+Expected Future Gas Supply+Methanex Stays+Increased Demand Response+Reduced Rankine Availability+Upgraded HVDC+Constrained Operational Capacity+Low Wind & Solar | 302.088 | 1095.9986 | 1464.6413
2026 | SIWEM_PERC | Low Demand Growth+Expected Future Gas Supply+Methanex Stays+Increased Demand Response+Reduced Rankine Availability+Upgraded HVDC+Constrained Operational Capacity+Low Wind & Solar | 52.4772 | 52.628 | 52.628
2027 | SIWEM_PERC | Low Demand Growth+Expected Future Gas Supply+Methanex Stays+Increased Demand Response+Reduced Rankine Availability+Upgraded HVDC+Constrained Operational Capacity+Low Wind & Solar | 36.8244 | 41.6984 | 42.541
2028 | SIWEM_PERC | Low Demand Growth+Expected Future Gas Supply+Methanex Stays+Increased Demand Response+Reduced Rankine Availability+Upgraded HVDC+Constrained Operational Capacity+Low Wind & Solar | 37.4445 | 58.9266 | 70.8414
2029 | SIWEM_PERC | Low Demand Growth+Expected Future Gas Supply+Methanex Stays+Increased Demand Response+Reduced Rankine Availability+Upgraded HVDC+Constrained Operational Capacity+Low Wind & Solar | 33.0024 | 63.5641 | 87.1457
2030 | SIWEM_PERC | Low Demand Growth+Expected Future Gas Supply+Methanex Stays+Increased Demand Response+Reduced Rankine Availability+Upgraded HVDC+Constrained Operational Capacity+Low Wind & Solar | 29.8817 | 65.9631 | 103.9437
2031 | SIWEM_PERC | Low Demand Growth+Expected Future Gas Supply+Methanex Stays+Increased Demand Response+Reduced Rankine Availability+Upgraded HVDC+Constrained Operational Capacity+Low Wind & Solar | 23.0034 | 57.6643 | 107.2416
2032 | SIWEM_PERC | Low Demand Growth+Expected Future Gas Supply+Methanex Stays+Increased Demand Response+Reduced Rankine Availability+Upgraded HVDC+Constrained Operational Capacity+Low Wind & Solar | 20.985 | 53.357 | 103.7535
2033 | SIWEM_PERC | Low Demand Growth+Expected Future Gas Supply+Methanex Stays+Increased Demand Response+Reduced Rankine Availability+Upgraded HVDC+Constrained Operational Capacity+Low Wind & Solar | 19.2506 | 48.3998 | 100.7478
2034 | SIWEM_PERC | Low Demand Growth+Expected Future Gas Supply+Methanex Stays+Increased Demand Response+Reduced Rankine Availability+Upgraded HVDC+Constrained Operational Capacity+Low Wind & Solar | 17.6231 | 45.7023 | 97.9089
2035 | SIWEM_PERC | Low Demand Growth+Expected Future Gas Supply+Methanex Stays+Increased Demand Response+Reduced Rankine Availability+Upgraded HVDC+Constrained Operational Capacity+Low Wind & Solar | 15.5541 | 39.7153 | 94.3247
2026 | NZWEM_PERC | Low Demand Growth+Expected Future Gas Supply+Methanex Stays+Increased Demand Response+Reduced Rankine Availability+Delayed Build | 15.9431 | 15.9431 | 15.9431
2027 | NZWEM_PERC | Low Demand Growth+Expected Future Gas Supply+Methanex Stays+Increased Demand Response+Reduced Rankine Availability+Delayed Build | 7.5769 | 7.7272 | 7.9056
2028 | NZWEM_PERC | Low Demand Growth+Expected Future Gas Supply+Methanex Stays+Increased Demand Response+Reduced Rankine Availability+Delayed Build | 11.3274 | 12.8644 | 13.199
2029 | NZWEM_PERC | Low Demand Growth+Expected Future Gas Supply+Methanex Stays+Increased Demand Response+Reduced Rankine Availability+Delayed Build | 12.9849 | 16.0534 | 17.0064
2030 | NZWEM_PERC | Low Demand Growth+Expected Future Gas Supply+Methanex Stays+Increased Demand Response+Reduced Rankine Availability+Delayed Build | 13.0988 | 22.907 | 31.1979
2031 | NZWEM_PERC | Low Demand Growth+Expected Future Gas Supply+Methanex Stays+Increased Demand Response+Reduced Rankine Availability+Delayed Build | 10.1552 | 23.1154 | 32.4766
2032 | NZWEM_PERC | Low Demand Growth+Expected Future Gas Supply+Methanex Stays+Increased Demand Response+Reduced Rankine Availability+Delayed Build | 8.3992 | 21.8803 | 37.2687
2033 | NZWEM_PERC | Low Demand Growth+Expected Future Gas Supply+Methanex Stays+Increased Demand Response+Reduced Rankine Availability+Delayed Build | 6.7692 | 20.1373 | 41.7045
2034 | NZWEM_PERC | Low Demand Growth+Expected Future Gas Supply+Methanex Stays+Increased Demand Response+Reduced Rankine Availability+Delayed Build | 5.4753 | 19.0399 | 41.3428
2035 | NZWEM_PERC | Low Demand Growth+Expected Future Gas Supply+Methanex Stays+Increased Demand Response+Reduced Rankine Availability+Delayed Build | 3.4099 | 17.2002 | 40.8964
2026 | NIWCM | Low Demand Growth+Expected Future Gas Supply+Methanex Stays+Increased Demand Response+Reduced Rankine Availability+Delayed Build | 1053.1748 | 1053.1748 | 1053.1748
2027 | NIWCM | Low Demand Growth+Expected Future Gas Supply+Methanex Stays+Increased Demand Response+Reduced Rankine Availability+Delayed Build | 1088.1781 | 1090.048 | 1092.5205
2028 | NIWCM | Low Demand Growth+Expected Future Gas Supply+Methanex Stays+Increased Demand Response+Reduced Rankine Availability+Delayed Build | 1357.208 | 1371.8893 | 1376.4258
2029 | NIWCM | Low Demand Growth+Expected Future Gas Supply+Methanex Stays+Increased Demand Response+Reduced Rankine Availability+Delayed Build | 1397.8083 | 1508.0887 | 1521.681
2030 | NIWCM | Low Demand Growth+Expected Future Gas Supply+Methanex Stays+Increased Demand Response+Reduced Rankine Availability+Delayed Build | 1441.0537 | 2047.0653 | 2211.253
2031 | NIWCM | Low Demand Growth+Expected Future Gas Supply+Methanex Stays+Increased Demand Response+Reduced Rankine Availability+Delayed Build | 1345.4682 | 2191.4462 | 2412.7758
2032 | NIWCM | Low Demand Growth+Expected Future Gas Supply+Methanex Stays+Increased Demand Response+Reduced Rankine Availability+Delayed Build | 1227.9008 | 2118.2777 | 2485.1503
2033 | NIWCM | Low Demand Growth+Expected Future Gas Supply+Methanex Stays+Increased Demand Response+Reduced Rankine Availability+Delayed Build | 1192.033 | 2119.5272 | 2675.3634
2034 | NIWCM | Low Demand Growth+Expected Future Gas Supply+Methanex Stays+Increased Demand Response+Reduced Rankine Availability+Delayed Build | 1090.2897 | 2055.9664 | 2656.8468
2035 | NIWCM | Low Demand Growth+Expected Future Gas Supply+Methanex Stays+Increased Demand Response+Reduced Rankine Availability+Delayed Build | 971.2419 | 1980.4556 | 2670.5893
2026 | SIWEM_PERC | Low Demand Growth+Expected Future Gas Supply+Methanex Stays+Increased Demand Response+Reduced Rankine Availability+Delayed Build | 42.4325 | 42.4325 | 42.4325
2027 | SIWEM_PERC | Low Demand Growth+Expected Future Gas Supply+Methanex Stays+Increased Demand Response+Reduced Rankine Availability+Delayed Build | 26.6098 | 26.6857 | 26.6857
2028 | SIWEM_PERC | Low Demand Growth+Expected Future Gas Supply+Methanex Stays+Increased Demand Response+Reduced Rankine Availability+Delayed Build | 29.4147 | 33.6507 | 34.5726
2029 | SIWEM_PERC | Low Demand Growth+Expected Future Gas Supply+Methanex Stays+Increased Demand Response+Reduced Rankine Availability+Delayed Build | 33.9205 | 42.3589 | 44.9798
2030 | SIWEM_PERC | Low Demand Growth+Expected Future Gas Supply+Methanex Stays+Increased Demand Response+Reduced Rankine Availability+Delayed Build | 34.1126 | 60.9727 | 79.123
2031 | SIWEM_PERC | Low Demand Growth+Expected Future Gas Supply+Methanex Stays+Increased Demand Response+Reduced Rankine Availability+Delayed Build | 26.0718 | 61.2912 | 77.4643
2032 | SIWEM_PERC | Low Demand Growth+Expected Future Gas Supply+Methanex Stays+Increased Demand Response+Reduced Rankine Availability+Delayed Build | 21.9966 | 58.1906 | 82.4231
2033 | SIWEM_PERC | Low Demand Growth+Expected Future Gas Supply+Methanex Stays+Increased Demand Response+Reduced Rankine Availability+Delayed Build | 20.2467 | 53.4242 | 85.0325
2034 | SIWEM_PERC | Low Demand Growth+Expected Future Gas Supply+Methanex Stays+Increased Demand Response+Reduced Rankine Availability+Delayed Build | 18.6044 | 50.4901 | 82.4272
2035 | SIWEM_PERC | Low Demand Growth+Expected Future Gas Supply+Methanex Stays+Increased Demand Response+Reduced Rankine Availability+Delayed Build | 16.5168 | 45.5549 | 79.1352
2026 | NZWEM_PERC | Low Demand Growth+Expected Future Gas Supply+Methanex Stays+Increased Demand Response+Reduced Rankine Availability+Delayed Build+Low Wind & Solar | 14.9828 | 14.9828 | 14.9828
2027 | NZWEM_PERC | Low Demand Growth+Expected Future Gas Supply+Methanex Stays+Increased Demand Response+Reduced Rankine Availability+Delayed Build+Low Wind & Solar | 6.5599 | 6.6956 | 6.8566
2028 | NZWEM_PERC | Low Demand Growth+Expected Future Gas Supply+Methanex Stays+Increased Demand Response+Reduced Rankine Availability+Delayed Build+Low Wind & Solar | 10.0466 | 11.4337 | 11.7356
2029 | NZWEM_PERC | Low Demand Growth+Expected Future Gas Supply+Methanex Stays+Increased Demand Response+Reduced Rankine Availability+Delayed Build+Low Wind & Solar | 11.534 | 14.3032 | 15.1633
2030 | NZWEM_PERC | Low Demand Growth+Expected Future Gas Supply+Methanex Stays+Increased Demand Response+Reduced Rankine Availability+Delayed Build+Low Wind & Solar | 11.5538 | 20.4054 | 27.8876
2031 | NZWEM_PERC | Low Demand Growth+Expected Future Gas Supply+Methanex Stays+Increased Demand Response+Reduced Rankine Availability+Delayed Build+Low Wind & Solar | 8.6452 | 20.3414 | 28.7895
2032 | NZWEM_PERC | Low Demand Growth+Expected Future Gas Supply+Methanex Stays+Increased Demand Response+Reduced Rankine Availability+Delayed Build+Low Wind & Solar | 6.9149 | 19.0812 | 33.0086
2033 | NZWEM_PERC | Low Demand Growth+Expected Future Gas Supply+Methanex Stays+Increased Demand Response+Reduced Rankine Availability+Delayed Build+Low Wind & Solar | 5.308 | 17.3817 | 36.8847
2034 | NZWEM_PERC | Low Demand Growth+Expected Future Gas Supply+Methanex Stays+Increased Demand Response+Reduced Rankine Availability+Delayed Build+Low Wind & Solar | 4.0382 | 16.2891 | 36.4939
2035 | NZWEM_PERC | Low Demand Growth+Expected Future Gas Supply+Methanex Stays+Increased Demand Response+Reduced Rankine Availability+Delayed Build+Low Wind & Solar | 2.004 | 14.509 | 35.9696
2026 | NIWCM | Low Demand Growth+Expected Future Gas Supply+Methanex Stays+Increased Demand Response+Reduced Rankine Availability+Delayed Build+Low Wind & Solar | 1053.1748 | 1053.1748 | 1053.1748
2027 | NIWCM | Low Demand Growth+Expected Future Gas Supply+Methanex Stays+Increased Demand Response+Reduced Rankine Availability+Delayed Build+Low Wind & Solar | 1088.1781 | 1090.048 | 1092.5205
2028 | NIWCM | Low Demand Growth+Expected Future Gas Supply+Methanex Stays+Increased Demand Response+Reduced Rankine Availability+Delayed Build+Low Wind & Solar | 1357.208 | 1371.8893 | 1376.4258
2029 | NIWCM | Low Demand Growth+Expected Future Gas Supply+Methanex Stays+Increased Demand Response+Reduced Rankine Availability+Delayed Build+Low Wind & Solar | 1397.8083 | 1508.0887 | 1521.681
2030 | NIWCM | Low Demand Growth+Expected Future Gas Supply+Methanex Stays+Increased Demand Response+Reduced Rankine Availability+Delayed Build+Low Wind & Solar | 1441.0537 | 2047.0653 | 2211.253
2031 | NIWCM | Low Demand Growth+Expected Future Gas Supply+Methanex Stays+Increased Demand Response+Reduced Rankine Availability+Delayed Build+Low Wind & Solar | 1345.4682 | 2191.4462 | 2412.7758
2032 | NIWCM | Low Demand Growth+Expected Future Gas Supply+Methanex Stays+Increased Demand Response+Reduced Rankine Availability+Delayed Build+Low Wind & Solar | 1227.9008 | 2118.2777 | 2485.1503
2033 | NIWCM | Low Demand Growth+Expected Future Gas Supply+Methanex Stays+Increased Demand Response+Reduced Rankine Availability+Delayed Build+Low Wind & Solar | 1192.033 | 2119.5272 | 2675.3634
2034 | NIWCM | Low Demand Growth+Expected Future Gas Supply+Methanex Stays+Increased Demand Response+Reduced Rankine Availability+Delayed Build+Low Wind & Solar | 1090.2897 | 2055.9664 | 2656.8468
2035 | NIWCM | Low Demand Growth+Expected Future Gas Supply+Methanex Stays+Increased Demand Response+Reduced Rankine Availability+Delayed Build+Low Wind & Solar | 971.2419 | 1980.4556 | 2670.5893
2026 | SIWEM_PERC | Low Demand Growth+Expected Future Gas Supply+Methanex Stays+Increased Demand Response+Reduced Rankine Availability+Delayed Build+Low Wind & Solar | 39.7646 | 39.7646 | 39.7646
2027 | SIWEM_PERC | Low Demand Growth+Expected Future Gas Supply+Methanex Stays+Increased Demand Response+Reduced Rankine Availability+Delayed Build+Low Wind & Solar | 26.0896 | 26.1581 | 26.1581
2028 | SIWEM_PERC | Low Demand Growth+Expected Future Gas Supply+Methanex Stays+Increased Demand Response+Reduced Rankine Availability+Delayed Build+Low Wind & Solar | 27.675 | 29.7077 | 30.5397
2029 | SIWEM_PERC | Low Demand Growth+Expected Future Gas Supply+Methanex Stays+Increased Demand Response+Reduced Rankine Availability+Delayed Build+Low Wind & Solar | 29.9307 | 37.5461 | 39.9113
2030 | SIWEM_PERC | Low Demand Growth+Expected Future Gas Supply+Methanex Stays+Increased Demand Response+Reduced Rankine Availability+Delayed Build+Low Wind & Solar | 29.8817 | 54.122 | 74.612
2031 | SIWEM_PERC | Low Demand Growth+Expected Future Gas Supply+Methanex Stays+Increased Demand Response+Reduced Rankine Availability+Delayed Build+Low Wind & Solar | 23.0034 | 53.9941 | 73.5704
2032 | SIWEM_PERC | Low Demand Growth+Expected Future Gas Supply+Methanex Stays+Increased Demand Response+Reduced Rankine Availability+Delayed Build+Low Wind & Solar | 20.985 | 50.5208 | 77.824
2033 | SIWEM_PERC | Low Demand Growth+Expected Future Gas Supply+Methanex Stays+Increased Demand Response+Reduced Rankine Availability+Delayed Build+Low Wind & Solar | 19.2506 | 45.8723 | 79.9883
2034 | SIWEM_PERC | Low Demand Growth+Expected Future Gas Supply+Methanex Stays+Increased Demand Response+Reduced Rankine Availability+Delayed Build+Low Wind & Solar | 17.6231 | 42.9389 | 77.458
2035 | SIWEM_PERC | Low Demand Growth+Expected Future Gas Supply+Methanex Stays+Increased Demand Response+Reduced Rankine Availability+Delayed Build+Low Wind & Solar | 15.5541 | 38.1462 | 74.2598
2026 | NZWEM_PERC | Low Demand Growth+Expected Future Gas Supply+Methanex Stays+Increased Demand Response+Reduced Rankine Availability+Delayed Build+Constrained Operational Capacity | 15.9431 | 15.9431 | 15.9431
2027 | NZWEM_PERC | Low Demand Growth+Expected Future Gas Supply+Methanex Stays+Increased Demand Response+Reduced Rankine Availability+Delayed Build+Constrained Operational Capacity | 7.5769 | 7.7272 | 7.9056
2028 | NZWEM_PERC | Low Demand Growth+Expected Future Gas Supply+Methanex Stays+Increased Demand Response+Reduced Rankine Availability+Delayed Build+Constrained Operational Capacity | 11.3274 | 12.8644 | 13.199
2029 | NZWEM_PERC | Low Demand Growth+Expected Future Gas Supply+Methanex Stays+Increased Demand Response+Reduced Rankine Availability+Delayed Build+Constrained Operational Capacity | 12.9849 | 16.0534 | 17.0064
2030 | NZWEM_PERC | Low Demand Growth+Expected Future Gas Supply+Methanex Stays+Increased Demand Response+Reduced Rankine Availability+Delayed Build+Constrained Operational Capacity | 13.0988 | 22.907 | 31.1979
2031 | NZWEM_PERC | Low Demand Growth+Expected Future Gas Supply+Methanex Stays+Increased Demand Response+Reduced Rankine Availability+Delayed Build+Constrained Operational Capacity | 10.1552 | 23.1154 | 32.4766
2032 | NZWEM_PERC | Low Demand Growth+Expected Future Gas Supply+Methanex Stays+Increased Demand Response+Reduced Rankine Availability+Delayed Build+Constrained Operational Capacity | 8.3992 | 21.8803 | 37.2687
2033 | NZWEM_PERC | Low Demand Growth+Expected Future Gas Supply+Methanex Stays+Increased Demand Response+Reduced Rankine Availability+Delayed Build+Constrained Operational Capacity | 6.7692 | 20.1373 | 41.7045
2034 | NZWEM_PERC | Low Demand Growth+Expected Future Gas Supply+Methanex Stays+Increased Demand Response+Reduced Rankine Availability+Delayed Build+Constrained Operational Capacity | 5.4753 | 19.0399 | 41.3428
2035 | NZWEM_PERC | Low Demand Growth+Expected Future Gas Supply+Methanex Stays+Increased Demand Response+Reduced Rankine Availability+Delayed Build+Constrained Operational Capacity | 3.4099 | 17.2002 | 40.8964
2026 | NIWCM | Low Demand Growth+Expected Future Gas Supply+Methanex Stays+Increased Demand Response+Reduced Rankine Availability+Delayed Build+Constrained Operational Capacity | 531.3464 | 531.3464 | 531.3464
2027 | NIWCM | Low Demand Growth+Expected Future Gas Supply+Methanex Stays+Increased Demand Response+Reduced Rankine Availability+Delayed Build+Constrained Operational Capacity | 558.0602 | 558.0602 | 558.0602
2028 | NIWCM | Low Demand Growth+Expected Future Gas Supply+Methanex Stays+Increased Demand Response+Reduced Rankine Availability+Delayed Build+Constrained Operational Capacity | 777.5357 | 777.5357 | 777.5357
2029 | NIWCM | Low Demand Growth+Expected Future Gas Supply+Methanex Stays+Increased Demand Response+Reduced Rankine Availability+Delayed Build+Constrained Operational Capacity | 776.6493 | 858.505 | 858.505
2030 | NIWCM | Low Demand Growth+Expected Future Gas Supply+Methanex Stays+Increased Demand Response+Reduced Rankine Availability+Delayed Build+Constrained Operational Capacity | 787.433 | 1288.9047 | 1400.3312
2031 | NIWCM | Low Demand Growth+Expected Future Gas Supply+Methanex Stays+Increased Demand Response+Reduced Rankine Availability+Delayed Build+Constrained Operational Capacity | 688.0455 | 1329.1832 | 1482.5602
2032 | NIWCM | Low Demand Growth+Expected Future Gas Supply+Methanex Stays+Increased Demand Response+Reduced Rankine Availability+Delayed Build+Constrained Operational Capacity | 570.5373 | 1260.6492 | 1466.6186
2033 | NIWCM | Low Demand Growth+Expected Future Gas Supply+Methanex Stays+Increased Demand Response+Reduced Rankine Availability+Delayed Build+Constrained Operational Capacity | 531.4618 | 1232.8532 | 1492.6593
2034 | NIWCM | Low Demand Growth+Expected Future Gas Supply+Methanex Stays+Increased Demand Response+Reduced Rankine Availability+Delayed Build+Constrained Operational Capacity | 424.0916 | 1134.1839 | 1414.744
2035 | NIWCM | Low Demand Growth+Expected Future Gas Supply+Methanex Stays+Increased Demand Response+Reduced Rankine Availability+Delayed Build+Constrained Operational Capacity | 302.0879 | 1043.6678 | 1335.0673
2026 | SIWEM_PERC | Low Demand Growth+Expected Future Gas Supply+Methanex Stays+Increased Demand Response+Reduced Rankine Availability+Delayed Build+Constrained Operational Capacity | 42.4325 | 42.4325 | 42.4325
2027 | SIWEM_PERC | Low Demand Growth+Expected Future Gas Supply+Methanex Stays+Increased Demand Response+Reduced Rankine Availability+Delayed Build+Constrained Operational Capacity | 26.6098 | 26.6857 | 26.6857
2028 | SIWEM_PERC | Low Demand Growth+Expected Future Gas Supply+Methanex Stays+Increased Demand Response+Reduced Rankine Availability+Delayed Build+Constrained Operational Capacity | 29.4147 | 33.6507 | 34.5726
2029 | SIWEM_PERC | Low Demand Growth+Expected Future Gas Supply+Methanex Stays+Increased Demand Response+Reduced Rankine Availability+Delayed Build+Constrained Operational Capacity | 33.9205 | 42.3589 | 44.9798
2030 | SIWEM_PERC | Low Demand Growth+Expected Future Gas Supply+Methanex Stays+Increased Demand Response+Reduced Rankine Availability+Delayed Build+Constrained Operational Capacity | 34.1126 | 60.9727 | 79.123
2031 | SIWEM_PERC | Low Demand Growth+Expected Future Gas Supply+Methanex Stays+Increased Demand Response+Reduced Rankine Availability+Delayed Build+Constrained Operational Capacity | 26.0718 | 61.2912 | 77.4643
2032 | SIWEM_PERC | Low Demand Growth+Expected Future Gas Supply+Methanex Stays+Increased Demand Response+Reduced Rankine Availability+Delayed Build+Constrained Operational Capacity | 21.9966 | 58.1906 | 82.4231
2033 | SIWEM_PERC | Low Demand Growth+Expected Future Gas Supply+Methanex Stays+Increased Demand Response+Reduced Rankine Availability+Delayed Build+Constrained Operational Capacity | 20.2467 | 53.4242 | 85.0325
2034 | SIWEM_PERC | Low Demand Growth+Expected Future Gas Supply+Methanex Stays+Increased Demand Response+Reduced Rankine Availability+Delayed Build+Constrained Operational Capacity | 18.6044 | 50.4901 | 82.4272
2035 | SIWEM_PERC | Low Demand Growth+Expected Future Gas Supply+Methanex Stays+Increased Demand Response+Reduced Rankine Availability+Delayed Build+Constrained Operational Capacity | 16.5168 | 45.5549 | 79.1352
2026 | NZWEM_PERC | Low Demand Growth+Expected Future Gas Supply+Methanex Stays+Increased Demand Response+Reduced Rankine Availability+Delayed Build+Constrained Operational Capacity+Low Wind & Solar | 14.9828 | 14.9828 | 14.9828
2027 | NZWEM_PERC | Low Demand Growth+Expected Future Gas Supply+Methanex Stays+Increased Demand Response+Reduced Rankine Availability+Delayed Build+Constrained Operational Capacity+Low Wind & Solar | 6.5599 | 6.6956 | 6.8566
2028 | NZWEM_PERC | Low Demand Growth+Expected Future Gas Supply+Methanex Stays+Increased Demand Response+Reduced Rankine Availability+Delayed Build+Constrained Operational Capacity+Low Wind & Solar | 10.0466 | 11.4337 | 11.7356
2029 | NZWEM_PERC | Low Demand Growth+Expected Future Gas Supply+Methanex Stays+Increased Demand Response+Reduced Rankine Availability+Delayed Build+Constrained Operational Capacity+Low Wind & Solar | 11.534 | 14.3032 | 15.1633
2030 | NZWEM_PERC | Low Demand Growth+Expected Future Gas Supply+Methanex Stays+Increased Demand Response+Reduced Rankine Availability+Delayed Build+Constrained Operational Capacity+Low Wind & Solar | 11.5538 | 20.4054 | 27.8876
2031 | NZWEM_PERC | Low Demand Growth+Expected Future Gas Supply+Methanex Stays+Increased Demand Response+Reduced Rankine Availability+Delayed Build+Constrained Operational Capacity+Low Wind & Solar | 8.6452 | 20.3414 | 28.7895
2032 | NZWEM_PERC | Low Demand Growth+Expected Future Gas Supply+Methanex Stays+Increased Demand Response+Reduced Rankine Availability+Delayed Build+Constrained Operational Capacity+Low Wind & Solar | 6.9149 | 19.0812 | 33.0086
2033 | NZWEM_PERC | Low Demand Growth+Expected Future Gas Supply+Methanex Stays+Increased Demand Response+Reduced Rankine Availability+Delayed Build+Constrained Operational Capacity+Low Wind & Solar | 5.308 | 17.3817 | 36.8847
2034 | NZWEM_PERC | Low Demand Growth+Expected Future Gas Supply+Methanex Stays+Increased Demand Response+Reduced Rankine Availability+Delayed Build+Constrained Operational Capacity+Low Wind & Solar | 4.0382 | 16.2891 | 36.4939
2035 | NZWEM_PERC | Low Demand Growth+Expected Future Gas Supply+Methanex Stays+Increased Demand Response+Reduced Rankine Availability+Delayed Build+Constrained Operational Capacity+Low Wind & Solar | 2.004 | 14.509 | 35.9696
2026 | NIWCM | Low Demand Growth+Expected Future Gas Supply+Methanex Stays+Increased Demand Response+Reduced Rankine Availability+Delayed Build+Constrained Operational Capacity+Low Wind & Solar | 531.3464 | 531.3464 | 531.3464
2027 | NIWCM | Low Demand Growth+Expected Future Gas Supply+Methanex Stays+Increased Demand Response+Reduced Rankine Availability+Delayed Build+Constrained Operational Capacity+Low Wind & Solar | 558.0602 | 558.0602 | 558.0602
2028 | NIWCM | Low Demand Growth+Expected Future Gas Supply+Methanex Stays+Increased Demand Response+Reduced Rankine Availability+Delayed Build+Constrained Operational Capacity+Low Wind & Solar | 777.5357 | 777.5357 | 777.5357
2029 | NIWCM | Low Demand Growth+Expected Future Gas Supply+Methanex Stays+Increased Demand Response+Reduced Rankine Availability+Delayed Build+Constrained Operational Capacity+Low Wind & Solar | 776.6493 | 858.505 | 858.505
2030 | NIWCM | Low Demand Growth+Expected Future Gas Supply+Methanex Stays+Increased Demand Response+Reduced Rankine Availability+Delayed Build+Constrained Operational Capacity+Low Wind & Solar | 787.433 | 1288.9047 | 1400.3312
2031 | NIWCM | Low Demand Growth+Expected Future Gas Supply+Methanex Stays+Increased Demand Response+Reduced Rankine Availability+Delayed Build+Constrained Operational Capacity+Low Wind & Solar | 688.0455 | 1329.1832 | 1482.5602
2032 | NIWCM | Low Demand Growth+Expected Future Gas Supply+Methanex Stays+Increased Demand Response+Reduced Rankine Availability+Delayed Build+Constrained Operational Capacity+Low Wind & Solar | 570.5373 | 1260.6492 | 1466.6186
2033 | NIWCM | Low Demand Growth+Expected Future Gas Supply+Methanex Stays+Increased Demand Response+Reduced Rankine Availability+Delayed Build+Constrained Operational Capacity+Low Wind & Solar | 531.4618 | 1232.8532 | 1492.6593
2034 | NIWCM | Low Demand Growth+Expected Future Gas Supply+Methanex Stays+Increased Demand Response+Reduced Rankine Availability+Delayed Build+Constrained Operational Capacity+Low Wind & Solar | 424.0916 | 1134.1839 | 1414.744
2035 | NIWCM | Low Demand Growth+Expected Future Gas Supply+Methanex Stays+Increased Demand Response+Reduced Rankine Availability+Delayed Build+Constrained Operational Capacity+Low Wind & Solar | 302.0879 | 1043.6678 | 1335.0673
2026 | SIWEM_PERC | Low Demand Growth+Expected Future Gas Supply+Methanex Stays+Increased Demand Response+Reduced Rankine Availability+Delayed Build+Constrained Operational Capacity+Low Wind & Solar | 39.7646 | 39.7646 | 39.7646
2027 | SIWEM_PERC | Low Demand Growth+Expected Future Gas Supply+Methanex Stays+Increased Demand Response+Reduced Rankine Availability+Delayed Build+Constrained Operational Capacity+Low Wind & Solar | 26.0896 | 26.1581 | 26.1581
2028 | SIWEM_PERC | Low Demand Growth+Expected Future Gas Supply+Methanex Stays+Increased Demand Response+Reduced Rankine Availability+Delayed Build+Constrained Operational Capacity+Low Wind & Solar | 27.675 | 29.7077 | 30.5397
2029 | SIWEM_PERC | Low Demand Growth+Expected Future Gas Supply+Methanex Stays+Increased Demand Response+Reduced Rankine Availability+Delayed Build+Constrained Operational Capacity+Low Wind & Solar | 29.9307 | 37.5461 | 39.9113
2030 | SIWEM_PERC | Low Demand Growth+Expected Future Gas Supply+Methanex Stays+Increased Demand Response+Reduced Rankine Availability+Delayed Build+Constrained Operational Capacity+Low Wind & Solar | 29.8817 | 54.122 | 74.612
2031 | SIWEM_PERC | Low Demand Growth+Expected Future Gas Supply+Methanex Stays+Increased Demand Response+Reduced Rankine Availability+Delayed Build+Constrained Operational Capacity+Low Wind & Solar | 23.0034 | 53.9941 | 73.5704
2032 | SIWEM_PERC | Low Demand Growth+Expected Future Gas Supply+Methanex Stays+Increased Demand Response+Reduced Rankine Availability+Delayed Build+Constrained Operational Capacity+Low Wind & Solar | 20.985 | 50.5208 | 77.824
2033 | SIWEM_PERC | Low Demand Growth+Expected Future Gas Supply+Methanex Stays+Increased Demand Response+Reduced Rankine Availability+Delayed Build+Constrained Operational Capacity+Low Wind & Solar | 19.2506 | 45.8723 | 79.9883
2034 | SIWEM_PERC | Low Demand Growth+Expected Future Gas Supply+Methanex Stays+Increased Demand Response+Reduced Rankine Availability+Delayed Build+Constrained Operational Capacity+Low Wind & Solar | 17.6231 | 42.9389 | 77.458
2035 | SIWEM_PERC | Low Demand Growth+Expected Future Gas Supply+Methanex Stays+Increased Demand Response+Reduced Rankine Availability+Delayed Build+Constrained Operational Capacity+Low Wind & Solar | 15.5541 | 38.1462 | 74.2598
2026 | NZWEM_PERC | Low Demand Growth+Expected Future Gas Supply+Methanex Stays+Increased Demand Response+Reduced Rankine Availability+Delayed Build+Upgraded HVDC | 15.9431 | 15.9431 | 15.9431
2027 | NZWEM_PERC | Low Demand Growth+Expected Future Gas Supply+Methanex Stays+Increased Demand Response+Reduced Rankine Availability+Delayed Build+Upgraded HVDC | 7.5769 | 7.7272 | 7.9056
2028 | NZWEM_PERC | Low Demand Growth+Expected Future Gas Supply+Methanex Stays+Increased Demand Response+Reduced Rankine Availability+Delayed Build+Upgraded HVDC | 11.3274 | 12.8644 | 13.199
2029 | NZWEM_PERC | Low Demand Growth+Expected Future Gas Supply+Methanex Stays+Increased Demand Response+Reduced Rankine Availability+Delayed Build+Upgraded HVDC | 12.9849 | 16.0534 | 17.0064
2030 | NZWEM_PERC | Low Demand Growth+Expected Future Gas Supply+Methanex Stays+Increased Demand Response+Reduced Rankine Availability+Delayed Build+Upgraded HVDC | 13.0988 | 22.907 | 31.1979
2031 | NZWEM_PERC | Low Demand Growth+Expected Future Gas Supply+Methanex Stays+Increased Demand Response+Reduced Rankine Availability+Delayed Build+Upgraded HVDC | 10.1552 | 23.1154 | 32.4766
2032 | NZWEM_PERC | Low Demand Growth+Expected Future Gas Supply+Methanex Stays+Increased Demand Response+Reduced Rankine Availability+Delayed Build+Upgraded HVDC | 8.3992 | 21.8803 | 37.2687
2033 | NZWEM_PERC | Low Demand Growth+Expected Future Gas Supply+Methanex Stays+Increased Demand Response+Reduced Rankine Availability+Delayed Build+Upgraded HVDC | 6.7692 | 20.1373 | 41.7045
2034 | NZWEM_PERC | Low Demand Growth+Expected Future Gas Supply+Methanex Stays+Increased Demand Response+Reduced Rankine Availability+Delayed Build+Upgraded HVDC | 5.4753 | 19.0399 | 41.3428
2035 | NZWEM_PERC | Low Demand Growth+Expected Future Gas Supply+Methanex Stays+Increased Demand Response+Reduced Rankine Availability+Delayed Build+Upgraded HVDC | 3.4099 | 17.2002 | 40.8964
2026 | NIWCM | Low Demand Growth+Expected Future Gas Supply+Methanex Stays+Increased Demand Response+Reduced Rankine Availability+Delayed Build+Upgraded HVDC | 1053.1748 | 1053.1748 | 1053.1748
2027 | NIWCM | Low Demand Growth+Expected Future Gas Supply+Methanex Stays+Increased Demand Response+Reduced Rankine Availability+Delayed Build+Upgraded HVDC | 1088.1781 | 1090.048 | 1092.5205
2028 | NIWCM | Low Demand Growth+Expected Future Gas Supply+Methanex Stays+Increased Demand Response+Reduced Rankine Availability+Delayed Build+Upgraded HVDC | 1357.208 | 1371.8893 | 1376.4258
2029 | NIWCM | Low Demand Growth+Expected Future Gas Supply+Methanex Stays+Increased Demand Response+Reduced Rankine Availability+Delayed Build+Upgraded HVDC | 1397.8083 | 1508.0887 | 1521.681
2030 | NIWCM | Low Demand Growth+Expected Future Gas Supply+Methanex Stays+Increased Demand Response+Reduced Rankine Availability+Delayed Build+Upgraded HVDC | 1441.0537 | 2047.0653 | 2211.253
2031 | NIWCM | Low Demand Growth+Expected Future Gas Supply+Methanex Stays+Increased Demand Response+Reduced Rankine Availability+Delayed Build+Upgraded HVDC | 1345.6383 | 2246.6017 | 2536.1671
2032 | NIWCM | Low Demand Growth+Expected Future Gas Supply+Methanex Stays+Increased Demand Response+Reduced Rankine Availability+Delayed Build+Upgraded HVDC | 1227.8529 | 2187.9013 | 2608.6502
2033 | NIWCM | Low Demand Growth+Expected Future Gas Supply+Methanex Stays+Increased Demand Response+Reduced Rankine Availability+Delayed Build+Upgraded HVDC | 1192.0456 | 2160.0206 | 2798.8633
2034 | NIWCM | Low Demand Growth+Expected Future Gas Supply+Methanex Stays+Increased Demand Response+Reduced Rankine Availability+Delayed Build+Upgraded HVDC | 1090.2871 | 2074.1939 | 2780.4374
2035 | NIWCM | Low Demand Growth+Expected Future Gas Supply+Methanex Stays+Increased Demand Response+Reduced Rankine Availability+Delayed Build+Upgraded HVDC | 971.2425 | 1982.8637 | 2794.0518
2026 | SIWEM_PERC | Low Demand Growth+Expected Future Gas Supply+Methanex Stays+Increased Demand Response+Reduced Rankine Availability+Delayed Build+Upgraded HVDC | 42.4325 | 42.4325 | 42.4325
2027 | SIWEM_PERC | Low Demand Growth+Expected Future Gas Supply+Methanex Stays+Increased Demand Response+Reduced Rankine Availability+Delayed Build+Upgraded HVDC | 26.6098 | 26.6857 | 26.6857
2028 | SIWEM_PERC | Low Demand Growth+Expected Future Gas Supply+Methanex Stays+Increased Demand Response+Reduced Rankine Availability+Delayed Build+Upgraded HVDC | 29.4147 | 33.6507 | 34.5726
2029 | SIWEM_PERC | Low Demand Growth+Expected Future Gas Supply+Methanex Stays+Increased Demand Response+Reduced Rankine Availability+Delayed Build+Upgraded HVDC | 33.9205 | 42.3589 | 44.9798
2030 | SIWEM_PERC | Low Demand Growth+Expected Future Gas Supply+Methanex Stays+Increased Demand Response+Reduced Rankine Availability+Delayed Build+Upgraded HVDC | 34.1126 | 60.9727 | 83.2702
2031 | SIWEM_PERC | Low Demand Growth+Expected Future Gas Supply+Methanex Stays+Increased Demand Response+Reduced Rankine Availability+Delayed Build+Upgraded HVDC | 26.0718 | 61.5709 | 86.3839
2032 | SIWEM_PERC | Low Demand Growth+Expected Future Gas Supply+Methanex Stays+Increased Demand Response+Reduced Rankine Availability+Delayed Build+Upgraded HVDC | 21.9966 | 58.1906 | 98.7529
2033 | SIWEM_PERC | Low Demand Growth+Expected Future Gas Supply+Methanex Stays+Increased Demand Response+Reduced Rankine Availability+Delayed Build+Upgraded HVDC | 20.2467 | 53.4242 | 105.7919
2034 | SIWEM_PERC | Low Demand Growth+Expected Future Gas Supply+Methanex Stays+Increased Demand Response+Reduced Rankine Availability+Delayed Build+Upgraded HVDC | 18.6044 | 50.4901 | 102.8781
2035 | SIWEM_PERC | Low Demand Growth+Expected Future Gas Supply+Methanex Stays+Increased Demand Response+Reduced Rankine Availability+Delayed Build+Upgraded HVDC | 16.5168 | 45.5549 | 99.2001
2026 | NZWEM_PERC | Low Demand Growth+Expected Future Gas Supply+Methanex Stays+Increased Demand Response+Reduced Rankine Availability+Delayed Build+Upgraded HVDC+Low Wind & Solar | 14.9828 | 14.9828 | 14.9828
2027 | NZWEM_PERC | Low Demand Growth+Expected Future Gas Supply+Methanex Stays+Increased Demand Response+Reduced Rankine Availability+Delayed Build+Upgraded HVDC+Low Wind & Solar | 6.5599 | 6.6956 | 6.8566
2028 | NZWEM_PERC | Low Demand Growth+Expected Future Gas Supply+Methanex Stays+Increased Demand Response+Reduced Rankine Availability+Delayed Build+Upgraded HVDC+Low Wind & Solar | 10.0466 | 11.4337 | 11.7356
2029 | NZWEM_PERC | Low Demand Growth+Expected Future Gas Supply+Methanex Stays+Increased Demand Response+Reduced Rankine Availability+Delayed Build+Upgraded HVDC+Low Wind & Solar | 11.534 | 14.3032 | 15.1633
2030 | NZWEM_PERC | Low Demand Growth+Expected Future Gas Supply+Methanex Stays+Increased Demand Response+Reduced Rankine Availability+Delayed Build+Upgraded HVDC+Low Wind & Solar | 11.5538 | 20.4054 | 27.8876
2031 | NZWEM_PERC | Low Demand Growth+Expected Future Gas Supply+Methanex Stays+Increased Demand Response+Reduced Rankine Availability+Delayed Build+Upgraded HVDC+Low Wind & Solar | 8.6452 | 20.3414 | 28.7895
2032 | NZWEM_PERC | Low Demand Growth+Expected Future Gas Supply+Methanex Stays+Increased Demand Response+Reduced Rankine Availability+Delayed Build+Upgraded HVDC+Low Wind & Solar | 6.9149 | 19.0812 | 33.0086
2033 | NZWEM_PERC | Low Demand Growth+Expected Future Gas Supply+Methanex Stays+Increased Demand Response+Reduced Rankine Availability+Delayed Build+Upgraded HVDC+Low Wind & Solar | 5.308 | 17.3817 | 36.8847
2034 | NZWEM_PERC | Low Demand Growth+Expected Future Gas Supply+Methanex Stays+Increased Demand Response+Reduced Rankine Availability+Delayed Build+Upgraded HVDC+Low Wind & Solar | 4.0382 | 16.2891 | 36.4939
2035 | NZWEM_PERC | Low Demand Growth+Expected Future Gas Supply+Methanex Stays+Increased Demand Response+Reduced Rankine Availability+Delayed Build+Upgraded HVDC+Low Wind & Solar | 2.004 | 14.509 | 35.9696
2026 | NIWCM | Low Demand Growth+Expected Future Gas Supply+Methanex Stays+Increased Demand Response+Reduced Rankine Availability+Delayed Build+Upgraded HVDC+Low Wind & Solar | 1053.1748 | 1053.1748 | 1053.1748
2027 | NIWCM | Low Demand Growth+Expected Future Gas Supply+Methanex Stays+Increased Demand Response+Reduced Rankine Availability+Delayed Build+Upgraded HVDC+Low Wind & Solar | 1088.1781 | 1090.048 | 1092.5205
2028 | NIWCM | Low Demand Growth+Expected Future Gas Supply+Methanex Stays+Increased Demand Response+Reduced Rankine Availability+Delayed Build+Upgraded HVDC+Low Wind & Solar | 1357.208 | 1371.8893 | 1376.4258
2029 | NIWCM | Low Demand Growth+Expected Future Gas Supply+Methanex Stays+Increased Demand Response+Reduced Rankine Availability+Delayed Build+Upgraded HVDC+Low Wind & Solar | 1397.8083 | 1508.0887 | 1521.681
2030 | NIWCM | Low Demand Growth+Expected Future Gas Supply+Methanex Stays+Increased Demand Response+Reduced Rankine Availability+Delayed Build+Upgraded HVDC+Low Wind & Solar | 1441.0537 | 2047.0653 | 2211.253
2031 | NIWCM | Low Demand Growth+Expected Future Gas Supply+Methanex Stays+Increased Demand Response+Reduced Rankine Availability+Delayed Build+Upgraded HVDC+Low Wind & Solar | 1345.6383 | 2246.6017 | 2536.1671
2032 | NIWCM | Low Demand Growth+Expected Future Gas Supply+Methanex Stays+Increased Demand Response+Reduced Rankine Availability+Delayed Build+Upgraded HVDC+Low Wind & Solar | 1227.8529 | 2187.9013 | 2608.6502
2033 | NIWCM | Low Demand Growth+Expected Future Gas Supply+Methanex Stays+Increased Demand Response+Reduced Rankine Availability+Delayed Build+Upgraded HVDC+Low Wind & Solar | 1192.0456 | 2160.0206 | 2798.8633
2034 | NIWCM | Low Demand Growth+Expected Future Gas Supply+Methanex Stays+Increased Demand Response+Reduced Rankine Availability+Delayed Build+Upgraded HVDC+Low Wind & Solar | 1090.2871 | 2074.1939 | 2780.4374
2035 | NIWCM | Low Demand Growth+Expected Future Gas Supply+Methanex Stays+Increased Demand Response+Reduced Rankine Availability+Delayed Build+Upgraded HVDC+Low Wind & Solar | 971.2425 | 1982.8637 | 2794.0518
2026 | SIWEM_PERC | Low Demand Growth+Expected Future Gas Supply+Methanex Stays+Increased Demand Response+Reduced Rankine Availability+Delayed Build+Upgraded HVDC+Low Wind & Solar | 39.7646 | 39.7646 | 39.7646
2027 | SIWEM_PERC | Low Demand Growth+Expected Future Gas Supply+Methanex Stays+Increased Demand Response+Reduced Rankine Availability+Delayed Build+Upgraded HVDC+Low Wind & Solar | 26.0896 | 26.1581 | 26.1581
2028 | SIWEM_PERC | Low Demand Growth+Expected Future Gas Supply+Methanex Stays+Increased Demand Response+Reduced Rankine Availability+Delayed Build+Upgraded HVDC+Low Wind & Solar | 27.675 | 29.7077 | 30.5397
2029 | SIWEM_PERC | Low Demand Growth+Expected Future Gas Supply+Methanex Stays+Increased Demand Response+Reduced Rankine Availability+Delayed Build+Upgraded HVDC+Low Wind & Solar | 29.9307 | 37.5461 | 39.9113
2030 | SIWEM_PERC | Low Demand Growth+Expected Future Gas Supply+Methanex Stays+Increased Demand Response+Reduced Rankine Availability+Delayed Build+Upgraded HVDC+Low Wind & Solar | 29.8817 | 54.122 | 74.612
2031 | SIWEM_PERC | Low Demand Growth+Expected Future Gas Supply+Methanex Stays+Increased Demand Response+Reduced Rankine Availability+Delayed Build+Upgraded HVDC+Low Wind & Solar | 23.0034 | 53.9941 | 76.8321
2032 | SIWEM_PERC | Low Demand Growth+Expected Future Gas Supply+Methanex Stays+Increased Demand Response+Reduced Rankine Availability+Delayed Build+Upgraded HVDC+Low Wind & Solar | 20.985 | 50.5208 | 87.7122
2033 | SIWEM_PERC | Low Demand Growth+Expected Future Gas Supply+Methanex Stays+Increased Demand Response+Reduced Rankine Availability+Delayed Build+Upgraded HVDC+Low Wind & Solar | 19.2506 | 45.8723 | 97.5945
2034 | SIWEM_PERC | Low Demand Growth+Expected Future Gas Supply+Methanex Stays+Increased Demand Response+Reduced Rankine Availability+Delayed Build+Upgraded HVDC+Low Wind & Solar | 17.6231 | 42.9389 | 96.5309
2035 | SIWEM_PERC | Low Demand Growth+Expected Future Gas Supply+Methanex Stays+Increased Demand Response+Reduced Rankine Availability+Delayed Build+Upgraded HVDC+Low Wind & Solar | 15.5541 | 38.1462 | 94.3247
2026 | NZWEM_PERC | Low Demand Growth+Expected Future Gas Supply+Methanex Stays+Increased Demand Response+Reduced Rankine Availability+Delayed Build+Upgraded HVDC+Constrained Operational Capacity | 15.9431 | 15.9431 | 15.9431
2027 | NZWEM_PERC | Low Demand Growth+Expected Future Gas Supply+Methanex Stays+Increased Demand Response+Reduced Rankine Availability+Delayed Build+Upgraded HVDC+Constrained Operational Capacity | 7.5769 | 7.7272 | 7.9056
2028 | NZWEM_PERC | Low Demand Growth+Expected Future Gas Supply+Methanex Stays+Increased Demand Response+Reduced Rankine Availability+Delayed Build+Upgraded HVDC+Constrained Operational Capacity | 11.3274 | 12.8644 | 13.199
2029 | NZWEM_PERC | Low Demand Growth+Expected Future Gas Supply+Methanex Stays+Increased Demand Response+Reduced Rankine Availability+Delayed Build+Upgraded HVDC+Constrained Operational Capacity | 12.9849 | 16.0534 | 17.0064
2030 | NZWEM_PERC | Low Demand Growth+Expected Future Gas Supply+Methanex Stays+Increased Demand Response+Reduced Rankine Availability+Delayed Build+Upgraded HVDC+Constrained Operational Capacity | 13.0988 | 22.907 | 31.1979
2031 | NZWEM_PERC | Low Demand Growth+Expected Future Gas Supply+Methanex Stays+Increased Demand Response+Reduced Rankine Availability+Delayed Build+Upgraded HVDC+Constrained Operational Capacity | 10.1552 | 23.1154 | 32.4766
2032 | NZWEM_PERC | Low Demand Growth+Expected Future Gas Supply+Methanex Stays+Increased Demand Response+Reduced Rankine Availability+Delayed Build+Upgraded HVDC+Constrained Operational Capacity | 8.3992 | 21.8803 | 37.2687
2033 | NZWEM_PERC | Low Demand Growth+Expected Future Gas Supply+Methanex Stays+Increased Demand Response+Reduced Rankine Availability+Delayed Build+Upgraded HVDC+Constrained Operational Capacity | 6.7692 | 20.1373 | 41.7045
2034 | NZWEM_PERC | Low Demand Growth+Expected Future Gas Supply+Methanex Stays+Increased Demand Response+Reduced Rankine Availability+Delayed Build+Upgraded HVDC+Constrained Operational Capacity | 5.4753 | 19.0399 | 41.3428
2035 | NZWEM_PERC | Low Demand Growth+Expected Future Gas Supply+Methanex Stays+Increased Demand Response+Reduced Rankine Availability+Delayed Build+Upgraded HVDC+Constrained Operational Capacity | 3.4099 | 17.2002 | 40.8964
2026 | NIWCM | Low Demand Growth+Expected Future Gas Supply+Methanex Stays+Increased Demand Response+Reduced Rankine Availability+Delayed Build+Upgraded HVDC+Constrained Operational Capacity | 531.3464 | 531.3464 | 531.3464
2027 | NIWCM | Low Demand Growth+Expected Future Gas Supply+Methanex Stays+Increased Demand Response+Reduced Rankine Availability+Delayed Build+Upgraded HVDC+Constrained Operational Capacity | 558.0602 | 558.0602 | 558.0602
2028 | NIWCM | Low Demand Growth+Expected Future Gas Supply+Methanex Stays+Increased Demand Response+Reduced Rankine Availability+Delayed Build+Upgraded HVDC+Constrained Operational Capacity | 777.5357 | 777.5357 | 777.5357
2029 | NIWCM | Low Demand Growth+Expected Future Gas Supply+Methanex Stays+Increased Demand Response+Reduced Rankine Availability+Delayed Build+Upgraded HVDC+Constrained Operational Capacity | 776.6493 | 858.505 | 858.505
2030 | NIWCM | Low Demand Growth+Expected Future Gas Supply+Methanex Stays+Increased Demand Response+Reduced Rankine Availability+Delayed Build+Upgraded HVDC+Constrained Operational Capacity | 787.433 | 1288.9047 | 1400.3312
2031 | NIWCM | Low Demand Growth+Expected Future Gas Supply+Methanex Stays+Increased Demand Response+Reduced Rankine Availability+Delayed Build+Upgraded HVDC+Constrained Operational Capacity | 688.0584 | 1329.1385 | 1482.6596
2032 | NIWCM | Low Demand Growth+Expected Future Gas Supply+Methanex Stays+Increased Demand Response+Reduced Rankine Availability+Delayed Build+Upgraded HVDC+Constrained Operational Capacity | 570.534 | 1260.6375 | 1466.7678
2033 | NIWCM | Low Demand Growth+Expected Future Gas Supply+Methanex Stays+Increased Demand Response+Reduced Rankine Availability+Delayed Build+Upgraded HVDC+Constrained Operational Capacity | 531.4627 | 1232.8545 | 1492.8087
2034 | NIWCM | Low Demand Growth+Expected Future Gas Supply+Methanex Stays+Increased Demand Response+Reduced Rankine Availability+Delayed Build+Upgraded HVDC+Constrained Operational Capacity | 424.0914 | 1134.1863 | 1414.6968
2035 | NIWCM | Low Demand Growth+Expected Future Gas Supply+Methanex Stays+Increased Demand Response+Reduced Rankine Availability+Delayed Build+Upgraded HVDC+Constrained Operational Capacity | 302.088 | 1043.6666 | 1335.0803
2026 | SIWEM_PERC | Low Demand Growth+Expected Future Gas Supply+Methanex Stays+Increased Demand Response+Reduced Rankine Availability+Delayed Build+Upgraded HVDC+Constrained Operational Capacity | 42.4325 | 42.4325 | 42.4325
2027 | SIWEM_PERC | Low Demand Growth+Expected Future Gas Supply+Methanex Stays+Increased Demand Response+Reduced Rankine Availability+Delayed Build+Upgraded HVDC+Constrained Operational Capacity | 26.6098 | 26.6857 | 26.6857
2028 | SIWEM_PERC | Low Demand Growth+Expected Future Gas Supply+Methanex Stays+Increased Demand Response+Reduced Rankine Availability+Delayed Build+Upgraded HVDC+Constrained Operational Capacity | 29.4147 | 33.6507 | 34.5726
2029 | SIWEM_PERC | Low Demand Growth+Expected Future Gas Supply+Methanex Stays+Increased Demand Response+Reduced Rankine Availability+Delayed Build+Upgraded HVDC+Constrained Operational Capacity | 33.9205 | 42.3589 | 44.9798
2030 | SIWEM_PERC | Low Demand Growth+Expected Future Gas Supply+Methanex Stays+Increased Demand Response+Reduced Rankine Availability+Delayed Build+Upgraded HVDC+Constrained Operational Capacity | 34.1126 | 60.9727 | 83.2702
2031 | SIWEM_PERC | Low Demand Growth+Expected Future Gas Supply+Methanex Stays+Increased Demand Response+Reduced Rankine Availability+Delayed Build+Upgraded HVDC+Constrained Operational Capacity | 26.0718 | 61.5709 | 86.3839
2032 | SIWEM_PERC | Low Demand Growth+Expected Future Gas Supply+Methanex Stays+Increased Demand Response+Reduced Rankine Availability+Delayed Build+Upgraded HVDC+Constrained Operational Capacity | 21.9966 | 58.1906 | 98.7529
2033 | SIWEM_PERC | Low Demand Growth+Expected Future Gas Supply+Methanex Stays+Increased Demand Response+Reduced Rankine Availability+Delayed Build+Upgraded HVDC+Constrained Operational Capacity | 20.2467 | 53.4242 | 105.7919
2034 | SIWEM_PERC | Low Demand Growth+Expected Future Gas Supply+Methanex Stays+Increased Demand Response+Reduced Rankine Availability+Delayed Build+Upgraded HVDC+Constrained Operational Capacity | 18.6044 | 50.4901 | 102.8781
2035 | SIWEM_PERC | Low Demand Growth+Expected Future Gas Supply+Methanex Stays+Increased Demand Response+Reduced Rankine Availability+Delayed Build+Upgraded HVDC+Constrained Operational Capacity | 16.5168 | 45.5549 | 99.2001
2026 | NZWEM_PERC | Low Demand Growth+Expected Future Gas Supply+Methanex Stays+Increased Demand Response+Reduced Rankine Availability+Delayed Build+Upgraded HVDC+Constrained Operational Capacity+Low Wind & Solar | 14.9828 | 14.9828 | 14.9828
2027 | NZWEM_PERC | Low Demand Growth+Expected Future Gas Supply+Methanex Stays+Increased Demand Response+Reduced Rankine Availability+Delayed Build+Upgraded HVDC+Constrained Operational Capacity+Low Wind & Solar | 6.5599 | 6.6956 | 6.8566
2028 | NZWEM_PERC | Low Demand Growth+Expected Future Gas Supply+Methanex Stays+Increased Demand Response+Reduced Rankine Availability+Delayed Build+Upgraded HVDC+Constrained Operational Capacity+Low Wind & Solar | 10.0466 | 11.4337 | 11.7356
2029 | NZWEM_PERC | Low Demand Growth+Expected Future Gas Supply+Methanex Stays+Increased Demand Response+Reduced Rankine Availability+Delayed Build+Upgraded HVDC+Constrained Operational Capacity+Low Wind & Solar | 11.534 | 14.3032 | 15.1633
2030 | NZWEM_PERC | Low Demand Growth+Expected Future Gas Supply+Methanex Stays+Increased Demand Response+Reduced Rankine Availability+Delayed Build+Upgraded HVDC+Constrained Operational Capacity+Low Wind & Solar | 11.5538 | 20.4054 | 27.8876
2031 | NZWEM_PERC | Low Demand Growth+Expected Future Gas Supply+Methanex Stays+Increased Demand Response+Reduced Rankine Availability+Delayed Build+Upgraded HVDC+Constrained Operational Capacity+Low Wind & Solar | 8.6452 | 20.3414 | 28.7895
2032 | NZWEM_PERC | Low Demand Growth+Expected Future Gas Supply+Methanex Stays+Increased Demand Response+Reduced Rankine Availability+Delayed Build+Upgraded HVDC+Constrained Operational Capacity+Low Wind & Solar | 6.9149 | 19.0812 | 33.0086
2033 | NZWEM_PERC | Low Demand Growth+Expected Future Gas Supply+Methanex Stays+Increased Demand Response+Reduced Rankine Availability+Delayed Build+Upgraded HVDC+Constrained Operational Capacity+Low Wind & Solar | 5.308 | 17.3817 | 36.8847
2034 | NZWEM_PERC | Low Demand Growth+Expected Future Gas Supply+Methanex Stays+Increased Demand Response+Reduced Rankine Availability+Delayed Build+Upgraded HVDC+Constrained Operational Capacity+Low Wind & Solar | 4.0382 | 16.2891 | 36.4939
2035 | NZWEM_PERC | Low Demand Growth+Expected Future Gas Supply+Methanex Stays+Increased Demand Response+Reduced Rankine Availability+Delayed Build+Upgraded HVDC+Constrained Operational Capacity+Low Wind & Solar | 2.004 | 14.509 | 35.9696
2026 | NIWCM | Low Demand Growth+Expected Future Gas Supply+Methanex Stays+Increased Demand Response+Reduced Rankine Availability+Delayed Build+Upgraded HVDC+Constrained Operational Capacity+Low Wind & Solar | 531.3464 | 531.3464 | 531.3464
2027 | NIWCM | Low Demand Growth+Expected Future Gas Supply+Methanex Stays+Increased Demand Response+Reduced Rankine Availability+Delayed Build+Upgraded HVDC+Constrained Operational Capacity+Low Wind & Solar | 558.0602 | 558.0602 | 558.0602
2028 | NIWCM | Low Demand Growth+Expected Future Gas Supply+Methanex Stays+Increased Demand Response+Reduced Rankine Availability+Delayed Build+Upgraded HVDC+Constrained Operational Capacity+Low Wind & Solar | 777.5357 | 777.5357 | 777.5357
2029 | NIWCM | Low Demand Growth+Expected Future Gas Supply+Methanex Stays+Increased Demand Response+Reduced Rankine Availability+Delayed Build+Upgraded HVDC+Constrained Operational Capacity+Low Wind & Solar | 776.6493 | 858.505 | 858.505
2030 | NIWCM | Low Demand Growth+Expected Future Gas Supply+Methanex Stays+Increased Demand Response+Reduced Rankine Availability+Delayed Build+Upgraded HVDC+Constrained Operational Capacity+Low Wind & Solar | 787.433 | 1288.9047 | 1400.3312
2031 | NIWCM | Low Demand Growth+Expected Future Gas Supply+Methanex Stays+Increased Demand Response+Reduced Rankine Availability+Delayed Build+Upgraded HVDC+Constrained Operational Capacity+Low Wind & Solar | 688.0584 | 1329.1385 | 1482.6596
2032 | NIWCM | Low Demand Growth+Expected Future Gas Supply+Methanex Stays+Increased Demand Response+Reduced Rankine Availability+Delayed Build+Upgraded HVDC+Constrained Operational Capacity+Low Wind & Solar | 570.534 | 1260.6375 | 1466.7678
2033 | NIWCM | Low Demand Growth+Expected Future Gas Supply+Methanex Stays+Increased Demand Response+Reduced Rankine Availability+Delayed Build+Upgraded HVDC+Constrained Operational Capacity+Low Wind & Solar | 531.4627 | 1232.8545 | 1492.8087
2034 | NIWCM | Low Demand Growth+Expected Future Gas Supply+Methanex Stays+Increased Demand Response+Reduced Rankine Availability+Delayed Build+Upgraded HVDC+Constrained Operational Capacity+Low Wind & Solar | 424.0914 | 1134.1863 | 1414.6968
2035 | NIWCM | Low Demand Growth+Expected Future Gas Supply+Methanex Stays+Increased Demand Response+Reduced Rankine Availability+Delayed Build+Upgraded HVDC+Constrained Operational Capacity+Low Wind & Solar | 302.088 | 1043.6666 | 1335.0803
2026 | SIWEM_PERC | Low Demand Growth+Expected Future Gas Supply+Methanex Stays+Increased Demand Response+Reduced Rankine Availability+Delayed Build+Upgraded HVDC+Constrained Operational Capacity+Low Wind & Solar | 39.7646 | 39.7646 | 39.7646
2027 | SIWEM_PERC | Low Demand Growth+Expected Future Gas Supply+Methanex Stays+Increased Demand Response+Reduced Rankine Availability+Delayed Build+Upgraded HVDC+Constrained Operational Capacity+Low Wind & Solar | 26.0896 | 26.1581 | 26.1581
2028 | SIWEM_PERC | Low Demand Growth+Expected Future Gas Supply+Methanex Stays+Increased Demand Response+Reduced Rankine Availability+Delayed Build+Upgraded HVDC+Constrained Operational Capacity+Low Wind & Solar | 27.675 | 29.7077 | 30.5397
2029 | SIWEM_PERC | Low Demand Growth+Expected Future Gas Supply+Methanex Stays+Increased Demand Response+Reduced Rankine Availability+Delayed Build+Upgraded HVDC+Constrained Operational Capacity+Low Wind & Solar | 29.9307 | 37.5461 | 39.9113
2030 | SIWEM_PERC | Low Demand Growth+Expected Future Gas Supply+Methanex Stays+Increased Demand Response+Reduced Rankine Availability+Delayed Build+Upgraded HVDC+Constrained Operational Capacity+Low Wind & Solar | 29.8817 | 54.122 | 74.612
2031 | SIWEM_PERC | Low Demand Growth+Expected Future Gas Supply+Methanex Stays+Increased Demand Response+Reduced Rankine Availability+Delayed Build+Upgraded HVDC+Constrained Operational Capacity+Low Wind & Solar | 23.0034 | 53.9941 | 76.8321
2032 | SIWEM_PERC | Low Demand Growth+Expected Future Gas Supply+Methanex Stays+Increased Demand Response+Reduced Rankine Availability+Delayed Build+Upgraded HVDC+Constrained Operational Capacity+Low Wind & Solar | 20.985 | 50.5208 | 87.7122
2033 | SIWEM_PERC | Low Demand Growth+Expected Future Gas Supply+Methanex Stays+Increased Demand Response+Reduced Rankine Availability+Delayed Build+Upgraded HVDC+Constrained Operational Capacity+Low Wind & Solar | 19.2506 | 45.8723 | 97.5945
2034 | SIWEM_PERC | Low Demand Growth+Expected Future Gas Supply+Methanex Stays+Increased Demand Response+Reduced Rankine Availability+Delayed Build+Upgraded HVDC+Constrained Operational Capacity+Low Wind & Solar | 17.6231 | 42.9389 | 96.5309
2035 | SIWEM_PERC | Low Demand Growth+Expected Future Gas Supply+Methanex Stays+Increased Demand Response+Reduced Rankine Availability+Delayed Build+Upgraded HVDC+Constrained Operational Capacity+Low Wind & Solar | 15.5541 | 38.1462 | 94.3247
2026 | NZWEM_PERC | Low Demand Growth+High Gas Supply+Methanex Stays | 24.5514 | 24.6112 | 24.6112
2027 | NZWEM_PERC | Low Demand Growth+High Gas Supply+Methanex Stays | 23.4661 | 25.41 | 25.7461
2028 | NZWEM_PERC | Low Demand Growth+High Gas Supply+Methanex Stays | 23.7475 | 32.3406 | 37.1066
2029 | NZWEM_PERC | Low Demand Growth+High Gas Supply+Methanex Stays | 22.0979 | 34.3494 | 44.0427
2030 | NZWEM_PERC | Low Demand Growth+High Gas Supply+Methanex Stays | 20.8367 | 35.3657 | 51.3018
2031 | NZWEM_PERC | Low Demand Growth+High Gas Supply+Methanex Stays | 17.7198 | 32.0192 | 54.1933
2032 | NZWEM_PERC | Low Demand Growth+High Gas Supply+Methanex Stays | 15.8344 | 30.3183 | 53.2354
2033 | NZWEM_PERC | Low Demand Growth+High Gas Supply+Methanex Stays | 14.0884 | 28.3469 | 52.8478
2034 | NZWEM_PERC | Low Demand Growth+High Gas Supply+Methanex Stays | 12.6716 | 27.1686 | 51.2661
2035 | NZWEM_PERC | Low Demand Growth+High Gas Supply+Methanex Stays | 10.4492 | 24.7362 | 48.3115
2026 | NIWCM | Low Demand Growth+High Gas Supply+Methanex Stays | 1191.4351 | 1192.2349 | 1192.2349
2027 | NIWCM | Low Demand Growth+High Gas Supply+Methanex Stays | 1557.5564 | 1585.4149 | 1589.9514
2028 | NIWCM | Low Demand Growth+High Gas Supply+Methanex Stays | 1691.982 | 2252.2616 | 2291.2072
2029 | NIWCM | Low Demand Growth+High Gas Supply+Methanex Stays | 1669.9339 | 2480.1561 | 2697.8453
2030 | NIWCM | Low Demand Growth+High Gas Supply+Methanex Stays | 1553.9546 | 2464.6366 | 2829.8835
2031 | NIWCM | Low Demand Growth+High Gas Supply+Methanex Stays | 1467.1153 | 2424.3154 | 2981.1502
2032 | NIWCM | Low Demand Growth+High Gas Supply+Methanex Stays | 1346.0248 | 2344.8036 | 2951.5172
2033 | NIWCM | Low Demand Growth+High Gas Supply+Methanex Stays | 1230.5606 | 2244.2983 | 2945.4076
2034 | NIWCM | Low Demand Growth+High Gas Supply+Methanex Stays | 1119.9072 | 2183.9982 | 2988.5705
2035 | NIWCM | Low Demand Growth+High Gas Supply+Methanex Stays | 994.219 | 2073.4482 | 2903.1288
2026 | SIWEM_PERC | Low Demand Growth+High Gas Supply+Methanex Stays | 55.9618 | 55.9618 | 55.9618
2027 | SIWEM_PERC | Low Demand Growth+High Gas Supply+Methanex Stays | 54.8105 | 57.5499 | 57.5499
2028 | SIWEM_PERC | Low Demand Growth+High Gas Supply+Methanex Stays | 54.8446 | 68.665 | 76.4172
2029 | SIWEM_PERC | Low Demand Growth+High Gas Supply+Methanex Stays | 52.7546 | 66.3794 | 83.0811
2030 | SIWEM_PERC | Low Demand Growth+High Gas Supply+Methanex Stays | 49.4932 | 64.9092 | 87.3057
2031 | SIWEM_PERC | Low Demand Growth+High Gas Supply+Methanex Stays | 46.22 | 61.2884 | 88.5761
2032 | SIWEM_PERC | Low Demand Growth+High Gas Supply+Methanex Stays | 41.3389 | 58.492 | 85.2852
2033 | SIWEM_PERC | Low Demand Growth+High Gas Supply+Methanex Stays | 36.5203 | 56.0874 | 82.4535
2034 | SIWEM_PERC | Low Demand Growth+High Gas Supply+Methanex Stays | 32.6441 | 53.8235 | 79.7831
2035 | SIWEM_PERC | Low Demand Growth+High Gas Supply+Methanex Stays | 26.5772 | 50.9627 | 76.4144
2026 | NZWEM_PERC | Low Demand Growth+High Gas Supply+Methanex Stays+Low Wind & Solar | 23.2955 | 23.3495 | 23.3495
2027 | NZWEM_PERC | Low Demand Growth+High Gas Supply+Methanex Stays+Low Wind & Solar | 22.0406 | 23.7949 | 24.0982
2028 | NZWEM_PERC | Low Demand Growth+High Gas Supply+Methanex Stays+Low Wind & Solar | 22.2143 | 29.9692 | 34.2704
2029 | NZWEM_PERC | Low Demand Growth+High Gas Supply+Methanex Stays+Low Wind & Solar | 20.5344 | 31.5909 | 40.3388
2030 | NZWEM_PERC | Low Demand Growth+High Gas Supply+Methanex Stays+Low Wind & Solar | 19.2996 | 32.467 | 46.8901
2031 | NZWEM_PERC | Low Demand Growth+High Gas Supply+Methanex Stays+Low Wind & Solar | 16.2176 | 29.1861 | 49.2379
2032 | NZWEM_PERC | Low Demand Growth+High Gas Supply+Methanex Stays+Low Wind & Solar | 14.3577 | 27.4917 | 48.253
2033 | NZWEM_PERC | Low Demand Growth+High Gas Supply+Methanex Stays+Low Wind & Solar | 12.6347 | 25.5643 | 47.7537
2034 | NZWEM_PERC | Low Demand Growth+High Gas Supply+Methanex Stays+Low Wind & Solar | 11.2418 | 24.4318 | 46.2559
2035 | NZWEM_PERC | Low Demand Growth+High Gas Supply+Methanex Stays+Low Wind & Solar | 9.0504 | 22.0587 | 43.4098
2026 | NIWCM | Low Demand Growth+High Gas Supply+Methanex Stays+Low Wind & Solar | 1191.4351 | 1192.2349 | 1192.2349
2027 | NIWCM | Low Demand Growth+High Gas Supply+Methanex Stays+Low Wind & Solar | 1557.5564 | 1585.4149 | 1589.9514
2028 | NIWCM | Low Demand Growth+High Gas Supply+Methanex Stays+Low Wind & Solar | 1691.982 | 2252.2616 | 2291.2072
2029 | NIWCM | Low Demand Growth+High Gas Supply+Methanex Stays+Low Wind & Solar | 1669.9339 | 2480.1561 | 2697.8453
2030 | NIWCM | Low Demand Growth+High Gas Supply+Methanex Stays+Low Wind & Solar | 1553.9546 | 2464.6366 | 2829.8835
2031 | NIWCM | Low Demand Growth+High Gas Supply+Methanex Stays+Low Wind & Solar | 1467.1153 | 2424.3154 | 2981.1502
2032 | NIWCM | Low Demand Growth+High Gas Supply+Methanex Stays+Low Wind & Solar | 1346.0248 | 2344.8036 | 2951.5172
2033 | NIWCM | Low Demand Growth+High Gas Supply+Methanex Stays+Low Wind & Solar | 1230.5606 | 2244.2983 | 2945.4076
2034 | NIWCM | Low Demand Growth+High Gas Supply+Methanex Stays+Low Wind & Solar | 1119.9072 | 2183.9982 | 2988.5705
2035 | NIWCM | Low Demand Growth+High Gas Supply+Methanex Stays+Low Wind & Solar | 994.219 | 2073.4482 | 2903.1288
2026 | SIWEM_PERC | Low Demand Growth+High Gas Supply+Methanex Stays+Low Wind & Solar | 55.1095 | 55.1095 | 55.1095
2027 | SIWEM_PERC | Low Demand Growth+High Gas Supply+Methanex Stays+Low Wind & Solar | 53.9143 | 56.3865 | 56.3865
2028 | SIWEM_PERC | Low Demand Growth+High Gas Supply+Methanex Stays+Low Wind & Solar | 53.7661 | 66.2385 | 73.2346
2029 | SIWEM_PERC | Low Demand Growth+High Gas Supply+Methanex Stays+Low Wind & Solar | 51.6913 | 63.9873 | 79.06
2030 | SIWEM_PERC | Low Demand Growth+High Gas Supply+Methanex Stays+Low Wind & Solar | 48.4532 | 62.3656 | 82.5777
2031 | SIWEM_PERC | Low Demand Growth+High Gas Supply+Methanex Stays+Low Wind & Solar | 42.4939 | 58.8022 | 83.4284
2032 | SIWEM_PERC | Low Demand Growth+High Gas Supply+Methanex Stays+Low Wind & Solar | 37.3263 | 56.0508 | 80.2308
2033 | SIWEM_PERC | Low Demand Growth+High Gas Supply+Methanex Stays+Low Wind & Solar | 32.5717 | 53.6851 | 77.4796
2034 | SIWEM_PERC | Low Demand Growth+High Gas Supply+Methanex Stays+Low Wind & Solar | 28.7563 | 51.4583 | 74.8859
2035 | SIWEM_PERC | Low Demand Growth+High Gas Supply+Methanex Stays+Low Wind & Solar | 22.7656 | 48.6438 | 71.6131
2026 | NZWEM_PERC | Low Demand Growth+High Gas Supply+Methanex Stays+Constrained Operational Capacity | 24.5514 | 24.6112 | 24.6112
2027 | NZWEM_PERC | Low Demand Growth+High Gas Supply+Methanex Stays+Constrained Operational Capacity | 23.4661 | 25.41 | 25.7461
2028 | NZWEM_PERC | Low Demand Growth+High Gas Supply+Methanex Stays+Constrained Operational Capacity | 23.7475 | 32.3406 | 37.1066
2029 | NZWEM_PERC | Low Demand Growth+High Gas Supply+Methanex Stays+Constrained Operational Capacity | 22.0979 | 34.3494 | 44.0427
2030 | NZWEM_PERC | Low Demand Growth+High Gas Supply+Methanex Stays+Constrained Operational Capacity | 20.8367 | 35.3657 | 51.3018
2031 | NZWEM_PERC | Low Demand Growth+High Gas Supply+Methanex Stays+Constrained Operational Capacity | 17.7198 | 32.0192 | 54.1933
2032 | NZWEM_PERC | Low Demand Growth+High Gas Supply+Methanex Stays+Constrained Operational Capacity | 15.8344 | 30.3183 | 53.2354
2033 | NZWEM_PERC | Low Demand Growth+High Gas Supply+Methanex Stays+Constrained Operational Capacity | 14.0884 | 28.3469 | 52.8478
2034 | NZWEM_PERC | Low Demand Growth+High Gas Supply+Methanex Stays+Constrained Operational Capacity | 12.6716 | 27.1686 | 51.2661
2035 | NZWEM_PERC | Low Demand Growth+High Gas Supply+Methanex Stays+Constrained Operational Capacity | 10.4492 | 24.7362 | 48.3115
2026 | NIWCM | Low Demand Growth+High Gas Supply+Methanex Stays+Constrained Operational Capacity | 604.1196 | 604.1196 | 604.1196
2027 | NIWCM | Low Demand Growth+High Gas Supply+Methanex Stays+Constrained Operational Capacity | 939.6101 | 943.4979 | 943.4979
2028 | NIWCM | Low Demand Growth+High Gas Supply+Methanex Stays+Constrained Operational Capacity | 1048.7594 | 1536.2788 | 1543.3608
2029 | NIWCM | Low Demand Growth+High Gas Supply+Methanex Stays+Constrained Operational Capacity | 1012.8328 | 1654.2944 | 1807.2858
2030 | NIWCM | Low Demand Growth+High Gas Supply+Methanex Stays+Constrained Operational Capacity | 896.6462 | 1614.0679 | 1819.7647
2031 | NIWCM | Low Demand Growth+High Gas Supply+Methanex Stays+Constrained Operational Capacity | 805.9979 | 1535.3563 | 1795.1785
2032 | NIWCM | Low Demand Growth+High Gas Supply+Methanex Stays+Constrained Operational Capacity | 678.4312 | 1417.616 | 1697.9734
2033 | NIWCM | Low Demand Growth+High Gas Supply+Methanex Stays+Constrained Operational Capacity | 561.367 | 1303.4536 | 1596.4557
2034 | NIWCM | Low Demand Growth+High Gas Supply+Methanex Stays+Constrained Operational Capacity | 450.0023 | 1235.557 | 1610.6233
2035 | NIWCM | Low Demand Growth+High Gas Supply+Methanex Stays+Constrained Operational Capacity | 322.0374 | 1119.3844 | 1495.5036
2026 | SIWEM_PERC | Low Demand Growth+High Gas Supply+Methanex Stays+Constrained Operational Capacity | 55.9618 | 55.9618 | 55.9618
2027 | SIWEM_PERC | Low Demand Growth+High Gas Supply+Methanex Stays+Constrained Operational Capacity | 54.8105 | 57.5499 | 57.5499
2028 | SIWEM_PERC | Low Demand Growth+High Gas Supply+Methanex Stays+Constrained Operational Capacity | 54.8446 | 68.665 | 76.4172
2029 | SIWEM_PERC | Low Demand Growth+High Gas Supply+Methanex Stays+Constrained Operational Capacity | 52.7546 | 66.3794 | 83.0811
2030 | SIWEM_PERC | Low Demand Growth+High Gas Supply+Methanex Stays+Constrained Operational Capacity | 49.4932 | 64.9092 | 87.3057
2031 | SIWEM_PERC | Low Demand Growth+High Gas Supply+Methanex Stays+Constrained Operational Capacity | 46.22 | 61.2884 | 88.5761
2032 | SIWEM_PERC | Low Demand Growth+High Gas Supply+Methanex Stays+Constrained Operational Capacity | 41.3389 | 58.492 | 85.2852
2033 | SIWEM_PERC | Low Demand Growth+High Gas Supply+Methanex Stays+Constrained Operational Capacity | 36.5203 | 56.0874 | 82.4535
2034 | SIWEM_PERC | Low Demand Growth+High Gas Supply+Methanex Stays+Constrained Operational Capacity | 32.6441 | 53.8235 | 79.7831
2035 | SIWEM_PERC | Low Demand Growth+High Gas Supply+Methanex Stays+Constrained Operational Capacity | 26.5772 | 50.9627 | 76.4144
2026 | NZWEM_PERC | Low Demand Growth+High Gas Supply+Methanex Stays+Constrained Operational Capacity+Low Wind & Solar | 23.2955 | 23.3495 | 23.3495
2027 | NZWEM_PERC | Low Demand Growth+High Gas Supply+Methanex Stays+Constrained Operational Capacity+Low Wind & Solar | 22.0406 | 23.7949 | 24.0982
2028 | NZWEM_PERC | Low Demand Growth+High Gas Supply+Methanex Stays+Constrained Operational Capacity+Low Wind & Solar | 22.2143 | 29.9692 | 34.2704
2029 | NZWEM_PERC | Low Demand Growth+High Gas Supply+Methanex Stays+Constrained Operational Capacity+Low Wind & Solar | 20.5344 | 31.5909 | 40.3388
2030 | NZWEM_PERC | Low Demand Growth+High Gas Supply+Methanex Stays+Constrained Operational Capacity+Low Wind & Solar | 19.2996 | 32.467 | 46.8901
2031 | NZWEM_PERC | Low Demand Growth+High Gas Supply+Methanex Stays+Constrained Operational Capacity+Low Wind & Solar | 16.2176 | 29.1861 | 49.2379
2032 | NZWEM_PERC | Low Demand Growth+High Gas Supply+Methanex Stays+Constrained Operational Capacity+Low Wind & Solar | 14.3577 | 27.4917 | 48.253
2033 | NZWEM_PERC | Low Demand Growth+High Gas Supply+Methanex Stays+Constrained Operational Capacity+Low Wind & Solar | 12.6347 | 25.5643 | 47.7537
2034 | NZWEM_PERC | Low Demand Growth+High Gas Supply+Methanex Stays+Constrained Operational Capacity+Low Wind & Solar | 11.2418 | 24.4318 | 46.2559
2035 | NZWEM_PERC | Low Demand Growth+High Gas Supply+Methanex Stays+Constrained Operational Capacity+Low Wind & Solar | 9.0504 | 22.0587 | 43.4098
2026 | NIWCM | Low Demand Growth+High Gas Supply+Methanex Stays+Constrained Operational Capacity+Low Wind & Solar | 604.1196 | 604.1196 | 604.1196
2027 | NIWCM | Low Demand Growth+High Gas Supply+Methanex Stays+Constrained Operational Capacity+Low Wind & Solar | 939.6101 | 943.4979 | 943.4979
2028 | NIWCM | Low Demand Growth+High Gas Supply+Methanex Stays+Constrained Operational Capacity+Low Wind & Solar | 1048.7594 | 1536.2788 | 1543.3608
2029 | NIWCM | Low Demand Growth+High Gas Supply+Methanex Stays+Constrained Operational Capacity+Low Wind & Solar | 1012.8328 | 1654.2944 | 1807.2858
2030 | NIWCM | Low Demand Growth+High Gas Supply+Methanex Stays+Constrained Operational Capacity+Low Wind & Solar | 896.6462 | 1614.0679 | 1819.7647
2031 | NIWCM | Low Demand Growth+High Gas Supply+Methanex Stays+Constrained Operational Capacity+Low Wind & Solar | 805.9979 | 1535.3563 | 1795.1785
2032 | NIWCM | Low Demand Growth+High Gas Supply+Methanex Stays+Constrained Operational Capacity+Low Wind & Solar | 678.4312 | 1417.616 | 1697.9734
2033 | NIWCM | Low Demand Growth+High Gas Supply+Methanex Stays+Constrained Operational Capacity+Low Wind & Solar | 561.367 | 1303.4536 | 1596.4557
2034 | NIWCM | Low Demand Growth+High Gas Supply+Methanex Stays+Constrained Operational Capacity+Low Wind & Solar | 450.0023 | 1235.557 | 1610.6233
2035 | NIWCM | Low Demand Growth+High Gas Supply+Methanex Stays+Constrained Operational Capacity+Low Wind & Solar | 322.0374 | 1119.3844 | 1495.5036
2026 | SIWEM_PERC | Low Demand Growth+High Gas Supply+Methanex Stays+Constrained Operational Capacity+Low Wind & Solar | 55.1095 | 55.1095 | 55.1095
2027 | SIWEM_PERC | Low Demand Growth+High Gas Supply+Methanex Stays+Constrained Operational Capacity+Low Wind & Solar | 53.9143 | 56.3865 | 56.3865
2028 | SIWEM_PERC | Low Demand Growth+High Gas Supply+Methanex Stays+Constrained Operational Capacity+Low Wind & Solar | 53.7661 | 66.2385 | 73.2346
2029 | SIWEM_PERC | Low Demand Growth+High Gas Supply+Methanex Stays+Constrained Operational Capacity+Low Wind & Solar | 51.6913 | 63.9873 | 79.06
2030 | SIWEM_PERC | Low Demand Growth+High Gas Supply+Methanex Stays+Constrained Operational Capacity+Low Wind & Solar | 48.4532 | 62.3656 | 82.5777
2031 | SIWEM_PERC | Low Demand Growth+High Gas Supply+Methanex Stays+Constrained Operational Capacity+Low Wind & Solar | 42.4939 | 58.8022 | 83.4284
2032 | SIWEM_PERC | Low Demand Growth+High Gas Supply+Methanex Stays+Constrained Operational Capacity+Low Wind & Solar | 37.3263 | 56.0508 | 80.2308
2033 | SIWEM_PERC | Low Demand Growth+High Gas Supply+Methanex Stays+Constrained Operational Capacity+Low Wind & Solar | 32.5717 | 53.6851 | 77.4796
2034 | SIWEM_PERC | Low Demand Growth+High Gas Supply+Methanex Stays+Constrained Operational Capacity+Low Wind & Solar | 28.7563 | 51.4583 | 74.8859
2035 | SIWEM_PERC | Low Demand Growth+High Gas Supply+Methanex Stays+Constrained Operational Capacity+Low Wind & Solar | 22.7656 | 48.6438 | 71.6131
2026 | NZWEM_PERC | Low Demand Growth+High Gas Supply+Methanex Stays+Upgraded HVDC | 24.5514 | 24.6112 | 24.6112
2027 | NZWEM_PERC | Low Demand Growth+High Gas Supply+Methanex Stays+Upgraded HVDC | 23.4661 | 25.41 | 25.7461
2028 | NZWEM_PERC | Low Demand Growth+High Gas Supply+Methanex Stays+Upgraded HVDC | 23.7475 | 32.3406 | 37.1066
2029 | NZWEM_PERC | Low Demand Growth+High Gas Supply+Methanex Stays+Upgraded HVDC | 22.0979 | 34.3494 | 44.0427
2030 | NZWEM_PERC | Low Demand Growth+High Gas Supply+Methanex Stays+Upgraded HVDC | 20.8367 | 35.3657 | 51.3018
2031 | NZWEM_PERC | Low Demand Growth+High Gas Supply+Methanex Stays+Upgraded HVDC | 17.7198 | 32.0192 | 54.1933
2032 | NZWEM_PERC | Low Demand Growth+High Gas Supply+Methanex Stays+Upgraded HVDC | 15.8344 | 30.3183 | 53.2354
2033 | NZWEM_PERC | Low Demand Growth+High Gas Supply+Methanex Stays+Upgraded HVDC | 14.0884 | 28.3469 | 52.8478
2034 | NZWEM_PERC | Low Demand Growth+High Gas Supply+Methanex Stays+Upgraded HVDC | 12.6716 | 27.1686 | 51.2661
2035 | NZWEM_PERC | Low Demand Growth+High Gas Supply+Methanex Stays+Upgraded HVDC | 10.4492 | 24.7362 | 48.3115
2026 | NIWCM | Low Demand Growth+High Gas Supply+Methanex Stays+Upgraded HVDC | 1191.4351 | 1192.2349 | 1192.2349
2027 | NIWCM | Low Demand Growth+High Gas Supply+Methanex Stays+Upgraded HVDC | 1557.5564 | 1585.4149 | 1589.9514
2028 | NIWCM | Low Demand Growth+High Gas Supply+Methanex Stays+Upgraded HVDC | 1691.982 | 2252.2616 | 2291.2072
2029 | NIWCM | Low Demand Growth+High Gas Supply+Methanex Stays+Upgraded HVDC | 1669.9339 | 2480.1561 | 2697.8453
2030 | NIWCM | Low Demand Growth+High Gas Supply+Methanex Stays+Upgraded HVDC | 1553.9546 | 2464.6366 | 2829.8835
2031 | NIWCM | Low Demand Growth+High Gas Supply+Methanex Stays+Upgraded HVDC | 1467.1283 | 2462.403 | 3104.6501
2032 | NIWCM | Low Demand Growth+High Gas Supply+Methanex Stays+Upgraded HVDC | 1346.0214 | 2356.9675 | 3075.1526
2033 | NIWCM | Low Demand Growth+High Gas Supply+Methanex Stays+Upgraded HVDC | 1230.5615 | 2244.3003 | 3068.7788
2034 | NIWCM | Low Demand Growth+High Gas Supply+Methanex Stays+Upgraded HVDC | 1119.9069 | 2184.0843 | 3118.3237
2035 | NIWCM | Low Demand Growth+High Gas Supply+Methanex Stays+Upgraded HVDC | 994.2191 | 2073.4321 | 3027.3933
2026 | SIWEM_PERC | Low Demand Growth+High Gas Supply+Methanex Stays+Upgraded HVDC | 55.9618 | 55.9618 | 55.9618
2027 | SIWEM_PERC | Low Demand Growth+High Gas Supply+Methanex Stays+Upgraded HVDC | 62.4148 | 67.5291 | 68.371
2028 | SIWEM_PERC | Low Demand Growth+High Gas Supply+Methanex Stays+Upgraded HVDC | 62.8829 | 85.5689 | 98.1592
2029 | SIWEM_PERC | Low Demand Growth+High Gas Supply+Methanex Stays+Upgraded HVDC | 58.3881 | 88.5385 | 105.2402
2030 | SIWEM_PERC | Low Demand Growth+High Gas Supply+Methanex Stays+Upgraded HVDC | 54.6393 | 86.5834 | 108.9799
2031 | SIWEM_PERC | Low Demand Growth+High Gas Supply+Methanex Stays+Upgraded HVDC | 46.5483 | 82.474 | 109.7617
2032 | SIWEM_PERC | Low Demand Growth+High Gas Supply+Methanex Stays+Upgraded HVDC | 41.3389 | 78.7121 | 106.087
2033 | SIWEM_PERC | Low Demand Growth+High Gas Supply+Methanex Stays+Upgraded HVDC | 36.5203 | 73.5378 | 102.9236
2034 | SIWEM_PERC | Low Demand Growth+High Gas Supply+Methanex Stays+Upgraded HVDC | 32.6441 | 70.4335 | 99.9376
2035 | SIWEM_PERC | Low Demand Growth+High Gas Supply+Methanex Stays+Upgraded HVDC | 26.5772 | 64.2093 | 96.1747
2026 | NZWEM_PERC | Low Demand Growth+High Gas Supply+Methanex Stays+Upgraded HVDC+Low Wind & Solar | 23.2955 | 23.3495 | 23.3495
2027 | NZWEM_PERC | Low Demand Growth+High Gas Supply+Methanex Stays+Upgraded HVDC+Low Wind & Solar | 22.0406 | 23.7949 | 24.0982
2028 | NZWEM_PERC | Low Demand Growth+High Gas Supply+Methanex Stays+Upgraded HVDC+Low Wind & Solar | 22.2143 | 29.9692 | 34.2704
2029 | NZWEM_PERC | Low Demand Growth+High Gas Supply+Methanex Stays+Upgraded HVDC+Low Wind & Solar | 20.5344 | 31.5909 | 40.3388
2030 | NZWEM_PERC | Low Demand Growth+High Gas Supply+Methanex Stays+Upgraded HVDC+Low Wind & Solar | 19.2996 | 32.467 | 46.8901
2031 | NZWEM_PERC | Low Demand Growth+High Gas Supply+Methanex Stays+Upgraded HVDC+Low Wind & Solar | 16.2176 | 29.1861 | 49.2379
2032 | NZWEM_PERC | Low Demand Growth+High Gas Supply+Methanex Stays+Upgraded HVDC+Low Wind & Solar | 14.3577 | 27.4917 | 48.253
2033 | NZWEM_PERC | Low Demand Growth+High Gas Supply+Methanex Stays+Upgraded HVDC+Low Wind & Solar | 12.6347 | 25.5643 | 47.7537
2034 | NZWEM_PERC | Low Demand Growth+High Gas Supply+Methanex Stays+Upgraded HVDC+Low Wind & Solar | 11.2418 | 24.4318 | 46.2559
2035 | NZWEM_PERC | Low Demand Growth+High Gas Supply+Methanex Stays+Upgraded HVDC+Low Wind & Solar | 9.0504 | 22.0587 | 43.4098
2026 | NIWCM | Low Demand Growth+High Gas Supply+Methanex Stays+Upgraded HVDC+Low Wind & Solar | 1191.4351 | 1192.2349 | 1192.2349
2027 | NIWCM | Low Demand Growth+High Gas Supply+Methanex Stays+Upgraded HVDC+Low Wind & Solar | 1557.5564 | 1585.4149 | 1589.9514
2028 | NIWCM | Low Demand Growth+High Gas Supply+Methanex Stays+Upgraded HVDC+Low Wind & Solar | 1691.982 | 2252.2616 | 2291.2072
2029 | NIWCM | Low Demand Growth+High Gas Supply+Methanex Stays+Upgraded HVDC+Low Wind & Solar | 1669.9339 | 2480.1561 | 2697.8453
2030 | NIWCM | Low Demand Growth+High Gas Supply+Methanex Stays+Upgraded HVDC+Low Wind & Solar | 1553.9546 | 2464.6366 | 2829.8835
2031 | NIWCM | Low Demand Growth+High Gas Supply+Methanex Stays+Upgraded HVDC+Low Wind & Solar | 1467.1283 | 2462.403 | 3104.6501
2032 | NIWCM | Low Demand Growth+High Gas Supply+Methanex Stays+Upgraded HVDC+Low Wind & Solar | 1346.0214 | 2356.9675 | 3075.1526
2033 | NIWCM | Low Demand Growth+High Gas Supply+Methanex Stays+Upgraded HVDC+Low Wind & Solar | 1230.5615 | 2244.3003 | 3068.7788
2034 | NIWCM | Low Demand Growth+High Gas Supply+Methanex Stays+Upgraded HVDC+Low Wind & Solar | 1119.9069 | 2184.0843 | 3118.3237
2035 | NIWCM | Low Demand Growth+High Gas Supply+Methanex Stays+Upgraded HVDC+Low Wind & Solar | 994.2191 | 2073.4321 | 3027.3933
2026 | SIWEM_PERC | Low Demand Growth+High Gas Supply+Methanex Stays+Upgraded HVDC+Low Wind & Solar | 55.1095 | 55.1095 | 55.1095
2027 | SIWEM_PERC | Low Demand Growth+High Gas Supply+Methanex Stays+Upgraded HVDC+Low Wind & Solar | 58.7637 | 63.3792 | 64.1389
2028 | SIWEM_PERC | Low Demand Growth+High Gas Supply+Methanex Stays+Upgraded HVDC+Low Wind & Solar | 58.9591 | 79.4325 | 90.7947
2029 | SIWEM_PERC | Low Demand Growth+High Gas Supply+Methanex Stays+Upgraded HVDC+Low Wind & Solar | 54.4007 | 83.0248 | 101.2191
2030 | SIWEM_PERC | Low Demand Growth+High Gas Supply+Methanex Stays+Upgraded HVDC+Low Wind & Solar | 50.7391 | 84.0398 | 104.2519
2031 | SIWEM_PERC | Low Demand Growth+High Gas Supply+Methanex Stays+Upgraded HVDC+Low Wind & Solar | 42.4939 | 76.0773 | 104.614
2032 | SIWEM_PERC | Low Demand Growth+High Gas Supply+Methanex Stays+Upgraded HVDC+Low Wind & Solar | 37.3263 | 71.4996 | 101.0326
2033 | SIWEM_PERC | Low Demand Growth+High Gas Supply+Methanex Stays+Upgraded HVDC+Low Wind & Solar | 32.5717 | 66.4403 | 97.9498
2034 | SIWEM_PERC | Low Demand Growth+High Gas Supply+Methanex Stays+Upgraded HVDC+Low Wind & Solar | 28.7563 | 63.4453 | 95.0404
2035 | SIWEM_PERC | Low Demand Growth+High Gas Supply+Methanex Stays+Upgraded HVDC+Low Wind & Solar | 22.7656 | 57.3579 | 91.3733
2026 | NZWEM_PERC | Low Demand Growth+High Gas Supply+Methanex Stays+Upgraded HVDC+Constrained Operational Capacity | 24.5514 | 24.6112 | 24.6112
2027 | NZWEM_PERC | Low Demand Growth+High Gas Supply+Methanex Stays+Upgraded HVDC+Constrained Operational Capacity | 23.4661 | 25.41 | 25.7461
2028 | NZWEM_PERC | Low Demand Growth+High Gas Supply+Methanex Stays+Upgraded HVDC+Constrained Operational Capacity | 23.7475 | 32.3406 | 37.1066
2029 | NZWEM_PERC | Low Demand Growth+High Gas Supply+Methanex Stays+Upgraded HVDC+Constrained Operational Capacity | 22.0979 | 34.3494 | 44.0427
2030 | NZWEM_PERC | Low Demand Growth+High Gas Supply+Methanex Stays+Upgraded HVDC+Constrained Operational Capacity | 20.8367 | 35.3657 | 51.3018
2031 | NZWEM_PERC | Low Demand Growth+High Gas Supply+Methanex Stays+Upgraded HVDC+Constrained Operational Capacity | 17.7198 | 32.0192 | 54.1933
2032 | NZWEM_PERC | Low Demand Growth+High Gas Supply+Methanex Stays+Upgraded HVDC+Constrained Operational Capacity | 15.8344 | 30.3183 | 53.2354
2033 | NZWEM_PERC | Low Demand Growth+High Gas Supply+Methanex Stays+Upgraded HVDC+Constrained Operational Capacity | 14.0884 | 28.3469 | 52.8478
2034 | NZWEM_PERC | Low Demand Growth+High Gas Supply+Methanex Stays+Upgraded HVDC+Constrained Operational Capacity | 12.6716 | 27.1686 | 51.2661
2035 | NZWEM_PERC | Low Demand Growth+High Gas Supply+Methanex Stays+Upgraded HVDC+Constrained Operational Capacity | 10.4492 | 24.7362 | 48.3115
2026 | NIWCM | Low Demand Growth+High Gas Supply+Methanex Stays+Upgraded HVDC+Constrained Operational Capacity | 604.1196 | 604.1196 | 604.1196
2027 | NIWCM | Low Demand Growth+High Gas Supply+Methanex Stays+Upgraded HVDC+Constrained Operational Capacity | 939.6101 | 943.4979 | 943.4979
2028 | NIWCM | Low Demand Growth+High Gas Supply+Methanex Stays+Upgraded HVDC+Constrained Operational Capacity | 1048.7594 | 1536.2788 | 1543.3608
2029 | NIWCM | Low Demand Growth+High Gas Supply+Methanex Stays+Upgraded HVDC+Constrained Operational Capacity | 1012.8328 | 1654.2944 | 1807.2858
2030 | NIWCM | Low Demand Growth+High Gas Supply+Methanex Stays+Upgraded HVDC+Constrained Operational Capacity | 896.6462 | 1614.0679 | 1819.7647
2031 | NIWCM | Low Demand Growth+High Gas Supply+Methanex Stays+Upgraded HVDC+Constrained Operational Capacity | 805.9988 | 1535.3629 | 1795.3
2032 | NIWCM | Low Demand Growth+High Gas Supply+Methanex Stays+Upgraded HVDC+Constrained Operational Capacity | 678.431 | 1417.6133 | 1697.9495
2033 | NIWCM | Low Demand Growth+High Gas Supply+Methanex Stays+Upgraded HVDC+Constrained Operational Capacity | 561.3671 | 1303.4543 | 1596.4621
2034 | NIWCM | Low Demand Growth+High Gas Supply+Methanex Stays+Upgraded HVDC+Constrained Operational Capacity | 450.0023 | 1235.5568 | 1610.6209
2035 | NIWCM | Low Demand Growth+High Gas Supply+Methanex Stays+Upgraded HVDC+Constrained Operational Capacity | 322.0374 | 1119.3844 | 1495.5043
2026 | SIWEM_PERC | Low Demand Growth+High Gas Supply+Methanex Stays+Upgraded HVDC+Constrained Operational Capacity | 55.9618 | 55.9618 | 55.9618
2027 | SIWEM_PERC | Low Demand Growth+High Gas Supply+Methanex Stays+Upgraded HVDC+Constrained Operational Capacity | 62.4148 | 67.5291 | 68.371
2028 | SIWEM_PERC | Low Demand Growth+High Gas Supply+Methanex Stays+Upgraded HVDC+Constrained Operational Capacity | 62.8829 | 85.5689 | 98.1592
2029 | SIWEM_PERC | Low Demand Growth+High Gas Supply+Methanex Stays+Upgraded HVDC+Constrained Operational Capacity | 58.3881 | 88.5385 | 105.2402
2030 | SIWEM_PERC | Low Demand Growth+High Gas Supply+Methanex Stays+Upgraded HVDC+Constrained Operational Capacity | 54.6393 | 86.5834 | 108.9799
2031 | SIWEM_PERC | Low Demand Growth+High Gas Supply+Methanex Stays+Upgraded HVDC+Constrained Operational Capacity | 46.5483 | 82.474 | 109.7617
2032 | SIWEM_PERC | Low Demand Growth+High Gas Supply+Methanex Stays+Upgraded HVDC+Constrained Operational Capacity | 41.3389 | 78.7121 | 106.087
2033 | SIWEM_PERC | Low Demand Growth+High Gas Supply+Methanex Stays+Upgraded HVDC+Constrained Operational Capacity | 36.5203 | 73.5378 | 102.9236
2034 | SIWEM_PERC | Low Demand Growth+High Gas Supply+Methanex Stays+Upgraded HVDC+Constrained Operational Capacity | 32.6441 | 70.4335 | 99.9376
2035 | SIWEM_PERC | Low Demand Growth+High Gas Supply+Methanex Stays+Upgraded HVDC+Constrained Operational Capacity | 26.5772 | 64.2093 | 96.1747
2026 | NZWEM_PERC | Low Demand Growth+High Gas Supply+Methanex Stays+Upgraded HVDC+Constrained Operational Capacity+Low Wind & Solar | 23.2955 | 23.3495 | 23.3495
2027 | NZWEM_PERC | Low Demand Growth+High Gas Supply+Methanex Stays+Upgraded HVDC+Constrained Operational Capacity+Low Wind & Solar | 22.0406 | 23.7949 | 24.0982
2028 | NZWEM_PERC | Low Demand Growth+High Gas Supply+Methanex Stays+Upgraded HVDC+Constrained Operational Capacity+Low Wind & Solar | 22.2143 | 29.9692 | 34.2704
2029 | NZWEM_PERC | Low Demand Growth+High Gas Supply+Methanex Stays+Upgraded HVDC+Constrained Operational Capacity+Low Wind & Solar | 20.5344 | 31.5909 | 40.3388
2030 | NZWEM_PERC | Low Demand Growth+High Gas Supply+Methanex Stays+Upgraded HVDC+Constrained Operational Capacity+Low Wind & Solar | 19.2996 | 32.467 | 46.8901
2031 | NZWEM_PERC | Low Demand Growth+High Gas Supply+Methanex Stays+Upgraded HVDC+Constrained Operational Capacity+Low Wind & Solar | 16.2176 | 29.1861 | 49.2379
2032 | NZWEM_PERC | Low Demand Growth+High Gas Supply+Methanex Stays+Upgraded HVDC+Constrained Operational Capacity+Low Wind & Solar | 14.3577 | 27.4917 | 48.253
2033 | NZWEM_PERC | Low Demand Growth+High Gas Supply+Methanex Stays+Upgraded HVDC+Constrained Operational Capacity+Low Wind & Solar | 12.6347 | 25.5643 | 47.7537
2034 | NZWEM_PERC | Low Demand Growth+High Gas Supply+Methanex Stays+Upgraded HVDC+Constrained Operational Capacity+Low Wind & Solar | 11.2418 | 24.4318 | 46.2559
2035 | NZWEM_PERC | Low Demand Growth+High Gas Supply+Methanex Stays+Upgraded HVDC+Constrained Operational Capacity+Low Wind & Solar | 9.0504 | 22.0587 | 43.4098
2026 | NIWCM | Low Demand Growth+High Gas Supply+Methanex Stays+Upgraded HVDC+Constrained Operational Capacity+Low Wind & Solar | 604.1196 | 604.1196 | 604.1196
2027 | NIWCM | Low Demand Growth+High Gas Supply+Methanex Stays+Upgraded HVDC+Constrained Operational Capacity+Low Wind & Solar | 939.6101 | 943.4979 | 943.4979
2028 | NIWCM | Low Demand Growth+High Gas Supply+Methanex Stays+Upgraded HVDC+Constrained Operational Capacity+Low Wind & Solar | 1048.7594 | 1536.2788 | 1543.3608
2029 | NIWCM | Low Demand Growth+High Gas Supply+Methanex Stays+Upgraded HVDC+Constrained Operational Capacity+Low Wind & Solar | 1012.8328 | 1654.2944 | 1807.2858
2030 | NIWCM | Low Demand Growth+High Gas Supply+Methanex Stays+Upgraded HVDC+Constrained Operational Capacity+Low Wind & Solar | 896.6462 | 1614.0679 | 1819.7647
2031 | NIWCM | Low Demand Growth+High Gas Supply+Methanex Stays+Upgraded HVDC+Constrained Operational Capacity+Low Wind & Solar | 805.9988 | 1535.3629 | 1795.3
2032 | NIWCM | Low Demand Growth+High Gas Supply+Methanex Stays+Upgraded HVDC+Constrained Operational Capacity+Low Wind & Solar | 678.431 | 1417.6133 | 1697.9495
2033 | NIWCM | Low Demand Growth+High Gas Supply+Methanex Stays+Upgraded HVDC+Constrained Operational Capacity+Low Wind & Solar | 561.3671 | 1303.4543 | 1596.4621
2034 | NIWCM | Low Demand Growth+High Gas Supply+Methanex Stays+Upgraded HVDC+Constrained Operational Capacity+Low Wind & Solar | 450.0023 | 1235.5568 | 1610.6209
2035 | NIWCM | Low Demand Growth+High Gas Supply+Methanex Stays+Upgraded HVDC+Constrained Operational Capacity+Low Wind & Solar | 322.0374 | 1119.3844 | 1495.5043
2026 | SIWEM_PERC | Low Demand Growth+High Gas Supply+Methanex Stays+Upgraded HVDC+Constrained Operational Capacity+Low Wind & Solar | 55.1095 | 55.1095 | 55.1095
2027 | SIWEM_PERC | Low Demand Growth+High Gas Supply+Methanex Stays+Upgraded HVDC+Constrained Operational Capacity+Low Wind & Solar | 58.7637 | 63.3792 | 64.1389
2028 | SIWEM_PERC | Low Demand Growth+High Gas Supply+Methanex Stays+Upgraded HVDC+Constrained Operational Capacity+Low Wind & Solar | 58.9591 | 79.4325 | 90.7947
2029 | SIWEM_PERC | Low Demand Growth+High Gas Supply+Methanex Stays+Upgraded HVDC+Constrained Operational Capacity+Low Wind & Solar | 54.4007 | 83.0248 | 101.2191
2030 | SIWEM_PERC | Low Demand Growth+High Gas Supply+Methanex Stays+Upgraded HVDC+Constrained Operational Capacity+Low Wind & Solar | 50.7391 | 84.0398 | 104.2519
2031 | SIWEM_PERC | Low Demand Growth+High Gas Supply+Methanex Stays+Upgraded HVDC+Constrained Operational Capacity+Low Wind & Solar | 42.4939 | 76.0773 | 104.614
2032 | SIWEM_PERC | Low Demand Growth+High Gas Supply+Methanex Stays+Upgraded HVDC+Constrained Operational Capacity+Low Wind & Solar | 37.3263 | 71.4996 | 101.0326
2033 | SIWEM_PERC | Low Demand Growth+High Gas Supply+Methanex Stays+Upgraded HVDC+Constrained Operational Capacity+Low Wind & Solar | 32.5717 | 66.4403 | 97.9498
2034 | SIWEM_PERC | Low Demand Growth+High Gas Supply+Methanex Stays+Upgraded HVDC+Constrained Operational Capacity+Low Wind & Solar | 28.7563 | 63.4453 | 95.0404
2035 | SIWEM_PERC | Low Demand Growth+High Gas Supply+Methanex Stays+Upgraded HVDC+Constrained Operational Capacity+Low Wind & Solar | 22.7656 | 57.3579 | 91.3733
2026 | NZWEM_PERC | Low Demand Growth+High Gas Supply+Methanex Stays+Delayed Build | 19.6984 | 19.6984 | 19.6984
2027 | NZWEM_PERC | Low Demand Growth+High Gas Supply+Methanex Stays+Delayed Build | 15.668 | 15.8175 | 15.995
2028 | NZWEM_PERC | Low Demand Growth+High Gas Supply+Methanex Stays+Delayed Build | 19.3155 | 20.8447 | 21.1775
2029 | NZWEM_PERC | Low Demand Growth+High Gas Supply+Methanex Stays+Delayed Build | 20.8665 | 23.9194 | 24.8676
2030 | NZWEM_PERC | Low Demand Growth+High Gas Supply+Methanex Stays+Delayed Build | 20.8367 | 30.5949 | 38.8435
2031 | NZWEM_PERC | Low Demand Growth+High Gas Supply+Methanex Stays+Delayed Build | 17.7198 | 30.614 | 39.9274
2032 | NZWEM_PERC | Low Demand Growth+High Gas Supply+Methanex Stays+Delayed Build | 15.8344 | 29.2467 | 44.5566
2033 | NZWEM_PERC | Low Demand Growth+High Gas Supply+Methanex Stays+Delayed Build | 14.0884 | 27.3883 | 48.8455
2034 | NZWEM_PERC | Low Demand Growth+High Gas Supply+Methanex Stays+Delayed Build | 12.6716 | 26.167 | 48.3561
2035 | NZWEM_PERC | Low Demand Growth+High Gas Supply+Methanex Stays+Delayed Build | 10.4492 | 24.1691 | 47.7444
2026 | NIWCM | Low Demand Growth+High Gas Supply+Methanex Stays+Delayed Build | 906.8546 | 906.8546 | 906.8546
2027 | NIWCM | Low Demand Growth+High Gas Supply+Methanex Stays+Delayed Build | 1161.9847 | 1163.9836 | 1166.4561
2028 | NIWCM | Low Demand Growth+High Gas Supply+Methanex Stays+Delayed Build | 1440.6233 | 1459.8351 | 1464.3716
2029 | NIWCM | Low Demand Growth+High Gas Supply+Methanex Stays+Delayed Build | 1465.9933 | 1588.6796 | 1602.2719
2030 | NIWCM | Low Demand Growth+High Gas Supply+Methanex Stays+Delayed Build | 1498.1781 | 2161.9592 | 2331.4701
2031 | NIWCM | Low Demand Growth+High Gas Supply+Methanex Stays+Delayed Build | 1394.1768 | 2287.273 | 2520.2302
2032 | NIWCM | Low Demand Growth+High Gas Supply+Methanex Stays+Delayed Build | 1273.0863 | 2218.4959 | 2612.907
2033 | NIWCM | Low Demand Growth+High Gas Supply+Methanex Stays+Delayed Build | 1230.5606 | 2199.2591 | 2800.9659
2034 | NIWCM | Low Demand Growth+High Gas Supply+Methanex Stays+Delayed Build | 1119.9072 | 2113.909 | 2774.0523
2035 | NIWCM | Low Demand Growth+High Gas Supply+Methanex Stays+Delayed Build | 994.219 | 2021.1162 | 2773.5678
2026 | SIWEM_PERC | Low Demand Growth+High Gas Supply+Methanex Stays+Delayed Build | 50.7882 | 50.7882 | 50.7882
2027 | SIWEM_PERC | Low Demand Growth+High Gas Supply+Methanex Stays+Delayed Build | 41.7093 | 42.1208 | 42.609
2028 | SIWEM_PERC | Low Demand Growth+High Gas Supply+Methanex Stays+Delayed Build | 51.5224 | 54.4724 | 54.4724
2029 | SIWEM_PERC | Low Demand Growth+High Gas Supply+Methanex Stays+Delayed Build | 50.7926 | 56.1235 | 56.1235
2030 | SIWEM_PERC | Low Demand Growth+High Gas Supply+Methanex Stays+Delayed Build | 49.4932 | 62.8199 | 77.0058
2031 | SIWEM_PERC | Low Demand Growth+High Gas Supply+Methanex Stays+Delayed Build | 46.22 | 59.2463 | 75.2142
2032 | SIWEM_PERC | Low Demand Growth+High Gas Supply+Methanex Stays+Delayed Build | 41.3389 | 58.492 | 79.987
2033 | SIWEM_PERC | Low Demand Growth+High Gas Supply+Methanex Stays+Delayed Build | 36.5203 | 56.0874 | 82.4535
2034 | SIWEM_PERC | Low Demand Growth+High Gas Supply+Methanex Stays+Delayed Build | 32.6441 | 53.8235 | 79.7831
2035 | SIWEM_PERC | Low Demand Growth+High Gas Supply+Methanex Stays+Delayed Build | 26.5772 | 50.9627 | 76.4144
2026 | NZWEM_PERC | Low Demand Growth+High Gas Supply+Methanex Stays+Delayed Build+Low Wind & Solar | 18.743 | 18.743 | 18.743
2027 | NZWEM_PERC | Low Demand Growth+High Gas Supply+Methanex Stays+Delayed Build+Low Wind & Solar | 14.6562 | 14.7911 | 14.9513
2028 | NZWEM_PERC | Low Demand Growth+High Gas Supply+Methanex Stays+Delayed Build+Low Wind & Solar | 18.0413 | 19.4213 | 19.7217
2029 | NZWEM_PERC | Low Demand Growth+High Gas Supply+Methanex Stays+Delayed Build+Low Wind & Solar | 19.4231 | 22.1782 | 23.0339
2030 | NZWEM_PERC | Low Demand Growth+High Gas Supply+Methanex Stays+Delayed Build+Low Wind & Solar | 19.2996 | 28.1061 | 35.5501
2031 | NZWEM_PERC | Low Demand Growth+High Gas Supply+Methanex Stays+Delayed Build+Low Wind & Solar | 16.2176 | 27.8541 | 36.2591
2032 | NZWEM_PERC | Low Demand Growth+High Gas Supply+Methanex Stays+Delayed Build+Low Wind & Solar | 14.3577 | 26.4619 | 40.3182
2033 | NZWEM_PERC | Low Demand Growth+High Gas Supply+Methanex Stays+Delayed Build+Low Wind & Solar | 12.6347 | 24.6468 | 44.0503
2034 | NZWEM_PERC | Low Demand Growth+High Gas Supply+Methanex Stays+Delayed Build+Low Wind & Solar | 11.2418 | 23.4302 | 43.532
2035 | NZWEM_PERC | Low Demand Growth+High Gas Supply+Methanex Stays+Delayed Build+Low Wind & Solar | 9.0504 | 21.4916 | 42.8428
2026 | NIWCM | Low Demand Growth+High Gas Supply+Methanex Stays+Delayed Build+Low Wind & Solar | 906.8546 | 906.8546 | 906.8546
2027 | NIWCM | Low Demand Growth+High Gas Supply+Methanex Stays+Delayed Build+Low Wind & Solar | 1161.9847 | 1163.9836 | 1166.4561
2028 | NIWCM | Low Demand Growth+High Gas Supply+Methanex Stays+Delayed Build+Low Wind & Solar | 1440.6233 | 1459.8351 | 1464.3716
2029 | NIWCM | Low Demand Growth+High Gas Supply+Methanex Stays+Delayed Build+Low Wind & Solar | 1465.9933 | 1588.6796 | 1602.2719
2030 | NIWCM | Low Demand Growth+High Gas Supply+Methanex Stays+Delayed Build+Low Wind & Solar | 1498.1781 | 2161.9592 | 2331.4701
2031 | NIWCM | Low Demand Growth+High Gas Supply+Methanex Stays+Delayed Build+Low Wind & Solar | 1394.1768 | 2287.273 | 2520.2302
2032 | NIWCM | Low Demand Growth+High Gas Supply+Methanex Stays+Delayed Build+Low Wind & Solar | 1273.0863 | 2218.4959 | 2612.907
2033 | NIWCM | Low Demand Growth+High Gas Supply+Methanex Stays+Delayed Build+Low Wind & Solar | 1230.5606 | 2199.2591 | 2800.9659
2034 | NIWCM | Low Demand Growth+High Gas Supply+Methanex Stays+Delayed Build+Low Wind & Solar | 1119.9072 | 2113.909 | 2774.0523
2035 | NIWCM | Low Demand Growth+High Gas Supply+Methanex Stays+Delayed Build+Low Wind & Solar | 994.219 | 2021.1162 | 2773.5678
2026 | SIWEM_PERC | Low Demand Growth+High Gas Supply+Methanex Stays+Delayed Build+Low Wind & Solar | 50.4405 | 50.4405 | 50.4405
2027 | SIWEM_PERC | Low Demand Growth+High Gas Supply+Methanex Stays+Delayed Build+Low Wind & Solar | 38.926 | 39.2973 | 39.738
2028 | SIWEM_PERC | Low Demand Growth+High Gas Supply+Methanex Stays+Delayed Build+Low Wind & Solar | 48.0293 | 51.8125 | 52.6358
2029 | SIWEM_PERC | Low Demand Growth+High Gas Supply+Methanex Stays+Delayed Build+Low Wind & Solar | 49.9207 | 54.7316 | 54.7316
2030 | SIWEM_PERC | Low Demand Growth+High Gas Supply+Methanex Stays+Delayed Build+Low Wind & Solar | 48.4532 | 60.4801 | 73.2824
2031 | SIWEM_PERC | Low Demand Growth+High Gas Supply+Methanex Stays+Delayed Build+Low Wind & Solar | 42.4939 | 56.9592 | 71.3698
2032 | SIWEM_PERC | Low Demand Growth+High Gas Supply+Methanex Stays+Delayed Build+Low Wind & Solar | 37.3263 | 56.0508 | 75.4493
2033 | SIWEM_PERC | Low Demand Growth+High Gas Supply+Methanex Stays+Delayed Build+Low Wind & Solar | 32.5717 | 53.6851 | 77.4796
2034 | SIWEM_PERC | Low Demand Growth+High Gas Supply+Methanex Stays+Delayed Build+Low Wind & Solar | 28.7563 | 51.4583 | 74.8859
2035 | SIWEM_PERC | Low Demand Growth+High Gas Supply+Methanex Stays+Delayed Build+Low Wind & Solar | 22.7656 | 48.6438 | 71.6131
2026 | NZWEM_PERC | Low Demand Growth+High Gas Supply+Methanex Stays+Delayed Build+Constrained Operational Capacity | 19.6984 | 19.6984 | 19.6984
2027 | NZWEM_PERC | Low Demand Growth+High Gas Supply+Methanex Stays+Delayed Build+Constrained Operational Capacity | 15.668 | 15.8175 | 15.995
2028 | NZWEM_PERC | Low Demand Growth+High Gas Supply+Methanex Stays+Delayed Build+Constrained Operational Capacity | 19.3155 | 20.8447 | 21.1775
2029 | NZWEM_PERC | Low Demand Growth+High Gas Supply+Methanex Stays+Delayed Build+Constrained Operational Capacity | 20.8665 | 23.9194 | 24.8676
2030 | NZWEM_PERC | Low Demand Growth+High Gas Supply+Methanex Stays+Delayed Build+Constrained Operational Capacity | 20.8367 | 30.5949 | 38.8435
2031 | NZWEM_PERC | Low Demand Growth+High Gas Supply+Methanex Stays+Delayed Build+Constrained Operational Capacity | 17.7198 | 30.614 | 39.9274
2032 | NZWEM_PERC | Low Demand Growth+High Gas Supply+Methanex Stays+Delayed Build+Constrained Operational Capacity | 15.8344 | 29.2467 | 44.5566
2033 | NZWEM_PERC | Low Demand Growth+High Gas Supply+Methanex Stays+Delayed Build+Constrained Operational Capacity | 14.0884 | 27.3883 | 48.8455
2034 | NZWEM_PERC | Low Demand Growth+High Gas Supply+Methanex Stays+Delayed Build+Constrained Operational Capacity | 12.6716 | 26.167 | 48.3561
2035 | NZWEM_PERC | Low Demand Growth+High Gas Supply+Methanex Stays+Delayed Build+Constrained Operational Capacity | 10.4492 | 24.1691 | 47.7444
2026 | NIWCM | Low Demand Growth+High Gas Supply+Methanex Stays+Delayed Build+Constrained Operational Capacity | 373.5029 | 373.5029 | 373.5029
2027 | NIWCM | Low Demand Growth+High Gas Supply+Methanex Stays+Delayed Build+Constrained Operational Capacity | 622.7638 | 622.7638 | 622.7638
2028 | NIWCM | Low Demand Growth+High Gas Supply+Methanex Stays+Delayed Build+Constrained Operational Capacity | 839.2329 | 839.2329 | 839.2329
2029 | NIWCM | Low Demand Growth+High Gas Supply+Methanex Stays+Delayed Build+Constrained Operational Capacity | 833.4055 | 915.296 | 915.296
2030 | NIWCM | Low Demand Growth+High Gas Supply+Methanex Stays+Delayed Build+Constrained Operational Capacity | 840.8697 | 1342.2895 | 1454.8857
2031 | NIWCM | Low Demand Growth+High Gas Supply+Methanex Stays+Delayed Build+Constrained Operational Capacity | 733.0594 | 1378.029 | 1531.3215
2032 | NIWCM | Low Demand Growth+High Gas Supply+Methanex Stays+Delayed Build+Constrained Operational Capacity | 605.4927 | 1305.8883 | 1511.764
2033 | NIWCM | Low Demand Growth+High Gas Supply+Methanex Stays+Delayed Build+Constrained Operational Capacity | 561.367 | 1272.9944 | 1534.544
2034 | NIWCM | Low Demand Growth+High Gas Supply+Methanex Stays+Delayed Build+Constrained Operational Capacity | 450.0023 | 1165.4678 | 1453.3051
2035 | NIWCM | Low Demand Growth+High Gas Supply+Methanex Stays+Delayed Build+Constrained Operational Capacity | 322.0374 | 1067.0524 | 1365.9426
2026 | SIWEM_PERC | Low Demand Growth+High Gas Supply+Methanex Stays+Delayed Build+Constrained Operational Capacity | 50.7882 | 50.7882 | 50.7882
2027 | SIWEM_PERC | Low Demand Growth+High Gas Supply+Methanex Stays+Delayed Build+Constrained Operational Capacity | 41.7093 | 42.1208 | 42.609
2028 | SIWEM_PERC | Low Demand Growth+High Gas Supply+Methanex Stays+Delayed Build+Constrained Operational Capacity | 51.5224 | 54.4724 | 54.4724
2029 | SIWEM_PERC | Low Demand Growth+High Gas Supply+Methanex Stays+Delayed Build+Constrained Operational Capacity | 50.7926 | 56.1235 | 56.1235
2030 | SIWEM_PERC | Low Demand Growth+High Gas Supply+Methanex Stays+Delayed Build+Constrained Operational Capacity | 49.4932 | 62.8199 | 77.0058
2031 | SIWEM_PERC | Low Demand Growth+High Gas Supply+Methanex Stays+Delayed Build+Constrained Operational Capacity | 46.22 | 59.2463 | 75.2142
2032 | SIWEM_PERC | Low Demand Growth+High Gas Supply+Methanex Stays+Delayed Build+Constrained Operational Capacity | 41.3389 | 58.492 | 79.987
2033 | SIWEM_PERC | Low Demand Growth+High Gas Supply+Methanex Stays+Delayed Build+Constrained Operational Capacity | 36.5203 | 56.0874 | 82.4535
2034 | SIWEM_PERC | Low Demand Growth+High Gas Supply+Methanex Stays+Delayed Build+Constrained Operational Capacity | 32.6441 | 53.8235 | 79.7831
2035 | SIWEM_PERC | Low Demand Growth+High Gas Supply+Methanex Stays+Delayed Build+Constrained Operational Capacity | 26.5772 | 50.9627 | 76.4144
2026 | NZWEM_PERC | Low Demand Growth+High Gas Supply+Methanex Stays+Delayed Build+Constrained Operational Capacity+Low Wind & Solar | 18.743 | 18.743 | 18.743
2027 | NZWEM_PERC | Low Demand Growth+High Gas Supply+Methanex Stays+Delayed Build+Constrained Operational Capacity+Low Wind & Solar | 14.6562 | 14.7911 | 14.9513
2028 | NZWEM_PERC | Low Demand Growth+High Gas Supply+Methanex Stays+Delayed Build+Constrained Operational Capacity+Low Wind & Solar | 18.0413 | 19.4213 | 19.7217
2029 | NZWEM_PERC | Low Demand Growth+High Gas Supply+Methanex Stays+Delayed Build+Constrained Operational Capacity+Low Wind & Solar | 19.4231 | 22.1782 | 23.0339
2030 | NZWEM_PERC | Low Demand Growth+High Gas Supply+Methanex Stays+Delayed Build+Constrained Operational Capacity+Low Wind & Solar | 19.2996 | 28.1061 | 35.5501
2031 | NZWEM_PERC | Low Demand Growth+High Gas Supply+Methanex Stays+Delayed Build+Constrained Operational Capacity+Low Wind & Solar | 16.2176 | 27.8541 | 36.2591
2032 | NZWEM_PERC | Low Demand Growth+High Gas Supply+Methanex Stays+Delayed Build+Constrained Operational Capacity+Low Wind & Solar | 14.3577 | 26.4619 | 40.3182
2033 | NZWEM_PERC | Low Demand Growth+High Gas Supply+Methanex Stays+Delayed Build+Constrained Operational Capacity+Low Wind & Solar | 12.6347 | 24.6468 | 44.0503
2034 | NZWEM_PERC | Low Demand Growth+High Gas Supply+Methanex Stays+Delayed Build+Constrained Operational Capacity+Low Wind & Solar | 11.2418 | 23.4302 | 43.532
2035 | NZWEM_PERC | Low Demand Growth+High Gas Supply+Methanex Stays+Delayed Build+Constrained Operational Capacity+Low Wind & Solar | 9.0504 | 21.4916 | 42.8428
2026 | NIWCM | Low Demand Growth+High Gas Supply+Methanex Stays+Delayed Build+Constrained Operational Capacity+Low Wind & Solar | 373.5029 | 373.5029 | 373.5029
2027 | NIWCM | Low Demand Growth+High Gas Supply+Methanex Stays+Delayed Build+Constrained Operational Capacity+Low Wind & Solar | 622.7638 | 622.7638 | 622.7638
2028 | NIWCM | Low Demand Growth+High Gas Supply+Methanex Stays+Delayed Build+Constrained Operational Capacity+Low Wind & Solar | 839.2329 | 839.2329 | 839.2329
2029 | NIWCM | Low Demand Growth+High Gas Supply+Methanex Stays+Delayed Build+Constrained Operational Capacity+Low Wind & Solar | 833.4055 | 915.296 | 915.296
2030 | NIWCM | Low Demand Growth+High Gas Supply+Methanex Stays+Delayed Build+Constrained Operational Capacity+Low Wind & Solar | 840.8697 | 1342.2895 | 1454.8857
2031 | NIWCM | Low Demand Growth+High Gas Supply+Methanex Stays+Delayed Build+Constrained Operational Capacity+Low Wind & Solar | 733.0594 | 1378.029 | 1531.3215
2032 | NIWCM | Low Demand Growth+High Gas Supply+Methanex Stays+Delayed Build+Constrained Operational Capacity+Low Wind & Solar | 605.4927 | 1305.8883 | 1511.764
2033 | NIWCM | Low Demand Growth+High Gas Supply+Methanex Stays+Delayed Build+Constrained Operational Capacity+Low Wind & Solar | 561.367 | 1272.9944 | 1534.544
2034 | NIWCM | Low Demand Growth+High Gas Supply+Methanex Stays+Delayed Build+Constrained Operational Capacity+Low Wind & Solar | 450.0023 | 1165.4678 | 1453.3051
2035 | NIWCM | Low Demand Growth+High Gas Supply+Methanex Stays+Delayed Build+Constrained Operational Capacity+Low Wind & Solar | 322.0374 | 1067.0524 | 1365.9426
2026 | SIWEM_PERC | Low Demand Growth+High Gas Supply+Methanex Stays+Delayed Build+Constrained Operational Capacity+Low Wind & Solar | 50.4405 | 50.4405 | 50.4405
2027 | SIWEM_PERC | Low Demand Growth+High Gas Supply+Methanex Stays+Delayed Build+Constrained Operational Capacity+Low Wind & Solar | 38.926 | 39.2973 | 39.738
2028 | SIWEM_PERC | Low Demand Growth+High Gas Supply+Methanex Stays+Delayed Build+Constrained Operational Capacity+Low Wind & Solar | 48.0293 | 51.8125 | 52.6358
2029 | SIWEM_PERC | Low Demand Growth+High Gas Supply+Methanex Stays+Delayed Build+Constrained Operational Capacity+Low Wind & Solar | 49.9207 | 54.7316 | 54.7316
2030 | SIWEM_PERC | Low Demand Growth+High Gas Supply+Methanex Stays+Delayed Build+Constrained Operational Capacity+Low Wind & Solar | 48.4532 | 60.4801 | 73.2824
2031 | SIWEM_PERC | Low Demand Growth+High Gas Supply+Methanex Stays+Delayed Build+Constrained Operational Capacity+Low Wind & Solar | 42.4939 | 56.9592 | 71.3698
2032 | SIWEM_PERC | Low Demand Growth+High Gas Supply+Methanex Stays+Delayed Build+Constrained Operational Capacity+Low Wind & Solar | 37.3263 | 56.0508 | 75.4493
2033 | SIWEM_PERC | Low Demand Growth+High Gas Supply+Methanex Stays+Delayed Build+Constrained Operational Capacity+Low Wind & Solar | 32.5717 | 53.6851 | 77.4796
2034 | SIWEM_PERC | Low Demand Growth+High Gas Supply+Methanex Stays+Delayed Build+Constrained Operational Capacity+Low Wind & Solar | 28.7563 | 51.4583 | 74.8859
2035 | SIWEM_PERC | Low Demand Growth+High Gas Supply+Methanex Stays+Delayed Build+Constrained Operational Capacity+Low Wind & Solar | 22.7656 | 48.6438 | 71.6131
2026 | NZWEM_PERC | Low Demand Growth+High Gas Supply+Methanex Stays+Delayed Build+Upgraded HVDC | 19.6984 | 19.6984 | 19.6984
2027 | NZWEM_PERC | Low Demand Growth+High Gas Supply+Methanex Stays+Delayed Build+Upgraded HVDC | 15.668 | 15.8175 | 15.995
2028 | NZWEM_PERC | Low Demand Growth+High Gas Supply+Methanex Stays+Delayed Build+Upgraded HVDC | 19.3155 | 20.8447 | 21.1775
2029 | NZWEM_PERC | Low Demand Growth+High Gas Supply+Methanex Stays+Delayed Build+Upgraded HVDC | 20.8665 | 23.9194 | 24.8676
2030 | NZWEM_PERC | Low Demand Growth+High Gas Supply+Methanex Stays+Delayed Build+Upgraded HVDC | 20.8367 | 30.5949 | 38.8435
2031 | NZWEM_PERC | Low Demand Growth+High Gas Supply+Methanex Stays+Delayed Build+Upgraded HVDC | 17.7198 | 30.614 | 39.9274
2032 | NZWEM_PERC | Low Demand Growth+High Gas Supply+Methanex Stays+Delayed Build+Upgraded HVDC | 15.8344 | 29.2467 | 44.5566
2033 | NZWEM_PERC | Low Demand Growth+High Gas Supply+Methanex Stays+Delayed Build+Upgraded HVDC | 14.0884 | 27.3883 | 48.8455
2034 | NZWEM_PERC | Low Demand Growth+High Gas Supply+Methanex Stays+Delayed Build+Upgraded HVDC | 12.6716 | 26.167 | 48.3561
2035 | NZWEM_PERC | Low Demand Growth+High Gas Supply+Methanex Stays+Delayed Build+Upgraded HVDC | 10.4492 | 24.1691 | 47.7444
2026 | NIWCM | Low Demand Growth+High Gas Supply+Methanex Stays+Delayed Build+Upgraded HVDC | 906.8546 | 906.8546 | 906.8546
2027 | NIWCM | Low Demand Growth+High Gas Supply+Methanex Stays+Delayed Build+Upgraded HVDC | 1161.9847 | 1163.9836 | 1166.4561
2028 | NIWCM | Low Demand Growth+High Gas Supply+Methanex Stays+Delayed Build+Upgraded HVDC | 1440.6233 | 1459.8351 | 1464.3716
2029 | NIWCM | Low Demand Growth+High Gas Supply+Methanex Stays+Delayed Build+Upgraded HVDC | 1465.9933 | 1588.6796 | 1602.2719
2030 | NIWCM | Low Demand Growth+High Gas Supply+Methanex Stays+Delayed Build+Upgraded HVDC | 1498.1781 | 2161.9592 | 2331.4701
2031 | NIWCM | Low Demand Growth+High Gas Supply+Methanex Stays+Delayed Build+Upgraded HVDC | 1394.1898 | 2292.0689 | 2626.0636
2032 | NIWCM | Low Demand Growth+High Gas Supply+Methanex Stays+Delayed Build+Upgraded HVDC | 1273.0829 | 2230.6598 | 2736.2786
2033 | NIWCM | Low Demand Growth+High Gas Supply+Methanex Stays+Delayed Build+Upgraded HVDC | 1230.5615 | 2199.2611 | 2924.3371
2034 | NIWCM | Low Demand Growth+High Gas Supply+Methanex Stays+Delayed Build+Upgraded HVDC | 1119.9069 | 2113.9951 | 2903.8055
2035 | NIWCM | Low Demand Growth+High Gas Supply+Methanex Stays+Delayed Build+Upgraded HVDC | 994.2191 | 2021.1001 | 2897.8323
2026 | SIWEM_PERC | Low Demand Growth+High Gas Supply+Methanex Stays+Delayed Build+Upgraded HVDC | 50.7882 | 50.7882 | 50.7882
2027 | SIWEM_PERC | Low Demand Growth+High Gas Supply+Methanex Stays+Delayed Build+Upgraded HVDC | 41.7093 | 42.1208 | 42.609
2028 | SIWEM_PERC | Low Demand Growth+High Gas Supply+Methanex Stays+Delayed Build+Upgraded HVDC | 51.5224 | 55.6034 | 56.4342
2029 | SIWEM_PERC | Low Demand Growth+High Gas Supply+Methanex Stays+Delayed Build+Upgraded HVDC | 55.1472 | 63.2237 | 65.5842
2030 | SIWEM_PERC | Low Demand Growth+High Gas Supply+Methanex Stays+Delayed Build+Upgraded HVDC | 54.6393 | 80.001 | 98.68
2031 | SIWEM_PERC | Low Demand Growth+High Gas Supply+Methanex Stays+Delayed Build+Upgraded HVDC | 46.5483 | 79.654 | 96.3999
2032 | SIWEM_PERC | Low Demand Growth+High Gas Supply+Methanex Stays+Delayed Build+Upgraded HVDC | 41.3389 | 76.0606 | 100.7887
2033 | SIWEM_PERC | Low Demand Growth+High Gas Supply+Methanex Stays+Delayed Build+Upgraded HVDC | 36.5203 | 71.1666 | 102.9236
2034 | SIWEM_PERC | Low Demand Growth+High Gas Supply+Methanex Stays+Delayed Build+Upgraded HVDC | 32.6441 | 67.9535 | 99.9376
2035 | SIWEM_PERC | Low Demand Growth+High Gas Supply+Methanex Stays+Delayed Build+Upgraded HVDC | 26.5772 | 62.8021 | 96.1747
2026 | NZWEM_PERC | Low Demand Growth+High Gas Supply+Methanex Stays+Delayed Build+Upgraded HVDC+Low Wind & Solar | 18.743 | 18.743 | 18.743
2027 | NZWEM_PERC | Low Demand Growth+High Gas Supply+Methanex Stays+Delayed Build+Upgraded HVDC+Low Wind & Solar | 14.6562 | 14.7911 | 14.9513
2028 | NZWEM_PERC | Low Demand Growth+High Gas Supply+Methanex Stays+Delayed Build+Upgraded HVDC+Low Wind & Solar | 18.0413 | 19.4213 | 19.7217
2029 | NZWEM_PERC | Low Demand Growth+High Gas Supply+Methanex Stays+Delayed Build+Upgraded HVDC+Low Wind & Solar | 19.4231 | 22.1782 | 23.0339
2030 | NZWEM_PERC | Low Demand Growth+High Gas Supply+Methanex Stays+Delayed Build+Upgraded HVDC+Low Wind & Solar | 19.2996 | 28.1061 | 35.5501
2031 | NZWEM_PERC | Low Demand Growth+High Gas Supply+Methanex Stays+Delayed Build+Upgraded HVDC+Low Wind & Solar | 16.2176 | 27.8541 | 36.2591
2032 | NZWEM_PERC | Low Demand Growth+High Gas Supply+Methanex Stays+Delayed Build+Upgraded HVDC+Low Wind & Solar | 14.3577 | 26.4619 | 40.3182
2033 | NZWEM_PERC | Low Demand Growth+High Gas Supply+Methanex Stays+Delayed Build+Upgraded HVDC+Low Wind & Solar | 12.6347 | 24.6468 | 44.0503
2034 | NZWEM_PERC | Low Demand Growth+High Gas Supply+Methanex Stays+Delayed Build+Upgraded HVDC+Low Wind & Solar | 11.2418 | 23.4302 | 43.532
2035 | NZWEM_PERC | Low Demand Growth+High Gas Supply+Methanex Stays+Delayed Build+Upgraded HVDC+Low Wind & Solar | 9.0504 | 21.4916 | 42.8428
2026 | NIWCM | Low Demand Growth+High Gas Supply+Methanex Stays+Delayed Build+Upgraded HVDC+Low Wind & Solar | 906.8546 | 906.8546 | 906.8546
2027 | NIWCM | Low Demand Growth+High Gas Supply+Methanex Stays+Delayed Build+Upgraded HVDC+Low Wind & Solar | 1161.9847 | 1163.9836 | 1166.4561
2028 | NIWCM | Low Demand Growth+High Gas Supply+Methanex Stays+Delayed Build+Upgraded HVDC+Low Wind & Solar | 1440.6233 | 1459.8351 | 1464.3716
2029 | NIWCM | Low Demand Growth+High Gas Supply+Methanex Stays+Delayed Build+Upgraded HVDC+Low Wind & Solar | 1465.9933 | 1588.6796 | 1602.2719
2030 | NIWCM | Low Demand Growth+High Gas Supply+Methanex Stays+Delayed Build+Upgraded HVDC+Low Wind & Solar | 1498.1781 | 2161.9592 | 2331.4701
2031 | NIWCM | Low Demand Growth+High Gas Supply+Methanex Stays+Delayed Build+Upgraded HVDC+Low Wind & Solar | 1394.1898 | 2292.0689 | 2626.0636
2032 | NIWCM | Low Demand Growth+High Gas Supply+Methanex Stays+Delayed Build+Upgraded HVDC+Low Wind & Solar | 1273.0829 | 2230.6598 | 2736.2786
2033 | NIWCM | Low Demand Growth+High Gas Supply+Methanex Stays+Delayed Build+Upgraded HVDC+Low Wind & Solar | 1230.5615 | 2199.2611 | 2924.3371
2034 | NIWCM | Low Demand Growth+High Gas Supply+Methanex Stays+Delayed Build+Upgraded HVDC+Low Wind & Solar | 1119.9069 | 2113.9951 | 2903.8055
2035 | NIWCM | Low Demand Growth+High Gas Supply+Methanex Stays+Delayed Build+Upgraded HVDC+Low Wind & Solar | 994.2191 | 2021.1001 | 2897.8323
2026 | SIWEM_PERC | Low Demand Growth+High Gas Supply+Methanex Stays+Delayed Build+Upgraded HVDC+Low Wind & Solar | 50.4405 | 50.4405 | 50.4405
2027 | SIWEM_PERC | Low Demand Growth+High Gas Supply+Methanex Stays+Delayed Build+Upgraded HVDC+Low Wind & Solar | 38.926 | 39.2973 | 39.738
2028 | SIWEM_PERC | Low Demand Growth+High Gas Supply+Methanex Stays+Delayed Build+Upgraded HVDC+Low Wind & Solar | 48.0293 | 51.8125 | 52.6358
2029 | SIWEM_PERC | Low Demand Growth+High Gas Supply+Methanex Stays+Delayed Build+Upgraded HVDC+Low Wind & Solar | 51.4759 | 58.7646 | 60.8949
2030 | SIWEM_PERC | Low Demand Growth+High Gas Supply+Methanex Stays+Delayed Build+Upgraded HVDC+Low Wind & Solar | 50.7391 | 73.6271 | 93.2096
2031 | SIWEM_PERC | Low Demand Growth+High Gas Supply+Methanex Stays+Delayed Build+Upgraded HVDC+Low Wind & Solar | 42.4939 | 72.6127 | 92.5554
2032 | SIWEM_PERC | Low Demand Growth+High Gas Supply+Methanex Stays+Delayed Build+Upgraded HVDC+Low Wind & Solar | 37.3263 | 68.9514 | 96.2511
2033 | SIWEM_PERC | Low Demand Growth+High Gas Supply+Methanex Stays+Delayed Build+Upgraded HVDC+Low Wind & Solar | 32.5717 | 64.1707 | 97.9498
2034 | SIWEM_PERC | Low Demand Growth+High Gas Supply+Methanex Stays+Delayed Build+Upgraded HVDC+Low Wind & Solar | 28.7563 | 60.9654 | 95.0404
2035 | SIWEM_PERC | Low Demand Growth+High Gas Supply+Methanex Stays+Delayed Build+Upgraded HVDC+Low Wind & Solar | 22.7656 | 55.9507 | 91.3733
2026 | NZWEM_PERC | Low Demand Growth+High Gas Supply+Methanex Stays+Delayed Build+Upgraded HVDC+Constrained Operational Capacity | 19.6984 | 19.6984 | 19.6984
2027 | NZWEM_PERC | Low Demand Growth+High Gas Supply+Methanex Stays+Delayed Build+Upgraded HVDC+Constrained Operational Capacity | 15.668 | 15.8175 | 15.995
2028 | NZWEM_PERC | Low Demand Growth+High Gas Supply+Methanex Stays+Delayed Build+Upgraded HVDC+Constrained Operational Capacity | 19.3155 | 20.8447 | 21.1775
2029 | NZWEM_PERC | Low Demand Growth+High Gas Supply+Methanex Stays+Delayed Build+Upgraded HVDC+Constrained Operational Capacity | 20.8665 | 23.9194 | 24.8676
2030 | NZWEM_PERC | Low Demand Growth+High Gas Supply+Methanex Stays+Delayed Build+Upgraded HVDC+Constrained Operational Capacity | 20.8367 | 30.5949 | 38.8435
2031 | NZWEM_PERC | Low Demand Growth+High Gas Supply+Methanex Stays+Delayed Build+Upgraded HVDC+Constrained Operational Capacity | 17.7198 | 30.614 | 39.9274
2032 | NZWEM_PERC | Low Demand Growth+High Gas Supply+Methanex Stays+Delayed Build+Upgraded HVDC+Constrained Operational Capacity | 15.8344 | 29.2467 | 44.5566
2033 | NZWEM_PERC | Low Demand Growth+High Gas Supply+Methanex Stays+Delayed Build+Upgraded HVDC+Constrained Operational Capacity | 14.0884 | 27.3883 | 48.8455
2034 | NZWEM_PERC | Low Demand Growth+High Gas Supply+Methanex Stays+Delayed Build+Upgraded HVDC+Constrained Operational Capacity | 12.6716 | 26.167 | 48.3561
2035 | NZWEM_PERC | Low Demand Growth+High Gas Supply+Methanex Stays+Delayed Build+Upgraded HVDC+Constrained Operational Capacity | 10.4492 | 24.1691 | 47.7444
2026 | NIWCM | Low Demand Growth+High Gas Supply+Methanex Stays+Delayed Build+Upgraded HVDC+Constrained Operational Capacity | 373.5029 | 373.5029 | 373.5029
2027 | NIWCM | Low Demand Growth+High Gas Supply+Methanex Stays+Delayed Build+Upgraded HVDC+Constrained Operational Capacity | 622.7638 | 622.7638 | 622.7638
2028 | NIWCM | Low Demand Growth+High Gas Supply+Methanex Stays+Delayed Build+Upgraded HVDC+Constrained Operational Capacity | 839.2329 | 839.2329 | 839.2329
2029 | NIWCM | Low Demand Growth+High Gas Supply+Methanex Stays+Delayed Build+Upgraded HVDC+Constrained Operational Capacity | 833.4055 | 915.296 | 915.296
2030 | NIWCM | Low Demand Growth+High Gas Supply+Methanex Stays+Delayed Build+Upgraded HVDC+Constrained Operational Capacity | 840.8697 | 1342.2895 | 1454.8857
2031 | NIWCM | Low Demand Growth+High Gas Supply+Methanex Stays+Delayed Build+Upgraded HVDC+Constrained Operational Capacity | 733.0603 | 1378.0255 | 1531.3255
2032 | NIWCM | Low Demand Growth+High Gas Supply+Methanex Stays+Delayed Build+Upgraded HVDC+Constrained Operational Capacity | 605.4925 | 1305.8856 | 1511.777
2033 | NIWCM | Low Demand Growth+High Gas Supply+Methanex Stays+Delayed Build+Upgraded HVDC+Constrained Operational Capacity | 561.3671 | 1272.9951 | 1534.5504
2034 | NIWCM | Low Demand Growth+High Gas Supply+Methanex Stays+Delayed Build+Upgraded HVDC+Constrained Operational Capacity | 450.0023 | 1165.4676 | 1453.3027
2035 | NIWCM | Low Demand Growth+High Gas Supply+Methanex Stays+Delayed Build+Upgraded HVDC+Constrained Operational Capacity | 322.0374 | 1067.0524 | 1365.9433
2026 | SIWEM_PERC | Low Demand Growth+High Gas Supply+Methanex Stays+Delayed Build+Upgraded HVDC+Constrained Operational Capacity | 50.7882 | 50.7882 | 50.7882
2027 | SIWEM_PERC | Low Demand Growth+High Gas Supply+Methanex Stays+Delayed Build+Upgraded HVDC+Constrained Operational Capacity | 41.7093 | 42.1208 | 42.609
2028 | SIWEM_PERC | Low Demand Growth+High Gas Supply+Methanex Stays+Delayed Build+Upgraded HVDC+Constrained Operational Capacity | 51.5224 | 55.6034 | 56.4342
2029 | SIWEM_PERC | Low Demand Growth+High Gas Supply+Methanex Stays+Delayed Build+Upgraded HVDC+Constrained Operational Capacity | 55.1472 | 63.2237 | 65.5842
2030 | SIWEM_PERC | Low Demand Growth+High Gas Supply+Methanex Stays+Delayed Build+Upgraded HVDC+Constrained Operational Capacity | 54.6393 | 80.001 | 98.68
2031 | SIWEM_PERC | Low Demand Growth+High Gas Supply+Methanex Stays+Delayed Build+Upgraded HVDC+Constrained Operational Capacity | 46.5483 | 79.654 | 96.3999
2032 | SIWEM_PERC | Low Demand Growth+High Gas Supply+Methanex Stays+Delayed Build+Upgraded HVDC+Constrained Operational Capacity | 41.3389 | 76.0606 | 100.7887
2033 | SIWEM_PERC | Low Demand Growth+High Gas Supply+Methanex Stays+Delayed Build+Upgraded HVDC+Constrained Operational Capacity | 36.5203 | 71.1666 | 102.9236
2034 | SIWEM_PERC | Low Demand Growth+High Gas Supply+Methanex Stays+Delayed Build+Upgraded HVDC+Constrained Operational Capacity | 32.6441 | 67.9535 | 99.9376
2035 | SIWEM_PERC | Low Demand Growth+High Gas Supply+Methanex Stays+Delayed Build+Upgraded HVDC+Constrained Operational Capacity | 26.5772 | 62.8021 | 96.1747
2026 | NZWEM_PERC | Low Demand Growth+High Gas Supply+Methanex Stays+Delayed Build+Upgraded HVDC+Constrained Operational Capacity+Low Wind & Solar | 18.743 | 18.743 | 18.743
2027 | NZWEM_PERC | Low Demand Growth+High Gas Supply+Methanex Stays+Delayed Build+Upgraded HVDC+Constrained Operational Capacity+Low Wind & Solar | 14.6562 | 14.7911 | 14.9513
2028 | NZWEM_PERC | Low Demand Growth+High Gas Supply+Methanex Stays+Delayed Build+Upgraded HVDC+Constrained Operational Capacity+Low Wind & Solar | 18.0413 | 19.4213 | 19.7217
2029 | NZWEM_PERC | Low Demand Growth+High Gas Supply+Methanex Stays+Delayed Build+Upgraded HVDC+Constrained Operational Capacity+Low Wind & Solar | 19.4231 | 22.1782 | 23.0339
2030 | NZWEM_PERC | Low Demand Growth+High Gas Supply+Methanex Stays+Delayed Build+Upgraded HVDC+Constrained Operational Capacity+Low Wind & Solar | 19.2996 | 28.1061 | 35.5501
2031 | NZWEM_PERC | Low Demand Growth+High Gas Supply+Methanex Stays+Delayed Build+Upgraded HVDC+Constrained Operational Capacity+Low Wind & Solar | 16.2176 | 27.8541 | 36.2591
2032 | NZWEM_PERC | Low Demand Growth+High Gas Supply+Methanex Stays+Delayed Build+Upgraded HVDC+Constrained Operational Capacity+Low Wind & Solar | 14.3577 | 26.4619 | 40.3182
2033 | NZWEM_PERC | Low Demand Growth+High Gas Supply+Methanex Stays+Delayed Build+Upgraded HVDC+Constrained Operational Capacity+Low Wind & Solar | 12.6347 | 24.6468 | 44.0503
2034 | NZWEM_PERC | Low Demand Growth+High Gas Supply+Methanex Stays+Delayed Build+Upgraded HVDC+Constrained Operational Capacity+Low Wind & Solar | 11.2418 | 23.4302 | 43.532
2035 | NZWEM_PERC | Low Demand Growth+High Gas Supply+Methanex Stays+Delayed Build+Upgraded HVDC+Constrained Operational Capacity+Low Wind & Solar | 9.0504 | 21.4916 | 42.8428
2026 | NIWCM | Low Demand Growth+High Gas Supply+Methanex Stays+Delayed Build+Upgraded HVDC+Constrained Operational Capacity+Low Wind & Solar | 373.5029 | 373.5029 | 373.5029
2027 | NIWCM | Low Demand Growth+High Gas Supply+Methanex Stays+Delayed Build+Upgraded HVDC+Constrained Operational Capacity+Low Wind & Solar | 622.7638 | 622.7638 | 622.7638
2028 | NIWCM | Low Demand Growth+High Gas Supply+Methanex Stays+Delayed Build+Upgraded HVDC+Constrained Operational Capacity+Low Wind & Solar | 839.2329 | 839.2329 | 839.2329
2029 | NIWCM | Low Demand Growth+High Gas Supply+Methanex Stays+Delayed Build+Upgraded HVDC+Constrained Operational Capacity+Low Wind & Solar | 833.4055 | 915.296 | 915.296
2030 | NIWCM | Low Demand Growth+High Gas Supply+Methanex Stays+Delayed Build+Upgraded HVDC+Constrained Operational Capacity+Low Wind & Solar | 840.8697 | 1342.2895 | 1454.8857
2031 | NIWCM | Low Demand Growth+High Gas Supply+Methanex Stays+Delayed Build+Upgraded HVDC+Constrained Operational Capacity+Low Wind & Solar | 733.0603 | 1378.0255 | 1531.3255
2032 | NIWCM | Low Demand Growth+High Gas Supply+Methanex Stays+Delayed Build+Upgraded HVDC+Constrained Operational Capacity+Low Wind & Solar | 605.4925 | 1305.8856 | 1511.777
2033 | NIWCM | Low Demand Growth+High Gas Supply+Methanex Stays+Delayed Build+Upgraded HVDC+Constrained Operational Capacity+Low Wind & Solar | 561.3671 | 1272.9951 | 1534.5504
2034 | NIWCM | Low Demand Growth+High Gas Supply+Methanex Stays+Delayed Build+Upgraded HVDC+Constrained Operational Capacity+Low Wind & Solar | 450.0023 | 1165.4676 | 1453.3027
2035 | NIWCM | Low Demand Growth+High Gas Supply+Methanex Stays+Delayed Build+Upgraded HVDC+Constrained Operational Capacity+Low Wind & Solar | 322.0374 | 1067.0524 | 1365.9433
2026 | SIWEM_PERC | Low Demand Growth+High Gas Supply+Methanex Stays+Delayed Build+Upgraded HVDC+Constrained Operational Capacity+Low Wind & Solar | 50.4405 | 50.4405 | 50.4405
2027 | SIWEM_PERC | Low Demand Growth+High Gas Supply+Methanex Stays+Delayed Build+Upgraded HVDC+Constrained Operational Capacity+Low Wind & Solar | 38.926 | 39.2973 | 39.738
2028 | SIWEM_PERC | Low Demand Growth+High Gas Supply+Methanex Stays+Delayed Build+Upgraded HVDC+Constrained Operational Capacity+Low Wind & Solar | 48.0293 | 51.8125 | 52.6358
2029 | SIWEM_PERC | Low Demand Growth+High Gas Supply+Methanex Stays+Delayed Build+Upgraded HVDC+Constrained Operational Capacity+Low Wind & Solar | 51.4759 | 58.7646 | 60.8949
2030 | SIWEM_PERC | Low Demand Growth+High Gas Supply+Methanex Stays+Delayed Build+Upgraded HVDC+Constrained Operational Capacity+Low Wind & Solar | 50.7391 | 73.6271 | 93.2096
2031 | SIWEM_PERC | Low Demand Growth+High Gas Supply+Methanex Stays+Delayed Build+Upgraded HVDC+Constrained Operational Capacity+Low Wind & Solar | 42.4939 | 72.6127 | 92.5554
2032 | SIWEM_PERC | Low Demand Growth+High Gas Supply+Methanex Stays+Delayed Build+Upgraded HVDC+Constrained Operational Capacity+Low Wind & Solar | 37.3263 | 68.9514 | 96.2511
2033 | SIWEM_PERC | Low Demand Growth+High Gas Supply+Methanex Stays+Delayed Build+Upgraded HVDC+Constrained Operational Capacity+Low Wind & Solar | 32.5717 | 64.1707 | 97.9498
2034 | SIWEM_PERC | Low Demand Growth+High Gas Supply+Methanex Stays+Delayed Build+Upgraded HVDC+Constrained Operational Capacity+Low Wind & Solar | 28.7563 | 60.9654 | 95.0404
2035 | SIWEM_PERC | Low Demand Growth+High Gas Supply+Methanex Stays+Delayed Build+Upgraded HVDC+Constrained Operational Capacity+Low Wind & Solar | 22.7656 | 55.9507 | 91.3733
2026 | NZWEM_PERC | Low Demand Growth+High Gas Supply+Methanex Stays+Reduced Rankine Availability | 20.2045 | 20.2644 | 20.2644
2027 | NZWEM_PERC | Low Demand Growth+High Gas Supply+Methanex Stays+Reduced Rankine Availability | 14.8262 | 16.7701 | 17.1062
2028 | NZWEM_PERC | Low Demand Growth+High Gas Supply+Methanex Stays+Reduced Rankine Availability | 15.1914 | 23.7844 | 28.5505
2029 | NZWEM_PERC | Low Demand Growth+High Gas Supply+Methanex Stays+Reduced Rankine Availability | 13.6398 | 25.8913 | 35.5846
2030 | NZWEM_PERC | Low Demand Growth+High Gas Supply+Methanex Stays+Reduced Rankine Availability | 12.5217 | 27.0508 | 42.9868
2031 | NZWEM_PERC | Low Demand Growth+High Gas Supply+Methanex Stays+Reduced Rankine Availability | 9.5932 | 23.8926 | 46.0667
2032 | NZWEM_PERC | Low Demand Growth+High Gas Supply+Methanex Stays+Reduced Rankine Availability | 7.8461 | 22.33 | 45.2471
2033 | NZWEM_PERC | Low Demand Growth+High Gas Supply+Methanex Stays+Reduced Rankine Availability | 6.2244 | 20.483 | 44.9839
2034 | NZWEM_PERC | Low Demand Growth+High Gas Supply+Methanex Stays+Reduced Rankine Availability | 4.9371 | 19.4341 | 43.5316
2035 | NZWEM_PERC | Low Demand Growth+High Gas Supply+Methanex Stays+Reduced Rankine Availability | 2.8823 | 17.1693 | 40.7446
2026 | NIWCM | Low Demand Growth+High Gas Supply+Methanex Stays+Reduced Rankine Availability | 1191.4351 | 1192.2349 | 1192.2349
2027 | NIWCM | Low Demand Growth+High Gas Supply+Methanex Stays+Reduced Rankine Availability | 1327.1564 | 1355.0149 | 1359.5514
2028 | NIWCM | Low Demand Growth+High Gas Supply+Methanex Stays+Reduced Rankine Availability | 1461.582 | 2021.8616 | 2060.8072
2029 | NIWCM | Low Demand Growth+High Gas Supply+Methanex Stays+Reduced Rankine Availability | 1439.5339 | 2249.7561 | 2467.4453
2030 | NIWCM | Low Demand Growth+High Gas Supply+Methanex Stays+Reduced Rankine Availability | 1323.5546 | 2234.2366 | 2599.4835
2031 | NIWCM | Low Demand Growth+High Gas Supply+Methanex Stays+Reduced Rankine Availability | 1236.7153 | 2193.9154 | 2750.7502
2032 | NIWCM | Low Demand Growth+High Gas Supply+Methanex Stays+Reduced Rankine Availability | 1115.6248 | 2114.4036 | 2721.1172
2033 | NIWCM | Low Demand Growth+High Gas Supply+Methanex Stays+Reduced Rankine Availability | 1000.1606 | 2013.8983 | 2715.0076
2034 | NIWCM | Low Demand Growth+High Gas Supply+Methanex Stays+Reduced Rankine Availability | 889.5072 | 1953.5982 | 2758.1705
2035 | NIWCM | Low Demand Growth+High Gas Supply+Methanex Stays+Reduced Rankine Availability | 763.819 | 1843.0482 | 2672.7288
2026 | SIWEM_PERC | Low Demand Growth+High Gas Supply+Methanex Stays+Reduced Rankine Availability | 54.5165 | 54.682 | 54.682
2027 | SIWEM_PERC | Low Demand Growth+High Gas Supply+Methanex Stays+Reduced Rankine Availability | 39.3938 | 44.7412 | 45.6656
2028 | SIWEM_PERC | Low Demand Growth+High Gas Supply+Methanex Stays+Reduced Rankine Availability | 40.2169 | 63.7729 | 76.4172
2029 | SIWEM_PERC | Low Demand Growth+High Gas Supply+Methanex Stays+Reduced Rankine Availability | 35.8181 | 66.3794 | 83.0811
2030 | SIWEM_PERC | Low Demand Growth+High Gas Supply+Methanex Stays+Reduced Rankine Availability | 32.5273 | 64.9092 | 87.3057
2031 | SIWEM_PERC | Low Demand Growth+High Gas Supply+Methanex Stays+Reduced Rankine Availability | 24.4734 | 61.2884 | 88.5761
2032 | SIWEM_PERC | Low Demand Growth+High Gas Supply+Methanex Stays+Reduced Rankine Availability | 20.3674 | 58.492 | 85.2852
2033 | SIWEM_PERC | Low Demand Growth+High Gas Supply+Methanex Stays+Reduced Rankine Availability | 18.5707 | 53.8897 | 82.4535
2034 | SIWEM_PERC | Low Demand Growth+High Gas Supply+Methanex Stays+Reduced Rankine Availability | 16.8853 | 51.0323 | 79.7831
2035 | SIWEM_PERC | Low Demand Growth+High Gas Supply+Methanex Stays+Reduced Rankine Availability | 14.7472 | 44.8895 | 76.4144
2026 | NZWEM_PERC | Low Demand Growth+High Gas Supply+Methanex Stays+Reduced Rankine Availability+Low Wind & Solar | 18.9487 | 19.0027 | 19.0027
2027 | NZWEM_PERC | Low Demand Growth+High Gas Supply+Methanex Stays+Reduced Rankine Availability+Low Wind & Solar | 13.4007 | 15.155 | 15.4582
2028 | NZWEM_PERC | Low Demand Growth+High Gas Supply+Methanex Stays+Reduced Rankine Availability+Low Wind & Solar | 13.6582 | 21.4131 | 25.7143
2029 | NZWEM_PERC | Low Demand Growth+High Gas Supply+Methanex Stays+Reduced Rankine Availability+Low Wind & Solar | 12.0763 | 23.1328 | 31.8807
2030 | NZWEM_PERC | Low Demand Growth+High Gas Supply+Methanex Stays+Reduced Rankine Availability+Low Wind & Solar | 10.9847 | 24.152 | 38.5751
2031 | NZWEM_PERC | Low Demand Growth+High Gas Supply+Methanex Stays+Reduced Rankine Availability+Low Wind & Solar | 8.0909 | 21.0595 | 41.1112
2032 | NZWEM_PERC | Low Demand Growth+High Gas Supply+Methanex Stays+Reduced Rankine Availability+Low Wind & Solar | 6.3695 | 19.5034 | 40.2648
2033 | NZWEM_PERC | Low Demand Growth+High Gas Supply+Methanex Stays+Reduced Rankine Availability+Low Wind & Solar | 4.7707 | 17.7004 | 39.8898
2034 | NZWEM_PERC | Low Demand Growth+High Gas Supply+Methanex Stays+Reduced Rankine Availability+Low Wind & Solar | 3.5074 | 16.6973 | 38.5214
2035 | NZWEM_PERC | Low Demand Growth+High Gas Supply+Methanex Stays+Reduced Rankine Availability+Low Wind & Solar | 1.4835 | 14.4918 | 35.843
2026 | NIWCM | Low Demand Growth+High Gas Supply+Methanex Stays+Reduced Rankine Availability+Low Wind & Solar | 1191.4351 | 1192.2349 | 1192.2349
2027 | NIWCM | Low Demand Growth+High Gas Supply+Methanex Stays+Reduced Rankine Availability+Low Wind & Solar | 1327.1564 | 1355.0149 | 1359.5514
2028 | NIWCM | Low Demand Growth+High Gas Supply+Methanex Stays+Reduced Rankine Availability+Low Wind & Solar | 1461.582 | 2021.8616 | 2060.8072
2029 | NIWCM | Low Demand Growth+High Gas Supply+Methanex Stays+Reduced Rankine Availability+Low Wind & Solar | 1439.5339 | 2249.7561 | 2467.4453
2030 | NIWCM | Low Demand Growth+High Gas Supply+Methanex Stays+Reduced Rankine Availability+Low Wind & Solar | 1323.5546 | 2234.2366 | 2599.4835
2031 | NIWCM | Low Demand Growth+High Gas Supply+Methanex Stays+Reduced Rankine Availability+Low Wind & Solar | 1236.7153 | 2193.9154 | 2750.7502
2032 | NIWCM | Low Demand Growth+High Gas Supply+Methanex Stays+Reduced Rankine Availability+Low Wind & Solar | 1115.6248 | 2114.4036 | 2721.1172
2033 | NIWCM | Low Demand Growth+High Gas Supply+Methanex Stays+Reduced Rankine Availability+Low Wind & Solar | 1000.1606 | 2013.8983 | 2715.0076
2034 | NIWCM | Low Demand Growth+High Gas Supply+Methanex Stays+Reduced Rankine Availability+Low Wind & Solar | 889.5072 | 1953.5982 | 2758.1705
2035 | NIWCM | Low Demand Growth+High Gas Supply+Methanex Stays+Reduced Rankine Availability+Low Wind & Solar | 763.819 | 1843.0482 | 2672.7288
2026 | SIWEM_PERC | Low Demand Growth+High Gas Supply+Methanex Stays+Reduced Rankine Availability+Low Wind & Solar | 51.0427 | 51.192 | 51.192
2027 | SIWEM_PERC | Low Demand Growth+High Gas Supply+Methanex Stays+Reduced Rankine Availability+Low Wind & Solar | 35.4723 | 40.2981 | 41.1324
2028 | SIWEM_PERC | Low Demand Growth+High Gas Supply+Methanex Stays+Reduced Rankine Availability+Low Wind & Solar | 36.0139 | 57.2724 | 69.0631
2029 | SIWEM_PERC | Low Demand Growth+High Gas Supply+Methanex Stays+Reduced Rankine Availability+Low Wind & Solar | 31.5436 | 61.7701 | 79.06
2030 | SIWEM_PERC | Low Demand Growth+High Gas Supply+Methanex Stays+Reduced Rankine Availability+Low Wind & Solar | 28.3465 | 62.3656 | 82.5777
2031 | SIWEM_PERC | Low Demand Growth+High Gas Supply+Methanex Stays+Reduced Rankine Availability+Low Wind & Solar | 21.4438 | 55.6653 | 83.4284
2032 | SIWEM_PERC | Low Demand Growth+High Gas Supply+Methanex Stays+Reduced Rankine Availability+Low Wind & Solar | 19.3693 | 51.309 | 80.2308
2033 | SIWEM_PERC | Low Demand Growth+High Gas Supply+Methanex Stays+Reduced Rankine Availability+Low Wind & Solar | 17.5885 | 46.3314 | 77.4796
2034 | SIWEM_PERC | Low Demand Growth+High Gas Supply+Methanex Stays+Reduced Rankine Availability+Low Wind & Solar | 15.9182 | 43.5905 | 74.8859
2035 | SIWEM_PERC | Low Demand Growth+High Gas Supply+Methanex Stays+Reduced Rankine Availability+Low Wind & Solar | 13.799 | 37.5933 | 71.6131
2026 | NZWEM_PERC | Low Demand Growth+High Gas Supply+Methanex Stays+Reduced Rankine Availability+Constrained Operational Capacity | 20.2045 | 20.2644 | 20.2644
2027 | NZWEM_PERC | Low Demand Growth+High Gas Supply+Methanex Stays+Reduced Rankine Availability+Constrained Operational Capacity | 14.8262 | 16.7701 | 17.1062
2028 | NZWEM_PERC | Low Demand Growth+High Gas Supply+Methanex Stays+Reduced Rankine Availability+Constrained Operational Capacity | 15.1914 | 23.7844 | 28.5505
2029 | NZWEM_PERC | Low Demand Growth+High Gas Supply+Methanex Stays+Reduced Rankine Availability+Constrained Operational Capacity | 13.6398 | 25.8913 | 35.5846
2030 | NZWEM_PERC | Low Demand Growth+High Gas Supply+Methanex Stays+Reduced Rankine Availability+Constrained Operational Capacity | 12.5217 | 27.0508 | 42.9868
2031 | NZWEM_PERC | Low Demand Growth+High Gas Supply+Methanex Stays+Reduced Rankine Availability+Constrained Operational Capacity | 9.5932 | 23.8926 | 46.0667
2032 | NZWEM_PERC | Low Demand Growth+High Gas Supply+Methanex Stays+Reduced Rankine Availability+Constrained Operational Capacity | 7.8461 | 22.33 | 45.2471
2033 | NZWEM_PERC | Low Demand Growth+High Gas Supply+Methanex Stays+Reduced Rankine Availability+Constrained Operational Capacity | 6.2244 | 20.483 | 44.9839
2034 | NZWEM_PERC | Low Demand Growth+High Gas Supply+Methanex Stays+Reduced Rankine Availability+Constrained Operational Capacity | 4.9371 | 19.4341 | 43.5316
2035 | NZWEM_PERC | Low Demand Growth+High Gas Supply+Methanex Stays+Reduced Rankine Availability+Constrained Operational Capacity | 2.8823 | 17.1693 | 40.7446
2026 | NIWCM | Low Demand Growth+High Gas Supply+Methanex Stays+Reduced Rankine Availability+Constrained Operational Capacity | 604.1196 | 604.1196 | 604.1196
2027 | NIWCM | Low Demand Growth+High Gas Supply+Methanex Stays+Reduced Rankine Availability+Constrained Operational Capacity | 709.2101 | 713.0979 | 713.0979
2028 | NIWCM | Low Demand Growth+High Gas Supply+Methanex Stays+Reduced Rankine Availability+Constrained Operational Capacity | 818.3594 | 1305.8788 | 1312.9608
2029 | NIWCM | Low Demand Growth+High Gas Supply+Methanex Stays+Reduced Rankine Availability+Constrained Operational Capacity | 782.4328 | 1423.8944 | 1576.8858
2030 | NIWCM | Low Demand Growth+High Gas Supply+Methanex Stays+Reduced Rankine Availability+Constrained Operational Capacity | 666.2462 | 1383.6679 | 1589.3647
2031 | NIWCM | Low Demand Growth+High Gas Supply+Methanex Stays+Reduced Rankine Availability+Constrained Operational Capacity | 575.5979 | 1304.9563 | 1564.7785
2032 | NIWCM | Low Demand Growth+High Gas Supply+Methanex Stays+Reduced Rankine Availability+Constrained Operational Capacity | 448.0312 | 1187.216 | 1467.5734
2033 | NIWCM | Low Demand Growth+High Gas Supply+Methanex Stays+Reduced Rankine Availability+Constrained Operational Capacity | 330.967 | 1073.0536 | 1366.0557
2034 | NIWCM | Low Demand Growth+High Gas Supply+Methanex Stays+Reduced Rankine Availability+Constrained Operational Capacity | 219.6023 | 1005.157 | 1380.2233
2035 | NIWCM | Low Demand Growth+High Gas Supply+Methanex Stays+Reduced Rankine Availability+Constrained Operational Capacity | 91.6374 | 888.9844 | 1265.1036
2026 | SIWEM_PERC | Low Demand Growth+High Gas Supply+Methanex Stays+Reduced Rankine Availability+Constrained Operational Capacity | 54.5165 | 54.682 | 54.682
2027 | SIWEM_PERC | Low Demand Growth+High Gas Supply+Methanex Stays+Reduced Rankine Availability+Constrained Operational Capacity | 39.3938 | 44.7412 | 45.6656
2028 | SIWEM_PERC | Low Demand Growth+High Gas Supply+Methanex Stays+Reduced Rankine Availability+Constrained Operational Capacity | 40.2169 | 63.7729 | 76.4172
2029 | SIWEM_PERC | Low Demand Growth+High Gas Supply+Methanex Stays+Reduced Rankine Availability+Constrained Operational Capacity | 35.8181 | 66.3794 | 83.0811
2030 | SIWEM_PERC | Low Demand Growth+High Gas Supply+Methanex Stays+Reduced Rankine Availability+Constrained Operational Capacity | 32.5273 | 64.9092 | 87.3057
2031 | SIWEM_PERC | Low Demand Growth+High Gas Supply+Methanex Stays+Reduced Rankine Availability+Constrained Operational Capacity | 24.4734 | 61.2884 | 88.5761
2032 | SIWEM_PERC | Low Demand Growth+High Gas Supply+Methanex Stays+Reduced Rankine Availability+Constrained Operational Capacity | 20.3674 | 58.492 | 85.2852
2033 | SIWEM_PERC | Low Demand Growth+High Gas Supply+Methanex Stays+Reduced Rankine Availability+Constrained Operational Capacity | 18.5707 | 53.8897 | 82.4535
2034 | SIWEM_PERC | Low Demand Growth+High Gas Supply+Methanex Stays+Reduced Rankine Availability+Constrained Operational Capacity | 16.8853 | 51.0323 | 79.7831
2035 | SIWEM_PERC | Low Demand Growth+High Gas Supply+Methanex Stays+Reduced Rankine Availability+Constrained Operational Capacity | 14.7472 | 44.8895 | 76.4144
2026 | NZWEM_PERC | Low Demand Growth+High Gas Supply+Methanex Stays+Reduced Rankine Availability+Constrained Operational Capacity+Low Wind & Solar | 18.9487 | 19.0027 | 19.0027
2027 | NZWEM_PERC | Low Demand Growth+High Gas Supply+Methanex Stays+Reduced Rankine Availability+Constrained Operational Capacity+Low Wind & Solar | 13.4007 | 15.155 | 15.4582
2028 | NZWEM_PERC | Low Demand Growth+High Gas Supply+Methanex Stays+Reduced Rankine Availability+Constrained Operational Capacity+Low Wind & Solar | 13.6582 | 21.4131 | 25.7143
2029 | NZWEM_PERC | Low Demand Growth+High Gas Supply+Methanex Stays+Reduced Rankine Availability+Constrained Operational Capacity+Low Wind & Solar | 12.0763 | 23.1328 | 31.8807
2030 | NZWEM_PERC | Low Demand Growth+High Gas Supply+Methanex Stays+Reduced Rankine Availability+Constrained Operational Capacity+Low Wind & Solar | 10.9847 | 24.152 | 38.5751
2031 | NZWEM_PERC | Low Demand Growth+High Gas Supply+Methanex Stays+Reduced Rankine Availability+Constrained Operational Capacity+Low Wind & Solar | 8.0909 | 21.0595 | 41.1112
2032 | NZWEM_PERC | Low Demand Growth+High Gas Supply+Methanex Stays+Reduced Rankine Availability+Constrained Operational Capacity+Low Wind & Solar | 6.3695 | 19.5034 | 40.2648
2033 | NZWEM_PERC | Low Demand Growth+High Gas Supply+Methanex Stays+Reduced Rankine Availability+Constrained Operational Capacity+Low Wind & Solar | 4.7707 | 17.7004 | 39.8898
2034 | NZWEM_PERC | Low Demand Growth+High Gas Supply+Methanex Stays+Reduced Rankine Availability+Constrained Operational Capacity+Low Wind & Solar | 3.5074 | 16.6973 | 38.5214
2035 | NZWEM_PERC | Low Demand Growth+High Gas Supply+Methanex Stays+Reduced Rankine Availability+Constrained Operational Capacity+Low Wind & Solar | 1.4835 | 14.4918 | 35.843
2026 | NIWCM | Low Demand Growth+High Gas Supply+Methanex Stays+Reduced Rankine Availability+Constrained Operational Capacity+Low Wind & Solar | 604.1196 | 604.1196 | 604.1196
2027 | NIWCM | Low Demand Growth+High Gas Supply+Methanex Stays+Reduced Rankine Availability+Constrained Operational Capacity+Low Wind & Solar | 709.2101 | 713.0979 | 713.0979
2028 | NIWCM | Low Demand Growth+High Gas Supply+Methanex Stays+Reduced Rankine Availability+Constrained Operational Capacity+Low Wind & Solar | 818.3594 | 1305.8788 | 1312.9608
2029 | NIWCM | Low Demand Growth+High Gas Supply+Methanex Stays+Reduced Rankine Availability+Constrained Operational Capacity+Low Wind & Solar | 782.4328 | 1423.8944 | 1576.8858
2030 | NIWCM | Low Demand Growth+High Gas Supply+Methanex Stays+Reduced Rankine Availability+Constrained Operational Capacity+Low Wind & Solar | 666.2462 | 1383.6679 | 1589.3647
2031 | NIWCM | Low Demand Growth+High Gas Supply+Methanex Stays+Reduced Rankine Availability+Constrained Operational Capacity+Low Wind & Solar | 575.5979 | 1304.9563 | 1564.7785
2032 | NIWCM | Low Demand Growth+High Gas Supply+Methanex Stays+Reduced Rankine Availability+Constrained Operational Capacity+Low Wind & Solar | 448.0312 | 1187.216 | 1467.5734
2033 | NIWCM | Low Demand Growth+High Gas Supply+Methanex Stays+Reduced Rankine Availability+Constrained Operational Capacity+Low Wind & Solar | 330.967 | 1073.0536 | 1366.0557
2034 | NIWCM | Low Demand Growth+High Gas Supply+Methanex Stays+Reduced Rankine Availability+Constrained Operational Capacity+Low Wind & Solar | 219.6023 | 1005.157 | 1380.2233
2035 | NIWCM | Low Demand Growth+High Gas Supply+Methanex Stays+Reduced Rankine Availability+Constrained Operational Capacity+Low Wind & Solar | 91.6374 | 888.9844 | 1265.1036
2026 | SIWEM_PERC | Low Demand Growth+High Gas Supply+Methanex Stays+Reduced Rankine Availability+Constrained Operational Capacity+Low Wind & Solar | 51.0427 | 51.192 | 51.192
2027 | SIWEM_PERC | Low Demand Growth+High Gas Supply+Methanex Stays+Reduced Rankine Availability+Constrained Operational Capacity+Low Wind & Solar | 35.4723 | 40.2981 | 41.1324
2028 | SIWEM_PERC | Low Demand Growth+High Gas Supply+Methanex Stays+Reduced Rankine Availability+Constrained Operational Capacity+Low Wind & Solar | 36.0139 | 57.2724 | 69.0631
2029 | SIWEM_PERC | Low Demand Growth+High Gas Supply+Methanex Stays+Reduced Rankine Availability+Constrained Operational Capacity+Low Wind & Solar | 31.5436 | 61.7701 | 79.06
2030 | SIWEM_PERC | Low Demand Growth+High Gas Supply+Methanex Stays+Reduced Rankine Availability+Constrained Operational Capacity+Low Wind & Solar | 28.3465 | 62.3656 | 82.5777
2031 | SIWEM_PERC | Low Demand Growth+High Gas Supply+Methanex Stays+Reduced Rankine Availability+Constrained Operational Capacity+Low Wind & Solar | 21.4438 | 55.6653 | 83.4284
2032 | SIWEM_PERC | Low Demand Growth+High Gas Supply+Methanex Stays+Reduced Rankine Availability+Constrained Operational Capacity+Low Wind & Solar | 19.3693 | 51.309 | 80.2308
2033 | SIWEM_PERC | Low Demand Growth+High Gas Supply+Methanex Stays+Reduced Rankine Availability+Constrained Operational Capacity+Low Wind & Solar | 17.5885 | 46.3314 | 77.4796
2034 | SIWEM_PERC | Low Demand Growth+High Gas Supply+Methanex Stays+Reduced Rankine Availability+Constrained Operational Capacity+Low Wind & Solar | 15.9182 | 43.5905 | 74.8859
2035 | SIWEM_PERC | Low Demand Growth+High Gas Supply+Methanex Stays+Reduced Rankine Availability+Constrained Operational Capacity+Low Wind & Solar | 13.799 | 37.5933 | 71.6131
2026 | NZWEM_PERC | Low Demand Growth+High Gas Supply+Methanex Stays+Reduced Rankine Availability+Upgraded HVDC | 20.2045 | 20.2644 | 20.2644
2027 | NZWEM_PERC | Low Demand Growth+High Gas Supply+Methanex Stays+Reduced Rankine Availability+Upgraded HVDC | 14.8262 | 16.7701 | 17.1062
2028 | NZWEM_PERC | Low Demand Growth+High Gas Supply+Methanex Stays+Reduced Rankine Availability+Upgraded HVDC | 15.1914 | 23.7844 | 28.5505
2029 | NZWEM_PERC | Low Demand Growth+High Gas Supply+Methanex Stays+Reduced Rankine Availability+Upgraded HVDC | 13.6398 | 25.8913 | 35.5846
2030 | NZWEM_PERC | Low Demand Growth+High Gas Supply+Methanex Stays+Reduced Rankine Availability+Upgraded HVDC | 12.5217 | 27.0508 | 42.9868
2031 | NZWEM_PERC | Low Demand Growth+High Gas Supply+Methanex Stays+Reduced Rankine Availability+Upgraded HVDC | 9.5932 | 23.8926 | 46.0667
2032 | NZWEM_PERC | Low Demand Growth+High Gas Supply+Methanex Stays+Reduced Rankine Availability+Upgraded HVDC | 7.8461 | 22.33 | 45.2471
2033 | NZWEM_PERC | Low Demand Growth+High Gas Supply+Methanex Stays+Reduced Rankine Availability+Upgraded HVDC | 6.2244 | 20.483 | 44.9839
2034 | NZWEM_PERC | Low Demand Growth+High Gas Supply+Methanex Stays+Reduced Rankine Availability+Upgraded HVDC | 4.9371 | 19.4341 | 43.5316
2035 | NZWEM_PERC | Low Demand Growth+High Gas Supply+Methanex Stays+Reduced Rankine Availability+Upgraded HVDC | 2.8823 | 17.1693 | 40.7446
2026 | NIWCM | Low Demand Growth+High Gas Supply+Methanex Stays+Reduced Rankine Availability+Upgraded HVDC | 1191.4351 | 1192.2349 | 1192.2349
2027 | NIWCM | Low Demand Growth+High Gas Supply+Methanex Stays+Reduced Rankine Availability+Upgraded HVDC | 1327.1564 | 1355.0149 | 1359.5514
2028 | NIWCM | Low Demand Growth+High Gas Supply+Methanex Stays+Reduced Rankine Availability+Upgraded HVDC | 1461.582 | 2021.8616 | 2060.8072
2029 | NIWCM | Low Demand Growth+High Gas Supply+Methanex Stays+Reduced Rankine Availability+Upgraded HVDC | 1439.5339 | 2249.7561 | 2467.4453
2030 | NIWCM | Low Demand Growth+High Gas Supply+Methanex Stays+Reduced Rankine Availability+Upgraded HVDC | 1323.5546 | 2234.2366 | 2599.4835
2031 | NIWCM | Low Demand Growth+High Gas Supply+Methanex Stays+Reduced Rankine Availability+Upgraded HVDC | 1236.7283 | 2232.003 | 2874.2501
2032 | NIWCM | Low Demand Growth+High Gas Supply+Methanex Stays+Reduced Rankine Availability+Upgraded HVDC | 1115.6214 | 2126.5675 | 2844.7526
2033 | NIWCM | Low Demand Growth+High Gas Supply+Methanex Stays+Reduced Rankine Availability+Upgraded HVDC | 1000.1615 | 2013.9003 | 2838.3788
2034 | NIWCM | Low Demand Growth+High Gas Supply+Methanex Stays+Reduced Rankine Availability+Upgraded HVDC | 889.5069 | 1953.6843 | 2887.9237
2035 | NIWCM | Low Demand Growth+High Gas Supply+Methanex Stays+Reduced Rankine Availability+Upgraded HVDC | 763.8191 | 1843.0321 | 2796.9933
2026 | SIWEM_PERC | Low Demand Growth+High Gas Supply+Methanex Stays+Reduced Rankine Availability+Upgraded HVDC | 54.5165 | 54.682 | 54.682
2027 | SIWEM_PERC | Low Demand Growth+High Gas Supply+Methanex Stays+Reduced Rankine Availability+Upgraded HVDC | 39.3938 | 44.7412 | 45.6656
2028 | SIWEM_PERC | Low Demand Growth+High Gas Supply+Methanex Stays+Reduced Rankine Availability+Upgraded HVDC | 40.2169 | 63.7729 | 76.8003
2029 | SIWEM_PERC | Low Demand Growth+High Gas Supply+Methanex Stays+Reduced Rankine Availability+Upgraded HVDC | 35.8181 | 69.0492 | 94.6733
2030 | SIWEM_PERC | Low Demand Growth+High Gas Supply+Methanex Stays+Reduced Rankine Availability+Upgraded HVDC | 32.5273 | 71.4088 | 108.9799
2031 | SIWEM_PERC | Low Demand Growth+High Gas Supply+Methanex Stays+Reduced Rankine Availability+Upgraded HVDC | 24.4734 | 63.1861 | 109.7617
2032 | SIWEM_PERC | Low Demand Growth+High Gas Supply+Methanex Stays+Reduced Rankine Availability+Upgraded HVDC | 20.3674 | 58.9453 | 106.087
2033 | SIWEM_PERC | Low Demand Growth+High Gas Supply+Methanex Stays+Reduced Rankine Availability+Upgraded HVDC | 18.5707 | 53.8897 | 102.9236
2034 | SIWEM_PERC | Low Demand Growth+High Gas Supply+Methanex Stays+Reduced Rankine Availability+Upgraded HVDC | 16.8853 | 51.0323 | 99.9376
2035 | SIWEM_PERC | Low Demand Growth+High Gas Supply+Methanex Stays+Reduced Rankine Availability+Upgraded HVDC | 14.7472 | 44.8895 | 96.1747
2026 | NZWEM_PERC | Low Demand Growth+High Gas Supply+Methanex Stays+Reduced Rankine Availability+Upgraded HVDC+Low Wind & Solar | 18.9487 | 19.0027 | 19.0027
2027 | NZWEM_PERC | Low Demand Growth+High Gas Supply+Methanex Stays+Reduced Rankine Availability+Upgraded HVDC+Low Wind & Solar | 13.4007 | 15.155 | 15.4582
2028 | NZWEM_PERC | Low Demand Growth+High Gas Supply+Methanex Stays+Reduced Rankine Availability+Upgraded HVDC+Low Wind & Solar | 13.6582 | 21.4131 | 25.7143
2029 | NZWEM_PERC | Low Demand Growth+High Gas Supply+Methanex Stays+Reduced Rankine Availability+Upgraded HVDC+Low Wind & Solar | 12.0763 | 23.1328 | 31.8807
2030 | NZWEM_PERC | Low Demand Growth+High Gas Supply+Methanex Stays+Reduced Rankine Availability+Upgraded HVDC+Low Wind & Solar | 10.9847 | 24.152 | 38.5751
2031 | NZWEM_PERC | Low Demand Growth+High Gas Supply+Methanex Stays+Reduced Rankine Availability+Upgraded HVDC+Low Wind & Solar | 8.0909 | 21.0595 | 41.1112
2032 | NZWEM_PERC | Low Demand Growth+High Gas Supply+Methanex Stays+Reduced Rankine Availability+Upgraded HVDC+Low Wind & Solar | 6.3695 | 19.5034 | 40.2648
2033 | NZWEM_PERC | Low Demand Growth+High Gas Supply+Methanex Stays+Reduced Rankine Availability+Upgraded HVDC+Low Wind & Solar | 4.7707 | 17.7004 | 39.8898
2034 | NZWEM_PERC | Low Demand Growth+High Gas Supply+Methanex Stays+Reduced Rankine Availability+Upgraded HVDC+Low Wind & Solar | 3.5074 | 16.6973 | 38.5214
2035 | NZWEM_PERC | Low Demand Growth+High Gas Supply+Methanex Stays+Reduced Rankine Availability+Upgraded HVDC+Low Wind & Solar | 1.4835 | 14.4918 | 35.843
2026 | NIWCM | Low Demand Growth+High Gas Supply+Methanex Stays+Reduced Rankine Availability+Upgraded HVDC+Low Wind & Solar | 1191.4351 | 1192.2349 | 1192.2349
2027 | NIWCM | Low Demand Growth+High Gas Supply+Methanex Stays+Reduced Rankine Availability+Upgraded HVDC+Low Wind & Solar | 1327.1564 | 1355.0149 | 1359.5514
2028 | NIWCM | Low Demand Growth+High Gas Supply+Methanex Stays+Reduced Rankine Availability+Upgraded HVDC+Low Wind & Solar | 1461.582 | 2021.8616 | 2060.8072
2029 | NIWCM | Low Demand Growth+High Gas Supply+Methanex Stays+Reduced Rankine Availability+Upgraded HVDC+Low Wind & Solar | 1439.5339 | 2249.7561 | 2467.4453
2030 | NIWCM | Low Demand Growth+High Gas Supply+Methanex Stays+Reduced Rankine Availability+Upgraded HVDC+Low Wind & Solar | 1323.5546 | 2234.2366 | 2599.4835
2031 | NIWCM | Low Demand Growth+High Gas Supply+Methanex Stays+Reduced Rankine Availability+Upgraded HVDC+Low Wind & Solar | 1236.7283 | 2232.003 | 2874.2501
2032 | NIWCM | Low Demand Growth+High Gas Supply+Methanex Stays+Reduced Rankine Availability+Upgraded HVDC+Low Wind & Solar | 1115.6214 | 2126.5675 | 2844.7526
2033 | NIWCM | Low Demand Growth+High Gas Supply+Methanex Stays+Reduced Rankine Availability+Upgraded HVDC+Low Wind & Solar | 1000.1615 | 2013.9003 | 2838.3788
2034 | NIWCM | Low Demand Growth+High Gas Supply+Methanex Stays+Reduced Rankine Availability+Upgraded HVDC+Low Wind & Solar | 889.5069 | 1953.6843 | 2887.9237
2035 | NIWCM | Low Demand Growth+High Gas Supply+Methanex Stays+Reduced Rankine Availability+Upgraded HVDC+Low Wind & Solar | 763.8191 | 1843.0321 | 2796.9933
2026 | SIWEM_PERC | Low Demand Growth+High Gas Supply+Methanex Stays+Reduced Rankine Availability+Upgraded HVDC+Low Wind & Solar | 51.0427 | 51.192 | 51.192
2027 | SIWEM_PERC | Low Demand Growth+High Gas Supply+Methanex Stays+Reduced Rankine Availability+Upgraded HVDC+Low Wind & Solar | 35.4723 | 40.2981 | 41.1324
2028 | SIWEM_PERC | Low Demand Growth+High Gas Supply+Methanex Stays+Reduced Rankine Availability+Upgraded HVDC+Low Wind & Solar | 36.0139 | 57.2724 | 69.0631
2029 | SIWEM_PERC | Low Demand Growth+High Gas Supply+Methanex Stays+Reduced Rankine Availability+Upgraded HVDC+Low Wind & Solar | 31.5436 | 61.7701 | 85.0931
2030 | SIWEM_PERC | Low Demand Growth+High Gas Supply+Methanex Stays+Reduced Rankine Availability+Upgraded HVDC+Low Wind & Solar | 28.3465 | 64.0014 | 101.5331
2031 | SIWEM_PERC | Low Demand Growth+High Gas Supply+Methanex Stays+Reduced Rankine Availability+Upgraded HVDC+Low Wind & Solar | 21.4438 | 55.6653 | 104.614
2032 | SIWEM_PERC | Low Demand Growth+High Gas Supply+Methanex Stays+Reduced Rankine Availability+Upgraded HVDC+Low Wind & Solar | 19.3693 | 51.309 | 101.0326
2033 | SIWEM_PERC | Low Demand Growth+High Gas Supply+Methanex Stays+Reduced Rankine Availability+Upgraded HVDC+Low Wind & Solar | 17.5885 | 46.3314 | 97.9498
2034 | SIWEM_PERC | Low Demand Growth+High Gas Supply+Methanex Stays+Reduced Rankine Availability+Upgraded HVDC+Low Wind & Solar | 15.9182 | 43.5905 | 95.0404
2035 | SIWEM_PERC | Low Demand Growth+High Gas Supply+Methanex Stays+Reduced Rankine Availability+Upgraded HVDC+Low Wind & Solar | 13.799 | 37.5933 | 91.3733
2026 | NZWEM_PERC | Low Demand Growth+High Gas Supply+Methanex Stays+Reduced Rankine Availability+Upgraded HVDC+Constrained Operational Capacity | 20.2045 | 20.2644 | 20.2644
2027 | NZWEM_PERC | Low Demand Growth+High Gas Supply+Methanex Stays+Reduced Rankine Availability+Upgraded HVDC+Constrained Operational Capacity | 14.8262 | 16.7701 | 17.1062
2028 | NZWEM_PERC | Low Demand Growth+High Gas Supply+Methanex Stays+Reduced Rankine Availability+Upgraded HVDC+Constrained Operational Capacity | 15.1914 | 23.7844 | 28.5505
2029 | NZWEM_PERC | Low Demand Growth+High Gas Supply+Methanex Stays+Reduced Rankine Availability+Upgraded HVDC+Constrained Operational Capacity | 13.6398 | 25.8913 | 35.5846
2030 | NZWEM_PERC | Low Demand Growth+High Gas Supply+Methanex Stays+Reduced Rankine Availability+Upgraded HVDC+Constrained Operational Capacity | 12.5217 | 27.0508 | 42.9868
2031 | NZWEM_PERC | Low Demand Growth+High Gas Supply+Methanex Stays+Reduced Rankine Availability+Upgraded HVDC+Constrained Operational Capacity | 9.5932 | 23.8926 | 46.0667
2032 | NZWEM_PERC | Low Demand Growth+High Gas Supply+Methanex Stays+Reduced Rankine Availability+Upgraded HVDC+Constrained Operational Capacity | 7.8461 | 22.33 | 45.2471
2033 | NZWEM_PERC | Low Demand Growth+High Gas Supply+Methanex Stays+Reduced Rankine Availability+Upgraded HVDC+Constrained Operational Capacity | 6.2244 | 20.483 | 44.9839
2034 | NZWEM_PERC | Low Demand Growth+High Gas Supply+Methanex Stays+Reduced Rankine Availability+Upgraded HVDC+Constrained Operational Capacity | 4.9371 | 19.4341 | 43.5316
2035 | NZWEM_PERC | Low Demand Growth+High Gas Supply+Methanex Stays+Reduced Rankine Availability+Upgraded HVDC+Constrained Operational Capacity | 2.8823 | 17.1693 | 40.7446
2026 | NIWCM | Low Demand Growth+High Gas Supply+Methanex Stays+Reduced Rankine Availability+Upgraded HVDC+Constrained Operational Capacity | 604.1196 | 604.1196 | 604.1196
2027 | NIWCM | Low Demand Growth+High Gas Supply+Methanex Stays+Reduced Rankine Availability+Upgraded HVDC+Constrained Operational Capacity | 709.2101 | 713.0979 | 713.0979
2028 | NIWCM | Low Demand Growth+High Gas Supply+Methanex Stays+Reduced Rankine Availability+Upgraded HVDC+Constrained Operational Capacity | 818.3594 | 1305.8788 | 1312.9608
2029 | NIWCM | Low Demand Growth+High Gas Supply+Methanex Stays+Reduced Rankine Availability+Upgraded HVDC+Constrained Operational Capacity | 782.4328 | 1423.8944 | 1576.8858
2030 | NIWCM | Low Demand Growth+High Gas Supply+Methanex Stays+Reduced Rankine Availability+Upgraded HVDC+Constrained Operational Capacity | 666.2462 | 1383.6679 | 1589.3647
2031 | NIWCM | Low Demand Growth+High Gas Supply+Methanex Stays+Reduced Rankine Availability+Upgraded HVDC+Constrained Operational Capacity | 575.5988 | 1304.9629 | 1564.9
2032 | NIWCM | Low Demand Growth+High Gas Supply+Methanex Stays+Reduced Rankine Availability+Upgraded HVDC+Constrained Operational Capacity | 448.031 | 1187.2133 | 1467.5495
2033 | NIWCM | Low Demand Growth+High Gas Supply+Methanex Stays+Reduced Rankine Availability+Upgraded HVDC+Constrained Operational Capacity | 330.9671 | 1073.0543 | 1366.0621
2034 | NIWCM | Low Demand Growth+High Gas Supply+Methanex Stays+Reduced Rankine Availability+Upgraded HVDC+Constrained Operational Capacity | 219.6023 | 1005.1568 | 1380.2209
2035 | NIWCM | Low Demand Growth+High Gas Supply+Methanex Stays+Reduced Rankine Availability+Upgraded HVDC+Constrained Operational Capacity | 91.6374 | 888.9844 | 1265.1043
2026 | SIWEM_PERC | Low Demand Growth+High Gas Supply+Methanex Stays+Reduced Rankine Availability+Upgraded HVDC+Constrained Operational Capacity | 54.5165 | 54.682 | 54.682
2027 | SIWEM_PERC | Low Demand Growth+High Gas Supply+Methanex Stays+Reduced Rankine Availability+Upgraded HVDC+Constrained Operational Capacity | 39.3938 | 44.7412 | 45.6656
2028 | SIWEM_PERC | Low Demand Growth+High Gas Supply+Methanex Stays+Reduced Rankine Availability+Upgraded HVDC+Constrained Operational Capacity | 40.2169 | 63.7729 | 76.8003
2029 | SIWEM_PERC | Low Demand Growth+High Gas Supply+Methanex Stays+Reduced Rankine Availability+Upgraded HVDC+Constrained Operational Capacity | 35.8181 | 69.0492 | 94.6733
2030 | SIWEM_PERC | Low Demand Growth+High Gas Supply+Methanex Stays+Reduced Rankine Availability+Upgraded HVDC+Constrained Operational Capacity | 32.5273 | 71.4088 | 108.9799
2031 | SIWEM_PERC | Low Demand Growth+High Gas Supply+Methanex Stays+Reduced Rankine Availability+Upgraded HVDC+Constrained Operational Capacity | 24.4734 | 63.1861 | 109.7617
2032 | SIWEM_PERC | Low Demand Growth+High Gas Supply+Methanex Stays+Reduced Rankine Availability+Upgraded HVDC+Constrained Operational Capacity | 20.3674 | 58.9453 | 106.087
2033 | SIWEM_PERC | Low Demand Growth+High Gas Supply+Methanex Stays+Reduced Rankine Availability+Upgraded HVDC+Constrained Operational Capacity | 18.5707 | 53.8897 | 102.9236
2034 | SIWEM_PERC | Low Demand Growth+High Gas Supply+Methanex Stays+Reduced Rankine Availability+Upgraded HVDC+Constrained Operational Capacity | 16.8853 | 51.0323 | 99.9376
2035 | SIWEM_PERC | Low Demand Growth+High Gas Supply+Methanex Stays+Reduced Rankine Availability+Upgraded HVDC+Constrained Operational Capacity | 14.7472 | 44.8895 | 96.1747
2026 | NZWEM_PERC | Low Demand Growth+High Gas Supply+Methanex Stays+Reduced Rankine Availability+Upgraded HVDC+Constrained Operational Capacity+Low Wind & Solar | 18.9487 | 19.0027 | 19.0027
2027 | NZWEM_PERC | Low Demand Growth+High Gas Supply+Methanex Stays+Reduced Rankine Availability+Upgraded HVDC+Constrained Operational Capacity+Low Wind & Solar | 13.4007 | 15.155 | 15.4582
2028 | NZWEM_PERC | Low Demand Growth+High Gas Supply+Methanex Stays+Reduced Rankine Availability+Upgraded HVDC+Constrained Operational Capacity+Low Wind & Solar | 13.6582 | 21.4131 | 25.7143
2029 | NZWEM_PERC | Low Demand Growth+High Gas Supply+Methanex Stays+Reduced Rankine Availability+Upgraded HVDC+Constrained Operational Capacity+Low Wind & Solar | 12.0763 | 23.1328 | 31.8807
2030 | NZWEM_PERC | Low Demand Growth+High Gas Supply+Methanex Stays+Reduced Rankine Availability+Upgraded HVDC+Constrained Operational Capacity+Low Wind & Solar | 10.9847 | 24.152 | 38.5751
2031 | NZWEM_PERC | Low Demand Growth+High Gas Supply+Methanex Stays+Reduced Rankine Availability+Upgraded HVDC+Constrained Operational Capacity+Low Wind & Solar | 8.0909 | 21.0595 | 41.1112
2032 | NZWEM_PERC | Low Demand Growth+High Gas Supply+Methanex Stays+Reduced Rankine Availability+Upgraded HVDC+Constrained Operational Capacity+Low Wind & Solar | 6.3695 | 19.5034 | 40.2648
2033 | NZWEM_PERC | Low Demand Growth+High Gas Supply+Methanex Stays+Reduced Rankine Availability+Upgraded HVDC+Constrained Operational Capacity+Low Wind & Solar | 4.7707 | 17.7004 | 39.8898
2034 | NZWEM_PERC | Low Demand Growth+High Gas Supply+Methanex Stays+Reduced Rankine Availability+Upgraded HVDC+Constrained Operational Capacity+Low Wind & Solar | 3.5074 | 16.6973 | 38.5214
2035 | NZWEM_PERC | Low Demand Growth+High Gas Supply+Methanex Stays+Reduced Rankine Availability+Upgraded HVDC+Constrained Operational Capacity+Low Wind & Solar | 1.4835 | 14.4918 | 35.843
2026 | NIWCM | Low Demand Growth+High Gas Supply+Methanex Stays+Reduced Rankine Availability+Upgraded HVDC+Constrained Operational Capacity+Low Wind & Solar | 604.1196 | 604.1196 | 604.1196
2027 | NIWCM | Low Demand Growth+High Gas Supply+Methanex Stays+Reduced Rankine Availability+Upgraded HVDC+Constrained Operational Capacity+Low Wind & Solar | 709.2101 | 713.0979 | 713.0979
2028 | NIWCM | Low Demand Growth+High Gas Supply+Methanex Stays+Reduced Rankine Availability+Upgraded HVDC+Constrained Operational Capacity+Low Wind & Solar | 818.3594 | 1305.8788 | 1312.9608
2029 | NIWCM | Low Demand Growth+High Gas Supply+Methanex Stays+Reduced Rankine Availability+Upgraded HVDC+Constrained Operational Capacity+Low Wind & Solar | 782.4328 | 1423.8944 | 1576.8858
2030 | NIWCM | Low Demand Growth+High Gas Supply+Methanex Stays+Reduced Rankine Availability+Upgraded HVDC+Constrained Operational Capacity+Low Wind & Solar | 666.2462 | 1383.6679 | 1589.3647
2031 | NIWCM | Low Demand Growth+High Gas Supply+Methanex Stays+Reduced Rankine Availability+Upgraded HVDC+Constrained Operational Capacity+Low Wind & Solar | 575.5988 | 1304.9629 | 1564.9
2032 | NIWCM | Low Demand Growth+High Gas Supply+Methanex Stays+Reduced Rankine Availability+Upgraded HVDC+Constrained Operational Capacity+Low Wind & Solar | 448.031 | 1187.2133 | 1467.5495
2033 | NIWCM | Low Demand Growth+High Gas Supply+Methanex Stays+Reduced Rankine Availability+Upgraded HVDC+Constrained Operational Capacity+Low Wind & Solar | 330.9671 | 1073.0543 | 1366.0621
2034 | NIWCM | Low Demand Growth+High Gas Supply+Methanex Stays+Reduced Rankine Availability+Upgraded HVDC+Constrained Operational Capacity+Low Wind & Solar | 219.6023 | 1005.1568 | 1380.2209
2035 | NIWCM | Low Demand Growth+High Gas Supply+Methanex Stays+Reduced Rankine Availability+Upgraded HVDC+Constrained Operational Capacity+Low Wind & Solar | 91.6374 | 888.9844 | 1265.1043
2026 | SIWEM_PERC | Low Demand Growth+High Gas Supply+Methanex Stays+Reduced Rankine Availability+Upgraded HVDC+Constrained Operational Capacity+Low Wind & Solar | 51.0427 | 51.192 | 51.192
2027 | SIWEM_PERC | Low Demand Growth+High Gas Supply+Methanex Stays+Reduced Rankine Availability+Upgraded HVDC+Constrained Operational Capacity+Low Wind & Solar | 35.4723 | 40.2981 | 41.1324
2028 | SIWEM_PERC | Low Demand Growth+High Gas Supply+Methanex Stays+Reduced Rankine Availability+Upgraded HVDC+Constrained Operational Capacity+Low Wind & Solar | 36.0139 | 57.2724 | 69.0631
2029 | SIWEM_PERC | Low Demand Growth+High Gas Supply+Methanex Stays+Reduced Rankine Availability+Upgraded HVDC+Constrained Operational Capacity+Low Wind & Solar | 31.5436 | 61.7701 | 85.0931
2030 | SIWEM_PERC | Low Demand Growth+High Gas Supply+Methanex Stays+Reduced Rankine Availability+Upgraded HVDC+Constrained Operational Capacity+Low Wind & Solar | 28.3465 | 64.0014 | 101.5331
2031 | SIWEM_PERC | Low Demand Growth+High Gas Supply+Methanex Stays+Reduced Rankine Availability+Upgraded HVDC+Constrained Operational Capacity+Low Wind & Solar | 21.4438 | 55.6653 | 104.614
2032 | SIWEM_PERC | Low Demand Growth+High Gas Supply+Methanex Stays+Reduced Rankine Availability+Upgraded HVDC+Constrained Operational Capacity+Low Wind & Solar | 19.3693 | 51.309 | 101.0326
2033 | SIWEM_PERC | Low Demand Growth+High Gas Supply+Methanex Stays+Reduced Rankine Availability+Upgraded HVDC+Constrained Operational Capacity+Low Wind & Solar | 17.5885 | 46.3314 | 97.9498
2034 | SIWEM_PERC | Low Demand Growth+High Gas Supply+Methanex Stays+Reduced Rankine Availability+Upgraded HVDC+Constrained Operational Capacity+Low Wind & Solar | 15.9182 | 43.5905 | 95.0404
2035 | SIWEM_PERC | Low Demand Growth+High Gas Supply+Methanex Stays+Reduced Rankine Availability+Upgraded HVDC+Constrained Operational Capacity+Low Wind & Solar | 13.799 | 37.5933 | 91.3733
2026 | NZWEM_PERC | Low Demand Growth+High Gas Supply+Methanex Stays+Reduced Rankine Availability+Delayed Build | 15.3516 | 15.3516 | 15.3516
2027 | NZWEM_PERC | Low Demand Growth+High Gas Supply+Methanex Stays+Reduced Rankine Availability+Delayed Build | 7.028 | 7.1776 | 7.3551
2028 | NZWEM_PERC | Low Demand Growth+High Gas Supply+Methanex Stays+Reduced Rankine Availability+Delayed Build | 10.7594 | 12.2886 | 12.6214
2029 | NZWEM_PERC | Low Demand Growth+High Gas Supply+Methanex Stays+Reduced Rankine Availability+Delayed Build | 12.4084 | 15.4613 | 16.4094
2030 | NZWEM_PERC | Low Demand Growth+High Gas Supply+Methanex Stays+Reduced Rankine Availability+Delayed Build | 12.5217 | 22.28 | 30.5285
2031 | NZWEM_PERC | Low Demand Growth+High Gas Supply+Methanex Stays+Reduced Rankine Availability+Delayed Build | 9.5932 | 22.4873 | 31.8007
2032 | NZWEM_PERC | Low Demand Growth+High Gas Supply+Methanex Stays+Reduced Rankine Availability+Delayed Build | 7.8461 | 21.2585 | 36.5684
2033 | NZWEM_PERC | Low Demand Growth+High Gas Supply+Methanex Stays+Reduced Rankine Availability+Delayed Build | 6.2244 | 19.5243 | 40.9815
2034 | NZWEM_PERC | Low Demand Growth+High Gas Supply+Methanex Stays+Reduced Rankine Availability+Delayed Build | 4.9371 | 18.4325 | 40.6216
2035 | NZWEM_PERC | Low Demand Growth+High Gas Supply+Methanex Stays+Reduced Rankine Availability+Delayed Build | 2.8823 | 16.6022 | 40.1776
2026 | NIWCM | Low Demand Growth+High Gas Supply+Methanex Stays+Reduced Rankine Availability+Delayed Build | 906.8546 | 906.8546 | 906.8546
2027 | NIWCM | Low Demand Growth+High Gas Supply+Methanex Stays+Reduced Rankine Availability+Delayed Build | 931.5847 | 933.5836 | 936.0561
2028 | NIWCM | Low Demand Growth+High Gas Supply+Methanex Stays+Reduced Rankine Availability+Delayed Build | 1210.2233 | 1229.4351 | 1233.9716
2029 | NIWCM | Low Demand Growth+High Gas Supply+Methanex Stays+Reduced Rankine Availability+Delayed Build | 1235.5933 | 1358.2796 | 1371.8719
2030 | NIWCM | Low Demand Growth+High Gas Supply+Methanex Stays+Reduced Rankine Availability+Delayed Build | 1267.7781 | 1931.5592 | 2101.0701
2031 | NIWCM | Low Demand Growth+High Gas Supply+Methanex Stays+Reduced Rankine Availability+Delayed Build | 1163.7768 | 2056.873 | 2289.8302
2032 | NIWCM | Low Demand Growth+High Gas Supply+Methanex Stays+Reduced Rankine Availability+Delayed Build | 1042.6863 | 1988.0959 | 2382.507
2033 | NIWCM | Low Demand Growth+High Gas Supply+Methanex Stays+Reduced Rankine Availability+Delayed Build | 1000.1606 | 1968.8591 | 2570.5659
2034 | NIWCM | Low Demand Growth+High Gas Supply+Methanex Stays+Reduced Rankine Availability+Delayed Build | 889.5072 | 1883.509 | 2543.6523
2035 | NIWCM | Low Demand Growth+High Gas Supply+Methanex Stays+Reduced Rankine Availability+Delayed Build | 763.819 | 1790.7162 | 2543.1678
2026 | SIWEM_PERC | Low Demand Growth+High Gas Supply+Methanex Stays+Reduced Rankine Availability+Delayed Build | 41.0925 | 41.0925 | 41.0925
2027 | SIWEM_PERC | Low Demand Growth+High Gas Supply+Methanex Stays+Reduced Rankine Availability+Delayed Build | 25.3586 | 25.4337 | 25.4337
2028 | SIWEM_PERC | Low Demand Growth+High Gas Supply+Methanex Stays+Reduced Rankine Availability+Delayed Build | 28.0676 | 32.2596 | 33.1719
2029 | SIWEM_PERC | Low Demand Growth+High Gas Supply+Methanex Stays+Reduced Rankine Availability+Delayed Build | 32.4516 | 40.7975 | 43.3897
2030 | SIWEM_PERC | Low Demand Growth+High Gas Supply+Methanex Stays+Reduced Rankine Availability+Delayed Build | 32.5273 | 59.07 | 77.0058
2031 | SIWEM_PERC | Low Demand Growth+High Gas Supply+Methanex Stays+Reduced Rankine Availability+Delayed Build | 24.4734 | 59.2463 | 75.2142
2032 | SIWEM_PERC | Low Demand Growth+High Gas Supply+Methanex Stays+Reduced Rankine Availability+Delayed Build | 20.3674 | 56.078 | 79.987
2033 | SIWEM_PERC | Low Demand Growth+High Gas Supply+Methanex Stays+Reduced Rankine Availability+Delayed Build | 18.5707 | 51.2858 | 82.4535
2034 | SIWEM_PERC | Low Demand Growth+High Gas Supply+Methanex Stays+Reduced Rankine Availability+Delayed Build | 16.8853 | 48.3089 | 79.7831
2035 | SIWEM_PERC | Low Demand Growth+High Gas Supply+Methanex Stays+Reduced Rankine Availability+Delayed Build | 14.7472 | 43.3443 | 76.4144
2026 | NZWEM_PERC | Low Demand Growth+High Gas Supply+Methanex Stays+Reduced Rankine Availability+Delayed Build+Low Wind & Solar | 14.3962 | 14.3962 | 14.3962
2027 | NZWEM_PERC | Low Demand Growth+High Gas Supply+Methanex Stays+Reduced Rankine Availability+Delayed Build+Low Wind & Solar | 6.0162 | 6.1512 | 6.3114
2028 | NZWEM_PERC | Low Demand Growth+High Gas Supply+Methanex Stays+Reduced Rankine Availability+Delayed Build+Low Wind & Solar | 9.4852 | 10.8652 | 11.1655
2029 | NZWEM_PERC | Low Demand Growth+High Gas Supply+Methanex Stays+Reduced Rankine Availability+Delayed Build+Low Wind & Solar | 10.965 | 13.7201 | 14.5758
2030 | NZWEM_PERC | Low Demand Growth+High Gas Supply+Methanex Stays+Reduced Rankine Availability+Delayed Build+Low Wind & Solar | 10.9847 | 19.7911 | 27.2351
2031 | NZWEM_PERC | Low Demand Growth+High Gas Supply+Methanex Stays+Reduced Rankine Availability+Delayed Build+Low Wind & Solar | 8.0909 | 19.7274 | 28.1325
2032 | NZWEM_PERC | Low Demand Growth+High Gas Supply+Methanex Stays+Reduced Rankine Availability+Delayed Build+Low Wind & Solar | 6.3695 | 18.4737 | 32.33
2033 | NZWEM_PERC | Low Demand Growth+High Gas Supply+Methanex Stays+Reduced Rankine Availability+Delayed Build+Low Wind & Solar | 4.7707 | 16.7828 | 36.1863
2034 | NZWEM_PERC | Low Demand Growth+High Gas Supply+Methanex Stays+Reduced Rankine Availability+Delayed Build+Low Wind & Solar | 3.5074 | 15.6957 | 35.7975
2035 | NZWEM_PERC | Low Demand Growth+High Gas Supply+Methanex Stays+Reduced Rankine Availability+Delayed Build+Low Wind & Solar | 1.4835 | 13.9247 | 35.2759
2026 | NIWCM | Low Demand Growth+High Gas Supply+Methanex Stays+Reduced Rankine Availability+Delayed Build+Low Wind & Solar | 906.8546 | 906.8546 | 906.8546
2027 | NIWCM | Low Demand Growth+High Gas Supply+Methanex Stays+Reduced Rankine Availability+Delayed Build+Low Wind & Solar | 931.5847 | 933.5836 | 936.0561
2028 | NIWCM | Low Demand Growth+High Gas Supply+Methanex Stays+Reduced Rankine Availability+Delayed Build+Low Wind & Solar | 1210.2233 | 1229.4351 | 1233.9716
2029 | NIWCM | Low Demand Growth+High Gas Supply+Methanex Stays+Reduced Rankine Availability+Delayed Build+Low Wind & Solar | 1235.5933 | 1358.2796 | 1371.8719
2030 | NIWCM | Low Demand Growth+High Gas Supply+Methanex Stays+Reduced Rankine Availability+Delayed Build+Low Wind & Solar | 1267.7781 | 1931.5592 | 2101.0701
2031 | NIWCM | Low Demand Growth+High Gas Supply+Methanex Stays+Reduced Rankine Availability+Delayed Build+Low Wind & Solar | 1163.7768 | 2056.873 | 2289.8302
2032 | NIWCM | Low Demand Growth+High Gas Supply+Methanex Stays+Reduced Rankine Availability+Delayed Build+Low Wind & Solar | 1042.6863 | 1988.0959 | 2382.507
2033 | NIWCM | Low Demand Growth+High Gas Supply+Methanex Stays+Reduced Rankine Availability+Delayed Build+Low Wind & Solar | 1000.1606 | 1968.8591 | 2570.5659
2034 | NIWCM | Low Demand Growth+High Gas Supply+Methanex Stays+Reduced Rankine Availability+Delayed Build+Low Wind & Solar | 889.5072 | 1883.509 | 2543.6523
2035 | NIWCM | Low Demand Growth+High Gas Supply+Methanex Stays+Reduced Rankine Availability+Delayed Build+Low Wind & Solar | 763.819 | 1790.7162 | 2543.1678
2026 | SIWEM_PERC | Low Demand Growth+High Gas Supply+Methanex Stays+Reduced Rankine Availability+Delayed Build+Low Wind & Solar | 38.4497 | 38.4497 | 38.4497
2027 | SIWEM_PERC | Low Demand Growth+High Gas Supply+Methanex Stays+Reduced Rankine Availability+Delayed Build+Low Wind & Solar | 24.8436 | 24.9114 | 24.9114
2028 | SIWEM_PERC | Low Demand Growth+High Gas Supply+Methanex Stays+Reduced Rankine Availability+Delayed Build+Low Wind & Solar | 26.3461 | 28.3577 | 29.181
2029 | SIWEM_PERC | Low Demand Growth+High Gas Supply+Methanex Stays+Reduced Rankine Availability+Delayed Build+Low Wind & Solar | 28.5056 | 36.0374 | 38.3768
2030 | SIWEM_PERC | Low Demand Growth+High Gas Supply+Methanex Stays+Reduced Rankine Availability+Delayed Build+Low Wind & Solar | 28.3465 | 52.3003 | 72.5481
2031 | SIWEM_PERC | Low Demand Growth+High Gas Supply+Methanex Stays+Reduced Rankine Availability+Delayed Build+Low Wind & Solar | 21.4438 | 52.0417 | 71.3698
2032 | SIWEM_PERC | Low Demand Growth+High Gas Supply+Methanex Stays+Reduced Rankine Availability+Delayed Build+Low Wind & Solar | 19.3693 | 48.5107 | 75.4493
2033 | SIWEM_PERC | Low Demand Growth+High Gas Supply+Methanex Stays+Reduced Rankine Availability+Delayed Build+Low Wind & Solar | 17.5885 | 43.8391 | 77.4796
2034 | SIWEM_PERC | Low Demand Growth+High Gas Supply+Methanex Stays+Reduced Rankine Availability+Delayed Build+Low Wind & Solar | 15.9182 | 40.8672 | 74.8859
2035 | SIWEM_PERC | Low Demand Growth+High Gas Supply+Methanex Stays+Reduced Rankine Availability+Delayed Build+Low Wind & Solar | 13.799 | 36.0481 | 71.6131
2026 | NZWEM_PERC | Low Demand Growth+High Gas Supply+Methanex Stays+Reduced Rankine Availability+Delayed Build+Constrained Operational Capacity | 15.3516 | 15.3516 | 15.3516
2027 | NZWEM_PERC | Low Demand Growth+High Gas Supply+Methanex Stays+Reduced Rankine Availability+Delayed Build+Constrained Operational Capacity | 7.028 | 7.1776 | 7.3551
2028 | NZWEM_PERC | Low Demand Growth+High Gas Supply+Methanex Stays+Reduced Rankine Availability+Delayed Build+Constrained Operational Capacity | 10.7594 | 12.2886 | 12.6214
2029 | NZWEM_PERC | Low Demand Growth+High Gas Supply+Methanex Stays+Reduced Rankine Availability+Delayed Build+Constrained Operational Capacity | 12.4084 | 15.4613 | 16.4094
2030 | NZWEM_PERC | Low Demand Growth+High Gas Supply+Methanex Stays+Reduced Rankine Availability+Delayed Build+Constrained Operational Capacity | 12.5217 | 22.28 | 30.5285
2031 | NZWEM_PERC | Low Demand Growth+High Gas Supply+Methanex Stays+Reduced Rankine Availability+Delayed Build+Constrained Operational Capacity | 9.5932 | 22.4873 | 31.8007
2032 | NZWEM_PERC | Low Demand Growth+High Gas Supply+Methanex Stays+Reduced Rankine Availability+Delayed Build+Constrained Operational Capacity | 7.8461 | 21.2585 | 36.5684
2033 | NZWEM_PERC | Low Demand Growth+High Gas Supply+Methanex Stays+Reduced Rankine Availability+Delayed Build+Constrained Operational Capacity | 6.2244 | 19.5243 | 40.9815
2034 | NZWEM_PERC | Low Demand Growth+High Gas Supply+Methanex Stays+Reduced Rankine Availability+Delayed Build+Constrained Operational Capacity | 4.9371 | 18.4325 | 40.6216
2035 | NZWEM_PERC | Low Demand Growth+High Gas Supply+Methanex Stays+Reduced Rankine Availability+Delayed Build+Constrained Operational Capacity | 2.8823 | 16.6022 | 40.1776
2026 | NIWCM | Low Demand Growth+High Gas Supply+Methanex Stays+Reduced Rankine Availability+Delayed Build+Constrained Operational Capacity | 373.5029 | 373.5029 | 373.5029
2027 | NIWCM | Low Demand Growth+High Gas Supply+Methanex Stays+Reduced Rankine Availability+Delayed Build+Constrained Operational Capacity | 392.3638 | 392.3638 | 392.3638
2028 | NIWCM | Low Demand Growth+High Gas Supply+Methanex Stays+Reduced Rankine Availability+Delayed Build+Constrained Operational Capacity | 608.8329 | 608.8329 | 608.8329
2029 | NIWCM | Low Demand Growth+High Gas Supply+Methanex Stays+Reduced Rankine Availability+Delayed Build+Constrained Operational Capacity | 603.0055 | 684.896 | 684.896
2030 | NIWCM | Low Demand Growth+High Gas Supply+Methanex Stays+Reduced Rankine Availability+Delayed Build+Constrained Operational Capacity | 610.4697 | 1111.8895 | 1224.4857
2031 | NIWCM | Low Demand Growth+High Gas Supply+Methanex Stays+Reduced Rankine Availability+Delayed Build+Constrained Operational Capacity | 502.6594 | 1147.629 | 1300.9215
2032 | NIWCM | Low Demand Growth+High Gas Supply+Methanex Stays+Reduced Rankine Availability+Delayed Build+Constrained Operational Capacity | 375.0927 | 1075.4883 | 1281.364
2033 | NIWCM | Low Demand Growth+High Gas Supply+Methanex Stays+Reduced Rankine Availability+Delayed Build+Constrained Operational Capacity | 330.967 | 1042.5944 | 1304.144
2034 | NIWCM | Low Demand Growth+High Gas Supply+Methanex Stays+Reduced Rankine Availability+Delayed Build+Constrained Operational Capacity | 219.6023 | 935.0678 | 1222.9051
2035 | NIWCM | Low Demand Growth+High Gas Supply+Methanex Stays+Reduced Rankine Availability+Delayed Build+Constrained Operational Capacity | 91.6374 | 836.6524 | 1135.5426
2026 | SIWEM_PERC | Low Demand Growth+High Gas Supply+Methanex Stays+Reduced Rankine Availability+Delayed Build+Constrained Operational Capacity | 41.0925 | 41.0925 | 41.0925
2027 | SIWEM_PERC | Low Demand Growth+High Gas Supply+Methanex Stays+Reduced Rankine Availability+Delayed Build+Constrained Operational Capacity | 25.3586 | 25.4337 | 25.4337
2028 | SIWEM_PERC | Low Demand Growth+High Gas Supply+Methanex Stays+Reduced Rankine Availability+Delayed Build+Constrained Operational Capacity | 28.0676 | 32.2596 | 33.1719
2029 | SIWEM_PERC | Low Demand Growth+High Gas Supply+Methanex Stays+Reduced Rankine Availability+Delayed Build+Constrained Operational Capacity | 32.4516 | 40.7975 | 43.3897
2030 | SIWEM_PERC | Low Demand Growth+High Gas Supply+Methanex Stays+Reduced Rankine Availability+Delayed Build+Constrained Operational Capacity | 32.5273 | 59.07 | 77.0058
2031 | SIWEM_PERC | Low Demand Growth+High Gas Supply+Methanex Stays+Reduced Rankine Availability+Delayed Build+Constrained Operational Capacity | 24.4734 | 59.2463 | 75.2142
2032 | SIWEM_PERC | Low Demand Growth+High Gas Supply+Methanex Stays+Reduced Rankine Availability+Delayed Build+Constrained Operational Capacity | 20.3674 | 56.078 | 79.987
2033 | SIWEM_PERC | Low Demand Growth+High Gas Supply+Methanex Stays+Reduced Rankine Availability+Delayed Build+Constrained Operational Capacity | 18.5707 | 51.2858 | 82.4535
2034 | SIWEM_PERC | Low Demand Growth+High Gas Supply+Methanex Stays+Reduced Rankine Availability+Delayed Build+Constrained Operational Capacity | 16.8853 | 48.3089 | 79.7831
2035 | SIWEM_PERC | Low Demand Growth+High Gas Supply+Methanex Stays+Reduced Rankine Availability+Delayed Build+Constrained Operational Capacity | 14.7472 | 43.3443 | 76.4144
2026 | NZWEM_PERC | Low Demand Growth+High Gas Supply+Methanex Stays+Reduced Rankine Availability+Delayed Build+Constrained Operational Capacity+Low Wind & Solar | 14.3962 | 14.3962 | 14.3962
2027 | NZWEM_PERC | Low Demand Growth+High Gas Supply+Methanex Stays+Reduced Rankine Availability+Delayed Build+Constrained Operational Capacity+Low Wind & Solar | 6.0162 | 6.1512 | 6.3114
2028 | NZWEM_PERC | Low Demand Growth+High Gas Supply+Methanex Stays+Reduced Rankine Availability+Delayed Build+Constrained Operational Capacity+Low Wind & Solar | 9.4852 | 10.8652 | 11.1655
2029 | NZWEM_PERC | Low Demand Growth+High Gas Supply+Methanex Stays+Reduced Rankine Availability+Delayed Build+Constrained Operational Capacity+Low Wind & Solar | 10.965 | 13.7201 | 14.5758
2030 | NZWEM_PERC | Low Demand Growth+High Gas Supply+Methanex Stays+Reduced Rankine Availability+Delayed Build+Constrained Operational Capacity+Low Wind & Solar | 10.9847 | 19.7911 | 27.2351
2031 | NZWEM_PERC | Low Demand Growth+High Gas Supply+Methanex Stays+Reduced Rankine Availability+Delayed Build+Constrained Operational Capacity+Low Wind & Solar | 8.0909 | 19.7274 | 28.1325
2032 | NZWEM_PERC | Low Demand Growth+High Gas Supply+Methanex Stays+Reduced Rankine Availability+Delayed Build+Constrained Operational Capacity+Low Wind & Solar | 6.3695 | 18.4737 | 32.33
2033 | NZWEM_PERC | Low Demand Growth+High Gas Supply+Methanex Stays+Reduced Rankine Availability+Delayed Build+Constrained Operational Capacity+Low Wind & Solar | 4.7707 | 16.7828 | 36.1863
2034 | NZWEM_PERC | Low Demand Growth+High Gas Supply+Methanex Stays+Reduced Rankine Availability+Delayed Build+Constrained Operational Capacity+Low Wind & Solar | 3.5074 | 15.6957 | 35.7975
2035 | NZWEM_PERC | Low Demand Growth+High Gas Supply+Methanex Stays+Reduced Rankine Availability+Delayed Build+Constrained Operational Capacity+Low Wind & Solar | 1.4835 | 13.9247 | 35.2759
2026 | NIWCM | Low Demand Growth+High Gas Supply+Methanex Stays+Reduced Rankine Availability+Delayed Build+Constrained Operational Capacity+Low Wind & Solar | 373.5029 | 373.5029 | 373.5029
2027 | NIWCM | Low Demand Growth+High Gas Supply+Methanex Stays+Reduced Rankine Availability+Delayed Build+Constrained Operational Capacity+Low Wind & Solar | 392.3638 | 392.3638 | 392.3638
2028 | NIWCM | Low Demand Growth+High Gas Supply+Methanex Stays+Reduced Rankine Availability+Delayed Build+Constrained Operational Capacity+Low Wind & Solar | 608.8329 | 608.8329 | 608.8329
2029 | NIWCM | Low Demand Growth+High Gas Supply+Methanex Stays+Reduced Rankine Availability+Delayed Build+Constrained Operational Capacity+Low Wind & Solar | 603.0055 | 684.896 | 684.896
2030 | NIWCM | Low Demand Growth+High Gas Supply+Methanex Stays+Reduced Rankine Availability+Delayed Build+Constrained Operational Capacity+Low Wind & Solar | 610.4697 | 1111.8895 | 1224.4857
2031 | NIWCM | Low Demand Growth+High Gas Supply+Methanex Stays+Reduced Rankine Availability+Delayed Build+Constrained Operational Capacity+Low Wind & Solar | 502.6594 | 1147.629 | 1300.9215
2032 | NIWCM | Low Demand Growth+High Gas Supply+Methanex Stays+Reduced Rankine Availability+Delayed Build+Constrained Operational Capacity+Low Wind & Solar | 375.0927 | 1075.4883 | 1281.364
2033 | NIWCM | Low Demand Growth+High Gas Supply+Methanex Stays+Reduced Rankine Availability+Delayed Build+Constrained Operational Capacity+Low Wind & Solar | 330.967 | 1042.5944 | 1304.144
2034 | NIWCM | Low Demand Growth+High Gas Supply+Methanex Stays+Reduced Rankine Availability+Delayed Build+Constrained Operational Capacity+Low Wind & Solar | 219.6023 | 935.0678 | 1222.9051
2035 | NIWCM | Low Demand Growth+High Gas Supply+Methanex Stays+Reduced Rankine Availability+Delayed Build+Constrained Operational Capacity+Low Wind & Solar | 91.6374 | 836.6524 | 1135.5426
2026 | SIWEM_PERC | Low Demand Growth+High Gas Supply+Methanex Stays+Reduced Rankine Availability+Delayed Build+Constrained Operational Capacity+Low Wind & Solar | 38.4497 | 38.4497 | 38.4497
2027 | SIWEM_PERC | Low Demand Growth+High Gas Supply+Methanex Stays+Reduced Rankine Availability+Delayed Build+Constrained Operational Capacity+Low Wind & Solar | 24.8436 | 24.9114 | 24.9114
2028 | SIWEM_PERC | Low Demand Growth+High Gas Supply+Methanex Stays+Reduced Rankine Availability+Delayed Build+Constrained Operational Capacity+Low Wind & Solar | 26.3461 | 28.3577 | 29.181
2029 | SIWEM_PERC | Low Demand Growth+High Gas Supply+Methanex Stays+Reduced Rankine Availability+Delayed Build+Constrained Operational Capacity+Low Wind & Solar | 28.5056 | 36.0374 | 38.3768
2030 | SIWEM_PERC | Low Demand Growth+High Gas Supply+Methanex Stays+Reduced Rankine Availability+Delayed Build+Constrained Operational Capacity+Low Wind & Solar | 28.3465 | 52.3003 | 72.5481
2031 | SIWEM_PERC | Low Demand Growth+High Gas Supply+Methanex Stays+Reduced Rankine Availability+Delayed Build+Constrained Operational Capacity+Low Wind & Solar | 21.4438 | 52.0417 | 71.3698
2032 | SIWEM_PERC | Low Demand Growth+High Gas Supply+Methanex Stays+Reduced Rankine Availability+Delayed Build+Constrained Operational Capacity+Low Wind & Solar | 19.3693 | 48.5107 | 75.4493
2033 | SIWEM_PERC | Low Demand Growth+High Gas Supply+Methanex Stays+Reduced Rankine Availability+Delayed Build+Constrained Operational Capacity+Low Wind & Solar | 17.5885 | 43.8391 | 77.4796
2034 | SIWEM_PERC | Low Demand Growth+High Gas Supply+Methanex Stays+Reduced Rankine Availability+Delayed Build+Constrained Operational Capacity+Low Wind & Solar | 15.9182 | 40.8672 | 74.8859
2035 | SIWEM_PERC | Low Demand Growth+High Gas Supply+Methanex Stays+Reduced Rankine Availability+Delayed Build+Constrained Operational Capacity+Low Wind & Solar | 13.799 | 36.0481 | 71.6131
2026 | NZWEM_PERC | Low Demand Growth+High Gas Supply+Methanex Stays+Reduced Rankine Availability+Delayed Build+Upgraded HVDC | 15.3516 | 15.3516 | 15.3516
2027 | NZWEM_PERC | Low Demand Growth+High Gas Supply+Methanex Stays+Reduced Rankine Availability+Delayed Build+Upgraded HVDC | 7.028 | 7.1776 | 7.3551
2028 | NZWEM_PERC | Low Demand Growth+High Gas Supply+Methanex Stays+Reduced Rankine Availability+Delayed Build+Upgraded HVDC | 10.7594 | 12.2886 | 12.6214
2029 | NZWEM_PERC | Low Demand Growth+High Gas Supply+Methanex Stays+Reduced Rankine Availability+Delayed Build+Upgraded HVDC | 12.4084 | 15.4613 | 16.4094
2030 | NZWEM_PERC | Low Demand Growth+High Gas Supply+Methanex Stays+Reduced Rankine Availability+Delayed Build+Upgraded HVDC | 12.5217 | 22.28 | 30.5285
2031 | NZWEM_PERC | Low Demand Growth+High Gas Supply+Methanex Stays+Reduced Rankine Availability+Delayed Build+Upgraded HVDC | 9.5932 | 22.4873 | 31.8007
2032 | NZWEM_PERC | Low Demand Growth+High Gas Supply+Methanex Stays+Reduced Rankine Availability+Delayed Build+Upgraded HVDC | 7.8461 | 21.2585 | 36.5684
2033 | NZWEM_PERC | Low Demand Growth+High Gas Supply+Methanex Stays+Reduced Rankine Availability+Delayed Build+Upgraded HVDC | 6.2244 | 19.5243 | 40.9815
2034 | NZWEM_PERC | Low Demand Growth+High Gas Supply+Methanex Stays+Reduced Rankine Availability+Delayed Build+Upgraded HVDC | 4.9371 | 18.4325 | 40.6216
2035 | NZWEM_PERC | Low Demand Growth+High Gas Supply+Methanex Stays+Reduced Rankine Availability+Delayed Build+Upgraded HVDC | 2.8823 | 16.6022 | 40.1776
2026 | NIWCM | Low Demand Growth+High Gas Supply+Methanex Stays+Reduced Rankine Availability+Delayed Build+Upgraded HVDC | 906.8546 | 906.8546 | 906.8546
2027 | NIWCM | Low Demand Growth+High Gas Supply+Methanex Stays+Reduced Rankine Availability+Delayed Build+Upgraded HVDC | 931.5847 | 933.5836 | 936.0561
2028 | NIWCM | Low Demand Growth+High Gas Supply+Methanex Stays+Reduced Rankine Availability+Delayed Build+Upgraded HVDC | 1210.2233 | 1229.4351 | 1233.9716
2029 | NIWCM | Low Demand Growth+High Gas Supply+Methanex Stays+Reduced Rankine Availability+Delayed Build+Upgraded HVDC | 1235.5933 | 1358.2796 | 1371.8719
2030 | NIWCM | Low Demand Growth+High Gas Supply+Methanex Stays+Reduced Rankine Availability+Delayed Build+Upgraded HVDC | 1267.7781 | 1931.5592 | 2101.0701
2031 | NIWCM | Low Demand Growth+High Gas Supply+Methanex Stays+Reduced Rankine Availability+Delayed Build+Upgraded HVDC | 1163.7898 | 2061.6689 | 2395.6636
2032 | NIWCM | Low Demand Growth+High Gas Supply+Methanex Stays+Reduced Rankine Availability+Delayed Build+Upgraded HVDC | 1042.6829 | 2000.2598 | 2505.8786
2033 | NIWCM | Low Demand Growth+High Gas Supply+Methanex Stays+Reduced Rankine Availability+Delayed Build+Upgraded HVDC | 1000.1615 | 1968.8611 | 2693.9371
2034 | NIWCM | Low Demand Growth+High Gas Supply+Methanex Stays+Reduced Rankine Availability+Delayed Build+Upgraded HVDC | 889.5069 | 1883.5951 | 2673.4055
2035 | NIWCM | Low Demand Growth+High Gas Supply+Methanex Stays+Reduced Rankine Availability+Delayed Build+Upgraded HVDC | 763.8191 | 1790.7001 | 2667.4323
2026 | SIWEM_PERC | Low Demand Growth+High Gas Supply+Methanex Stays+Reduced Rankine Availability+Delayed Build+Upgraded HVDC | 41.0925 | 41.0925 | 41.0925
2027 | SIWEM_PERC | Low Demand Growth+High Gas Supply+Methanex Stays+Reduced Rankine Availability+Delayed Build+Upgraded HVDC | 25.3586 | 25.4337 | 25.4337
2028 | SIWEM_PERC | Low Demand Growth+High Gas Supply+Methanex Stays+Reduced Rankine Availability+Delayed Build+Upgraded HVDC | 28.0676 | 32.2596 | 33.1719
2029 | SIWEM_PERC | Low Demand Growth+High Gas Supply+Methanex Stays+Reduced Rankine Availability+Delayed Build+Upgraded HVDC | 32.4516 | 40.7975 | 43.3897
2030 | SIWEM_PERC | Low Demand Growth+High Gas Supply+Methanex Stays+Reduced Rankine Availability+Delayed Build+Upgraded HVDC | 32.5273 | 59.07 | 81.104
2031 | SIWEM_PERC | Low Demand Growth+High Gas Supply+Methanex Stays+Reduced Rankine Availability+Delayed Build+Upgraded HVDC | 24.4734 | 59.5224 | 84.0208
2032 | SIWEM_PERC | Low Demand Growth+High Gas Supply+Methanex Stays+Reduced Rankine Availability+Delayed Build+Upgraded HVDC | 20.3674 | 56.078 | 96.0987
2033 | SIWEM_PERC | Low Demand Growth+High Gas Supply+Methanex Stays+Reduced Rankine Availability+Delayed Build+Upgraded HVDC | 18.5707 | 51.2858 | 102.9236
2034 | SIWEM_PERC | Low Demand Growth+High Gas Supply+Methanex Stays+Reduced Rankine Availability+Delayed Build+Upgraded HVDC | 16.8853 | 48.3089 | 99.9376
2035 | SIWEM_PERC | Low Demand Growth+High Gas Supply+Methanex Stays+Reduced Rankine Availability+Delayed Build+Upgraded HVDC | 14.7472 | 43.3443 | 96.1747
2026 | NZWEM_PERC | Low Demand Growth+High Gas Supply+Methanex Stays+Reduced Rankine Availability+Delayed Build+Upgraded HVDC+Low Wind & Solar | 14.3962 | 14.3962 | 14.3962
2027 | NZWEM_PERC | Low Demand Growth+High Gas Supply+Methanex Stays+Reduced Rankine Availability+Delayed Build+Upgraded HVDC+Low Wind & Solar | 6.0162 | 6.1512 | 6.3114
2028 | NZWEM_PERC | Low Demand Growth+High Gas Supply+Methanex Stays+Reduced Rankine Availability+Delayed Build+Upgraded HVDC+Low Wind & Solar | 9.4852 | 10.8652 | 11.1655
2029 | NZWEM_PERC | Low Demand Growth+High Gas Supply+Methanex Stays+Reduced Rankine Availability+Delayed Build+Upgraded HVDC+Low Wind & Solar | 10.965 | 13.7201 | 14.5758
2030 | NZWEM_PERC | Low Demand Growth+High Gas Supply+Methanex Stays+Reduced Rankine Availability+Delayed Build+Upgraded HVDC+Low Wind & Solar | 10.9847 | 19.7911 | 27.2351
2031 | NZWEM_PERC | Low Demand Growth+High Gas Supply+Methanex Stays+Reduced Rankine Availability+Delayed Build+Upgraded HVDC+Low Wind & Solar | 8.0909 | 19.7274 | 28.1325
2032 | NZWEM_PERC | Low Demand Growth+High Gas Supply+Methanex Stays+Reduced Rankine Availability+Delayed Build+Upgraded HVDC+Low Wind & Solar | 6.3695 | 18.4737 | 32.33
2033 | NZWEM_PERC | Low Demand Growth+High Gas Supply+Methanex Stays+Reduced Rankine Availability+Delayed Build+Upgraded HVDC+Low Wind & Solar | 4.7707 | 16.7828 | 36.1863
2034 | NZWEM_PERC | Low Demand Growth+High Gas Supply+Methanex Stays+Reduced Rankine Availability+Delayed Build+Upgraded HVDC+Low Wind & Solar | 3.5074 | 15.6957 | 35.7975
2035 | NZWEM_PERC | Low Demand Growth+High Gas Supply+Methanex Stays+Reduced Rankine Availability+Delayed Build+Upgraded HVDC+Low Wind & Solar | 1.4835 | 13.9247 | 35.2759
2026 | NIWCM | Low Demand Growth+High Gas Supply+Methanex Stays+Reduced Rankine Availability+Delayed Build+Upgraded HVDC+Low Wind & Solar | 906.8546 | 906.8546 | 906.8546
2027 | NIWCM | Low Demand Growth+High Gas Supply+Methanex Stays+Reduced Rankine Availability+Delayed Build+Upgraded HVDC+Low Wind & Solar | 931.5847 | 933.5836 | 936.0561
2028 | NIWCM | Low Demand Growth+High Gas Supply+Methanex Stays+Reduced Rankine Availability+Delayed Build+Upgraded HVDC+Low Wind & Solar | 1210.2233 | 1229.4351 | 1233.9716
2029 | NIWCM | Low Demand Growth+High Gas Supply+Methanex Stays+Reduced Rankine Availability+Delayed Build+Upgraded HVDC+Low Wind & Solar | 1235.5933 | 1358.2796 | 1371.8719
2030 | NIWCM | Low Demand Growth+High Gas Supply+Methanex Stays+Reduced Rankine Availability+Delayed Build+Upgraded HVDC+Low Wind & Solar | 1267.7781 | 1931.5592 | 2101.0701
2031 | NIWCM | Low Demand Growth+High Gas Supply+Methanex Stays+Reduced Rankine Availability+Delayed Build+Upgraded HVDC+Low Wind & Solar | 1163.7898 | 2061.6689 | 2395.6636
2032 | NIWCM | Low Demand Growth+High Gas Supply+Methanex Stays+Reduced Rankine Availability+Delayed Build+Upgraded HVDC+Low Wind & Solar | 1042.6829 | 2000.2598 | 2505.8786
2033 | NIWCM | Low Demand Growth+High Gas Supply+Methanex Stays+Reduced Rankine Availability+Delayed Build+Upgraded HVDC+Low Wind & Solar | 1000.1615 | 1968.8611 | 2693.9371
2034 | NIWCM | Low Demand Growth+High Gas Supply+Methanex Stays+Reduced Rankine Availability+Delayed Build+Upgraded HVDC+Low Wind & Solar | 889.5069 | 1883.5951 | 2673.4055
2035 | NIWCM | Low Demand Growth+High Gas Supply+Methanex Stays+Reduced Rankine Availability+Delayed Build+Upgraded HVDC+Low Wind & Solar | 763.8191 | 1790.7001 | 2667.4323
2026 | SIWEM_PERC | Low Demand Growth+High Gas Supply+Methanex Stays+Reduced Rankine Availability+Delayed Build+Upgraded HVDC+Low Wind & Solar | 38.4497 | 38.4497 | 38.4497
2027 | SIWEM_PERC | Low Demand Growth+High Gas Supply+Methanex Stays+Reduced Rankine Availability+Delayed Build+Upgraded HVDC+Low Wind & Solar | 24.8436 | 24.9114 | 24.9114
2028 | SIWEM_PERC | Low Demand Growth+High Gas Supply+Methanex Stays+Reduced Rankine Availability+Delayed Build+Upgraded HVDC+Low Wind & Solar | 26.3461 | 28.3577 | 29.181
2029 | SIWEM_PERC | Low Demand Growth+High Gas Supply+Methanex Stays+Reduced Rankine Availability+Delayed Build+Upgraded HVDC+Low Wind & Solar | 28.5056 | 36.0374 | 38.3768
2030 | SIWEM_PERC | Low Demand Growth+High Gas Supply+Methanex Stays+Reduced Rankine Availability+Delayed Build+Upgraded HVDC+Low Wind & Solar | 28.3465 | 52.3003 | 72.5481
2031 | SIWEM_PERC | Low Demand Growth+High Gas Supply+Methanex Stays+Reduced Rankine Availability+Delayed Build+Upgraded HVDC+Low Wind & Solar | 21.4438 | 52.0417 | 74.5901
2032 | SIWEM_PERC | Low Demand Growth+High Gas Supply+Methanex Stays+Reduced Rankine Availability+Delayed Build+Upgraded HVDC+Low Wind & Solar | 19.3693 | 48.5107 | 85.2055
2033 | SIWEM_PERC | Low Demand Growth+High Gas Supply+Methanex Stays+Reduced Rankine Availability+Delayed Build+Upgraded HVDC+Low Wind & Solar | 17.5885 | 43.8391 | 94.8405
2034 | SIWEM_PERC | Low Demand Growth+High Gas Supply+Methanex Stays+Reduced Rankine Availability+Delayed Build+Upgraded HVDC+Low Wind & Solar | 15.9182 | 40.8672 | 93.6824
2035 | SIWEM_PERC | Low Demand Growth+High Gas Supply+Methanex Stays+Reduced Rankine Availability+Delayed Build+Upgraded HVDC+Low Wind & Solar | 13.799 | 36.0481 | 91.3733
2026 | NZWEM_PERC | Low Demand Growth+High Gas Supply+Methanex Stays+Reduced Rankine Availability+Delayed Build+Upgraded HVDC+Constrained Operational Capacity | 15.3516 | 15.3516 | 15.3516
2027 | NZWEM_PERC | Low Demand Growth+High Gas Supply+Methanex Stays+Reduced Rankine Availability+Delayed Build+Upgraded HVDC+Constrained Operational Capacity | 7.028 | 7.1776 | 7.3551
2028 | NZWEM_PERC | Low Demand Growth+High Gas Supply+Methanex Stays+Reduced Rankine Availability+Delayed Build+Upgraded HVDC+Constrained Operational Capacity | 10.7594 | 12.2886 | 12.6214
2029 | NZWEM_PERC | Low Demand Growth+High Gas Supply+Methanex Stays+Reduced Rankine Availability+Delayed Build+Upgraded HVDC+Constrained Operational Capacity | 12.4084 | 15.4613 | 16.4094
2030 | NZWEM_PERC | Low Demand Growth+High Gas Supply+Methanex Stays+Reduced Rankine Availability+Delayed Build+Upgraded HVDC+Constrained Operational Capacity | 12.5217 | 22.28 | 30.5285
2031 | NZWEM_PERC | Low Demand Growth+High Gas Supply+Methanex Stays+Reduced Rankine Availability+Delayed Build+Upgraded HVDC+Constrained Operational Capacity | 9.5932 | 22.4873 | 31.8007
2032 | NZWEM_PERC | Low Demand Growth+High Gas Supply+Methanex Stays+Reduced Rankine Availability+Delayed Build+Upgraded HVDC+Constrained Operational Capacity | 7.8461 | 21.2585 | 36.5684
2033 | NZWEM_PERC | Low Demand Growth+High Gas Supply+Methanex Stays+Reduced Rankine Availability+Delayed Build+Upgraded HVDC+Constrained Operational Capacity | 6.2244 | 19.5243 | 40.9815
2034 | NZWEM_PERC | Low Demand Growth+High Gas Supply+Methanex Stays+Reduced Rankine Availability+Delayed Build+Upgraded HVDC+Constrained Operational Capacity | 4.9371 | 18.4325 | 40.6216
2035 | NZWEM_PERC | Low Demand Growth+High Gas Supply+Methanex Stays+Reduced Rankine Availability+Delayed Build+Upgraded HVDC+Constrained Operational Capacity | 2.8823 | 16.6022 | 40.1776
2026 | NIWCM | Low Demand Growth+High Gas Supply+Methanex Stays+Reduced Rankine Availability+Delayed Build+Upgraded HVDC+Constrained Operational Capacity | 373.5029 | 373.5029 | 373.5029
2027 | NIWCM | Low Demand Growth+High Gas Supply+Methanex Stays+Reduced Rankine Availability+Delayed Build+Upgraded HVDC+Constrained Operational Capacity | 392.3638 | 392.3638 | 392.3638
2028 | NIWCM | Low Demand Growth+High Gas Supply+Methanex Stays+Reduced Rankine Availability+Delayed Build+Upgraded HVDC+Constrained Operational Capacity | 608.8329 | 608.8329 | 608.8329
2029 | NIWCM | Low Demand Growth+High Gas Supply+Methanex Stays+Reduced Rankine Availability+Delayed Build+Upgraded HVDC+Constrained Operational Capacity | 603.0055 | 684.896 | 684.896
2030 | NIWCM | Low Demand Growth+High Gas Supply+Methanex Stays+Reduced Rankine Availability+Delayed Build+Upgraded HVDC+Constrained Operational Capacity | 610.4697 | 1111.8895 | 1224.4857
2031 | NIWCM | Low Demand Growth+High Gas Supply+Methanex Stays+Reduced Rankine Availability+Delayed Build+Upgraded HVDC+Constrained Operational Capacity | 502.6603 | 1147.6255 | 1300.9255
2032 | NIWCM | Low Demand Growth+High Gas Supply+Methanex Stays+Reduced Rankine Availability+Delayed Build+Upgraded HVDC+Constrained Operational Capacity | 375.0925 | 1075.4856 | 1281.377
2033 | NIWCM | Low Demand Growth+High Gas Supply+Methanex Stays+Reduced Rankine Availability+Delayed Build+Upgraded HVDC+Constrained Operational Capacity | 330.9671 | 1042.5951 | 1304.1504
2034 | NIWCM | Low Demand Growth+High Gas Supply+Methanex Stays+Reduced Rankine Availability+Delayed Build+Upgraded HVDC+Constrained Operational Capacity | 219.6023 | 935.0676 | 1222.9027
2035 | NIWCM | Low Demand Growth+High Gas Supply+Methanex Stays+Reduced Rankine Availability+Delayed Build+Upgraded HVDC+Constrained Operational Capacity | 91.6374 | 836.6524 | 1135.5433
2026 | SIWEM_PERC | Low Demand Growth+High Gas Supply+Methanex Stays+Reduced Rankine Availability+Delayed Build+Upgraded HVDC+Constrained Operational Capacity | 41.0925 | 41.0925 | 41.0925
2027 | SIWEM_PERC | Low Demand Growth+High Gas Supply+Methanex Stays+Reduced Rankine Availability+Delayed Build+Upgraded HVDC+Constrained Operational Capacity | 25.3586 | 25.4337 | 25.4337
2028 | SIWEM_PERC | Low Demand Growth+High Gas Supply+Methanex Stays+Reduced Rankine Availability+Delayed Build+Upgraded HVDC+Constrained Operational Capacity | 28.0676 | 32.2596 | 33.1719
2029 | SIWEM_PERC | Low Demand Growth+High Gas Supply+Methanex Stays+Reduced Rankine Availability+Delayed Build+Upgraded HVDC+Constrained Operational Capacity | 32.4516 | 40.7975 | 43.3897
2030 | SIWEM_PERC | Low Demand Growth+High Gas Supply+Methanex Stays+Reduced Rankine Availability+Delayed Build+Upgraded HVDC+Constrained Operational Capacity | 32.5273 | 59.07 | 81.104
2031 | SIWEM_PERC | Low Demand Growth+High Gas Supply+Methanex Stays+Reduced Rankine Availability+Delayed Build+Upgraded HVDC+Constrained Operational Capacity | 24.4734 | 59.5224 | 84.0208
2032 | SIWEM_PERC | Low Demand Growth+High Gas Supply+Methanex Stays+Reduced Rankine Availability+Delayed Build+Upgraded HVDC+Constrained Operational Capacity | 20.3674 | 56.078 | 96.0987
2033 | SIWEM_PERC | Low Demand Growth+High Gas Supply+Methanex Stays+Reduced Rankine Availability+Delayed Build+Upgraded HVDC+Constrained Operational Capacity | 18.5707 | 51.2858 | 102.9236
2034 | SIWEM_PERC | Low Demand Growth+High Gas Supply+Methanex Stays+Reduced Rankine Availability+Delayed Build+Upgraded HVDC+Constrained Operational Capacity | 16.8853 | 48.3089 | 99.9376
2035 | SIWEM_PERC | Low Demand Growth+High Gas Supply+Methanex Stays+Reduced Rankine Availability+Delayed Build+Upgraded HVDC+Constrained Operational Capacity | 14.7472 | 43.3443 | 96.1747
2026 | NZWEM_PERC | Low Demand Growth+High Gas Supply+Methanex Stays+Reduced Rankine Availability+Delayed Build+Upgraded HVDC+Constrained Operational Capacity+Low Wind & Solar | 14.3962 | 14.3962 | 14.3962
2027 | NZWEM_PERC | Low Demand Growth+High Gas Supply+Methanex Stays+Reduced Rankine Availability+Delayed Build+Upgraded HVDC+Constrained Operational Capacity+Low Wind & Solar | 6.0162 | 6.1512 | 6.3114
2028 | NZWEM_PERC | Low Demand Growth+High Gas Supply+Methanex Stays+Reduced Rankine Availability+Delayed Build+Upgraded HVDC+Constrained Operational Capacity+Low Wind & Solar | 9.4852 | 10.8652 | 11.1655
2029 | NZWEM_PERC | Low Demand Growth+High Gas Supply+Methanex Stays+Reduced Rankine Availability+Delayed Build+Upgraded HVDC+Constrained Operational Capacity+Low Wind & Solar | 10.965 | 13.7201 | 14.5758
2030 | NZWEM_PERC | Low Demand Growth+High Gas Supply+Methanex Stays+Reduced Rankine Availability+Delayed Build+Upgraded HVDC+Constrained Operational Capacity+Low Wind & Solar | 10.9847 | 19.7911 | 27.2351
2031 | NZWEM_PERC | Low Demand Growth+High Gas Supply+Methanex Stays+Reduced Rankine Availability+Delayed Build+Upgraded HVDC+Constrained Operational Capacity+Low Wind & Solar | 8.0909 | 19.7274 | 28.1325
2032 | NZWEM_PERC | Low Demand Growth+High Gas Supply+Methanex Stays+Reduced Rankine Availability+Delayed Build+Upgraded HVDC+Constrained Operational Capacity+Low Wind & Solar | 6.3695 | 18.4737 | 32.33
2033 | NZWEM_PERC | Low Demand Growth+High Gas Supply+Methanex Stays+Reduced Rankine Availability+Delayed Build+Upgraded HVDC+Constrained Operational Capacity+Low Wind & Solar | 4.7707 | 16.7828 | 36.1863
2034 | NZWEM_PERC | Low Demand Growth+High Gas Supply+Methanex Stays+Reduced Rankine Availability+Delayed Build+Upgraded HVDC+Constrained Operational Capacity+Low Wind & Solar | 3.5074 | 15.6957 | 35.7975
2035 | NZWEM_PERC | Low Demand Growth+High Gas Supply+Methanex Stays+Reduced Rankine Availability+Delayed Build+Upgraded HVDC+Constrained Operational Capacity+Low Wind & Solar | 1.4835 | 13.9247 | 35.2759
2026 | NIWCM | Low Demand Growth+High Gas Supply+Methanex Stays+Reduced Rankine Availability+Delayed Build+Upgraded HVDC+Constrained Operational Capacity+Low Wind & Solar | 373.5029 | 373.5029 | 373.5029
2027 | NIWCM | Low Demand Growth+High Gas Supply+Methanex Stays+Reduced Rankine Availability+Delayed Build+Upgraded HVDC+Constrained Operational Capacity+Low Wind & Solar | 392.3638 | 392.3638 | 392.3638
2028 | NIWCM | Low Demand Growth+High Gas Supply+Methanex Stays+Reduced Rankine Availability+Delayed Build+Upgraded HVDC+Constrained Operational Capacity+Low Wind & Solar | 608.8329 | 608.8329 | 608.8329
2029 | NIWCM | Low Demand Growth+High Gas Supply+Methanex Stays+Reduced Rankine Availability+Delayed Build+Upgraded HVDC+Constrained Operational Capacity+Low Wind & Solar | 603.0055 | 684.896 | 684.896
2030 | NIWCM | Low Demand Growth+High Gas Supply+Methanex Stays+Reduced Rankine Availability+Delayed Build+Upgraded HVDC+Constrained Operational Capacity+Low Wind & Solar | 610.4697 | 1111.8895 | 1224.4857
2031 | NIWCM | Low Demand Growth+High Gas Supply+Methanex Stays+Reduced Rankine Availability+Delayed Build+Upgraded HVDC+Constrained Operational Capacity+Low Wind & Solar | 502.6603 | 1147.6255 | 1300.9255
2032 | NIWCM | Low Demand Growth+High Gas Supply+Methanex Stays+Reduced Rankine Availability+Delayed Build+Upgraded HVDC+Constrained Operational Capacity+Low Wind & Solar | 375.0925 | 1075.4856 | 1281.377
2033 | NIWCM | Low Demand Growth+High Gas Supply+Methanex Stays+Reduced Rankine Availability+Delayed Build+Upgraded HVDC+Constrained Operational Capacity+Low Wind & Solar | 330.9671 | 1042.5951 | 1304.1504
2034 | NIWCM | Low Demand Growth+High Gas Supply+Methanex Stays+Reduced Rankine Availability+Delayed Build+Upgraded HVDC+Constrained Operational Capacity+Low Wind & Solar | 219.6023 | 935.0676 | 1222.9027
2035 | NIWCM | Low Demand Growth+High Gas Supply+Methanex Stays+Reduced Rankine Availability+Delayed Build+Upgraded HVDC+Constrained Operational Capacity+Low Wind & Solar | 91.6374 | 836.6524 | 1135.5433
2026 | SIWEM_PERC | Low Demand Growth+High Gas Supply+Methanex Stays+Reduced Rankine Availability+Delayed Build+Upgraded HVDC+Constrained Operational Capacity+Low Wind & Solar | 38.4497 | 38.4497 | 38.4497
2027 | SIWEM_PERC | Low Demand Growth+High Gas Supply+Methanex Stays+Reduced Rankine Availability+Delayed Build+Upgraded HVDC+Constrained Operational Capacity+Low Wind & Solar | 24.8436 | 24.9114 | 24.9114
2028 | SIWEM_PERC | Low Demand Growth+High Gas Supply+Methanex Stays+Reduced Rankine Availability+Delayed Build+Upgraded HVDC+Constrained Operational Capacity+Low Wind & Solar | 26.3461 | 28.3577 | 29.181
2029 | SIWEM_PERC | Low Demand Growth+High Gas Supply+Methanex Stays+Reduced Rankine Availability+Delayed Build+Upgraded HVDC+Constrained Operational Capacity+Low Wind & Solar | 28.5056 | 36.0374 | 38.3768
2030 | SIWEM_PERC | Low Demand Growth+High Gas Supply+Methanex Stays+Reduced Rankine Availability+Delayed Build+Upgraded HVDC+Constrained Operational Capacity+Low Wind & Solar | 28.3465 | 52.3003 | 72.5481
2031 | SIWEM_PERC | Low Demand Growth+High Gas Supply+Methanex Stays+Reduced Rankine Availability+Delayed Build+Upgraded HVDC+Constrained Operational Capacity+Low Wind & Solar | 21.4438 | 52.0417 | 74.5901
2032 | SIWEM_PERC | Low Demand Growth+High Gas Supply+Methanex Stays+Reduced Rankine Availability+Delayed Build+Upgraded HVDC+Constrained Operational Capacity+Low Wind & Solar | 19.3693 | 48.5107 | 85.2055
2033 | SIWEM_PERC | Low Demand Growth+High Gas Supply+Methanex Stays+Reduced Rankine Availability+Delayed Build+Upgraded HVDC+Constrained Operational Capacity+Low Wind & Solar | 17.5885 | 43.8391 | 94.8405
2034 | SIWEM_PERC | Low Demand Growth+High Gas Supply+Methanex Stays+Reduced Rankine Availability+Delayed Build+Upgraded HVDC+Constrained Operational Capacity+Low Wind & Solar | 15.9182 | 40.8672 | 93.6824
2035 | SIWEM_PERC | Low Demand Growth+High Gas Supply+Methanex Stays+Reduced Rankine Availability+Delayed Build+Upgraded HVDC+Constrained Operational Capacity+Low Wind & Solar | 13.799 | 36.0481 | 91.3733
2026 | NZWEM_PERC | Low Demand Growth+High Gas Supply+Methanex Stays+Increased Demand Response | 25.1901 | 25.2502 | 25.2502
2027 | NZWEM_PERC | Low Demand Growth+High Gas Supply+Methanex Stays+Increased Demand Response | 24.0993 | 26.0531 | 26.3909
2028 | NZWEM_PERC | Low Demand Growth+High Gas Supply+Methanex Stays+Increased Demand Response | 24.3821 | 33.0192 | 37.8097
2029 | NZWEM_PERC | Low Demand Growth+High Gas Supply+Methanex Stays+Increased Demand Response | 22.7241 | 35.0384 | 44.7814
2030 | NZWEM_PERC | Low Demand Growth+High Gas Supply+Methanex Stays+Increased Demand Response | 21.4564 | 36.0599 | 52.0777
2031 | NZWEM_PERC | Low Demand Growth+High Gas Supply+Methanex Stays+Increased Demand Response | 18.3235 | 32.6963 | 54.9841
2032 | NZWEM_PERC | Low Demand Growth+High Gas Supply+Methanex Stays+Increased Demand Response | 16.4284 | 30.9866 | 54.0212
2033 | NZWEM_PERC | Low Demand Growth+High Gas Supply+Methanex Stays+Increased Demand Response | 14.6734 | 29.0051 | 53.6316
2034 | NZWEM_PERC | Low Demand Growth+High Gas Supply+Methanex Stays+Increased Demand Response | 13.2494 | 27.8207 | 52.0418
2035 | NZWEM_PERC | Low Demand Growth+High Gas Supply+Methanex Stays+Increased Demand Response | 11.0156 | 25.3758 | 49.0721
2026 | NIWCM | Low Demand Growth+High Gas Supply+Methanex Stays+Increased Demand Response | 1312.2106 | 1313.0104 | 1313.0104
2027 | NIWCM | Low Demand Growth+High Gas Supply+Methanex Stays+Increased Demand Response | 1690.0952 | 1710.491 | 1715.0275
2028 | NIWCM | Low Demand Growth+High Gas Supply+Methanex Stays+Increased Demand Response | 1826.5139 | 2366.085 | 2397.2445
2029 | NIWCM | Low Demand Growth+High Gas Supply+Methanex Stays+Increased Demand Response | 1822.5577 | 2591.2998 | 2792.9481
2030 | NIWCM | Low Demand Growth+High Gas Supply+Methanex Stays+Increased Demand Response | 1727.2302 | 2579.3441 | 2926.9802
2031 | NIWCM | Low Demand Growth+High Gas Supply+Methanex Stays+Increased Demand Response | 1648.8067 | 2541.8346 | 3081.406
2032 | NIWCM | Low Demand Growth+High Gas Supply+Methanex Stays+Increased Demand Response | 1531.2393 | 2474.9854 | 3054.1605
2033 | NIWCM | Low Demand Growth+High Gas Supply+Methanex Stays+Increased Demand Response | 1422.433 | 2394.9664 | 3050.2051
2034 | NIWCM | Low Demand Growth+High Gas Supply+Methanex Stays+Increased Demand Response | 1320.6897 | 2356.4556 | 3101.765
2035 | NIWCM | Low Demand Growth+High Gas Supply+Methanex Stays+Increased Demand Response | 1201.6419 | 2263.1876 | 3030.5503
2026 | SIWEM_PERC | Low Demand Growth+High Gas Supply+Methanex Stays+Increased Demand Response | 57.443 | 57.443 | 57.443
2027 | SIWEM_PERC | Low Demand Growth+High Gas Supply+Methanex Stays+Increased Demand Response | 56.3556 | 59.1223 | 59.1223
2028 | SIWEM_PERC | Low Demand Growth+High Gas Supply+Methanex Stays+Increased Demand Response | 56.4733 | 70.4391 | 78.2728
2029 | SIWEM_PERC | Low Demand Growth+High Gas Supply+Methanex Stays+Increased Demand Response | 54.4486 | 68.2245 | 85.1114
2030 | SIWEM_PERC | Low Demand Growth+High Gas Supply+Methanex Stays+Increased Demand Response | 51.2814 | 66.8817 | 89.5461
2031 | SIWEM_PERC | Low Demand Growth+High Gas Supply+Methanex Stays+Increased Demand Response | 48.0977 | 63.3596 | 90.9977
2032 | SIWEM_PERC | Low Demand Growth+High Gas Supply+Methanex Stays+Increased Demand Response | 43.252 | 60.6371 | 87.7931
2033 | SIWEM_PERC | Low Demand Growth+High Gas Supply+Methanex Stays+Increased Demand Response | 38.45 | 58.2937 | 85.0325
2034 | SIWEM_PERC | Low Demand Growth+High Gas Supply+Methanex Stays+Increased Demand Response | 34.5949 | 56.0858 | 82.4272
2035 | SIWEM_PERC | Low Demand Growth+High Gas Supply+Methanex Stays+Increased Demand Response | 28.5293 | 53.2909 | 79.1352
2026 | NZWEM_PERC | Low Demand Growth+High Gas Supply+Methanex Stays+Increased Demand Response+Low Wind & Solar | 23.9278 | 23.9821 | 23.9821
2027 | NZWEM_PERC | Low Demand Growth+High Gas Supply+Methanex Stays+Increased Demand Response+Low Wind & Solar | 22.6664 | 24.4297 | 24.7346
2028 | NZWEM_PERC | Low Demand Growth+High Gas Supply+Methanex Stays+Increased Demand Response+Low Wind & Solar | 22.841 | 30.6358 | 34.959
2029 | NZWEM_PERC | Low Demand Growth+High Gas Supply+Methanex Stays+Increased Demand Response+Low Wind & Solar | 21.1525 | 32.2658 | 41.0585
2030 | NZWEM_PERC | Low Demand Growth+High Gas Supply+Methanex Stays+Increased Demand Response+Low Wind & Solar | 19.9114 | 33.1463 | 47.6434
2031 | NZWEM_PERC | Low Demand Growth+High Gas Supply+Methanex Stays+Increased Demand Response+Low Wind & Solar | 16.8136 | 29.8486 | 50.0032
2032 | NZWEM_PERC | Low Demand Growth+High Gas Supply+Methanex Stays+Increased Demand Response+Low Wind & Solar | 14.9441 | 28.1455 | 49.0133
2033 | NZWEM_PERC | Low Demand Growth+High Gas Supply+Methanex Stays+Increased Demand Response+Low Wind & Solar | 13.2123 | 26.2082 | 48.5114
2034 | NZWEM_PERC | Low Demand Growth+High Gas Supply+Methanex Stays+Increased Demand Response+Low Wind & Solar | 11.8123 | 25.0699 | 47.0059
2035 | NZWEM_PERC | Low Demand Growth+High Gas Supply+Methanex Stays+Increased Demand Response+Low Wind & Solar | 9.6096 | 22.6846 | 44.1453
2026 | NIWCM | Low Demand Growth+High Gas Supply+Methanex Stays+Increased Demand Response+Low Wind & Solar | 1312.2106 | 1313.0104 | 1313.0104
2027 | NIWCM | Low Demand Growth+High Gas Supply+Methanex Stays+Increased Demand Response+Low Wind & Solar | 1690.0952 | 1710.491 | 1715.0275
2028 | NIWCM | Low Demand Growth+High Gas Supply+Methanex Stays+Increased Demand Response+Low Wind & Solar | 1826.5139 | 2366.085 | 2397.2445
2029 | NIWCM | Low Demand Growth+High Gas Supply+Methanex Stays+Increased Demand Response+Low Wind & Solar | 1822.5577 | 2591.2998 | 2792.9481
2030 | NIWCM | Low Demand Growth+High Gas Supply+Methanex Stays+Increased Demand Response+Low Wind & Solar | 1727.2302 | 2579.3441 | 2926.9802
2031 | NIWCM | Low Demand Growth+High Gas Supply+Methanex Stays+Increased Demand Response+Low Wind & Solar | 1648.8067 | 2541.8346 | 3081.406
2032 | NIWCM | Low Demand Growth+High Gas Supply+Methanex Stays+Increased Demand Response+Low Wind & Solar | 1531.2393 | 2474.9854 | 3054.1605
2033 | NIWCM | Low Demand Growth+High Gas Supply+Methanex Stays+Increased Demand Response+Low Wind & Solar | 1422.433 | 2394.9664 | 3050.2051
2034 | NIWCM | Low Demand Growth+High Gas Supply+Methanex Stays+Increased Demand Response+Low Wind & Solar | 1320.6897 | 2356.4556 | 3101.765
2035 | NIWCM | Low Demand Growth+High Gas Supply+Methanex Stays+Increased Demand Response+Low Wind & Solar | 1201.6419 | 2263.1876 | 3030.5503
2026 | SIWEM_PERC | Low Demand Growth+High Gas Supply+Methanex Stays+Increased Demand Response+Low Wind & Solar | 56.5826 | 56.5826 | 56.5826
2027 | SIWEM_PERC | Low Demand Growth+High Gas Supply+Methanex Stays+Increased Demand Response+Low Wind & Solar | 55.4505 | 57.9473 | 57.9473
2028 | SIWEM_PERC | Low Demand Growth+High Gas Supply+Methanex Stays+Increased Demand Response+Low Wind & Solar | 55.3834 | 67.9871 | 75.0567
2029 | SIWEM_PERC | Low Demand Growth+High Gas Supply+Methanex Stays+Increased Demand Response+Low Wind & Solar | 53.3736 | 65.8059 | 81.0457
2030 | SIWEM_PERC | Low Demand Growth+High Gas Supply+Methanex Stays+Increased Demand Response+Low Wind & Solar | 50.2289 | 64.3077 | 84.7616
2031 | SIWEM_PERC | Low Demand Growth+High Gas Supply+Methanex Stays+Increased Demand Response+Low Wind & Solar | 44.3237 | 60.8414 | 85.7839
2032 | SIWEM_PERC | Low Demand Growth+High Gas Supply+Methanex Stays+Increased Demand Response+Low Wind & Solar | 39.185 | 58.1629 | 82.6702
2033 | SIWEM_PERC | Low Demand Growth+High Gas Supply+Methanex Stays+Increased Demand Response+Low Wind & Solar | 34.4456 | 55.8575 | 79.9883
2034 | SIWEM_PERC | Low Demand Growth+High Gas Supply+Methanex Stays+Increased Demand Response+Low Wind & Solar | 30.65 | 53.6858 | 77.458
2035 | SIWEM_PERC | Low Demand Growth+High Gas Supply+Methanex Stays+Increased Demand Response+Low Wind & Solar | 24.6589 | 50.9362 | 74.2598
2026 | NZWEM_PERC | Low Demand Growth+High Gas Supply+Methanex Stays+Increased Demand Response+Constrained Operational Capacity | 25.1901 | 25.2502 | 25.2502
2027 | NZWEM_PERC | Low Demand Growth+High Gas Supply+Methanex Stays+Increased Demand Response+Constrained Operational Capacity | 24.0993 | 26.0531 | 26.3909
2028 | NZWEM_PERC | Low Demand Growth+High Gas Supply+Methanex Stays+Increased Demand Response+Constrained Operational Capacity | 24.3821 | 33.0192 | 37.8097
2029 | NZWEM_PERC | Low Demand Growth+High Gas Supply+Methanex Stays+Increased Demand Response+Constrained Operational Capacity | 22.7241 | 35.0384 | 44.7814
2030 | NZWEM_PERC | Low Demand Growth+High Gas Supply+Methanex Stays+Increased Demand Response+Constrained Operational Capacity | 21.4564 | 36.0599 | 52.0777
2031 | NZWEM_PERC | Low Demand Growth+High Gas Supply+Methanex Stays+Increased Demand Response+Constrained Operational Capacity | 18.3235 | 32.6963 | 54.9841
2032 | NZWEM_PERC | Low Demand Growth+High Gas Supply+Methanex Stays+Increased Demand Response+Constrained Operational Capacity | 16.4284 | 30.9866 | 54.0212
2033 | NZWEM_PERC | Low Demand Growth+High Gas Supply+Methanex Stays+Increased Demand Response+Constrained Operational Capacity | 14.6734 | 29.0051 | 53.6316
2034 | NZWEM_PERC | Low Demand Growth+High Gas Supply+Methanex Stays+Increased Demand Response+Constrained Operational Capacity | 13.2494 | 27.8207 | 52.0418
2035 | NZWEM_PERC | Low Demand Growth+High Gas Supply+Methanex Stays+Increased Demand Response+Constrained Operational Capacity | 11.0156 | 25.3758 | 49.0721
2026 | NIWCM | Low Demand Growth+High Gas Supply+Methanex Stays+Increased Demand Response+Constrained Operational Capacity | 755.6807 | 755.6807 | 755.6807
2027 | NIWCM | Low Demand Growth+High Gas Supply+Methanex Stays+Increased Demand Response+Constrained Operational Capacity | 1101.6718 | 1105.1761 | 1105.1761
2028 | NIWCM | Low Demand Growth+High Gas Supply+Methanex Stays+Increased Demand Response+Constrained Operational Capacity | 1216.908 | 1690.5905 | 1694.1607
2029 | NIWCM | Low Demand Growth+High Gas Supply+Methanex Stays+Increased Demand Response+Constrained Operational Capacity | 1186.3719 | 1821.8682 | 1967.8933
2030 | NIWCM | Low Demand Growth+High Gas Supply+Methanex Stays+Increased Demand Response+Constrained Operational Capacity | 1073.6095 | 1784.6908 | 1978.0043
2031 | NIWCM | Low Demand Growth+High Gas Supply+Methanex Stays+Increased Demand Response+Constrained Operational Capacity | 991.384 | 1716.8999 | 1968.1327
2032 | NIWCM | Low Demand Growth+High Gas Supply+Methanex Stays+Increased Demand Response+Constrained Operational Capacity | 873.8758 | 1602.7769 | 1882.4463
2033 | NIWCM | Low Demand Growth+High Gas Supply+Methanex Stays+Increased Demand Response+Constrained Operational Capacity | 761.8618 | 1493.7124 | 1784.971
2034 | NIWCM | Low Demand Growth+High Gas Supply+Methanex Stays+Increased Demand Response+Constrained Operational Capacity | 654.4916 | 1434.6731 | 1802.4622
2035 | NIWCM | Low Demand Growth+High Gas Supply+Methanex Stays+Increased Demand Response+Constrained Operational Capacity | 532.4879 | 1326.3998 | 1695.0283
2026 | SIWEM_PERC | Low Demand Growth+High Gas Supply+Methanex Stays+Increased Demand Response+Constrained Operational Capacity | 57.443 | 57.443 | 57.443
2027 | SIWEM_PERC | Low Demand Growth+High Gas Supply+Methanex Stays+Increased Demand Response+Constrained Operational Capacity | 56.3556 | 59.1223 | 59.1223
2028 | SIWEM_PERC | Low Demand Growth+High Gas Supply+Methanex Stays+Increased Demand Response+Constrained Operational Capacity | 56.4733 | 70.4391 | 78.2728
2029 | SIWEM_PERC | Low Demand Growth+High Gas Supply+Methanex Stays+Increased Demand Response+Constrained Operational Capacity | 54.4486 | 68.2245 | 85.1114
2030 | SIWEM_PERC | Low Demand Growth+High Gas Supply+Methanex Stays+Increased Demand Response+Constrained Operational Capacity | 51.2814 | 66.8817 | 89.5461
2031 | SIWEM_PERC | Low Demand Growth+High Gas Supply+Methanex Stays+Increased Demand Response+Constrained Operational Capacity | 48.0977 | 63.3596 | 90.9977
2032 | SIWEM_PERC | Low Demand Growth+High Gas Supply+Methanex Stays+Increased Demand Response+Constrained Operational Capacity | 43.252 | 60.6371 | 87.7931
2033 | SIWEM_PERC | Low Demand Growth+High Gas Supply+Methanex Stays+Increased Demand Response+Constrained Operational Capacity | 38.45 | 58.2937 | 85.0325
2034 | SIWEM_PERC | Low Demand Growth+High Gas Supply+Methanex Stays+Increased Demand Response+Constrained Operational Capacity | 34.5949 | 56.0858 | 82.4272
2035 | SIWEM_PERC | Low Demand Growth+High Gas Supply+Methanex Stays+Increased Demand Response+Constrained Operational Capacity | 28.5293 | 53.2909 | 79.1352
2026 | NZWEM_PERC | Low Demand Growth+High Gas Supply+Methanex Stays+Increased Demand Response+Constrained Operational Capacity+Low Wind & Solar | 23.9278 | 23.9821 | 23.9821
2027 | NZWEM_PERC | Low Demand Growth+High Gas Supply+Methanex Stays+Increased Demand Response+Constrained Operational Capacity+Low Wind & Solar | 22.6664 | 24.4297 | 24.7346
2028 | NZWEM_PERC | Low Demand Growth+High Gas Supply+Methanex Stays+Increased Demand Response+Constrained Operational Capacity+Low Wind & Solar | 22.841 | 30.6358 | 34.959
2029 | NZWEM_PERC | Low Demand Growth+High Gas Supply+Methanex Stays+Increased Demand Response+Constrained Operational Capacity+Low Wind & Solar | 21.1525 | 32.2658 | 41.0585
2030 | NZWEM_PERC | Low Demand Growth+High Gas Supply+Methanex Stays+Increased Demand Response+Constrained Operational Capacity+Low Wind & Solar | 19.9114 | 33.1463 | 47.6434
2031 | NZWEM_PERC | Low Demand Growth+High Gas Supply+Methanex Stays+Increased Demand Response+Constrained Operational Capacity+Low Wind & Solar | 16.8136 | 29.8486 | 50.0032
2032 | NZWEM_PERC | Low Demand Growth+High Gas Supply+Methanex Stays+Increased Demand Response+Constrained Operational Capacity+Low Wind & Solar | 14.9441 | 28.1455 | 49.0133
2033 | NZWEM_PERC | Low Demand Growth+High Gas Supply+Methanex Stays+Increased Demand Response+Constrained Operational Capacity+Low Wind & Solar | 13.2123 | 26.2082 | 48.5114
2034 | NZWEM_PERC | Low Demand Growth+High Gas Supply+Methanex Stays+Increased Demand Response+Constrained Operational Capacity+Low Wind & Solar | 11.8123 | 25.0699 | 47.0059
2035 | NZWEM_PERC | Low Demand Growth+High Gas Supply+Methanex Stays+Increased Demand Response+Constrained Operational Capacity+Low Wind & Solar | 9.6096 | 22.6846 | 44.1453
2026 | NIWCM | Low Demand Growth+High Gas Supply+Methanex Stays+Increased Demand Response+Constrained Operational Capacity+Low Wind & Solar | 755.6807 | 755.6807 | 755.6807
2027 | NIWCM | Low Demand Growth+High Gas Supply+Methanex Stays+Increased Demand Response+Constrained Operational Capacity+Low Wind & Solar | 1101.6718 | 1105.1761 | 1105.1761
2028 | NIWCM | Low Demand Growth+High Gas Supply+Methanex Stays+Increased Demand Response+Constrained Operational Capacity+Low Wind & Solar | 1216.908 | 1690.5905 | 1694.1607
2029 | NIWCM | Low Demand Growth+High Gas Supply+Methanex Stays+Increased Demand Response+Constrained Operational Capacity+Low Wind & Solar | 1186.3719 | 1821.8682 | 1967.8933
2030 | NIWCM | Low Demand Growth+High Gas Supply+Methanex Stays+Increased Demand Response+Constrained Operational Capacity+Low Wind & Solar | 1073.6095 | 1784.6908 | 1978.0043
2031 | NIWCM | Low Demand Growth+High Gas Supply+Methanex Stays+Increased Demand Response+Constrained Operational Capacity+Low Wind & Solar | 991.384 | 1716.8999 | 1968.1327
2032 | NIWCM | Low Demand Growth+High Gas Supply+Methanex Stays+Increased Demand Response+Constrained Operational Capacity+Low Wind & Solar | 873.8758 | 1602.7769 | 1882.4463
2033 | NIWCM | Low Demand Growth+High Gas Supply+Methanex Stays+Increased Demand Response+Constrained Operational Capacity+Low Wind & Solar | 761.8618 | 1493.7124 | 1784.971
2034 | NIWCM | Low Demand Growth+High Gas Supply+Methanex Stays+Increased Demand Response+Constrained Operational Capacity+Low Wind & Solar | 654.4916 | 1434.6731 | 1802.4622
2035 | NIWCM | Low Demand Growth+High Gas Supply+Methanex Stays+Increased Demand Response+Constrained Operational Capacity+Low Wind & Solar | 532.4879 | 1326.3998 | 1695.0283
2026 | SIWEM_PERC | Low Demand Growth+High Gas Supply+Methanex Stays+Increased Demand Response+Constrained Operational Capacity+Low Wind & Solar | 56.5826 | 56.5826 | 56.5826
2027 | SIWEM_PERC | Low Demand Growth+High Gas Supply+Methanex Stays+Increased Demand Response+Constrained Operational Capacity+Low Wind & Solar | 55.4505 | 57.9473 | 57.9473
2028 | SIWEM_PERC | Low Demand Growth+High Gas Supply+Methanex Stays+Increased Demand Response+Constrained Operational Capacity+Low Wind & Solar | 55.3834 | 67.9871 | 75.0567
2029 | SIWEM_PERC | Low Demand Growth+High Gas Supply+Methanex Stays+Increased Demand Response+Constrained Operational Capacity+Low Wind & Solar | 53.3736 | 65.8059 | 81.0457
2030 | SIWEM_PERC | Low Demand Growth+High Gas Supply+Methanex Stays+Increased Demand Response+Constrained Operational Capacity+Low Wind & Solar | 50.2289 | 64.3077 | 84.7616
2031 | SIWEM_PERC | Low Demand Growth+High Gas Supply+Methanex Stays+Increased Demand Response+Constrained Operational Capacity+Low Wind & Solar | 44.3237 | 60.8414 | 85.7839
2032 | SIWEM_PERC | Low Demand Growth+High Gas Supply+Methanex Stays+Increased Demand Response+Constrained Operational Capacity+Low Wind & Solar | 39.185 | 58.1629 | 82.6702
2033 | SIWEM_PERC | Low Demand Growth+High Gas Supply+Methanex Stays+Increased Demand Response+Constrained Operational Capacity+Low Wind & Solar | 34.4456 | 55.8575 | 79.9883
2034 | SIWEM_PERC | Low Demand Growth+High Gas Supply+Methanex Stays+Increased Demand Response+Constrained Operational Capacity+Low Wind & Solar | 30.65 | 53.6858 | 77.458
2035 | SIWEM_PERC | Low Demand Growth+High Gas Supply+Methanex Stays+Increased Demand Response+Constrained Operational Capacity+Low Wind & Solar | 24.6589 | 50.9362 | 74.2598
2026 | NZWEM_PERC | Low Demand Growth+High Gas Supply+Methanex Stays+Increased Demand Response+Upgraded HVDC | 25.1901 | 25.2502 | 25.2502
2027 | NZWEM_PERC | Low Demand Growth+High Gas Supply+Methanex Stays+Increased Demand Response+Upgraded HVDC | 24.0993 | 26.0531 | 26.3909
2028 | NZWEM_PERC | Low Demand Growth+High Gas Supply+Methanex Stays+Increased Demand Response+Upgraded HVDC | 24.3821 | 33.0192 | 37.8097
2029 | NZWEM_PERC | Low Demand Growth+High Gas Supply+Methanex Stays+Increased Demand Response+Upgraded HVDC | 22.7241 | 35.0384 | 44.7814
2030 | NZWEM_PERC | Low Demand Growth+High Gas Supply+Methanex Stays+Increased Demand Response+Upgraded HVDC | 21.4564 | 36.0599 | 52.0777
2031 | NZWEM_PERC | Low Demand Growth+High Gas Supply+Methanex Stays+Increased Demand Response+Upgraded HVDC | 18.3235 | 32.6963 | 54.9841
2032 | NZWEM_PERC | Low Demand Growth+High Gas Supply+Methanex Stays+Increased Demand Response+Upgraded HVDC | 16.4284 | 30.9866 | 54.0212
2033 | NZWEM_PERC | Low Demand Growth+High Gas Supply+Methanex Stays+Increased Demand Response+Upgraded HVDC | 14.6734 | 29.0051 | 53.6316
2034 | NZWEM_PERC | Low Demand Growth+High Gas Supply+Methanex Stays+Increased Demand Response+Upgraded HVDC | 13.2494 | 27.8207 | 52.0418
2035 | NZWEM_PERC | Low Demand Growth+High Gas Supply+Methanex Stays+Increased Demand Response+Upgraded HVDC | 11.0156 | 25.3758 | 49.0721
2026 | NIWCM | Low Demand Growth+High Gas Supply+Methanex Stays+Increased Demand Response+Upgraded HVDC | 1312.2106 | 1313.0104 | 1313.0104
2027 | NIWCM | Low Demand Growth+High Gas Supply+Methanex Stays+Increased Demand Response+Upgraded HVDC | 1690.0952 | 1710.491 | 1715.0275
2028 | NIWCM | Low Demand Growth+High Gas Supply+Methanex Stays+Increased Demand Response+Upgraded HVDC | 1826.5139 | 2366.085 | 2397.2445
2029 | NIWCM | Low Demand Growth+High Gas Supply+Methanex Stays+Increased Demand Response+Upgraded HVDC | 1822.5577 | 2591.2998 | 2792.9481
2030 | NIWCM | Low Demand Growth+High Gas Supply+Methanex Stays+Increased Demand Response+Upgraded HVDC | 1727.2302 | 2579.3441 | 2926.9802
2031 | NIWCM | Low Demand Growth+High Gas Supply+Methanex Stays+Increased Demand Response+Upgraded HVDC | 1648.9768 | 2644.1302 | 3204.9059
2032 | NIWCM | Low Demand Growth+High Gas Supply+Methanex Stays+Increased Demand Response+Upgraded HVDC | 1531.1914 | 2544.609 | 3177.6604
2033 | NIWCM | Low Demand Growth+High Gas Supply+Methanex Stays+Increased Demand Response+Upgraded HVDC | 1422.4456 | 2435.4598 | 3173.705
2034 | NIWCM | Low Demand Growth+High Gas Supply+Methanex Stays+Increased Demand Response+Upgraded HVDC | 1320.6871 | 2374.6831 | 3225.3556
2035 | NIWCM | Low Demand Growth+High Gas Supply+Methanex Stays+Increased Demand Response+Upgraded HVDC | 1201.6425 | 2265.5957 | 3154.0128
2026 | SIWEM_PERC | Low Demand Growth+High Gas Supply+Methanex Stays+Increased Demand Response+Upgraded HVDC | 57.443 | 57.443 | 57.443
2027 | SIWEM_PERC | Low Demand Growth+High Gas Supply+Methanex Stays+Increased Demand Response+Upgraded HVDC | 64.0358 | 69.2012 | 70.0514
2028 | SIWEM_PERC | Low Demand Growth+High Gas Supply+Methanex Stays+Increased Demand Response+Upgraded HVDC | 64.5961 | 87.5208 | 100.2434
2029 | SIWEM_PERC | Low Demand Growth+High Gas Supply+Methanex Stays+Increased Demand Response+Upgraded HVDC | 60.1446 | 90.6294 | 107.5163
2030 | SIWEM_PERC | Low Demand Growth+High Gas Supply+Methanex Stays+Increased Demand Response+Upgraded HVDC | 56.489 | 88.8152 | 111.4796
2031 | SIWEM_PERC | Low Demand Growth+High Gas Supply+Methanex Stays+Increased Demand Response+Upgraded HVDC | 48.4302 | 84.8173 | 112.4554
2032 | SIWEM_PERC | Low Demand Growth+High Gas Supply+Methanex Stays+Increased Demand Response+Upgraded HVDC | 43.252 | 81.131 | 108.8764
2033 | SIWEM_PERC | Low Demand Growth+High Gas Supply+Methanex Stays+Increased Demand Response+Upgraded HVDC | 38.45 | 75.9908 | 105.7919
2034 | SIWEM_PERC | Low Demand Growth+High Gas Supply+Methanex Stays+Increased Demand Response+Upgraded HVDC | 34.5949 | 72.9401 | 102.8781
2035 | SIWEM_PERC | Low Demand Growth+High Gas Supply+Methanex Stays+Increased Demand Response+Upgraded HVDC | 28.5293 | 66.7418 | 99.2001
2026 | NZWEM_PERC | Low Demand Growth+High Gas Supply+Methanex Stays+Increased Demand Response+Upgraded HVDC+Low Wind & Solar | 23.9278 | 23.9821 | 23.9821
2027 | NZWEM_PERC | Low Demand Growth+High Gas Supply+Methanex Stays+Increased Demand Response+Upgraded HVDC+Low Wind & Solar | 22.6664 | 24.4297 | 24.7346
2028 | NZWEM_PERC | Low Demand Growth+High Gas Supply+Methanex Stays+Increased Demand Response+Upgraded HVDC+Low Wind & Solar | 22.841 | 30.6358 | 34.959
2029 | NZWEM_PERC | Low Demand Growth+High Gas Supply+Methanex Stays+Increased Demand Response+Upgraded HVDC+Low Wind & Solar | 21.1525 | 32.2658 | 41.0585
2030 | NZWEM_PERC | Low Demand Growth+High Gas Supply+Methanex Stays+Increased Demand Response+Upgraded HVDC+Low Wind & Solar | 19.9114 | 33.1463 | 47.6434
2031 | NZWEM_PERC | Low Demand Growth+High Gas Supply+Methanex Stays+Increased Demand Response+Upgraded HVDC+Low Wind & Solar | 16.8136 | 29.8486 | 50.0032
2032 | NZWEM_PERC | Low Demand Growth+High Gas Supply+Methanex Stays+Increased Demand Response+Upgraded HVDC+Low Wind & Solar | 14.9441 | 28.1455 | 49.0133
2033 | NZWEM_PERC | Low Demand Growth+High Gas Supply+Methanex Stays+Increased Demand Response+Upgraded HVDC+Low Wind & Solar | 13.2123 | 26.2082 | 48.5114
2034 | NZWEM_PERC | Low Demand Growth+High Gas Supply+Methanex Stays+Increased Demand Response+Upgraded HVDC+Low Wind & Solar | 11.8123 | 25.0699 | 47.0059
2035 | NZWEM_PERC | Low Demand Growth+High Gas Supply+Methanex Stays+Increased Demand Response+Upgraded HVDC+Low Wind & Solar | 9.6096 | 22.6846 | 44.1453
2026 | NIWCM | Low Demand Growth+High Gas Supply+Methanex Stays+Increased Demand Response+Upgraded HVDC+Low Wind & Solar | 1312.2106 | 1313.0104 | 1313.0104
2027 | NIWCM | Low Demand Growth+High Gas Supply+Methanex Stays+Increased Demand Response+Upgraded HVDC+Low Wind & Solar | 1690.0952 | 1710.491 | 1715.0275
2028 | NIWCM | Low Demand Growth+High Gas Supply+Methanex Stays+Increased Demand Response+Upgraded HVDC+Low Wind & Solar | 1826.5139 | 2366.085 | 2397.2445
2029 | NIWCM | Low Demand Growth+High Gas Supply+Methanex Stays+Increased Demand Response+Upgraded HVDC+Low Wind & Solar | 1822.5577 | 2591.2998 | 2792.9481
2030 | NIWCM | Low Demand Growth+High Gas Supply+Methanex Stays+Increased Demand Response+Upgraded HVDC+Low Wind & Solar | 1727.2302 | 2579.3441 | 2926.9802
2031 | NIWCM | Low Demand Growth+High Gas Supply+Methanex Stays+Increased Demand Response+Upgraded HVDC+Low Wind & Solar | 1648.9768 | 2644.1302 | 3204.9059
2032 | NIWCM | Low Demand Growth+High Gas Supply+Methanex Stays+Increased Demand Response+Upgraded HVDC+Low Wind & Solar | 1531.1914 | 2544.609 | 3177.6604
2033 | NIWCM | Low Demand Growth+High Gas Supply+Methanex Stays+Increased Demand Response+Upgraded HVDC+Low Wind & Solar | 1422.4456 | 2435.4598 | 3173.705
2034 | NIWCM | Low Demand Growth+High Gas Supply+Methanex Stays+Increased Demand Response+Upgraded HVDC+Low Wind & Solar | 1320.6871 | 2374.6831 | 3225.3556
2035 | NIWCM | Low Demand Growth+High Gas Supply+Methanex Stays+Increased Demand Response+Upgraded HVDC+Low Wind & Solar | 1201.6425 | 2265.5957 | 3154.0128
2026 | SIWEM_PERC | Low Demand Growth+High Gas Supply+Methanex Stays+Increased Demand Response+Upgraded HVDC+Low Wind & Solar | 56.5826 | 56.5826 | 56.5826
2027 | SIWEM_PERC | Low Demand Growth+High Gas Supply+Methanex Stays+Increased Demand Response+Upgraded HVDC+Low Wind & Solar | 60.3483 | 65.0098 | 65.7771
2028 | SIWEM_PERC | Low Demand Growth+High Gas Supply+Methanex Stays+Increased Demand Response+Upgraded HVDC+Low Wind & Solar | 60.6311 | 81.3198 | 92.8015
2029 | SIWEM_PERC | Low Demand Growth+High Gas Supply+Methanex Stays+Increased Demand Response+Upgraded HVDC+Low Wind & Solar | 56.113 | 85.0545 | 103.4505
2030 | SIWEM_PERC | Low Demand Growth+High Gas Supply+Methanex Stays+Increased Demand Response+Upgraded HVDC+Low Wind & Solar | 52.5422 | 86.2412 | 106.6951
2031 | SIWEM_PERC | Low Demand Growth+High Gas Supply+Methanex Stays+Increased Demand Response+Upgraded HVDC+Low Wind & Solar | 44.3237 | 78.3384 | 107.2416
2032 | SIWEM_PERC | Low Demand Growth+High Gas Supply+Methanex Stays+Increased Demand Response+Upgraded HVDC+Low Wind & Solar | 39.185 | 73.8208 | 103.7535
2033 | SIWEM_PERC | Low Demand Growth+High Gas Supply+Methanex Stays+Increased Demand Response+Upgraded HVDC+Low Wind & Solar | 34.4456 | 68.7929 | 100.7478
2034 | SIWEM_PERC | Low Demand Growth+High Gas Supply+Methanex Stays+Increased Demand Response+Upgraded HVDC+Low Wind & Solar | 30.65 | 65.8492 | 97.9089
2035 | SIWEM_PERC | Low Demand Growth+High Gas Supply+Methanex Stays+Increased Demand Response+Upgraded HVDC+Low Wind & Solar | 24.6589 | 59.7847 | 94.3247
2026 | NZWEM_PERC | Low Demand Growth+High Gas Supply+Methanex Stays+Increased Demand Response+Upgraded HVDC+Constrained Operational Capacity | 25.1901 | 25.2502 | 25.2502
2027 | NZWEM_PERC | Low Demand Growth+High Gas Supply+Methanex Stays+Increased Demand Response+Upgraded HVDC+Constrained Operational Capacity | 24.0993 | 26.0531 | 26.3909
2028 | NZWEM_PERC | Low Demand Growth+High Gas Supply+Methanex Stays+Increased Demand Response+Upgraded HVDC+Constrained Operational Capacity | 24.3821 | 33.0192 | 37.8097
2029 | NZWEM_PERC | Low Demand Growth+High Gas Supply+Methanex Stays+Increased Demand Response+Upgraded HVDC+Constrained Operational Capacity | 22.7241 | 35.0384 | 44.7814
2030 | NZWEM_PERC | Low Demand Growth+High Gas Supply+Methanex Stays+Increased Demand Response+Upgraded HVDC+Constrained Operational Capacity | 21.4564 | 36.0599 | 52.0777
2031 | NZWEM_PERC | Low Demand Growth+High Gas Supply+Methanex Stays+Increased Demand Response+Upgraded HVDC+Constrained Operational Capacity | 18.3235 | 32.6963 | 54.9841
2032 | NZWEM_PERC | Low Demand Growth+High Gas Supply+Methanex Stays+Increased Demand Response+Upgraded HVDC+Constrained Operational Capacity | 16.4284 | 30.9866 | 54.0212
2033 | NZWEM_PERC | Low Demand Growth+High Gas Supply+Methanex Stays+Increased Demand Response+Upgraded HVDC+Constrained Operational Capacity | 14.6734 | 29.0051 | 53.6316
2034 | NZWEM_PERC | Low Demand Growth+High Gas Supply+Methanex Stays+Increased Demand Response+Upgraded HVDC+Constrained Operational Capacity | 13.2494 | 27.8207 | 52.0418
2035 | NZWEM_PERC | Low Demand Growth+High Gas Supply+Methanex Stays+Increased Demand Response+Upgraded HVDC+Constrained Operational Capacity | 11.0156 | 25.3758 | 49.0721
2026 | NIWCM | Low Demand Growth+High Gas Supply+Methanex Stays+Increased Demand Response+Upgraded HVDC+Constrained Operational Capacity | 755.6807 | 755.6807 | 755.6807
2027 | NIWCM | Low Demand Growth+High Gas Supply+Methanex Stays+Increased Demand Response+Upgraded HVDC+Constrained Operational Capacity | 1101.6718 | 1105.1761 | 1105.1761
2028 | NIWCM | Low Demand Growth+High Gas Supply+Methanex Stays+Increased Demand Response+Upgraded HVDC+Constrained Operational Capacity | 1216.908 | 1690.5905 | 1694.1607
2029 | NIWCM | Low Demand Growth+High Gas Supply+Methanex Stays+Increased Demand Response+Upgraded HVDC+Constrained Operational Capacity | 1186.3719 | 1821.8682 | 1967.8933
2030 | NIWCM | Low Demand Growth+High Gas Supply+Methanex Stays+Increased Demand Response+Upgraded HVDC+Constrained Operational Capacity | 1073.6095 | 1784.6908 | 1978.0043
2031 | NIWCM | Low Demand Growth+High Gas Supply+Methanex Stays+Increased Demand Response+Upgraded HVDC+Constrained Operational Capacity | 991.3969 | 1716.8893 | 1974.0454
2032 | NIWCM | Low Demand Growth+High Gas Supply+Methanex Stays+Increased Demand Response+Upgraded HVDC+Constrained Operational Capacity | 873.8725 | 1602.7652 | 1881.9803
2033 | NIWCM | Low Demand Growth+High Gas Supply+Methanex Stays+Increased Demand Response+Upgraded HVDC+Constrained Operational Capacity | 761.8627 | 1493.7137 | 1785.1204
2034 | NIWCM | Low Demand Growth+High Gas Supply+Methanex Stays+Increased Demand Response+Upgraded HVDC+Constrained Operational Capacity | 654.4914 | 1434.6755 | 1802.415
2035 | NIWCM | Low Demand Growth+High Gas Supply+Methanex Stays+Increased Demand Response+Upgraded HVDC+Constrained Operational Capacity | 532.488 | 1326.3986 | 1695.0413
2026 | SIWEM_PERC | Low Demand Growth+High Gas Supply+Methanex Stays+Increased Demand Response+Upgraded HVDC+Constrained Operational Capacity | 57.443 | 57.443 | 57.443
2027 | SIWEM_PERC | Low Demand Growth+High Gas Supply+Methanex Stays+Increased Demand Response+Upgraded HVDC+Constrained Operational Capacity | 64.0358 | 69.2012 | 70.0514
2028 | SIWEM_PERC | Low Demand Growth+High Gas Supply+Methanex Stays+Increased Demand Response+Upgraded HVDC+Constrained Operational Capacity | 64.5961 | 87.5208 | 100.2434
2029 | SIWEM_PERC | Low Demand Growth+High Gas Supply+Methanex Stays+Increased Demand Response+Upgraded HVDC+Constrained Operational Capacity | 60.1446 | 90.6294 | 107.5163
2030 | SIWEM_PERC | Low Demand Growth+High Gas Supply+Methanex Stays+Increased Demand Response+Upgraded HVDC+Constrained Operational Capacity | 56.489 | 88.8152 | 111.4796
2031 | SIWEM_PERC | Low Demand Growth+High Gas Supply+Methanex Stays+Increased Demand Response+Upgraded HVDC+Constrained Operational Capacity | 48.4302 | 84.8173 | 112.4554
2032 | SIWEM_PERC | Low Demand Growth+High Gas Supply+Methanex Stays+Increased Demand Response+Upgraded HVDC+Constrained Operational Capacity | 43.252 | 81.131 | 108.8764
2033 | SIWEM_PERC | Low Demand Growth+High Gas Supply+Methanex Stays+Increased Demand Response+Upgraded HVDC+Constrained Operational Capacity | 38.45 | 75.9908 | 105.7919
2034 | SIWEM_PERC | Low Demand Growth+High Gas Supply+Methanex Stays+Increased Demand Response+Upgraded HVDC+Constrained Operational Capacity | 34.5949 | 72.9401 | 102.8781
2035 | SIWEM_PERC | Low Demand Growth+High Gas Supply+Methanex Stays+Increased Demand Response+Upgraded HVDC+Constrained Operational Capacity | 28.5293 | 66.7418 | 99.2001
2026 | NZWEM_PERC | Low Demand Growth+High Gas Supply+Methanex Stays+Increased Demand Response+Upgraded HVDC+Constrained Operational Capacity+Low Wind & Solar | 23.9278 | 23.9821 | 23.9821
2027 | NZWEM_PERC | Low Demand Growth+High Gas Supply+Methanex Stays+Increased Demand Response+Upgraded HVDC+Constrained Operational Capacity+Low Wind & Solar | 22.6664 | 24.4297 | 24.7346
2028 | NZWEM_PERC | Low Demand Growth+High Gas Supply+Methanex Stays+Increased Demand Response+Upgraded HVDC+Constrained Operational Capacity+Low Wind & Solar | 22.841 | 30.6358 | 34.959
2029 | NZWEM_PERC | Low Demand Growth+High Gas Supply+Methanex Stays+Increased Demand Response+Upgraded HVDC+Constrained Operational Capacity+Low Wind & Solar | 21.1525 | 32.2658 | 41.0585
2030 | NZWEM_PERC | Low Demand Growth+High Gas Supply+Methanex Stays+Increased Demand Response+Upgraded HVDC+Constrained Operational Capacity+Low Wind & Solar | 19.9114 | 33.1463 | 47.6434
2031 | NZWEM_PERC | Low Demand Growth+High Gas Supply+Methanex Stays+Increased Demand Response+Upgraded HVDC+Constrained Operational Capacity+Low Wind & Solar | 16.8136 | 29.8486 | 50.0032
2032 | NZWEM_PERC | Low Demand Growth+High Gas Supply+Methanex Stays+Increased Demand Response+Upgraded HVDC+Constrained Operational Capacity+Low Wind & Solar | 14.9441 | 28.1455 | 49.0133
2033 | NZWEM_PERC | Low Demand Growth+High Gas Supply+Methanex Stays+Increased Demand Response+Upgraded HVDC+Constrained Operational Capacity+Low Wind & Solar | 13.2123 | 26.2082 | 48.5114
2034 | NZWEM_PERC | Low Demand Growth+High Gas Supply+Methanex Stays+Increased Demand Response+Upgraded HVDC+Constrained Operational Capacity+Low Wind & Solar | 11.8123 | 25.0699 | 47.0059
2035 | NZWEM_PERC | Low Demand Growth+High Gas Supply+Methanex Stays+Increased Demand Response+Upgraded HVDC+Constrained Operational Capacity+Low Wind & Solar | 9.6096 | 22.6846 | 44.1453
2026 | NIWCM | Low Demand Growth+High Gas Supply+Methanex Stays+Increased Demand Response+Upgraded HVDC+Constrained Operational Capacity+Low Wind & Solar | 755.6807 | 755.6807 | 755.6807
2027 | NIWCM | Low Demand Growth+High Gas Supply+Methanex Stays+Increased Demand Response+Upgraded HVDC+Constrained Operational Capacity+Low Wind & Solar | 1101.6718 | 1105.1761 | 1105.1761
2028 | NIWCM | Low Demand Growth+High Gas Supply+Methanex Stays+Increased Demand Response+Upgraded HVDC+Constrained Operational Capacity+Low Wind & Solar | 1216.908 | 1690.5905 | 1694.1607
2029 | NIWCM | Low Demand Growth+High Gas Supply+Methanex Stays+Increased Demand Response+Upgraded HVDC+Constrained Operational Capacity+Low Wind & Solar | 1186.3719 | 1821.8682 | 1967.8933
2030 | NIWCM | Low Demand Growth+High Gas Supply+Methanex Stays+Increased Demand Response+Upgraded HVDC+Constrained Operational Capacity+Low Wind & Solar | 1073.6095 | 1784.6908 | 1978.0043
2031 | NIWCM | Low Demand Growth+High Gas Supply+Methanex Stays+Increased Demand Response+Upgraded HVDC+Constrained Operational Capacity+Low Wind & Solar | 991.3969 | 1716.8893 | 1974.0454
2032 | NIWCM | Low Demand Growth+High Gas Supply+Methanex Stays+Increased Demand Response+Upgraded HVDC+Constrained Operational Capacity+Low Wind & Solar | 873.8725 | 1602.7652 | 1881.9803
2033 | NIWCM | Low Demand Growth+High Gas Supply+Methanex Stays+Increased Demand Response+Upgraded HVDC+Constrained Operational Capacity+Low Wind & Solar | 761.8627 | 1493.7137 | 1785.1204
2034 | NIWCM | Low Demand Growth+High Gas Supply+Methanex Stays+Increased Demand Response+Upgraded HVDC+Constrained Operational Capacity+Low Wind & Solar | 654.4914 | 1434.6755 | 1802.415
2035 | NIWCM | Low Demand Growth+High Gas Supply+Methanex Stays+Increased Demand Response+Upgraded HVDC+Constrained Operational Capacity+Low Wind & Solar | 532.488 | 1326.3986 | 1695.0413
2026 | SIWEM_PERC | Low Demand Growth+High Gas Supply+Methanex Stays+Increased Demand Response+Upgraded HVDC+Constrained Operational Capacity+Low Wind & Solar | 56.5826 | 56.5826 | 56.5826
2027 | SIWEM_PERC | Low Demand Growth+High Gas Supply+Methanex Stays+Increased Demand Response+Upgraded HVDC+Constrained Operational Capacity+Low Wind & Solar | 60.3483 | 65.0098 | 65.7771
2028 | SIWEM_PERC | Low Demand Growth+High Gas Supply+Methanex Stays+Increased Demand Response+Upgraded HVDC+Constrained Operational Capacity+Low Wind & Solar | 60.6311 | 81.3198 | 92.8015
2029 | SIWEM_PERC | Low Demand Growth+High Gas Supply+Methanex Stays+Increased Demand Response+Upgraded HVDC+Constrained Operational Capacity+Low Wind & Solar | 56.113 | 85.0545 | 103.4505
2030 | SIWEM_PERC | Low Demand Growth+High Gas Supply+Methanex Stays+Increased Demand Response+Upgraded HVDC+Constrained Operational Capacity+Low Wind & Solar | 52.5422 | 86.2412 | 106.6951
2031 | SIWEM_PERC | Low Demand Growth+High Gas Supply+Methanex Stays+Increased Demand Response+Upgraded HVDC+Constrained Operational Capacity+Low Wind & Solar | 44.3237 | 78.3384 | 107.2416
2032 | SIWEM_PERC | Low Demand Growth+High Gas Supply+Methanex Stays+Increased Demand Response+Upgraded HVDC+Constrained Operational Capacity+Low Wind & Solar | 39.185 | 73.8208 | 103.7535
2033 | SIWEM_PERC | Low Demand Growth+High Gas Supply+Methanex Stays+Increased Demand Response+Upgraded HVDC+Constrained Operational Capacity+Low Wind & Solar | 34.4456 | 68.7929 | 100.7478
2034 | SIWEM_PERC | Low Demand Growth+High Gas Supply+Methanex Stays+Increased Demand Response+Upgraded HVDC+Constrained Operational Capacity+Low Wind & Solar | 30.65 | 65.8492 | 97.9089
2035 | SIWEM_PERC | Low Demand Growth+High Gas Supply+Methanex Stays+Increased Demand Response+Upgraded HVDC+Constrained Operational Capacity+Low Wind & Solar | 24.6589 | 59.7847 | 94.3247
2026 | NZWEM_PERC | Low Demand Growth+High Gas Supply+Methanex Stays+Increased Demand Response+Delayed Build | 20.3123 | 20.3123 | 20.3123
2027 | NZWEM_PERC | Low Demand Growth+High Gas Supply+Methanex Stays+Increased Demand Response+Delayed Build | 16.2611 | 16.4115 | 16.5899
2028 | NZWEM_PERC | Low Demand Growth+High Gas Supply+Methanex Stays+Increased Demand Response+Delayed Build | 19.9274 | 21.4645 | 21.799
2029 | NZWEM_PERC | Low Demand Growth+High Gas Supply+Methanex Stays+Increased Demand Response+Delayed Build | 21.4864 | 24.5549 | 25.5079
2030 | NZWEM_PERC | Low Demand Growth+High Gas Supply+Methanex Stays+Increased Demand Response+Delayed Build | 21.4564 | 31.2647 | 39.5555
2031 | NZWEM_PERC | Low Demand Growth+High Gas Supply+Methanex Stays+Increased Demand Response+Delayed Build | 18.3235 | 31.2838 | 40.645
2032 | NZWEM_PERC | Low Demand Growth+High Gas Supply+Methanex Stays+Increased Demand Response+Delayed Build | 16.4284 | 29.9095 | 45.2979
2033 | NZWEM_PERC | Low Demand Growth+High Gas Supply+Methanex Stays+Increased Demand Response+Delayed Build | 14.6734 | 28.0415 | 49.6088
2034 | NZWEM_PERC | Low Demand Growth+High Gas Supply+Methanex Stays+Increased Demand Response+Delayed Build | 13.2494 | 26.814 | 49.1169
2035 | NZWEM_PERC | Low Demand Growth+High Gas Supply+Methanex Stays+Increased Demand Response+Delayed Build | 11.0156 | 24.8059 | 48.5021
2026 | NIWCM | Low Demand Growth+High Gas Supply+Methanex Stays+Increased Demand Response+Delayed Build | 1053.1748 | 1053.1748 | 1053.1748
2027 | NIWCM | Low Demand Growth+High Gas Supply+Methanex Stays+Increased Demand Response+Delayed Build | 1318.5781 | 1320.448 | 1322.9205
2028 | NIWCM | Low Demand Growth+High Gas Supply+Methanex Stays+Increased Demand Response+Delayed Build | 1587.608 | 1602.2893 | 1606.8258
2029 | NIWCM | Low Demand Growth+High Gas Supply+Methanex Stays+Increased Demand Response+Delayed Build | 1628.2083 | 1738.4887 | 1752.081
2030 | NIWCM | Low Demand Growth+High Gas Supply+Methanex Stays+Increased Demand Response+Delayed Build | 1671.4537 | 2277.4653 | 2441.653
2031 | NIWCM | Low Demand Growth+High Gas Supply+Methanex Stays+Increased Demand Response+Delayed Build | 1575.8682 | 2421.8462 | 2643.1758
2032 | NIWCM | Low Demand Growth+High Gas Supply+Methanex Stays+Increased Demand Response+Delayed Build | 1458.3008 | 2348.6777 | 2715.5503
2033 | NIWCM | Low Demand Growth+High Gas Supply+Methanex Stays+Increased Demand Response+Delayed Build | 1422.433 | 2349.9272 | 2905.7634
2034 | NIWCM | Low Demand Growth+High Gas Supply+Methanex Stays+Increased Demand Response+Delayed Build | 1320.6897 | 2286.3664 | 2887.2468
2035 | NIWCM | Low Demand Growth+High Gas Supply+Methanex Stays+Increased Demand Response+Delayed Build | 1201.6419 | 2210.8556 | 2900.9893
2026 | SIWEM_PERC | Low Demand Growth+High Gas Supply+Methanex Stays+Increased Demand Response+Delayed Build | 52.2203 | 52.2203 | 52.2203
2027 | SIWEM_PERC | Low Demand Growth+High Gas Supply+Methanex Stays+Increased Demand Response+Delayed Build | 43.1237 | 43.5393 | 44.0324
2028 | SIWEM_PERC | Low Demand Growth+High Gas Supply+Methanex Stays+Increased Demand Response+Delayed Build | 53.1162 | 56.0972 | 56.0972
2029 | SIWEM_PERC | Low Demand Growth+High Gas Supply+Methanex Stays+Increased Demand Response+Delayed Build | 52.4648 | 57.8548 | 57.8548
2030 | SIWEM_PERC | Low Demand Growth+High Gas Supply+Methanex Stays+Increased Demand Response+Delayed Build | 51.2814 | 64.7675 | 79.123
2031 | SIWEM_PERC | Low Demand Growth+High Gas Supply+Methanex Stays+Increased Demand Response+Delayed Build | 48.0977 | 61.2912 | 77.4643
2032 | SIWEM_PERC | Low Demand Growth+High Gas Supply+Methanex Stays+Increased Demand Response+Delayed Build | 43.252 | 60.6371 | 82.4231
2033 | SIWEM_PERC | Low Demand Growth+High Gas Supply+Methanex Stays+Increased Demand Response+Delayed Build | 38.45 | 58.2937 | 85.0325
2034 | SIWEM_PERC | Low Demand Growth+High Gas Supply+Methanex Stays+Increased Demand Response+Delayed Build | 34.5949 | 56.0858 | 82.4272
2035 | SIWEM_PERC | Low Demand Growth+High Gas Supply+Methanex Stays+Increased Demand Response+Delayed Build | 28.5293 | 53.2909 | 79.1352
2026 | NZWEM_PERC | Low Demand Growth+High Gas Supply+Methanex Stays+Increased Demand Response+Delayed Build+Low Wind & Solar | 19.352 | 19.352 | 19.352
2027 | NZWEM_PERC | Low Demand Growth+High Gas Supply+Methanex Stays+Increased Demand Response+Delayed Build+Low Wind & Solar | 15.2441 | 15.3798 | 15.5408
2028 | NZWEM_PERC | Low Demand Growth+High Gas Supply+Methanex Stays+Increased Demand Response+Delayed Build+Low Wind & Solar | 18.6466 | 20.0338 | 20.3356
2029 | NZWEM_PERC | Low Demand Growth+High Gas Supply+Methanex Stays+Increased Demand Response+Delayed Build+Low Wind & Solar | 20.0355 | 22.8047 | 23.6648
2030 | NZWEM_PERC | Low Demand Growth+High Gas Supply+Methanex Stays+Increased Demand Response+Delayed Build+Low Wind & Solar | 19.9114 | 28.7631 | 36.2452
2031 | NZWEM_PERC | Low Demand Growth+High Gas Supply+Methanex Stays+Increased Demand Response+Delayed Build+Low Wind & Solar | 16.8136 | 28.5097 | 36.9579
2032 | NZWEM_PERC | Low Demand Growth+High Gas Supply+Methanex Stays+Increased Demand Response+Delayed Build+Low Wind & Solar | 14.9441 | 27.1104 | 41.0378
2033 | NZWEM_PERC | Low Demand Growth+High Gas Supply+Methanex Stays+Increased Demand Response+Delayed Build+Low Wind & Solar | 13.2123 | 25.286 | 44.789
2034 | NZWEM_PERC | Low Demand Growth+High Gas Supply+Methanex Stays+Increased Demand Response+Delayed Build+Low Wind & Solar | 11.8123 | 24.0632 | 44.2681
2035 | NZWEM_PERC | Low Demand Growth+High Gas Supply+Methanex Stays+Increased Demand Response+Delayed Build+Low Wind & Solar | 9.6096 | 22.1146 | 43.5753
2026 | NIWCM | Low Demand Growth+High Gas Supply+Methanex Stays+Increased Demand Response+Delayed Build+Low Wind & Solar | 1053.1748 | 1053.1748 | 1053.1748
2027 | NIWCM | Low Demand Growth+High Gas Supply+Methanex Stays+Increased Demand Response+Delayed Build+Low Wind & Solar | 1318.5781 | 1320.448 | 1322.9205
2028 | NIWCM | Low Demand Growth+High Gas Supply+Methanex Stays+Increased Demand Response+Delayed Build+Low Wind & Solar | 1587.608 | 1602.2893 | 1606.8258
2029 | NIWCM | Low Demand Growth+High Gas Supply+Methanex Stays+Increased Demand Response+Delayed Build+Low Wind & Solar | 1628.2083 | 1738.4887 | 1752.081
2030 | NIWCM | Low Demand Growth+High Gas Supply+Methanex Stays+Increased Demand Response+Delayed Build+Low Wind & Solar | 1671.4537 | 2277.4653 | 2441.653
2031 | NIWCM | Low Demand Growth+High Gas Supply+Methanex Stays+Increased Demand Response+Delayed Build+Low Wind & Solar | 1575.8682 | 2421.8462 | 2643.1758
2032 | NIWCM | Low Demand Growth+High Gas Supply+Methanex Stays+Increased Demand Response+Delayed Build+Low Wind & Solar | 1458.3008 | 2348.6777 | 2715.5503
2033 | NIWCM | Low Demand Growth+High Gas Supply+Methanex Stays+Increased Demand Response+Delayed Build+Low Wind & Solar | 1422.433 | 2349.9272 | 2905.7634
2034 | NIWCM | Low Demand Growth+High Gas Supply+Methanex Stays+Increased Demand Response+Delayed Build+Low Wind & Solar | 1320.6897 | 2286.3664 | 2887.2468
2035 | NIWCM | Low Demand Growth+High Gas Supply+Methanex Stays+Increased Demand Response+Delayed Build+Low Wind & Solar | 1201.6419 | 2210.8556 | 2900.9893
2026 | SIWEM_PERC | Low Demand Growth+High Gas Supply+Methanex Stays+Increased Demand Response+Delayed Build+Low Wind & Solar | 51.8693 | 51.8693 | 51.8693
2027 | SIWEM_PERC | Low Demand Growth+High Gas Supply+Methanex Stays+Increased Demand Response+Delayed Build+Low Wind & Solar | 40.3126 | 40.6876 | 41.1327
2028 | SIWEM_PERC | Low Demand Growth+High Gas Supply+Methanex Stays+Increased Demand Response+Delayed Build+Low Wind & Solar | 49.5863 | 53.4092 | 54.2412
2029 | SIWEM_PERC | Low Demand Growth+High Gas Supply+Methanex Stays+Increased Demand Response+Delayed Build+Low Wind & Solar | 51.5833 | 56.4476 | 56.4476
2030 | SIWEM_PERC | Low Demand Growth+High Gas Supply+Methanex Stays+Increased Demand Response+Delayed Build+Low Wind & Solar | 50.2289 | 62.3997 | 75.3551
2031 | SIWEM_PERC | Low Demand Growth+High Gas Supply+Methanex Stays+Increased Demand Response+Delayed Build+Low Wind & Solar | 44.3237 | 58.9748 | 73.5704
2032 | SIWEM_PERC | Low Demand Growth+High Gas Supply+Methanex Stays+Increased Demand Response+Delayed Build+Low Wind & Solar | 39.185 | 58.1629 | 77.824
2033 | SIWEM_PERC | Low Demand Growth+High Gas Supply+Methanex Stays+Increased Demand Response+Delayed Build+Low Wind & Solar | 34.4456 | 55.8575 | 79.9883
2034 | SIWEM_PERC | Low Demand Growth+High Gas Supply+Methanex Stays+Increased Demand Response+Delayed Build+Low Wind & Solar | 30.65 | 53.6858 | 77.458
2035 | SIWEM_PERC | Low Demand Growth+High Gas Supply+Methanex Stays+Increased Demand Response+Delayed Build+Low Wind & Solar | 24.6589 | 50.9362 | 74.2598
2026 | NZWEM_PERC | Low Demand Growth+High Gas Supply+Methanex Stays+Increased Demand Response+Delayed Build+Constrained Operational Capacity | 20.3123 | 20.3123 | 20.3123
2027 | NZWEM_PERC | Low Demand Growth+High Gas Supply+Methanex Stays+Increased Demand Response+Delayed Build+Constrained Operational Capacity | 16.2611 | 16.4115 | 16.5899
2028 | NZWEM_PERC | Low Demand Growth+High Gas Supply+Methanex Stays+Increased Demand Response+Delayed Build+Constrained Operational Capacity | 19.9274 | 21.4645 | 21.799
2029 | NZWEM_PERC | Low Demand Growth+High Gas Supply+Methanex Stays+Increased Demand Response+Delayed Build+Constrained Operational Capacity | 21.4864 | 24.5549 | 25.5079
2030 | NZWEM_PERC | Low Demand Growth+High Gas Supply+Methanex Stays+Increased Demand Response+Delayed Build+Constrained Operational Capacity | 21.4564 | 31.2647 | 39.5555
2031 | NZWEM_PERC | Low Demand Growth+High Gas Supply+Methanex Stays+Increased Demand Response+Delayed Build+Constrained Operational Capacity | 18.3235 | 31.2838 | 40.645
2032 | NZWEM_PERC | Low Demand Growth+High Gas Supply+Methanex Stays+Increased Demand Response+Delayed Build+Constrained Operational Capacity | 16.4284 | 29.9095 | 45.2979
2033 | NZWEM_PERC | Low Demand Growth+High Gas Supply+Methanex Stays+Increased Demand Response+Delayed Build+Constrained Operational Capacity | 14.6734 | 28.0415 | 49.6088
2034 | NZWEM_PERC | Low Demand Growth+High Gas Supply+Methanex Stays+Increased Demand Response+Delayed Build+Constrained Operational Capacity | 13.2494 | 26.814 | 49.1169
2035 | NZWEM_PERC | Low Demand Growth+High Gas Supply+Methanex Stays+Increased Demand Response+Delayed Build+Constrained Operational Capacity | 11.0156 | 24.8059 | 48.5021
2026 | NIWCM | Low Demand Growth+High Gas Supply+Methanex Stays+Increased Demand Response+Delayed Build+Constrained Operational Capacity | 531.3464 | 531.3464 | 531.3464
2027 | NIWCM | Low Demand Growth+High Gas Supply+Methanex Stays+Increased Demand Response+Delayed Build+Constrained Operational Capacity | 788.4602 | 788.4602 | 788.4602
2028 | NIWCM | Low Demand Growth+High Gas Supply+Methanex Stays+Increased Demand Response+Delayed Build+Constrained Operational Capacity | 1007.9357 | 1007.9357 | 1007.9357
2029 | NIWCM | Low Demand Growth+High Gas Supply+Methanex Stays+Increased Demand Response+Delayed Build+Constrained Operational Capacity | 1007.0493 | 1088.905 | 1088.905
2030 | NIWCM | Low Demand Growth+High Gas Supply+Methanex Stays+Increased Demand Response+Delayed Build+Constrained Operational Capacity | 1017.833 | 1519.3047 | 1630.7312
2031 | NIWCM | Low Demand Growth+High Gas Supply+Methanex Stays+Increased Demand Response+Delayed Build+Constrained Operational Capacity | 918.4455 | 1559.5832 | 1712.9602
2032 | NIWCM | Low Demand Growth+High Gas Supply+Methanex Stays+Increased Demand Response+Delayed Build+Constrained Operational Capacity | 800.9373 | 1491.0492 | 1697.0186
2033 | NIWCM | Low Demand Growth+High Gas Supply+Methanex Stays+Increased Demand Response+Delayed Build+Constrained Operational Capacity | 761.8618 | 1463.2532 | 1723.0593
2034 | NIWCM | Low Demand Growth+High Gas Supply+Methanex Stays+Increased Demand Response+Delayed Build+Constrained Operational Capacity | 654.4916 | 1364.5839 | 1645.144
2035 | NIWCM | Low Demand Growth+High Gas Supply+Methanex Stays+Increased Demand Response+Delayed Build+Constrained Operational Capacity | 532.4879 | 1274.0678 | 1565.4673
2026 | SIWEM_PERC | Low Demand Growth+High Gas Supply+Methanex Stays+Increased Demand Response+Delayed Build+Constrained Operational Capacity | 52.2203 | 52.2203 | 52.2203
2027 | SIWEM_PERC | Low Demand Growth+High Gas Supply+Methanex Stays+Increased Demand Response+Delayed Build+Constrained Operational Capacity | 43.1237 | 43.5393 | 44.0324
2028 | SIWEM_PERC | Low Demand Growth+High Gas Supply+Methanex Stays+Increased Demand Response+Delayed Build+Constrained Operational Capacity | 53.1162 | 56.0972 | 56.0972
2029 | SIWEM_PERC | Low Demand Growth+High Gas Supply+Methanex Stays+Increased Demand Response+Delayed Build+Constrained Operational Capacity | 52.4648 | 57.8548 | 57.8548
2030 | SIWEM_PERC | Low Demand Growth+High Gas Supply+Methanex Stays+Increased Demand Response+Delayed Build+Constrained Operational Capacity | 51.2814 | 64.7675 | 79.123
2031 | SIWEM_PERC | Low Demand Growth+High Gas Supply+Methanex Stays+Increased Demand Response+Delayed Build+Constrained Operational Capacity | 48.0977 | 61.2912 | 77.4643
2032 | SIWEM_PERC | Low Demand Growth+High Gas Supply+Methanex Stays+Increased Demand Response+Delayed Build+Constrained Operational Capacity | 43.252 | 60.6371 | 82.4231
2033 | SIWEM_PERC | Low Demand Growth+High Gas Supply+Methanex Stays+Increased Demand Response+Delayed Build+Constrained Operational Capacity | 38.45 | 58.2937 | 85.0325
2034 | SIWEM_PERC | Low Demand Growth+High Gas Supply+Methanex Stays+Increased Demand Response+Delayed Build+Constrained Operational Capacity | 34.5949 | 56.0858 | 82.4272
2035 | SIWEM_PERC | Low Demand Growth+High Gas Supply+Methanex Stays+Increased Demand Response+Delayed Build+Constrained Operational Capacity | 28.5293 | 53.2909 | 79.1352
2026 | NZWEM_PERC | Low Demand Growth+High Gas Supply+Methanex Stays+Increased Demand Response+Delayed Build+Constrained Operational Capacity+Low Wind & Solar | 19.352 | 19.352 | 19.352
2027 | NZWEM_PERC | Low Demand Growth+High Gas Supply+Methanex Stays+Increased Demand Response+Delayed Build+Constrained Operational Capacity+Low Wind & Solar | 15.2441 | 15.3798 | 15.5408
2028 | NZWEM_PERC | Low Demand Growth+High Gas Supply+Methanex Stays+Increased Demand Response+Delayed Build+Constrained Operational Capacity+Low Wind & Solar | 18.6466 | 20.0338 | 20.3356
2029 | NZWEM_PERC | Low Demand Growth+High Gas Supply+Methanex Stays+Increased Demand Response+Delayed Build+Constrained Operational Capacity+Low Wind & Solar | 20.0355 | 22.8047 | 23.6648
2030 | NZWEM_PERC | Low Demand Growth+High Gas Supply+Methanex Stays+Increased Demand Response+Delayed Build+Constrained Operational Capacity+Low Wind & Solar | 19.9114 | 28.7631 | 36.2452
2031 | NZWEM_PERC | Low Demand Growth+High Gas Supply+Methanex Stays+Increased Demand Response+Delayed Build+Constrained Operational Capacity+Low Wind & Solar | 16.8136 | 28.5097 | 36.9579
2032 | NZWEM_PERC | Low Demand Growth+High Gas Supply+Methanex Stays+Increased Demand Response+Delayed Build+Constrained Operational Capacity+Low Wind & Solar | 14.9441 | 27.1104 | 41.0378
2033 | NZWEM_PERC | Low Demand Growth+High Gas Supply+Methanex Stays+Increased Demand Response+Delayed Build+Constrained Operational Capacity+Low Wind & Solar | 13.2123 | 25.286 | 44.789
2034 | NZWEM_PERC | Low Demand Growth+High Gas Supply+Methanex Stays+Increased Demand Response+Delayed Build+Constrained Operational Capacity+Low Wind & Solar | 11.8123 | 24.0632 | 44.2681
2035 | NZWEM_PERC | Low Demand Growth+High Gas Supply+Methanex Stays+Increased Demand Response+Delayed Build+Constrained Operational Capacity+Low Wind & Solar | 9.6096 | 22.1146 | 43.5753
2026 | NIWCM | Low Demand Growth+High Gas Supply+Methanex Stays+Increased Demand Response+Delayed Build+Constrained Operational Capacity+Low Wind & Solar | 531.3464 | 531.3464 | 531.3464
2027 | NIWCM | Low Demand Growth+High Gas Supply+Methanex Stays+Increased Demand Response+Delayed Build+Constrained Operational Capacity+Low Wind & Solar | 788.4602 | 788.4602 | 788.4602
2028 | NIWCM | Low Demand Growth+High Gas Supply+Methanex Stays+Increased Demand Response+Delayed Build+Constrained Operational Capacity+Low Wind & Solar | 1007.9357 | 1007.9357 | 1007.9357
2029 | NIWCM | Low Demand Growth+High Gas Supply+Methanex Stays+Increased Demand Response+Delayed Build+Constrained Operational Capacity+Low Wind & Solar | 1007.0493 | 1088.905 | 1088.905
2030 | NIWCM | Low Demand Growth+High Gas Supply+Methanex Stays+Increased Demand Response+Delayed Build+Constrained Operational Capacity+Low Wind & Solar | 1017.833 | 1519.3047 | 1630.7312
2031 | NIWCM | Low Demand Growth+High Gas Supply+Methanex Stays+Increased Demand Response+Delayed Build+Constrained Operational Capacity+Low Wind & Solar | 918.4455 | 1559.5832 | 1712.9602
2032 | NIWCM | Low Demand Growth+High Gas Supply+Methanex Stays+Increased Demand Response+Delayed Build+Constrained Operational Capacity+Low Wind & Solar | 800.9373 | 1491.0492 | 1697.0186
2033 | NIWCM | Low Demand Growth+High Gas Supply+Methanex Stays+Increased Demand Response+Delayed Build+Constrained Operational Capacity+Low Wind & Solar | 761.8618 | 1463.2532 | 1723.0593
2034 | NIWCM | Low Demand Growth+High Gas Supply+Methanex Stays+Increased Demand Response+Delayed Build+Constrained Operational Capacity+Low Wind & Solar | 654.4916 | 1364.5839 | 1645.144
2035 | NIWCM | Low Demand Growth+High Gas Supply+Methanex Stays+Increased Demand Response+Delayed Build+Constrained Operational Capacity+Low Wind & Solar | 532.4879 | 1274.0678 | 1565.4673
2026 | SIWEM_PERC | Low Demand Growth+High Gas Supply+Methanex Stays+Increased Demand Response+Delayed Build+Constrained Operational Capacity+Low Wind & Solar | 51.8693 | 51.8693 | 51.8693
2027 | SIWEM_PERC | Low Demand Growth+High Gas Supply+Methanex Stays+Increased Demand Response+Delayed Build+Constrained Operational Capacity+Low Wind & Solar | 40.3126 | 40.6876 | 41.1327
2028 | SIWEM_PERC | Low Demand Growth+High Gas Supply+Methanex Stays+Increased Demand Response+Delayed Build+Constrained Operational Capacity+Low Wind & Solar | 49.5863 | 53.4092 | 54.2412
2029 | SIWEM_PERC | Low Demand Growth+High Gas Supply+Methanex Stays+Increased Demand Response+Delayed Build+Constrained Operational Capacity+Low Wind & Solar | 51.5833 | 56.4476 | 56.4476
2030 | SIWEM_PERC | Low Demand Growth+High Gas Supply+Methanex Stays+Increased Demand Response+Delayed Build+Constrained Operational Capacity+Low Wind & Solar | 50.2289 | 62.3997 | 75.3551
2031 | SIWEM_PERC | Low Demand Growth+High Gas Supply+Methanex Stays+Increased Demand Response+Delayed Build+Constrained Operational Capacity+Low Wind & Solar | 44.3237 | 58.9748 | 73.5704
2032 | SIWEM_PERC | Low Demand Growth+High Gas Supply+Methanex Stays+Increased Demand Response+Delayed Build+Constrained Operational Capacity+Low Wind & Solar | 39.185 | 58.1629 | 77.824
2033 | SIWEM_PERC | Low Demand Growth+High Gas Supply+Methanex Stays+Increased Demand Response+Delayed Build+Constrained Operational Capacity+Low Wind & Solar | 34.4456 | 55.8575 | 79.9883
2034 | SIWEM_PERC | Low Demand Growth+High Gas Supply+Methanex Stays+Increased Demand Response+Delayed Build+Constrained Operational Capacity+Low Wind & Solar | 30.65 | 53.6858 | 77.458
2035 | SIWEM_PERC | Low Demand Growth+High Gas Supply+Methanex Stays+Increased Demand Response+Delayed Build+Constrained Operational Capacity+Low Wind & Solar | 24.6589 | 50.9362 | 74.2598
2026 | NZWEM_PERC | Low Demand Growth+High Gas Supply+Methanex Stays+Increased Demand Response+Delayed Build+Upgraded HVDC | 20.3123 | 20.3123 | 20.3123
2027 | NZWEM_PERC | Low Demand Growth+High Gas Supply+Methanex Stays+Increased Demand Response+Delayed Build+Upgraded HVDC | 16.2611 | 16.4115 | 16.5899
2028 | NZWEM_PERC | Low Demand Growth+High Gas Supply+Methanex Stays+Increased Demand Response+Delayed Build+Upgraded HVDC | 19.9274 | 21.4645 | 21.799
2029 | NZWEM_PERC | Low Demand Growth+High Gas Supply+Methanex Stays+Increased Demand Response+Delayed Build+Upgraded HVDC | 21.4864 | 24.5549 | 25.5079
2030 | NZWEM_PERC | Low Demand Growth+High Gas Supply+Methanex Stays+Increased Demand Response+Delayed Build+Upgraded HVDC | 21.4564 | 31.2647 | 39.5555
2031 | NZWEM_PERC | Low Demand Growth+High Gas Supply+Methanex Stays+Increased Demand Response+Delayed Build+Upgraded HVDC | 18.3235 | 31.2838 | 40.645
2032 | NZWEM_PERC | Low Demand Growth+High Gas Supply+Methanex Stays+Increased Demand Response+Delayed Build+Upgraded HVDC | 16.4284 | 29.9095 | 45.2979
2033 | NZWEM_PERC | Low Demand Growth+High Gas Supply+Methanex Stays+Increased Demand Response+Delayed Build+Upgraded HVDC | 14.6734 | 28.0415 | 49.6088
2034 | NZWEM_PERC | Low Demand Growth+High Gas Supply+Methanex Stays+Increased Demand Response+Delayed Build+Upgraded HVDC | 13.2494 | 26.814 | 49.1169
2035 | NZWEM_PERC | Low Demand Growth+High Gas Supply+Methanex Stays+Increased Demand Response+Delayed Build+Upgraded HVDC | 11.0156 | 24.8059 | 48.5021
2026 | NIWCM | Low Demand Growth+High Gas Supply+Methanex Stays+Increased Demand Response+Delayed Build+Upgraded HVDC | 1053.1748 | 1053.1748 | 1053.1748
2027 | NIWCM | Low Demand Growth+High Gas Supply+Methanex Stays+Increased Demand Response+Delayed Build+Upgraded HVDC | 1318.5781 | 1320.448 | 1322.9205
2028 | NIWCM | Low Demand Growth+High Gas Supply+Methanex Stays+Increased Demand Response+Delayed Build+Upgraded HVDC | 1587.608 | 1602.2893 | 1606.8258
2029 | NIWCM | Low Demand Growth+High Gas Supply+Methanex Stays+Increased Demand Response+Delayed Build+Upgraded HVDC | 1628.2083 | 1738.4887 | 1752.081
2030 | NIWCM | Low Demand Growth+High Gas Supply+Methanex Stays+Increased Demand Response+Delayed Build+Upgraded HVDC | 1671.4537 | 2277.4653 | 2441.653
2031 | NIWCM | Low Demand Growth+High Gas Supply+Methanex Stays+Increased Demand Response+Delayed Build+Upgraded HVDC | 1576.0383 | 2477.0017 | 2766.5671
2032 | NIWCM | Low Demand Growth+High Gas Supply+Methanex Stays+Increased Demand Response+Delayed Build+Upgraded HVDC | 1458.2529 | 2418.3013 | 2839.0502
2033 | NIWCM | Low Demand Growth+High Gas Supply+Methanex Stays+Increased Demand Response+Delayed Build+Upgraded HVDC | 1422.4456 | 2390.4206 | 3029.2633
2034 | NIWCM | Low Demand Growth+High Gas Supply+Methanex Stays+Increased Demand Response+Delayed Build+Upgraded HVDC | 1320.6871 | 2304.5939 | 3010.8374
2035 | NIWCM | Low Demand Growth+High Gas Supply+Methanex Stays+Increased Demand Response+Delayed Build+Upgraded HVDC | 1201.6425 | 2213.2637 | 3024.4518
2026 | SIWEM_PERC | Low Demand Growth+High Gas Supply+Methanex Stays+Increased Demand Response+Delayed Build+Upgraded HVDC | 52.2203 | 52.2203 | 52.2203
2027 | SIWEM_PERC | Low Demand Growth+High Gas Supply+Methanex Stays+Increased Demand Response+Delayed Build+Upgraded HVDC | 43.1237 | 43.5393 | 44.0324
2028 | SIWEM_PERC | Low Demand Growth+High Gas Supply+Methanex Stays+Increased Demand Response+Delayed Build+Upgraded HVDC | 53.1162 | 57.2401 | 58.0796
2029 | SIWEM_PERC | Low Demand Growth+High Gas Supply+Methanex Stays+Increased Demand Response+Delayed Build+Upgraded HVDC | 56.8678 | 65.0338 | 67.4205
2030 | SIWEM_PERC | Low Demand Growth+High Gas Supply+Methanex Stays+Increased Demand Response+Delayed Build+Upgraded HVDC | 56.489 | 82.154 | 101.0565
2031 | SIWEM_PERC | Low Demand Growth+High Gas Supply+Methanex Stays+Increased Demand Response+Delayed Build+Upgraded HVDC | 48.4302 | 81.961 | 98.922
2032 | SIWEM_PERC | Low Demand Growth+High Gas Supply+Methanex Stays+Increased Demand Response+Delayed Build+Upgraded HVDC | 43.252 | 78.4436 | 103.5064
2033 | SIWEM_PERC | Low Demand Growth+High Gas Supply+Methanex Stays+Increased Demand Response+Delayed Build+Upgraded HVDC | 38.45 | 73.586 | 105.7919
2034 | SIWEM_PERC | Low Demand Growth+High Gas Supply+Methanex Stays+Increased Demand Response+Delayed Build+Upgraded HVDC | 34.5949 | 70.4236 | 102.8781
2035 | SIWEM_PERC | Low Demand Growth+High Gas Supply+Methanex Stays+Increased Demand Response+Delayed Build+Upgraded HVDC | 28.5293 | 65.3129 | 99.2001
2026 | NZWEM_PERC | Low Demand Growth+High Gas Supply+Methanex Stays+Increased Demand Response+Delayed Build+Upgraded HVDC+Low Wind & Solar | 19.352 | 19.352 | 19.352
2027 | NZWEM_PERC | Low Demand Growth+High Gas Supply+Methanex Stays+Increased Demand Response+Delayed Build+Upgraded HVDC+Low Wind & Solar | 15.2441 | 15.3798 | 15.5408
2028 | NZWEM_PERC | Low Demand Growth+High Gas Supply+Methanex Stays+Increased Demand Response+Delayed Build+Upgraded HVDC+Low Wind & Solar | 18.6466 | 20.0338 | 20.3356
2029 | NZWEM_PERC | Low Demand Growth+High Gas Supply+Methanex Stays+Increased Demand Response+Delayed Build+Upgraded HVDC+Low Wind & Solar | 20.0355 | 22.8047 | 23.6648
2030 | NZWEM_PERC | Low Demand Growth+High Gas Supply+Methanex Stays+Increased Demand Response+Delayed Build+Upgraded HVDC+Low Wind & Solar | 19.9114 | 28.7631 | 36.2452
2031 | NZWEM_PERC | Low Demand Growth+High Gas Supply+Methanex Stays+Increased Demand Response+Delayed Build+Upgraded HVDC+Low Wind & Solar | 16.8136 | 28.5097 | 36.9579
2032 | NZWEM_PERC | Low Demand Growth+High Gas Supply+Methanex Stays+Increased Demand Response+Delayed Build+Upgraded HVDC+Low Wind & Solar | 14.9441 | 27.1104 | 41.0378
2033 | NZWEM_PERC | Low Demand Growth+High Gas Supply+Methanex Stays+Increased Demand Response+Delayed Build+Upgraded HVDC+Low Wind & Solar | 13.2123 | 25.286 | 44.789
2034 | NZWEM_PERC | Low Demand Growth+High Gas Supply+Methanex Stays+Increased Demand Response+Delayed Build+Upgraded HVDC+Low Wind & Solar | 11.8123 | 24.0632 | 44.2681
2035 | NZWEM_PERC | Low Demand Growth+High Gas Supply+Methanex Stays+Increased Demand Response+Delayed Build+Upgraded HVDC+Low Wind & Solar | 9.6096 | 22.1146 | 43.5753
2026 | NIWCM | Low Demand Growth+High Gas Supply+Methanex Stays+Increased Demand Response+Delayed Build+Upgraded HVDC+Low Wind & Solar | 1053.1748 | 1053.1748 | 1053.1748
2027 | NIWCM | Low Demand Growth+High Gas Supply+Methanex Stays+Increased Demand Response+Delayed Build+Upgraded HVDC+Low Wind & Solar | 1318.5781 | 1320.448 | 1322.9205
2028 | NIWCM | Low Demand Growth+High Gas Supply+Methanex Stays+Increased Demand Response+Delayed Build+Upgraded HVDC+Low Wind & Solar | 1587.608 | 1602.2893 | 1606.8258
2029 | NIWCM | Low Demand Growth+High Gas Supply+Methanex Stays+Increased Demand Response+Delayed Build+Upgraded HVDC+Low Wind & Solar | 1628.2083 | 1738.4887 | 1752.081
2030 | NIWCM | Low Demand Growth+High Gas Supply+Methanex Stays+Increased Demand Response+Delayed Build+Upgraded HVDC+Low Wind & Solar | 1671.4537 | 2277.4653 | 2441.653
2031 | NIWCM | Low Demand Growth+High Gas Supply+Methanex Stays+Increased Demand Response+Delayed Build+Upgraded HVDC+Low Wind & Solar | 1576.0383 | 2477.0017 | 2766.5671
2032 | NIWCM | Low Demand Growth+High Gas Supply+Methanex Stays+Increased Demand Response+Delayed Build+Upgraded HVDC+Low Wind & Solar | 1458.2529 | 2418.3013 | 2839.0502
2033 | NIWCM | Low Demand Growth+High Gas Supply+Methanex Stays+Increased Demand Response+Delayed Build+Upgraded HVDC+Low Wind & Solar | 1422.4456 | 2390.4206 | 3029.2633
2034 | NIWCM | Low Demand Growth+High Gas Supply+Methanex Stays+Increased Demand Response+Delayed Build+Upgraded HVDC+Low Wind & Solar | 1320.6871 | 2304.5939 | 3010.8374
2035 | NIWCM | Low Demand Growth+High Gas Supply+Methanex Stays+Increased Demand Response+Delayed Build+Upgraded HVDC+Low Wind & Solar | 1201.6425 | 2213.2637 | 3024.4518
2026 | SIWEM_PERC | Low Demand Growth+High Gas Supply+Methanex Stays+Increased Demand Response+Delayed Build+Upgraded HVDC+Low Wind & Solar | 51.8693 | 51.8693 | 51.8693
2027 | SIWEM_PERC | Low Demand Growth+High Gas Supply+Methanex Stays+Increased Demand Response+Delayed Build+Upgraded HVDC+Low Wind & Solar | 40.3126 | 40.6876 | 41.1327
2028 | SIWEM_PERC | Low Demand Growth+High Gas Supply+Methanex Stays+Increased Demand Response+Delayed Build+Upgraded HVDC+Low Wind & Solar | 49.5863 | 53.4092 | 54.2412
2029 | SIWEM_PERC | Low Demand Growth+High Gas Supply+Methanex Stays+Increased Demand Response+Delayed Build+Upgraded HVDC+Low Wind & Solar | 53.1557 | 60.5253 | 62.6792
2030 | SIWEM_PERC | Low Demand Growth+High Gas Supply+Methanex Stays+Increased Demand Response+Delayed Build+Upgraded HVDC+Low Wind & Solar | 52.5422 | 75.7039 | 95.5207
2031 | SIWEM_PERC | Low Demand Growth+High Gas Supply+Methanex Stays+Increased Demand Response+Delayed Build+Upgraded HVDC+Low Wind & Solar | 44.3237 | 74.8293 | 95.0281
2032 | SIWEM_PERC | Low Demand Growth+High Gas Supply+Methanex Stays+Increased Demand Response+Delayed Build+Upgraded HVDC+Low Wind & Solar | 39.185 | 71.2381 | 98.9073
2033 | SIWEM_PERC | Low Demand Growth+High Gas Supply+Methanex Stays+Increased Demand Response+Delayed Build+Upgraded HVDC+Low Wind & Solar | 34.4456 | 66.4912 | 100.7478
2034 | SIWEM_PERC | Low Demand Growth+High Gas Supply+Methanex Stays+Increased Demand Response+Delayed Build+Upgraded HVDC+Low Wind & Solar | 30.65 | 63.3327 | 97.9089
2035 | SIWEM_PERC | Low Demand Growth+High Gas Supply+Methanex Stays+Increased Demand Response+Delayed Build+Upgraded HVDC+Low Wind & Solar | 24.6589 | 58.3559 | 94.3247
2026 | NZWEM_PERC | Low Demand Growth+High Gas Supply+Methanex Stays+Increased Demand Response+Delayed Build+Upgraded HVDC+Constrained Operational Capacity | 20.3123 | 20.3123 | 20.3123
2027 | NZWEM_PERC | Low Demand Growth+High Gas Supply+Methanex Stays+Increased Demand Response+Delayed Build+Upgraded HVDC+Constrained Operational Capacity | 16.2611 | 16.4115 | 16.5899
2028 | NZWEM_PERC | Low Demand Growth+High Gas Supply+Methanex Stays+Increased Demand Response+Delayed Build+Upgraded HVDC+Constrained Operational Capacity | 19.9274 | 21.4645 | 21.799
2029 | NZWEM_PERC | Low Demand Growth+High Gas Supply+Methanex Stays+Increased Demand Response+Delayed Build+Upgraded HVDC+Constrained Operational Capacity | 21.4864 | 24.5549 | 25.5079
2030 | NZWEM_PERC | Low Demand Growth+High Gas Supply+Methanex Stays+Increased Demand Response+Delayed Build+Upgraded HVDC+Constrained Operational Capacity | 21.4564 | 31.2647 | 39.5555
2031 | NZWEM_PERC | Low Demand Growth+High Gas Supply+Methanex Stays+Increased Demand Response+Delayed Build+Upgraded HVDC+Constrained Operational Capacity | 18.3235 | 31.2838 | 40.645
2032 | NZWEM_PERC | Low Demand Growth+High Gas Supply+Methanex Stays+Increased Demand Response+Delayed Build+Upgraded HVDC+Constrained Operational Capacity | 16.4284 | 29.9095 | 45.2979
2033 | NZWEM_PERC | Low Demand Growth+High Gas Supply+Methanex Stays+Increased Demand Response+Delayed Build+Upgraded HVDC+Constrained Operational Capacity | 14.6734 | 28.0415 | 49.6088
2034 | NZWEM_PERC | Low Demand Growth+High Gas Supply+Methanex Stays+Increased Demand Response+Delayed Build+Upgraded HVDC+Constrained Operational Capacity | 13.2494 | 26.814 | 49.1169
2035 | NZWEM_PERC | Low Demand Growth+High Gas Supply+Methanex Stays+Increased Demand Response+Delayed Build+Upgraded HVDC+Constrained Operational Capacity | 11.0156 | 24.8059 | 48.5021
2026 | NIWCM | Low Demand Growth+High Gas Supply+Methanex Stays+Increased Demand Response+Delayed Build+Upgraded HVDC+Constrained Operational Capacity | 531.3464 | 531.3464 | 531.3464
2027 | NIWCM | Low Demand Growth+High Gas Supply+Methanex Stays+Increased Demand Response+Delayed Build+Upgraded HVDC+Constrained Operational Capacity | 788.4602 | 788.4602 | 788.4602
2028 | NIWCM | Low Demand Growth+High Gas Supply+Methanex Stays+Increased Demand Response+Delayed Build+Upgraded HVDC+Constrained Operational Capacity | 1007.9357 | 1007.9357 | 1007.9357
2029 | NIWCM | Low Demand Growth+High Gas Supply+Methanex Stays+Increased Demand Response+Delayed Build+Upgraded HVDC+Constrained Operational Capacity | 1007.0493 | 1088.905 | 1088.905
2030 | NIWCM | Low Demand Growth+High Gas Supply+Methanex Stays+Increased Demand Response+Delayed Build+Upgraded HVDC+Constrained Operational Capacity | 1017.833 | 1519.3047 | 1630.7312
2031 | NIWCM | Low Demand Growth+High Gas Supply+Methanex Stays+Increased Demand Response+Delayed Build+Upgraded HVDC+Constrained Operational Capacity | 918.4584 | 1559.5385 | 1713.0596
2032 | NIWCM | Low Demand Growth+High Gas Supply+Methanex Stays+Increased Demand Response+Delayed Build+Upgraded HVDC+Constrained Operational Capacity | 800.934 | 1491.0375 | 1697.1678
2033 | NIWCM | Low Demand Growth+High Gas Supply+Methanex Stays+Increased Demand Response+Delayed Build+Upgraded HVDC+Constrained Operational Capacity | 761.8627 | 1463.2545 | 1723.2087
2034 | NIWCM | Low Demand Growth+High Gas Supply+Methanex Stays+Increased Demand Response+Delayed Build+Upgraded HVDC+Constrained Operational Capacity | 654.4914 | 1364.5863 | 1645.0968
2035 | NIWCM | Low Demand Growth+High Gas Supply+Methanex Stays+Increased Demand Response+Delayed Build+Upgraded HVDC+Constrained Operational Capacity | 532.488 | 1274.0666 | 1565.4803
2026 | SIWEM_PERC | Low Demand Growth+High Gas Supply+Methanex Stays+Increased Demand Response+Delayed Build+Upgraded HVDC+Constrained Operational Capacity | 52.2203 | 52.2203 | 52.2203
2027 | SIWEM_PERC | Low Demand Growth+High Gas Supply+Methanex Stays+Increased Demand Response+Delayed Build+Upgraded HVDC+Constrained Operational Capacity | 43.1237 | 43.5393 | 44.0324
2028 | SIWEM_PERC | Low Demand Growth+High Gas Supply+Methanex Stays+Increased Demand Response+Delayed Build+Upgraded HVDC+Constrained Operational Capacity | 53.1162 | 57.2401 | 58.0796
2029 | SIWEM_PERC | Low Demand Growth+High Gas Supply+Methanex Stays+Increased Demand Response+Delayed Build+Upgraded HVDC+Constrained Operational Capacity | 56.8678 | 65.0338 | 67.4205
2030 | SIWEM_PERC | Low Demand Growth+High Gas Supply+Methanex Stays+Increased Demand Response+Delayed Build+Upgraded HVDC+Constrained Operational Capacity | 56.489 | 82.154 | 101.0565
2031 | SIWEM_PERC | Low Demand Growth+High Gas Supply+Methanex Stays+Increased Demand Response+Delayed Build+Upgraded HVDC+Constrained Operational Capacity | 48.4302 | 81.961 | 98.922
2032 | SIWEM_PERC | Low Demand Growth+High Gas Supply+Methanex Stays+Increased Demand Response+Delayed Build+Upgraded HVDC+Constrained Operational Capacity | 43.252 | 78.4436 | 103.5064
2033 | SIWEM_PERC | Low Demand Growth+High Gas Supply+Methanex Stays+Increased Demand Response+Delayed Build+Upgraded HVDC+Constrained Operational Capacity | 38.45 | 73.586 | 105.7919
2034 | SIWEM_PERC | Low Demand Growth+High Gas Supply+Methanex Stays+Increased Demand Response+Delayed Build+Upgraded HVDC+Constrained Operational Capacity | 34.5949 | 70.4236 | 102.8781
2035 | SIWEM_PERC | Low Demand Growth+High Gas Supply+Methanex Stays+Increased Demand Response+Delayed Build+Upgraded HVDC+Constrained Operational Capacity | 28.5293 | 65.3129 | 99.2001
2026 | NZWEM_PERC | Low Demand Growth+High Gas Supply+Methanex Stays+Increased Demand Response+Delayed Build+Upgraded HVDC+Constrained Operational Capacity+Low Wind & Solar | 19.352 | 19.352 | 19.352
2027 | NZWEM_PERC | Low Demand Growth+High Gas Supply+Methanex Stays+Increased Demand Response+Delayed Build+Upgraded HVDC+Constrained Operational Capacity+Low Wind & Solar | 15.2441 | 15.3798 | 15.5408
2028 | NZWEM_PERC | Low Demand Growth+High Gas Supply+Methanex Stays+Increased Demand Response+Delayed Build+Upgraded HVDC+Constrained Operational Capacity+Low Wind & Solar | 18.6466 | 20.0338 | 20.3356
2029 | NZWEM_PERC | Low Demand Growth+High Gas Supply+Methanex Stays+Increased Demand Response+Delayed Build+Upgraded HVDC+Constrained Operational Capacity+Low Wind & Solar | 20.0355 | 22.8047 | 23.6648
2030 | NZWEM_PERC | Low Demand Growth+High Gas Supply+Methanex Stays+Increased Demand Response+Delayed Build+Upgraded HVDC+Constrained Operational Capacity+Low Wind & Solar | 19.9114 | 28.7631 | 36.2452
2031 | NZWEM_PERC | Low Demand Growth+High Gas Supply+Methanex Stays+Increased Demand Response+Delayed Build+Upgraded HVDC+Constrained Operational Capacity+Low Wind & Solar | 16.8136 | 28.5097 | 36.9579
2032 | NZWEM_PERC | Low Demand Growth+High Gas Supply+Methanex Stays+Increased Demand Response+Delayed Build+Upgraded HVDC+Constrained Operational Capacity+Low Wind & Solar | 14.9441 | 27.1104 | 41.0378
2033 | NZWEM_PERC | Low Demand Growth+High Gas Supply+Methanex Stays+Increased Demand Response+Delayed Build+Upgraded HVDC+Constrained Operational Capacity+Low Wind & Solar | 13.2123 | 25.286 | 44.789
2034 | NZWEM_PERC | Low Demand Growth+High Gas Supply+Methanex Stays+Increased Demand Response+Delayed Build+Upgraded HVDC+Constrained Operational Capacity+Low Wind & Solar | 11.8123 | 24.0632 | 44.2681
2035 | NZWEM_PERC | Low Demand Growth+High Gas Supply+Methanex Stays+Increased Demand Response+Delayed Build+Upgraded HVDC+Constrained Operational Capacity+Low Wind & Solar | 9.6096 | 22.1146 | 43.5753
2026 | NIWCM | Low Demand Growth+High Gas Supply+Methanex Stays+Increased Demand Response+Delayed Build+Upgraded HVDC+Constrained Operational Capacity+Low Wind & Solar | 531.3464 | 531.3464 | 531.3464
2027 | NIWCM | Low Demand Growth+High Gas Supply+Methanex Stays+Increased Demand Response+Delayed Build+Upgraded HVDC+Constrained Operational Capacity+Low Wind & Solar | 788.4602 | 788.4602 | 788.4602
2028 | NIWCM | Low Demand Growth+High Gas Supply+Methanex Stays+Increased Demand Response+Delayed Build+Upgraded HVDC+Constrained Operational Capacity+Low Wind & Solar | 1007.9357 | 1007.9357 | 1007.9357
2029 | NIWCM | Low Demand Growth+High Gas Supply+Methanex Stays+Increased Demand Response+Delayed Build+Upgraded HVDC+Constrained Operational Capacity+Low Wind & Solar | 1007.0493 | 1088.905 | 1088.905
2030 | NIWCM | Low Demand Growth+High Gas Supply+Methanex Stays+Increased Demand Response+Delayed Build+Upgraded HVDC+Constrained Operational Capacity+Low Wind & Solar | 1017.833 | 1519.3047 | 1630.7312
2031 | NIWCM | Low Demand Growth+High Gas Supply+Methanex Stays+Increased Demand Response+Delayed Build+Upgraded HVDC+Constrained Operational Capacity+Low Wind & Solar | 918.4584 | 1559.5385 | 1713.0596
2032 | NIWCM | Low Demand Growth+High Gas Supply+Methanex Stays+Increased Demand Response+Delayed Build+Upgraded HVDC+Constrained Operational Capacity+Low Wind & Solar | 800.934 | 1491.0375 | 1697.1678
2033 | NIWCM | Low Demand Growth+High Gas Supply+Methanex Stays+Increased Demand Response+Delayed Build+Upgraded HVDC+Constrained Operational Capacity+Low Wind & Solar | 761.8627 | 1463.2545 | 1723.2087
2034 | NIWCM | Low Demand Growth+High Gas Supply+Methanex Stays+Increased Demand Response+Delayed Build+Upgraded HVDC+Constrained Operational Capacity+Low Wind & Solar | 654.4914 | 1364.5863 | 1645.0968
2035 | NIWCM | Low Demand Growth+High Gas Supply+Methanex Stays+Increased Demand Response+Delayed Build+Upgraded HVDC+Constrained Operational Capacity+Low Wind & Solar | 532.488 | 1274.0666 | 1565.4803
2026 | SIWEM_PERC | Low Demand Growth+High Gas Supply+Methanex Stays+Increased Demand Response+Delayed Build+Upgraded HVDC+Constrained Operational Capacity+Low Wind & Solar | 51.8693 | 51.8693 | 51.8693
2027 | SIWEM_PERC | Low Demand Growth+High Gas Supply+Methanex Stays+Increased Demand Response+Delayed Build+Upgraded HVDC+Constrained Operational Capacity+Low Wind & Solar | 40.3126 | 40.6876 | 41.1327
2028 | SIWEM_PERC | Low Demand Growth+High Gas Supply+Methanex Stays+Increased Demand Response+Delayed Build+Upgraded HVDC+Constrained Operational Capacity+Low Wind & Solar | 49.5863 | 53.4092 | 54.2412
2029 | SIWEM_PERC | Low Demand Growth+High Gas Supply+Methanex Stays+Increased Demand Response+Delayed Build+Upgraded HVDC+Constrained Operational Capacity+Low Wind & Solar | 53.1557 | 60.5253 | 62.6792
2030 | SIWEM_PERC | Low Demand Growth+High Gas Supply+Methanex Stays+Increased Demand Response+Delayed Build+Upgraded HVDC+Constrained Operational Capacity+Low Wind & Solar | 52.5422 | 75.7039 | 95.5207
2031 | SIWEM_PERC | Low Demand Growth+High Gas Supply+Methanex Stays+Increased Demand Response+Delayed Build+Upgraded HVDC+Constrained Operational Capacity+Low Wind & Solar | 44.3237 | 74.8293 | 95.0281
2032 | SIWEM_PERC | Low Demand Growth+High Gas Supply+Methanex Stays+Increased Demand Response+Delayed Build+Upgraded HVDC+Constrained Operational Capacity+Low Wind & Solar | 39.185 | 71.2381 | 98.9073
2033 | SIWEM_PERC | Low Demand Growth+High Gas Supply+Methanex Stays+Increased Demand Response+Delayed Build+Upgraded HVDC+Constrained Operational Capacity+Low Wind & Solar | 34.4456 | 66.4912 | 100.7478
2034 | SIWEM_PERC | Low Demand Growth+High Gas Supply+Methanex Stays+Increased Demand Response+Delayed Build+Upgraded HVDC+Constrained Operational Capacity+Low Wind & Solar | 30.65 | 63.3327 | 97.9089
2035 | SIWEM_PERC | Low Demand Growth+High Gas Supply+Methanex Stays+Increased Demand Response+Delayed Build+Upgraded HVDC+Constrained Operational Capacity+Low Wind & Solar | 24.6589 | 58.3559 | 94.3247
2026 | NZWEM_PERC | Low Demand Growth+High Gas Supply+Methanex Stays+Increased Demand Response+Reduced Rankine Availability | 20.821 | 20.8811 | 20.8811
2027 | NZWEM_PERC | Low Demand Growth+High Gas Supply+Methanex Stays+Increased Demand Response+Reduced Rankine Availability | 15.4151 | 17.3689 | 17.7067
2028 | NZWEM_PERC | Low Demand Growth+High Gas Supply+Methanex Stays+Increased Demand Response+Reduced Rankine Availability | 15.7821 | 24.4192 | 29.2097
2029 | NZWEM_PERC | Low Demand Growth+High Gas Supply+Methanex Stays+Increased Demand Response+Reduced Rankine Availability | 14.2226 | 26.5369 | 36.2799
2030 | NZWEM_PERC | Low Demand Growth+High Gas Supply+Methanex Stays+Increased Demand Response+Reduced Rankine Availability | 13.0988 | 27.7023 | 43.7201
2031 | NZWEM_PERC | Low Demand Growth+High Gas Supply+Methanex Stays+Increased Demand Response+Reduced Rankine Availability | 10.1552 | 24.5279 | 46.8157
2032 | NZWEM_PERC | Low Demand Growth+High Gas Supply+Methanex Stays+Increased Demand Response+Reduced Rankine Availability | 8.3992 | 22.9574 | 45.992
2033 | NZWEM_PERC | Low Demand Growth+High Gas Supply+Methanex Stays+Increased Demand Response+Reduced Rankine Availability | 6.7692 | 21.1008 | 45.7274
2034 | NZWEM_PERC | Low Demand Growth+High Gas Supply+Methanex Stays+Increased Demand Response+Reduced Rankine Availability | 5.4753 | 20.0466 | 44.2677
2035 | NZWEM_PERC | Low Demand Growth+High Gas Supply+Methanex Stays+Increased Demand Response+Reduced Rankine Availability | 3.4099 | 17.7702 | 41.4664
2026 | NIWCM | Low Demand Growth+High Gas Supply+Methanex Stays+Increased Demand Response+Reduced Rankine Availability | 1312.2106 | 1313.0104 | 1313.0104
2027 | NIWCM | Low Demand Growth+High Gas Supply+Methanex Stays+Increased Demand Response+Reduced Rankine Availability | 1459.6952 | 1480.091 | 1484.6275
2028 | NIWCM | Low Demand Growth+High Gas Supply+Methanex Stays+Increased Demand Response+Reduced Rankine Availability | 1596.1139 | 2135.685 | 2166.8445
2029 | NIWCM | Low Demand Growth+High Gas Supply+Methanex Stays+Increased Demand Response+Reduced Rankine Availability | 1592.1577 | 2360.8998 | 2562.5481
2030 | NIWCM | Low Demand Growth+High Gas Supply+Methanex Stays+Increased Demand Response+Reduced Rankine Availability | 1496.8302 | 2348.9441 | 2696.5802
2031 | NIWCM | Low Demand Growth+High Gas Supply+Methanex Stays+Increased Demand Response+Reduced Rankine Availability | 1418.4067 | 2311.4346 | 2851.006
2032 | NIWCM | Low Demand Growth+High Gas Supply+Methanex Stays+Increased Demand Response+Reduced Rankine Availability | 1300.8393 | 2244.5854 | 2823.7605
2033 | NIWCM | Low Demand Growth+High Gas Supply+Methanex Stays+Increased Demand Response+Reduced Rankine Availability | 1192.033 | 2164.5664 | 2819.8051
2034 | NIWCM | Low Demand Growth+High Gas Supply+Methanex Stays+Increased Demand Response+Reduced Rankine Availability | 1090.2897 | 2126.0556 | 2871.365
2035 | NIWCM | Low Demand Growth+High Gas Supply+Methanex Stays+Increased Demand Response+Reduced Rankine Availability | 971.2419 | 2032.7876 | 2800.1503
2026 | SIWEM_PERC | Low Demand Growth+High Gas Supply+Methanex Stays+Increased Demand Response+Reduced Rankine Availability | 55.984 | 56.1511 | 56.1511
2027 | SIWEM_PERC | Low Demand Growth+High Gas Supply+Methanex Stays+Increased Demand Response+Reduced Rankine Availability | 40.785 | 46.1858 | 47.1195
2028 | SIWEM_PERC | Low Demand Growth+High Gas Supply+Methanex Stays+Increased Demand Response+Reduced Rankine Availability | 41.6917 | 65.4955 | 78.2728
2029 | SIWEM_PERC | Low Demand Growth+High Gas Supply+Methanex Stays+Increased Demand Response+Reduced Rankine Availability | 37.3243 | 68.2245 | 85.1114
2030 | SIWEM_PERC | Low Demand Growth+High Gas Supply+Methanex Stays+Increased Demand Response+Reduced Rankine Availability | 34.1126 | 66.8817 | 89.5461
2031 | SIWEM_PERC | Low Demand Growth+High Gas Supply+Methanex Stays+Increased Demand Response+Reduced Rankine Availability | 26.0718 | 63.3596 | 90.9977
2032 | SIWEM_PERC | Low Demand Growth+High Gas Supply+Methanex Stays+Increased Demand Response+Reduced Rankine Availability | 21.9966 | 60.6371 | 87.7931
2033 | SIWEM_PERC | Low Demand Growth+High Gas Supply+Methanex Stays+Increased Demand Response+Reduced Rankine Availability | 20.2467 | 56.065 | 85.0325
2034 | SIWEM_PERC | Low Demand Growth+High Gas Supply+Methanex Stays+Increased Demand Response+Reduced Rankine Availability | 18.6044 | 53.2535 | 82.4272
2035 | SIWEM_PERC | Low Demand Growth+High Gas Supply+Methanex Stays+Increased Demand Response+Reduced Rankine Availability | 16.5168 | 47.124 | 79.1352
2026 | NZWEM_PERC | Low Demand Growth+High Gas Supply+Methanex Stays+Increased Demand Response+Reduced Rankine Availability+Low Wind & Solar | 19.5587 | 19.613 | 19.613
2027 | NZWEM_PERC | Low Demand Growth+High Gas Supply+Methanex Stays+Increased Demand Response+Reduced Rankine Availability+Low Wind & Solar | 13.9822 | 15.7455 | 16.0503
2028 | NZWEM_PERC | Low Demand Growth+High Gas Supply+Methanex Stays+Increased Demand Response+Reduced Rankine Availability+Low Wind & Solar | 14.241 | 22.0357 | 26.359
2029 | NZWEM_PERC | Low Demand Growth+High Gas Supply+Methanex Stays+Increased Demand Response+Reduced Rankine Availability+Low Wind & Solar | 12.651 | 23.7643 | 32.557
2030 | NZWEM_PERC | Low Demand Growth+High Gas Supply+Methanex Stays+Increased Demand Response+Reduced Rankine Availability+Low Wind & Solar | 11.5538 | 24.7887 | 39.2858
2031 | NZWEM_PERC | Low Demand Growth+High Gas Supply+Methanex Stays+Increased Demand Response+Reduced Rankine Availability+Low Wind & Solar | 8.6452 | 21.6803 | 41.8349
2032 | NZWEM_PERC | Low Demand Growth+High Gas Supply+Methanex Stays+Increased Demand Response+Reduced Rankine Availability+Low Wind & Solar | 6.9149 | 20.1163 | 40.9841
2033 | NZWEM_PERC | Low Demand Growth+High Gas Supply+Methanex Stays+Increased Demand Response+Reduced Rankine Availability+Low Wind & Solar | 5.308 | 18.304 | 40.6072
2034 | NZWEM_PERC | Low Demand Growth+High Gas Supply+Methanex Stays+Increased Demand Response+Reduced Rankine Availability+Low Wind & Solar | 4.0382 | 17.2957 | 39.2318
2035 | NZWEM_PERC | Low Demand Growth+High Gas Supply+Methanex Stays+Increased Demand Response+Reduced Rankine Availability+Low Wind & Solar | 2.004 | 15.0789 | 36.5396
2026 | NIWCM | Low Demand Growth+High Gas Supply+Methanex Stays+Increased Demand Response+Reduced Rankine Availability+Low Wind & Solar | 1312.2106 | 1313.0104 | 1313.0104
2027 | NIWCM | Low Demand Growth+High Gas Supply+Methanex Stays+Increased Demand Response+Reduced Rankine Availability+Low Wind & Solar | 1459.6952 | 1480.091 | 1484.6275
2028 | NIWCM | Low Demand Growth+High Gas Supply+Methanex Stays+Increased Demand Response+Reduced Rankine Availability+Low Wind & Solar | 1596.1139 | 2135.685 | 2166.8445
2029 | NIWCM | Low Demand Growth+High Gas Supply+Methanex Stays+Increased Demand Response+Reduced Rankine Availability+Low Wind & Solar | 1592.1577 | 2360.8998 | 2562.5481
2030 | NIWCM | Low Demand Growth+High Gas Supply+Methanex Stays+Increased Demand Response+Reduced Rankine Availability+Low Wind & Solar | 1496.8302 | 2348.9441 | 2696.5802
2031 | NIWCM | Low Demand Growth+High Gas Supply+Methanex Stays+Increased Demand Response+Reduced Rankine Availability+Low Wind & Solar | 1418.4067 | 2311.4346 | 2851.006
2032 | NIWCM | Low Demand Growth+High Gas Supply+Methanex Stays+Increased Demand Response+Reduced Rankine Availability+Low Wind & Solar | 1300.8393 | 2244.5854 | 2823.7605
2033 | NIWCM | Low Demand Growth+High Gas Supply+Methanex Stays+Increased Demand Response+Reduced Rankine Availability+Low Wind & Solar | 1192.033 | 2164.5664 | 2819.8051
2034 | NIWCM | Low Demand Growth+High Gas Supply+Methanex Stays+Increased Demand Response+Reduced Rankine Availability+Low Wind & Solar | 1090.2897 | 2126.0556 | 2871.365
2035 | NIWCM | Low Demand Growth+High Gas Supply+Methanex Stays+Increased Demand Response+Reduced Rankine Availability+Low Wind & Solar | 971.2419 | 2032.7876 | 2800.1503
2026 | SIWEM_PERC | Low Demand Growth+High Gas Supply+Methanex Stays+Increased Demand Response+Reduced Rankine Availability+Low Wind & Solar | 52.4772 | 52.628 | 52.628
2027 | SIWEM_PERC | Low Demand Growth+High Gas Supply+Methanex Stays+Increased Demand Response+Reduced Rankine Availability+Low Wind & Solar | 36.8244 | 41.6984 | 42.541
2028 | SIWEM_PERC | Low Demand Growth+High Gas Supply+Methanex Stays+Increased Demand Response+Reduced Rankine Availability+Low Wind & Solar | 37.4445 | 58.9266 | 70.8414
2029 | SIWEM_PERC | Low Demand Growth+High Gas Supply+Methanex Stays+Increased Demand Response+Reduced Rankine Availability+Low Wind & Solar | 33.0024 | 63.5641 | 81.0457
2030 | SIWEM_PERC | Low Demand Growth+High Gas Supply+Methanex Stays+Increased Demand Response+Reduced Rankine Availability+Low Wind & Solar | 29.8817 | 64.3077 | 84.7616
2031 | SIWEM_PERC | Low Demand Growth+High Gas Supply+Methanex Stays+Increased Demand Response+Reduced Rankine Availability+Low Wind & Solar | 23.0034 | 57.6643 | 85.7839
2032 | SIWEM_PERC | Low Demand Growth+High Gas Supply+Methanex Stays+Increased Demand Response+Reduced Rankine Availability+Low Wind & Solar | 20.985 | 53.357 | 82.6702
2033 | SIWEM_PERC | Low Demand Growth+High Gas Supply+Methanex Stays+Increased Demand Response+Reduced Rankine Availability+Low Wind & Solar | 19.2506 | 48.3998 | 79.9883
2034 | SIWEM_PERC | Low Demand Growth+High Gas Supply+Methanex Stays+Increased Demand Response+Reduced Rankine Availability+Low Wind & Solar | 17.6231 | 45.7023 | 77.458
2035 | SIWEM_PERC | Low Demand Growth+High Gas Supply+Methanex Stays+Increased Demand Response+Reduced Rankine Availability+Low Wind & Solar | 15.5541 | 39.7153 | 74.2598
2026 | NZWEM_PERC | Low Demand Growth+High Gas Supply+Methanex Stays+Increased Demand Response+Reduced Rankine Availability+Constrained Operational Capacity | 20.821 | 20.8811 | 20.8811
2027 | NZWEM_PERC | Low Demand Growth+High Gas Supply+Methanex Stays+Increased Demand Response+Reduced Rankine Availability+Constrained Operational Capacity | 15.4151 | 17.3689 | 17.7067
2028 | NZWEM_PERC | Low Demand Growth+High Gas Supply+Methanex Stays+Increased Demand Response+Reduced Rankine Availability+Constrained Operational Capacity | 15.7821 | 24.4192 | 29.2097
2029 | NZWEM_PERC | Low Demand Growth+High Gas Supply+Methanex Stays+Increased Demand Response+Reduced Rankine Availability+Constrained Operational Capacity | 14.2226 | 26.5369 | 36.2799
2030 | NZWEM_PERC | Low Demand Growth+High Gas Supply+Methanex Stays+Increased Demand Response+Reduced Rankine Availability+Constrained Operational Capacity | 13.0988 | 27.7023 | 43.7201
2031 | NZWEM_PERC | Low Demand Growth+High Gas Supply+Methanex Stays+Increased Demand Response+Reduced Rankine Availability+Constrained Operational Capacity | 10.1552 | 24.5279 | 46.8157
2032 | NZWEM_PERC | Low Demand Growth+High Gas Supply+Methanex Stays+Increased Demand Response+Reduced Rankine Availability+Constrained Operational Capacity | 8.3992 | 22.9574 | 45.992
2033 | NZWEM_PERC | Low Demand Growth+High Gas Supply+Methanex Stays+Increased Demand Response+Reduced Rankine Availability+Constrained Operational Capacity | 6.7692 | 21.1008 | 45.7274
2034 | NZWEM_PERC | Low Demand Growth+High Gas Supply+Methanex Stays+Increased Demand Response+Reduced Rankine Availability+Constrained Operational Capacity | 5.4753 | 20.0466 | 44.2677
2035 | NZWEM_PERC | Low Demand Growth+High Gas Supply+Methanex Stays+Increased Demand Response+Reduced Rankine Availability+Constrained Operational Capacity | 3.4099 | 17.7702 | 41.4664
2026 | NIWCM | Low Demand Growth+High Gas Supply+Methanex Stays+Increased Demand Response+Reduced Rankine Availability+Constrained Operational Capacity | 755.6807 | 755.6807 | 755.6807
2027 | NIWCM | Low Demand Growth+High Gas Supply+Methanex Stays+Increased Demand Response+Reduced Rankine Availability+Constrained Operational Capacity | 871.2718 | 874.7761 | 874.7761
2028 | NIWCM | Low Demand Growth+High Gas Supply+Methanex Stays+Increased Demand Response+Reduced Rankine Availability+Constrained Operational Capacity | 986.508 | 1460.1905 | 1463.7607
2029 | NIWCM | Low Demand Growth+High Gas Supply+Methanex Stays+Increased Demand Response+Reduced Rankine Availability+Constrained Operational Capacity | 955.9719 | 1591.4682 | 1737.4933
2030 | NIWCM | Low Demand Growth+High Gas Supply+Methanex Stays+Increased Demand Response+Reduced Rankine Availability+Constrained Operational Capacity | 843.2095 | 1554.2908 | 1747.6043
2031 | NIWCM | Low Demand Growth+High Gas Supply+Methanex Stays+Increased Demand Response+Reduced Rankine Availability+Constrained Operational Capacity | 760.984 | 1486.4999 | 1737.7327
2032 | NIWCM | Low Demand Growth+High Gas Supply+Methanex Stays+Increased Demand Response+Reduced Rankine Availability+Constrained Operational Capacity | 643.4758 | 1372.3769 | 1652.0463
2033 | NIWCM | Low Demand Growth+High Gas Supply+Methanex Stays+Increased Demand Response+Reduced Rankine Availability+Constrained Operational Capacity | 531.4618 | 1263.3124 | 1554.571
2034 | NIWCM | Low Demand Growth+High Gas Supply+Methanex Stays+Increased Demand Response+Reduced Rankine Availability+Constrained Operational Capacity | 424.0916 | 1204.2731 | 1572.0622
2035 | NIWCM | Low Demand Growth+High Gas Supply+Methanex Stays+Increased Demand Response+Reduced Rankine Availability+Constrained Operational Capacity | 302.0879 | 1095.9998 | 1464.6283
2026 | SIWEM_PERC | Low Demand Growth+High Gas Supply+Methanex Stays+Increased Demand Response+Reduced Rankine Availability+Constrained Operational Capacity | 55.984 | 56.1511 | 56.1511
2027 | SIWEM_PERC | Low Demand Growth+High Gas Supply+Methanex Stays+Increased Demand Response+Reduced Rankine Availability+Constrained Operational Capacity | 40.785 | 46.1858 | 47.1195
2028 | SIWEM_PERC | Low Demand Growth+High Gas Supply+Methanex Stays+Increased Demand Response+Reduced Rankine Availability+Constrained Operational Capacity | 41.6917 | 65.4955 | 78.2728
2029 | SIWEM_PERC | Low Demand Growth+High Gas Supply+Methanex Stays+Increased Demand Response+Reduced Rankine Availability+Constrained Operational Capacity | 37.3243 | 68.2245 | 85.1114
2030 | SIWEM_PERC | Low Demand Growth+High Gas Supply+Methanex Stays+Increased Demand Response+Reduced Rankine Availability+Constrained Operational Capacity | 34.1126 | 66.8817 | 89.5461
2031 | SIWEM_PERC | Low Demand Growth+High Gas Supply+Methanex Stays+Increased Demand Response+Reduced Rankine Availability+Constrained Operational Capacity | 26.0718 | 63.3596 | 90.9977
2032 | SIWEM_PERC | Low Demand Growth+High Gas Supply+Methanex Stays+Increased Demand Response+Reduced Rankine Availability+Constrained Operational Capacity | 21.9966 | 60.6371 | 87.7931
2033 | SIWEM_PERC | Low Demand Growth+High Gas Supply+Methanex Stays+Increased Demand Response+Reduced Rankine Availability+Constrained Operational Capacity | 20.2467 | 56.065 | 85.0325
2034 | SIWEM_PERC | Low Demand Growth+High Gas Supply+Methanex Stays+Increased Demand Response+Reduced Rankine Availability+Constrained Operational Capacity | 18.6044 | 53.2535 | 82.4272
2035 | SIWEM_PERC | Low Demand Growth+High Gas Supply+Methanex Stays+Increased Demand Response+Reduced Rankine Availability+Constrained Operational Capacity | 16.5168 | 47.124 | 79.1352
2026 | NZWEM_PERC | Low Demand Growth+High Gas Supply+Methanex Stays+Increased Demand Response+Reduced Rankine Availability+Constrained Operational Capacity+Low Wind & Solar | 19.5587 | 19.613 | 19.613
2027 | NZWEM_PERC | Low Demand Growth+High Gas Supply+Methanex Stays+Increased Demand Response+Reduced Rankine Availability+Constrained Operational Capacity+Low Wind & Solar | 13.9822 | 15.7455 | 16.0503
2028 | NZWEM_PERC | Low Demand Growth+High Gas Supply+Methanex Stays+Increased Demand Response+Reduced Rankine Availability+Constrained Operational Capacity+Low Wind & Solar | 14.241 | 22.0357 | 26.359
2029 | NZWEM_PERC | Low Demand Growth+High Gas Supply+Methanex Stays+Increased Demand Response+Reduced Rankine Availability+Constrained Operational Capacity+Low Wind & Solar | 12.651 | 23.7643 | 32.557
2030 | NZWEM_PERC | Low Demand Growth+High Gas Supply+Methanex Stays+Increased Demand Response+Reduced Rankine Availability+Constrained Operational Capacity+Low Wind & Solar | 11.5538 | 24.7887 | 39.2858
2031 | NZWEM_PERC | Low Demand Growth+High Gas Supply+Methanex Stays+Increased Demand Response+Reduced Rankine Availability+Constrained Operational Capacity+Low Wind & Solar | 8.6452 | 21.6803 | 41.8349
2032 | NZWEM_PERC | Low Demand Growth+High Gas Supply+Methanex Stays+Increased Demand Response+Reduced Rankine Availability+Constrained Operational Capacity+Low Wind & Solar | 6.9149 | 20.1163 | 40.9841
2033 | NZWEM_PERC | Low Demand Growth+High Gas Supply+Methanex Stays+Increased Demand Response+Reduced Rankine Availability+Constrained Operational Capacity+Low Wind & Solar | 5.308 | 18.304 | 40.6072
2034 | NZWEM_PERC | Low Demand Growth+High Gas Supply+Methanex Stays+Increased Demand Response+Reduced Rankine Availability+Constrained Operational Capacity+Low Wind & Solar | 4.0382 | 17.2957 | 39.2318
2035 | NZWEM_PERC | Low Demand Growth+High Gas Supply+Methanex Stays+Increased Demand Response+Reduced Rankine Availability+Constrained Operational Capacity+Low Wind & Solar | 2.004 | 15.0789 | 36.5396
2026 | NIWCM | Low Demand Growth+High Gas Supply+Methanex Stays+Increased Demand Response+Reduced Rankine Availability+Constrained Operational Capacity+Low Wind & Solar | 755.6807 | 755.6807 | 755.6807
2027 | NIWCM | Low Demand Growth+High Gas Supply+Methanex Stays+Increased Demand Response+Reduced Rankine Availability+Constrained Operational Capacity+Low Wind & Solar | 871.2718 | 874.7761 | 874.7761
2028 | NIWCM | Low Demand Growth+High Gas Supply+Methanex Stays+Increased Demand Response+Reduced Rankine Availability+Constrained Operational Capacity+Low Wind & Solar | 986.508 | 1460.1905 | 1463.7607
2029 | NIWCM | Low Demand Growth+High Gas Supply+Methanex Stays+Increased Demand Response+Reduced Rankine Availability+Constrained Operational Capacity+Low Wind & Solar | 955.9719 | 1591.4682 | 1737.4933
2030 | NIWCM | Low Demand Growth+High Gas Supply+Methanex Stays+Increased Demand Response+Reduced Rankine Availability+Constrained Operational Capacity+Low Wind & Solar | 843.2095 | 1554.2908 | 1747.6043
2031 | NIWCM | Low Demand Growth+High Gas Supply+Methanex Stays+Increased Demand Response+Reduced Rankine Availability+Constrained Operational Capacity+Low Wind & Solar | 760.984 | 1486.4999 | 1737.7327
2032 | NIWCM | Low Demand Growth+High Gas Supply+Methanex Stays+Increased Demand Response+Reduced Rankine Availability+Constrained Operational Capacity+Low Wind & Solar | 643.4758 | 1372.3769 | 1652.0463
2033 | NIWCM | Low Demand Growth+High Gas Supply+Methanex Stays+Increased Demand Response+Reduced Rankine Availability+Constrained Operational Capacity+Low Wind & Solar | 531.4618 | 1263.3124 | 1554.571
2034 | NIWCM | Low Demand Growth+High Gas Supply+Methanex Stays+Increased Demand Response+Reduced Rankine Availability+Constrained Operational Capacity+Low Wind & Solar | 424.0916 | 1204.2731 | 1572.0622
2035 | NIWCM | Low Demand Growth+High Gas Supply+Methanex Stays+Increased Demand Response+Reduced Rankine Availability+Constrained Operational Capacity+Low Wind & Solar | 302.0879 | 1095.9998 | 1464.6283
2026 | SIWEM_PERC | Low Demand Growth+High Gas Supply+Methanex Stays+Increased Demand Response+Reduced Rankine Availability+Constrained Operational Capacity+Low Wind & Solar | 52.4772 | 52.628 | 52.628
2027 | SIWEM_PERC | Low Demand Growth+High Gas Supply+Methanex Stays+Increased Demand Response+Reduced Rankine Availability+Constrained Operational Capacity+Low Wind & Solar | 36.8244 | 41.6984 | 42.541
2028 | SIWEM_PERC | Low Demand Growth+High Gas Supply+Methanex Stays+Increased Demand Response+Reduced Rankine Availability+Constrained Operational Capacity+Low Wind & Solar | 37.4445 | 58.9266 | 70.8414
2029 | SIWEM_PERC | Low Demand Growth+High Gas Supply+Methanex Stays+Increased Demand Response+Reduced Rankine Availability+Constrained Operational Capacity+Low Wind & Solar | 33.0024 | 63.5641 | 81.0457
2030 | SIWEM_PERC | Low Demand Growth+High Gas Supply+Methanex Stays+Increased Demand Response+Reduced Rankine Availability+Constrained Operational Capacity+Low Wind & Solar | 29.8817 | 64.3077 | 84.7616
2031 | SIWEM_PERC | Low Demand Growth+High Gas Supply+Methanex Stays+Increased Demand Response+Reduced Rankine Availability+Constrained Operational Capacity+Low Wind & Solar | 23.0034 | 57.6643 | 85.7839
2032 | SIWEM_PERC | Low Demand Growth+High Gas Supply+Methanex Stays+Increased Demand Response+Reduced Rankine Availability+Constrained Operational Capacity+Low Wind & Solar | 20.985 | 53.357 | 82.6702
2033 | SIWEM_PERC | Low Demand Growth+High Gas Supply+Methanex Stays+Increased Demand Response+Reduced Rankine Availability+Constrained Operational Capacity+Low Wind & Solar | 19.2506 | 48.3998 | 79.9883
2034 | SIWEM_PERC | Low Demand Growth+High Gas Supply+Methanex Stays+Increased Demand Response+Reduced Rankine Availability+Constrained Operational Capacity+Low Wind & Solar | 17.6231 | 45.7023 | 77.458
2035 | SIWEM_PERC | Low Demand Growth+High Gas Supply+Methanex Stays+Increased Demand Response+Reduced Rankine Availability+Constrained Operational Capacity+Low Wind & Solar | 15.5541 | 39.7153 | 74.2598
2026 | NZWEM_PERC | Low Demand Growth+High Gas Supply+Methanex Stays+Increased Demand Response+Reduced Rankine Availability+Upgraded HVDC | 20.821 | 20.8811 | 20.8811
2027 | NZWEM_PERC | Low Demand Growth+High Gas Supply+Methanex Stays+Increased Demand Response+Reduced Rankine Availability+Upgraded HVDC | 15.4151 | 17.3689 | 17.7067
2028 | NZWEM_PERC | Low Demand Growth+High Gas Supply+Methanex Stays+Increased Demand Response+Reduced Rankine Availability+Upgraded HVDC | 15.7821 | 24.4192 | 29.2097
2029 | NZWEM_PERC | Low Demand Growth+High Gas Supply+Methanex Stays+Increased Demand Response+Reduced Rankine Availability+Upgraded HVDC | 14.2226 | 26.5369 | 36.2799
2030 | NZWEM_PERC | Low Demand Growth+High Gas Supply+Methanex Stays+Increased Demand Response+Reduced Rankine Availability+Upgraded HVDC | 13.0988 | 27.7023 | 43.7201
2031 | NZWEM_PERC | Low Demand Growth+High Gas Supply+Methanex Stays+Increased Demand Response+Reduced Rankine Availability+Upgraded HVDC | 10.1552 | 24.5279 | 46.8157
2032 | NZWEM_PERC | Low Demand Growth+High Gas Supply+Methanex Stays+Increased Demand Response+Reduced Rankine Availability+Upgraded HVDC | 8.3992 | 22.9574 | 45.992
2033 | NZWEM_PERC | Low Demand Growth+High Gas Supply+Methanex Stays+Increased Demand Response+Reduced Rankine Availability+Upgraded HVDC | 6.7692 | 21.1008 | 45.7274
2034 | NZWEM_PERC | Low Demand Growth+High Gas Supply+Methanex Stays+Increased Demand Response+Reduced Rankine Availability+Upgraded HVDC | 5.4753 | 20.0466 | 44.2677
2035 | NZWEM_PERC | Low Demand Growth+High Gas Supply+Methanex Stays+Increased Demand Response+Reduced Rankine Availability+Upgraded HVDC | 3.4099 | 17.7702 | 41.4664
2026 | NIWCM | Low Demand Growth+High Gas Supply+Methanex Stays+Increased Demand Response+Reduced Rankine Availability+Upgraded HVDC | 1312.2106 | 1313.0104 | 1313.0104
2027 | NIWCM | Low Demand Growth+High Gas Supply+Methanex Stays+Increased Demand Response+Reduced Rankine Availability+Upgraded HVDC | 1459.6952 | 1480.091 | 1484.6275
2028 | NIWCM | Low Demand Growth+High Gas Supply+Methanex Stays+Increased Demand Response+Reduced Rankine Availability+Upgraded HVDC | 1596.1139 | 2135.685 | 2166.8445
2029 | NIWCM | Low Demand Growth+High Gas Supply+Methanex Stays+Increased Demand Response+Reduced Rankine Availability+Upgraded HVDC | 1592.1577 | 2360.8998 | 2562.5481
2030 | NIWCM | Low Demand Growth+High Gas Supply+Methanex Stays+Increased Demand Response+Reduced Rankine Availability+Upgraded HVDC | 1496.8302 | 2348.9441 | 2696.5802
2031 | NIWCM | Low Demand Growth+High Gas Supply+Methanex Stays+Increased Demand Response+Reduced Rankine Availability+Upgraded HVDC | 1418.5768 | 2413.7302 | 2974.5059
2032 | NIWCM | Low Demand Growth+High Gas Supply+Methanex Stays+Increased Demand Response+Reduced Rankine Availability+Upgraded HVDC | 1300.7914 | 2314.209 | 2947.2604
2033 | NIWCM | Low Demand Growth+High Gas Supply+Methanex Stays+Increased Demand Response+Reduced Rankine Availability+Upgraded HVDC | 1192.0456 | 2205.0598 | 2943.305
2034 | NIWCM | Low Demand Growth+High Gas Supply+Methanex Stays+Increased Demand Response+Reduced Rankine Availability+Upgraded HVDC | 1090.2871 | 2144.2831 | 2994.9556
2035 | NIWCM | Low Demand Growth+High Gas Supply+Methanex Stays+Increased Demand Response+Reduced Rankine Availability+Upgraded HVDC | 971.2425 | 2035.1957 | 2923.6128
2026 | SIWEM_PERC | Low Demand Growth+High Gas Supply+Methanex Stays+Increased Demand Response+Reduced Rankine Availability+Upgraded HVDC | 55.984 | 56.1511 | 56.1511
2027 | SIWEM_PERC | Low Demand Growth+High Gas Supply+Methanex Stays+Increased Demand Response+Reduced Rankine Availability+Upgraded HVDC | 40.785 | 46.1858 | 47.1195
2028 | SIWEM_PERC | Low Demand Growth+High Gas Supply+Methanex Stays+Increased Demand Response+Reduced Rankine Availability+Upgraded HVDC | 41.6917 | 65.4955 | 78.6599
2029 | SIWEM_PERC | Low Demand Growth+High Gas Supply+Methanex Stays+Increased Demand Response+Reduced Rankine Availability+Upgraded HVDC | 37.3243 | 70.924 | 96.8322
2030 | SIWEM_PERC | Low Demand Growth+High Gas Supply+Methanex Stays+Increased Demand Response+Reduced Rankine Availability+Upgraded HVDC | 34.1126 | 73.4591 | 111.4796
2031 | SIWEM_PERC | Low Demand Growth+High Gas Supply+Methanex Stays+Increased Demand Response+Reduced Rankine Availability+Upgraded HVDC | 26.0718 | 65.2816 | 112.4554
2032 | SIWEM_PERC | Low Demand Growth+High Gas Supply+Methanex Stays+Increased Demand Response+Reduced Rankine Availability+Upgraded HVDC | 21.9966 | 61.0966 | 108.8764
2033 | SIWEM_PERC | Low Demand Growth+High Gas Supply+Methanex Stays+Increased Demand Response+Reduced Rankine Availability+Upgraded HVDC | 20.2467 | 56.065 | 105.7919
2034 | SIWEM_PERC | Low Demand Growth+High Gas Supply+Methanex Stays+Increased Demand Response+Reduced Rankine Availability+Upgraded HVDC | 18.6044 | 53.2535 | 102.8781
2035 | SIWEM_PERC | Low Demand Growth+High Gas Supply+Methanex Stays+Increased Demand Response+Reduced Rankine Availability+Upgraded HVDC | 16.5168 | 47.124 | 99.2001
2026 | NZWEM_PERC | Low Demand Growth+High Gas Supply+Methanex Stays+Increased Demand Response+Reduced Rankine Availability+Upgraded HVDC+Low Wind & Solar | 19.5587 | 19.613 | 19.613
2027 | NZWEM_PERC | Low Demand Growth+High Gas Supply+Methanex Stays+Increased Demand Response+Reduced Rankine Availability+Upgraded HVDC+Low Wind & Solar | 13.9822 | 15.7455 | 16.0503
2028 | NZWEM_PERC | Low Demand Growth+High Gas Supply+Methanex Stays+Increased Demand Response+Reduced Rankine Availability+Upgraded HVDC+Low Wind & Solar | 14.241 | 22.0357 | 26.359
2029 | NZWEM_PERC | Low Demand Growth+High Gas Supply+Methanex Stays+Increased Demand Response+Reduced Rankine Availability+Upgraded HVDC+Low Wind & Solar | 12.651 | 23.7643 | 32.557
2030 | NZWEM_PERC | Low Demand Growth+High Gas Supply+Methanex Stays+Increased Demand Response+Reduced Rankine Availability+Upgraded HVDC+Low Wind & Solar | 11.5538 | 24.7887 | 39.2858
2031 | NZWEM_PERC | Low Demand Growth+High Gas Supply+Methanex Stays+Increased Demand Response+Reduced Rankine Availability+Upgraded HVDC+Low Wind & Solar | 8.6452 | 21.6803 | 41.8349
2032 | NZWEM_PERC | Low Demand Growth+High Gas Supply+Methanex Stays+Increased Demand Response+Reduced Rankine Availability+Upgraded HVDC+Low Wind & Solar | 6.9149 | 20.1163 | 40.9841
2033 | NZWEM_PERC | Low Demand Growth+High Gas Supply+Methanex Stays+Increased Demand Response+Reduced Rankine Availability+Upgraded HVDC+Low Wind & Solar | 5.308 | 18.304 | 40.6072
2034 | NZWEM_PERC | Low Demand Growth+High Gas Supply+Methanex Stays+Increased Demand Response+Reduced Rankine Availability+Upgraded HVDC+Low Wind & Solar | 4.0382 | 17.2957 | 39.2318
2035 | NZWEM_PERC | Low Demand Growth+High Gas Supply+Methanex Stays+Increased Demand Response+Reduced Rankine Availability+Upgraded HVDC+Low Wind & Solar | 2.004 | 15.0789 | 36.5396
2026 | NIWCM | Low Demand Growth+High Gas Supply+Methanex Stays+Increased Demand Response+Reduced Rankine Availability+Upgraded HVDC+Low Wind & Solar | 1312.2106 | 1313.0104 | 1313.0104
2027 | NIWCM | Low Demand Growth+High Gas Supply+Methanex Stays+Increased Demand Response+Reduced Rankine Availability+Upgraded HVDC+Low Wind & Solar | 1459.6952 | 1480.091 | 1484.6275
2028 | NIWCM | Low Demand Growth+High Gas Supply+Methanex Stays+Increased Demand Response+Reduced Rankine Availability+Upgraded HVDC+Low Wind & Solar | 1596.1139 | 2135.685 | 2166.8445
2029 | NIWCM | Low Demand Growth+High Gas Supply+Methanex Stays+Increased Demand Response+Reduced Rankine Availability+Upgraded HVDC+Low Wind & Solar | 1592.1577 | 2360.8998 | 2562.5481
2030 | NIWCM | Low Demand Growth+High Gas Supply+Methanex Stays+Increased Demand Response+Reduced Rankine Availability+Upgraded HVDC+Low Wind & Solar | 1496.8302 | 2348.9441 | 2696.5802
2031 | NIWCM | Low Demand Growth+High Gas Supply+Methanex Stays+Increased Demand Response+Reduced Rankine Availability+Upgraded HVDC+Low Wind & Solar | 1418.5768 | 2413.7302 | 2974.5059
2032 | NIWCM | Low Demand Growth+High Gas Supply+Methanex Stays+Increased Demand Response+Reduced Rankine Availability+Upgraded HVDC+Low Wind & Solar | 1300.7914 | 2314.209 | 2947.2604
2033 | NIWCM | Low Demand Growth+High Gas Supply+Methanex Stays+Increased Demand Response+Reduced Rankine Availability+Upgraded HVDC+Low Wind & Solar | 1192.0456 | 2205.0598 | 2943.305
2034 | NIWCM | Low Demand Growth+High Gas Supply+Methanex Stays+Increased Demand Response+Reduced Rankine Availability+Upgraded HVDC+Low Wind & Solar | 1090.2871 | 2144.2831 | 2994.9556
2035 | NIWCM | Low Demand Growth+High Gas Supply+Methanex Stays+Increased Demand Response+Reduced Rankine Availability+Upgraded HVDC+Low Wind & Solar | 971.2425 | 2035.1957 | 2923.6128
2026 | SIWEM_PERC | Low Demand Growth+High Gas Supply+Methanex Stays+Increased Demand Response+Reduced Rankine Availability+Upgraded HVDC+Low Wind & Solar | 52.4772 | 52.628 | 52.628
2027 | SIWEM_PERC | Low Demand Growth+High Gas Supply+Methanex Stays+Increased Demand Response+Reduced Rankine Availability+Upgraded HVDC+Low Wind & Solar | 36.8244 | 41.6984 | 42.541
2028 | SIWEM_PERC | Low Demand Growth+High Gas Supply+Methanex Stays+Increased Demand Response+Reduced Rankine Availability+Upgraded HVDC+Low Wind & Solar | 37.4445 | 58.9266 | 70.8414
2029 | SIWEM_PERC | Low Demand Growth+High Gas Supply+Methanex Stays+Increased Demand Response+Reduced Rankine Availability+Upgraded HVDC+Low Wind & Solar | 33.0024 | 63.5641 | 87.1457
2030 | SIWEM_PERC | Low Demand Growth+High Gas Supply+Methanex Stays+Increased Demand Response+Reduced Rankine Availability+Upgraded HVDC+Low Wind & Solar | 29.8817 | 65.9631 | 103.9437
2031 | SIWEM_PERC | Low Demand Growth+High Gas Supply+Methanex Stays+Increased Demand Response+Reduced Rankine Availability+Upgraded HVDC+Low Wind & Solar | 23.0034 | 57.6643 | 107.2416
2032 | SIWEM_PERC | Low Demand Growth+High Gas Supply+Methanex Stays+Increased Demand Response+Reduced Rankine Availability+Upgraded HVDC+Low Wind & Solar | 20.985 | 53.357 | 103.7535
2033 | SIWEM_PERC | Low Demand Growth+High Gas Supply+Methanex Stays+Increased Demand Response+Reduced Rankine Availability+Upgraded HVDC+Low Wind & Solar | 19.2506 | 48.3998 | 100.7478
2034 | SIWEM_PERC | Low Demand Growth+High Gas Supply+Methanex Stays+Increased Demand Response+Reduced Rankine Availability+Upgraded HVDC+Low Wind & Solar | 17.6231 | 45.7023 | 97.9089
2035 | SIWEM_PERC | Low Demand Growth+High Gas Supply+Methanex Stays+Increased Demand Response+Reduced Rankine Availability+Upgraded HVDC+Low Wind & Solar | 15.5541 | 39.7153 | 94.3247
2026 | NZWEM_PERC | Low Demand Growth+High Gas Supply+Methanex Stays+Increased Demand Response+Reduced Rankine Availability+Upgraded HVDC+Constrained Operational Capacity | 20.821 | 20.8811 | 20.8811
2027 | NZWEM_PERC | Low Demand Growth+High Gas Supply+Methanex Stays+Increased Demand Response+Reduced Rankine Availability+Upgraded HVDC+Constrained Operational Capacity | 15.4151 | 17.3689 | 17.7067
2028 | NZWEM_PERC | Low Demand Growth+High Gas Supply+Methanex Stays+Increased Demand Response+Reduced Rankine Availability+Upgraded HVDC+Constrained Operational Capacity | 15.7821 | 24.4192 | 29.2097
2029 | NZWEM_PERC | Low Demand Growth+High Gas Supply+Methanex Stays+Increased Demand Response+Reduced Rankine Availability+Upgraded HVDC+Constrained Operational Capacity | 14.2226 | 26.5369 | 36.2799
2030 | NZWEM_PERC | Low Demand Growth+High Gas Supply+Methanex Stays+Increased Demand Response+Reduced Rankine Availability+Upgraded HVDC+Constrained Operational Capacity | 13.0988 | 27.7023 | 43.7201
2031 | NZWEM_PERC | Low Demand Growth+High Gas Supply+Methanex Stays+Increased Demand Response+Reduced Rankine Availability+Upgraded HVDC+Constrained Operational Capacity | 10.1552 | 24.5279 | 46.8157
2032 | NZWEM_PERC | Low Demand Growth+High Gas Supply+Methanex Stays+Increased Demand Response+Reduced Rankine Availability+Upgraded HVDC+Constrained Operational Capacity | 8.3992 | 22.9574 | 45.992
2033 | NZWEM_PERC | Low Demand Growth+High Gas Supply+Methanex Stays+Increased Demand Response+Reduced Rankine Availability+Upgraded HVDC+Constrained Operational Capacity | 6.7692 | 21.1008 | 45.7274
2034 | NZWEM_PERC | Low Demand Growth+High Gas Supply+Methanex Stays+Increased Demand Response+Reduced Rankine Availability+Upgraded HVDC+Constrained Operational Capacity | 5.4753 | 20.0466 | 44.2677
2035 | NZWEM_PERC | Low Demand Growth+High Gas Supply+Methanex Stays+Increased Demand Response+Reduced Rankine Availability+Upgraded HVDC+Constrained Operational Capacity | 3.4099 | 17.7702 | 41.4664
2026 | NIWCM | Low Demand Growth+High Gas Supply+Methanex Stays+Increased Demand Response+Reduced Rankine Availability+Upgraded HVDC+Constrained Operational Capacity | 755.6807 | 755.6807 | 755.6807
2027 | NIWCM | Low Demand Growth+High Gas Supply+Methanex Stays+Increased Demand Response+Reduced Rankine Availability+Upgraded HVDC+Constrained Operational Capacity | 871.2718 | 874.7761 | 874.7761
2028 | NIWCM | Low Demand Growth+High Gas Supply+Methanex Stays+Increased Demand Response+Reduced Rankine Availability+Upgraded HVDC+Constrained Operational Capacity | 986.508 | 1460.1905 | 1463.7607
2029 | NIWCM | Low Demand Growth+High Gas Supply+Methanex Stays+Increased Demand Response+Reduced Rankine Availability+Upgraded HVDC+Constrained Operational Capacity | 955.9719 | 1591.4682 | 1737.4933
2030 | NIWCM | Low Demand Growth+High Gas Supply+Methanex Stays+Increased Demand Response+Reduced Rankine Availability+Upgraded HVDC+Constrained Operational Capacity | 843.2095 | 1554.2908 | 1747.6043
2031 | NIWCM | Low Demand Growth+High Gas Supply+Methanex Stays+Increased Demand Response+Reduced Rankine Availability+Upgraded HVDC+Constrained Operational Capacity | 760.9969 | 1486.4893 | 1743.6454
2032 | NIWCM | Low Demand Growth+High Gas Supply+Methanex Stays+Increased Demand Response+Reduced Rankine Availability+Upgraded HVDC+Constrained Operational Capacity | 643.4725 | 1372.3652 | 1651.5803
2033 | NIWCM | Low Demand Growth+High Gas Supply+Methanex Stays+Increased Demand Response+Reduced Rankine Availability+Upgraded HVDC+Constrained Operational Capacity | 531.4627 | 1263.3137 | 1554.7204
2034 | NIWCM | Low Demand Growth+High Gas Supply+Methanex Stays+Increased Demand Response+Reduced Rankine Availability+Upgraded HVDC+Constrained Operational Capacity | 424.0914 | 1204.2755 | 1572.015
2035 | NIWCM | Low Demand Growth+High Gas Supply+Methanex Stays+Increased Demand Response+Reduced Rankine Availability+Upgraded HVDC+Constrained Operational Capacity | 302.088 | 1095.9986 | 1464.6413
2026 | SIWEM_PERC | Low Demand Growth+High Gas Supply+Methanex Stays+Increased Demand Response+Reduced Rankine Availability+Upgraded HVDC+Constrained Operational Capacity | 55.984 | 56.1511 | 56.1511
2027 | SIWEM_PERC | Low Demand Growth+High Gas Supply+Methanex Stays+Increased Demand Response+Reduced Rankine Availability+Upgraded HVDC+Constrained Operational Capacity | 40.785 | 46.1858 | 47.1195
2028 | SIWEM_PERC | Low Demand Growth+High Gas Supply+Methanex Stays+Increased Demand Response+Reduced Rankine Availability+Upgraded HVDC+Constrained Operational Capacity | 41.6917 | 65.4955 | 78.6599
2029 | SIWEM_PERC | Low Demand Growth+High Gas Supply+Methanex Stays+Increased Demand Response+Reduced Rankine Availability+Upgraded HVDC+Constrained Operational Capacity | 37.3243 | 70.924 | 96.8322
2030 | SIWEM_PERC | Low Demand Growth+High Gas Supply+Methanex Stays+Increased Demand Response+Reduced Rankine Availability+Upgraded HVDC+Constrained Operational Capacity | 34.1126 | 73.4591 | 111.4796
2031 | SIWEM_PERC | Low Demand Growth+High Gas Supply+Methanex Stays+Increased Demand Response+Reduced Rankine Availability+Upgraded HVDC+Constrained Operational Capacity | 26.0718 | 65.2816 | 112.4554
2032 | SIWEM_PERC | Low Demand Growth+High Gas Supply+Methanex Stays+Increased Demand Response+Reduced Rankine Availability+Upgraded HVDC+Constrained Operational Capacity | 21.9966 | 61.0966 | 108.8764
2033 | SIWEM_PERC | Low Demand Growth+High Gas Supply+Methanex Stays+Increased Demand Response+Reduced Rankine Availability+Upgraded HVDC+Constrained Operational Capacity | 20.2467 | 56.065 | 105.7919
2034 | SIWEM_PERC | Low Demand Growth+High Gas Supply+Methanex Stays+Increased Demand Response+Reduced Rankine Availability+Upgraded HVDC+Constrained Operational Capacity | 18.6044 | 53.2535 | 102.8781
2035 | SIWEM_PERC | Low Demand Growth+High Gas Supply+Methanex Stays+Increased Demand Response+Reduced Rankine Availability+Upgraded HVDC+Constrained Operational Capacity | 16.5168 | 47.124 | 99.2001
2026 | NZWEM_PERC | Low Demand Growth+High Gas Supply+Methanex Stays+Increased Demand Response+Reduced Rankine Availability+Upgraded HVDC+Constrained Operational Capacity+Low Wind & Solar | 19.5587 | 19.613 | 19.613
2027 | NZWEM_PERC | Low Demand Growth+High Gas Supply+Methanex Stays+Increased Demand Response+Reduced Rankine Availability+Upgraded HVDC+Constrained Operational Capacity+Low Wind & Solar | 13.9822 | 15.7455 | 16.0503
2028 | NZWEM_PERC | Low Demand Growth+High Gas Supply+Methanex Stays+Increased Demand Response+Reduced Rankine Availability+Upgraded HVDC+Constrained Operational Capacity+Low Wind & Solar | 14.241 | 22.0357 | 26.359
2029 | NZWEM_PERC | Low Demand Growth+High Gas Supply+Methanex Stays+Increased Demand Response+Reduced Rankine Availability+Upgraded HVDC+Constrained Operational Capacity+Low Wind & Solar | 12.651 | 23.7643 | 32.557
2030 | NZWEM_PERC | Low Demand Growth+High Gas Supply+Methanex Stays+Increased Demand Response+Reduced Rankine Availability+Upgraded HVDC+Constrained Operational Capacity+Low Wind & Solar | 11.5538 | 24.7887 | 39.2858
2031 | NZWEM_PERC | Low Demand Growth+High Gas Supply+Methanex Stays+Increased Demand Response+Reduced Rankine Availability+Upgraded HVDC+Constrained Operational Capacity+Low Wind & Solar | 8.6452 | 21.6803 | 41.8349
2032 | NZWEM_PERC | Low Demand Growth+High Gas Supply+Methanex Stays+Increased Demand Response+Reduced Rankine Availability+Upgraded HVDC+Constrained Operational Capacity+Low Wind & Solar | 6.9149 | 20.1163 | 40.9841
2033 | NZWEM_PERC | Low Demand Growth+High Gas Supply+Methanex Stays+Increased Demand Response+Reduced Rankine Availability+Upgraded HVDC+Constrained Operational Capacity+Low Wind & Solar | 5.308 | 18.304 | 40.6072
2034 | NZWEM_PERC | Low Demand Growth+High Gas Supply+Methanex Stays+Increased Demand Response+Reduced Rankine Availability+Upgraded HVDC+Constrained Operational Capacity+Low Wind & Solar | 4.0382 | 17.2957 | 39.2318
2035 | NZWEM_PERC | Low Demand Growth+High Gas Supply+Methanex Stays+Increased Demand Response+Reduced Rankine Availability+Upgraded HVDC+Constrained Operational Capacity+Low Wind & Solar | 2.004 | 15.0789 | 36.5396
2026 | NIWCM | Low Demand Growth+High Gas Supply+Methanex Stays+Increased Demand Response+Reduced Rankine Availability+Upgraded HVDC+Constrained Operational Capacity+Low Wind & Solar | 755.6807 | 755.6807 | 755.6807
2027 | NIWCM | Low Demand Growth+High Gas Supply+Methanex Stays+Increased Demand Response+Reduced Rankine Availability+Upgraded HVDC+Constrained Operational Capacity+Low Wind & Solar | 871.2718 | 874.7761 | 874.7761
2028 | NIWCM | Low Demand Growth+High Gas Supply+Methanex Stays+Increased Demand Response+Reduced Rankine Availability+Upgraded HVDC+Constrained Operational Capacity+Low Wind & Solar | 986.508 | 1460.1905 | 1463.7607
2029 | NIWCM | Low Demand Growth+High Gas Supply+Methanex Stays+Increased Demand Response+Reduced Rankine Availability+Upgraded HVDC+Constrained Operational Capacity+Low Wind & Solar | 955.9719 | 1591.4682 | 1737.4933
2030 | NIWCM | Low Demand Growth+High Gas Supply+Methanex Stays+Increased Demand Response+Reduced Rankine Availability+Upgraded HVDC+Constrained Operational Capacity+Low Wind & Solar | 843.2095 | 1554.2908 | 1747.6043
2031 | NIWCM | Low Demand Growth+High Gas Supply+Methanex Stays+Increased Demand Response+Reduced Rankine Availability+Upgraded HVDC+Constrained Operational Capacity+Low Wind & Solar | 760.9969 | 1486.4893 | 1743.6454
2032 | NIWCM | Low Demand Growth+High Gas Supply+Methanex Stays+Increased Demand Response+Reduced Rankine Availability+Upgraded HVDC+Constrained Operational Capacity+Low Wind & Solar | 643.4725 | 1372.3652 | 1651.5803
2033 | NIWCM | Low Demand Growth+High Gas Supply+Methanex Stays+Increased Demand Response+Reduced Rankine Availability+Upgraded HVDC+Constrained Operational Capacity+Low Wind & Solar | 531.4627 | 1263.3137 | 1554.7204
2034 | NIWCM | Low Demand Growth+High Gas Supply+Methanex Stays+Increased Demand Response+Reduced Rankine Availability+Upgraded HVDC+Constrained Operational Capacity+Low Wind & Solar | 424.0914 | 1204.2755 | 1572.015
2035 | NIWCM | Low Demand Growth+High Gas Supply+Methanex Stays+Increased Demand Response+Reduced Rankine Availability+Upgraded HVDC+Constrained Operational Capacity+Low Wind & Solar | 302.088 | 1095.9986 | 1464.6413
2026 | SIWEM_PERC | Low Demand Growth+High Gas Supply+Methanex Stays+Increased Demand Response+Reduced Rankine Availability+Upgraded HVDC+Constrained Operational Capacity+Low Wind & Solar | 52.4772 | 52.628 | 52.628
2027 | SIWEM_PERC | Low Demand Growth+High Gas Supply+Methanex Stays+Increased Demand Response+Reduced Rankine Availability+Upgraded HVDC+Constrained Operational Capacity+Low Wind & Solar | 36.8244 | 41.6984 | 42.541
2028 | SIWEM_PERC | Low Demand Growth+High Gas Supply+Methanex Stays+Increased Demand Response+Reduced Rankine Availability+Upgraded HVDC+Constrained Operational Capacity+Low Wind & Solar | 37.4445 | 58.9266 | 70.8414
2029 | SIWEM_PERC | Low Demand Growth+High Gas Supply+Methanex Stays+Increased Demand Response+Reduced Rankine Availability+Upgraded HVDC+Constrained Operational Capacity+Low Wind & Solar | 33.0024 | 63.5641 | 87.1457
2030 | SIWEM_PERC | Low Demand Growth+High Gas Supply+Methanex Stays+Increased Demand Response+Reduced Rankine Availability+Upgraded HVDC+Constrained Operational Capacity+Low Wind & Solar | 29.8817 | 65.9631 | 103.9437
2031 | SIWEM_PERC | Low Demand Growth+High Gas Supply+Methanex Stays+Increased Demand Response+Reduced Rankine Availability+Upgraded HVDC+Constrained Operational Capacity+Low Wind & Solar | 23.0034 | 57.6643 | 107.2416
2032 | SIWEM_PERC | Low Demand Growth+High Gas Supply+Methanex Stays+Increased Demand Response+Reduced Rankine Availability+Upgraded HVDC+Constrained Operational Capacity+Low Wind & Solar | 20.985 | 53.357 | 103.7535
2033 | SIWEM_PERC | Low Demand Growth+High Gas Supply+Methanex Stays+Increased Demand Response+Reduced Rankine Availability+Upgraded HVDC+Constrained Operational Capacity+Low Wind & Solar | 19.2506 | 48.3998 | 100.7478
2034 | SIWEM_PERC | Low Demand Growth+High Gas Supply+Methanex Stays+Increased Demand Response+Reduced Rankine Availability+Upgraded HVDC+Constrained Operational Capacity+Low Wind & Solar | 17.6231 | 45.7023 | 97.9089
2035 | SIWEM_PERC | Low Demand Growth+High Gas Supply+Methanex Stays+Increased Demand Response+Reduced Rankine Availability+Upgraded HVDC+Constrained Operational Capacity+Low Wind & Solar | 15.5541 | 39.7153 | 94.3247
2026 | NZWEM_PERC | Low Demand Growth+High Gas Supply+Methanex Stays+Increased Demand Response+Reduced Rankine Availability+Delayed Build | 15.9431 | 15.9431 | 15.9431
2027 | NZWEM_PERC | Low Demand Growth+High Gas Supply+Methanex Stays+Increased Demand Response+Reduced Rankine Availability+Delayed Build | 7.5769 | 7.7272 | 7.9056
2028 | NZWEM_PERC | Low Demand Growth+High Gas Supply+Methanex Stays+Increased Demand Response+Reduced Rankine Availability+Delayed Build | 11.3274 | 12.8644 | 13.199
2029 | NZWEM_PERC | Low Demand Growth+High Gas Supply+Methanex Stays+Increased Demand Response+Reduced Rankine Availability+Delayed Build | 12.9849 | 16.0534 | 17.0064
2030 | NZWEM_PERC | Low Demand Growth+High Gas Supply+Methanex Stays+Increased Demand Response+Reduced Rankine Availability+Delayed Build | 13.0988 | 22.907 | 31.1979
2031 | NZWEM_PERC | Low Demand Growth+High Gas Supply+Methanex Stays+Increased Demand Response+Reduced Rankine Availability+Delayed Build | 10.1552 | 23.1154 | 32.4766
2032 | NZWEM_PERC | Low Demand Growth+High Gas Supply+Methanex Stays+Increased Demand Response+Reduced Rankine Availability+Delayed Build | 8.3992 | 21.8803 | 37.2687
2033 | NZWEM_PERC | Low Demand Growth+High Gas Supply+Methanex Stays+Increased Demand Response+Reduced Rankine Availability+Delayed Build | 6.7692 | 20.1373 | 41.7045
2034 | NZWEM_PERC | Low Demand Growth+High Gas Supply+Methanex Stays+Increased Demand Response+Reduced Rankine Availability+Delayed Build | 5.4753 | 19.0399 | 41.3428
2035 | NZWEM_PERC | Low Demand Growth+High Gas Supply+Methanex Stays+Increased Demand Response+Reduced Rankine Availability+Delayed Build | 3.4099 | 17.2002 | 40.8964
2026 | NIWCM | Low Demand Growth+High Gas Supply+Methanex Stays+Increased Demand Response+Reduced Rankine Availability+Delayed Build | 1053.1748 | 1053.1748 | 1053.1748
2027 | NIWCM | Low Demand Growth+High Gas Supply+Methanex Stays+Increased Demand Response+Reduced Rankine Availability+Delayed Build | 1088.1781 | 1090.048 | 1092.5205
2028 | NIWCM | Low Demand Growth+High Gas Supply+Methanex Stays+Increased Demand Response+Reduced Rankine Availability+Delayed Build | 1357.208 | 1371.8893 | 1376.4258
2029 | NIWCM | Low Demand Growth+High Gas Supply+Methanex Stays+Increased Demand Response+Reduced Rankine Availability+Delayed Build | 1397.8083 | 1508.0887 | 1521.681
2030 | NIWCM | Low Demand Growth+High Gas Supply+Methanex Stays+Increased Demand Response+Reduced Rankine Availability+Delayed Build | 1441.0537 | 2047.0653 | 2211.253
2031 | NIWCM | Low Demand Growth+High Gas Supply+Methanex Stays+Increased Demand Response+Reduced Rankine Availability+Delayed Build | 1345.4682 | 2191.4462 | 2412.7758
2032 | NIWCM | Low Demand Growth+High Gas Supply+Methanex Stays+Increased Demand Response+Reduced Rankine Availability+Delayed Build | 1227.9008 | 2118.2777 | 2485.1503
2033 | NIWCM | Low Demand Growth+High Gas Supply+Methanex Stays+Increased Demand Response+Reduced Rankine Availability+Delayed Build | 1192.033 | 2119.5272 | 2675.3634
2034 | NIWCM | Low Demand Growth+High Gas Supply+Methanex Stays+Increased Demand Response+Reduced Rankine Availability+Delayed Build | 1090.2897 | 2055.9664 | 2656.8468
2035 | NIWCM | Low Demand Growth+High Gas Supply+Methanex Stays+Increased Demand Response+Reduced Rankine Availability+Delayed Build | 971.2419 | 1980.4556 | 2670.5893
2026 | SIWEM_PERC | Low Demand Growth+High Gas Supply+Methanex Stays+Increased Demand Response+Reduced Rankine Availability+Delayed Build | 42.4325 | 42.4325 | 42.4325
2027 | SIWEM_PERC | Low Demand Growth+High Gas Supply+Methanex Stays+Increased Demand Response+Reduced Rankine Availability+Delayed Build | 26.6098 | 26.6857 | 26.6857
2028 | SIWEM_PERC | Low Demand Growth+High Gas Supply+Methanex Stays+Increased Demand Response+Reduced Rankine Availability+Delayed Build | 29.4147 | 33.6507 | 34.5726
2029 | SIWEM_PERC | Low Demand Growth+High Gas Supply+Methanex Stays+Increased Demand Response+Reduced Rankine Availability+Delayed Build | 33.9205 | 42.3589 | 44.9798
2030 | SIWEM_PERC | Low Demand Growth+High Gas Supply+Methanex Stays+Increased Demand Response+Reduced Rankine Availability+Delayed Build | 34.1126 | 60.9727 | 79.123
2031 | SIWEM_PERC | Low Demand Growth+High Gas Supply+Methanex Stays+Increased Demand Response+Reduced Rankine Availability+Delayed Build | 26.0718 | 61.2912 | 77.4643
2032 | SIWEM_PERC | Low Demand Growth+High Gas Supply+Methanex Stays+Increased Demand Response+Reduced Rankine Availability+Delayed Build | 21.9966 | 58.1906 | 82.4231
2033 | SIWEM_PERC | Low Demand Growth+High Gas Supply+Methanex Stays+Increased Demand Response+Reduced Rankine Availability+Delayed Build | 20.2467 | 53.4242 | 85.0325
2034 | SIWEM_PERC | Low Demand Growth+High Gas Supply+Methanex Stays+Increased Demand Response+Reduced Rankine Availability+Delayed Build | 18.6044 | 50.4901 | 82.4272
2035 | SIWEM_PERC | Low Demand Growth+High Gas Supply+Methanex Stays+Increased Demand Response+Reduced Rankine Availability+Delayed Build | 16.5168 | 45.5549 | 79.1352
2026 | NZWEM_PERC | Low Demand Growth+High Gas Supply+Methanex Stays+Increased Demand Response+Reduced Rankine Availability+Delayed Build+Low Wind & Solar | 14.9828 | 14.9828 | 14.9828
2027 | NZWEM_PERC | Low Demand Growth+High Gas Supply+Methanex Stays+Increased Demand Response+Reduced Rankine Availability+Delayed Build+Low Wind & Solar | 6.5599 | 6.6956 | 6.8566
2028 | NZWEM_PERC | Low Demand Growth+High Gas Supply+Methanex Stays+Increased Demand Response+Reduced Rankine Availability+Delayed Build+Low Wind & Solar | 10.0466 | 11.4337 | 11.7356
2029 | NZWEM_PERC | Low Demand Growth+High Gas Supply+Methanex Stays+Increased Demand Response+Reduced Rankine Availability+Delayed Build+Low Wind & Solar | 11.534 | 14.3032 | 15.1633
2030 | NZWEM_PERC | Low Demand Growth+High Gas Supply+Methanex Stays+Increased Demand Response+Reduced Rankine Availability+Delayed Build+Low Wind & Solar | 11.5538 | 20.4054 | 27.8876
2031 | NZWEM_PERC | Low Demand Growth+High Gas Supply+Methanex Stays+Increased Demand Response+Reduced Rankine Availability+Delayed Build+Low Wind & Solar | 8.6452 | 20.3414 | 28.7895
2032 | NZWEM_PERC | Low Demand Growth+High Gas Supply+Methanex Stays+Increased Demand Response+Reduced Rankine Availability+Delayed Build+Low Wind & Solar | 6.9149 | 19.0812 | 33.0086
2033 | NZWEM_PERC | Low Demand Growth+High Gas Supply+Methanex Stays+Increased Demand Response+Reduced Rankine Availability+Delayed Build+Low Wind & Solar | 5.308 | 17.3817 | 36.8847
2034 | NZWEM_PERC | Low Demand Growth+High Gas Supply+Methanex Stays+Increased Demand Response+Reduced Rankine Availability+Delayed Build+Low Wind & Solar | 4.0382 | 16.2891 | 36.4939
2035 | NZWEM_PERC | Low Demand Growth+High Gas Supply+Methanex Stays+Increased Demand Response+Reduced Rankine Availability+Delayed Build+Low Wind & Solar | 2.004 | 14.509 | 35.9696
2026 | NIWCM | Low Demand Growth+High Gas Supply+Methanex Stays+Increased Demand Response+Reduced Rankine Availability+Delayed Build+Low Wind & Solar | 1053.1748 | 1053.1748 | 1053.1748
2027 | NIWCM | Low Demand Growth+High Gas Supply+Methanex Stays+Increased Demand Response+Reduced Rankine Availability+Delayed Build+Low Wind & Solar | 1088.1781 | 1090.048 | 1092.5205
2028 | NIWCM | Low Demand Growth+High Gas Supply+Methanex Stays+Increased Demand Response+Reduced Rankine Availability+Delayed Build+Low Wind & Solar | 1357.208 | 1371.8893 | 1376.4258
2029 | NIWCM | Low Demand Growth+High Gas Supply+Methanex Stays+Increased Demand Response+Reduced Rankine Availability+Delayed Build+Low Wind & Solar | 1397.8083 | 1508.0887 | 1521.681
2030 | NIWCM | Low Demand Growth+High Gas Supply+Methanex Stays+Increased Demand Response+Reduced Rankine Availability+Delayed Build+Low Wind & Solar | 1441.0537 | 2047.0653 | 2211.253
2031 | NIWCM | Low Demand Growth+High Gas Supply+Methanex Stays+Increased Demand Response+Reduced Rankine Availability+Delayed Build+Low Wind & Solar | 1345.4682 | 2191.4462 | 2412.7758
2032 | NIWCM | Low Demand Growth+High Gas Supply+Methanex Stays+Increased Demand Response+Reduced Rankine Availability+Delayed Build+Low Wind & Solar | 1227.9008 | 2118.2777 | 2485.1503
2033 | NIWCM | Low Demand Growth+High Gas Supply+Methanex Stays+Increased Demand Response+Reduced Rankine Availability+Delayed Build+Low Wind & Solar | 1192.033 | 2119.5272 | 2675.3634
2034 | NIWCM | Low Demand Growth+High Gas Supply+Methanex Stays+Increased Demand Response+Reduced Rankine Availability+Delayed Build+Low Wind & Solar | 1090.2897 | 2055.9664 | 2656.8468
2035 | NIWCM | Low Demand Growth+High Gas Supply+Methanex Stays+Increased Demand Response+Reduced Rankine Availability+Delayed Build+Low Wind & Solar | 971.2419 | 1980.4556 | 2670.5893
2026 | SIWEM_PERC | Low Demand Growth+High Gas Supply+Methanex Stays+Increased Demand Response+Reduced Rankine Availability+Delayed Build+Low Wind & Solar | 39.7646 | 39.7646 | 39.7646
2027 | SIWEM_PERC | Low Demand Growth+High Gas Supply+Methanex Stays+Increased Demand Response+Reduced Rankine Availability+Delayed Build+Low Wind & Solar | 26.0896 | 26.1581 | 26.1581
2028 | SIWEM_PERC | Low Demand Growth+High Gas Supply+Methanex Stays+Increased Demand Response+Reduced Rankine Availability+Delayed Build+Low Wind & Solar | 27.675 | 29.7077 | 30.5397
2029 | SIWEM_PERC | Low Demand Growth+High Gas Supply+Methanex Stays+Increased Demand Response+Reduced Rankine Availability+Delayed Build+Low Wind & Solar | 29.9307 | 37.5461 | 39.9113
2030 | SIWEM_PERC | Low Demand Growth+High Gas Supply+Methanex Stays+Increased Demand Response+Reduced Rankine Availability+Delayed Build+Low Wind & Solar | 29.8817 | 54.122 | 74.612
2031 | SIWEM_PERC | Low Demand Growth+High Gas Supply+Methanex Stays+Increased Demand Response+Reduced Rankine Availability+Delayed Build+Low Wind & Solar | 23.0034 | 53.9941 | 73.5704
2032 | SIWEM_PERC | Low Demand Growth+High Gas Supply+Methanex Stays+Increased Demand Response+Reduced Rankine Availability+Delayed Build+Low Wind & Solar | 20.985 | 50.5208 | 77.824
2033 | SIWEM_PERC | Low Demand Growth+High Gas Supply+Methanex Stays+Increased Demand Response+Reduced Rankine Availability+Delayed Build+Low Wind & Solar | 19.2506 | 45.8723 | 79.9883
2034 | SIWEM_PERC | Low Demand Growth+High Gas Supply+Methanex Stays+Increased Demand Response+Reduced Rankine Availability+Delayed Build+Low Wind & Solar | 17.6231 | 42.9389 | 77.458
2035 | SIWEM_PERC | Low Demand Growth+High Gas Supply+Methanex Stays+Increased Demand Response+Reduced Rankine Availability+Delayed Build+Low Wind & Solar | 15.5541 | 38.1462 | 74.2598
2026 | NZWEM_PERC | Low Demand Growth+High Gas Supply+Methanex Stays+Increased Demand Response+Reduced Rankine Availability+Delayed Build+Constrained Operational Capacity | 15.9431 | 15.9431 | 15.9431
2027 | NZWEM_PERC | Low Demand Growth+High Gas Supply+Methanex Stays+Increased Demand Response+Reduced Rankine Availability+Delayed Build+Constrained Operational Capacity | 7.5769 | 7.7272 | 7.9056
2028 | NZWEM_PERC | Low Demand Growth+High Gas Supply+Methanex Stays+Increased Demand Response+Reduced Rankine Availability+Delayed Build+Constrained Operational Capacity | 11.3274 | 12.8644 | 13.199
2029 | NZWEM_PERC | Low Demand Growth+High Gas Supply+Methanex Stays+Increased Demand Response+Reduced Rankine Availability+Delayed Build+Constrained Operational Capacity | 12.9849 | 16.0534 | 17.0064
2030 | NZWEM_PERC | Low Demand Growth+High Gas Supply+Methanex Stays+Increased Demand Response+Reduced Rankine Availability+Delayed Build+Constrained Operational Capacity | 13.0988 | 22.907 | 31.1979
2031 | NZWEM_PERC | Low Demand Growth+High Gas Supply+Methanex Stays+Increased Demand Response+Reduced Rankine Availability+Delayed Build+Constrained Operational Capacity | 10.1552 | 23.1154 | 32.4766
2032 | NZWEM_PERC | Low Demand Growth+High Gas Supply+Methanex Stays+Increased Demand Response+Reduced Rankine Availability+Delayed Build+Constrained Operational Capacity | 8.3992 | 21.8803 | 37.2687
2033 | NZWEM_PERC | Low Demand Growth+High Gas Supply+Methanex Stays+Increased Demand Response+Reduced Rankine Availability+Delayed Build+Constrained Operational Capacity | 6.7692 | 20.1373 | 41.7045
2034 | NZWEM_PERC | Low Demand Growth+High Gas Supply+Methanex Stays+Increased Demand Response+Reduced Rankine Availability+Delayed Build+Constrained Operational Capacity | 5.4753 | 19.0399 | 41.3428
2035 | NZWEM_PERC | Low Demand Growth+High Gas Supply+Methanex Stays+Increased Demand Response+Reduced Rankine Availability+Delayed Build+Constrained Operational Capacity | 3.4099 | 17.2002 | 40.8964
2026 | NIWCM | Low Demand Growth+High Gas Supply+Methanex Stays+Increased Demand Response+Reduced Rankine Availability+Delayed Build+Constrained Operational Capacity | 531.3464 | 531.3464 | 531.3464
2027 | NIWCM | Low Demand Growth+High Gas Supply+Methanex Stays+Increased Demand Response+Reduced Rankine Availability+Delayed Build+Constrained Operational Capacity | 558.0602 | 558.0602 | 558.0602
2028 | NIWCM | Low Demand Growth+High Gas Supply+Methanex Stays+Increased Demand Response+Reduced Rankine Availability+Delayed Build+Constrained Operational Capacity | 777.5357 | 777.5357 | 777.5357
2029 | NIWCM | Low Demand Growth+High Gas Supply+Methanex Stays+Increased Demand Response+Reduced Rankine Availability+Delayed Build+Constrained Operational Capacity | 776.6493 | 858.505 | 858.505
2030 | NIWCM | Low Demand Growth+High Gas Supply+Methanex Stays+Increased Demand Response+Reduced Rankine Availability+Delayed Build+Constrained Operational Capacity | 787.433 | 1288.9047 | 1400.3312
2031 | NIWCM | Low Demand Growth+High Gas Supply+Methanex Stays+Increased Demand Response+Reduced Rankine Availability+Delayed Build+Constrained Operational Capacity | 688.0455 | 1329.1832 | 1482.5602
2032 | NIWCM | Low Demand Growth+High Gas Supply+Methanex Stays+Increased Demand Response+Reduced Rankine Availability+Delayed Build+Constrained Operational Capacity | 570.5373 | 1260.6492 | 1466.6186
2033 | NIWCM | Low Demand Growth+High Gas Supply+Methanex Stays+Increased Demand Response+Reduced Rankine Availability+Delayed Build+Constrained Operational Capacity | 531.4618 | 1232.8532 | 1492.6593
2034 | NIWCM | Low Demand Growth+High Gas Supply+Methanex Stays+Increased Demand Response+Reduced Rankine Availability+Delayed Build+Constrained Operational Capacity | 424.0916 | 1134.1839 | 1414.744
2035 | NIWCM | Low Demand Growth+High Gas Supply+Methanex Stays+Increased Demand Response+Reduced Rankine Availability+Delayed Build+Constrained Operational Capacity | 302.0879 | 1043.6678 | 1335.0673
2026 | SIWEM_PERC | Low Demand Growth+High Gas Supply+Methanex Stays+Increased Demand Response+Reduced Rankine Availability+Delayed Build+Constrained Operational Capacity | 42.4325 | 42.4325 | 42.4325
2027 | SIWEM_PERC | Low Demand Growth+High Gas Supply+Methanex Stays+Increased Demand Response+Reduced Rankine Availability+Delayed Build+Constrained Operational Capacity | 26.6098 | 26.6857 | 26.6857
2028 | SIWEM_PERC | Low Demand Growth+High Gas Supply+Methanex Stays+Increased Demand Response+Reduced Rankine Availability+Delayed Build+Constrained Operational Capacity | 29.4147 | 33.6507 | 34.5726
2029 | SIWEM_PERC | Low Demand Growth+High Gas Supply+Methanex Stays+Increased Demand Response+Reduced Rankine Availability+Delayed Build+Constrained Operational Capacity | 33.9205 | 42.3589 | 44.9798
2030 | SIWEM_PERC | Low Demand Growth+High Gas Supply+Methanex Stays+Increased Demand Response+Reduced Rankine Availability+Delayed Build+Constrained Operational Capacity | 34.1126 | 60.9727 | 79.123
2031 | SIWEM_PERC | Low Demand Growth+High Gas Supply+Methanex Stays+Increased Demand Response+Reduced Rankine Availability+Delayed Build+Constrained Operational Capacity | 26.0718 | 61.2912 | 77.4643
2032 | SIWEM_PERC | Low Demand Growth+High Gas Supply+Methanex Stays+Increased Demand Response+Reduced Rankine Availability+Delayed Build+Constrained Operational Capacity | 21.9966 | 58.1906 | 82.4231
2033 | SIWEM_PERC | Low Demand Growth+High Gas Supply+Methanex Stays+Increased Demand Response+Reduced Rankine Availability+Delayed Build+Constrained Operational Capacity | 20.2467 | 53.4242 | 85.0325
2034 | SIWEM_PERC | Low Demand Growth+High Gas Supply+Methanex Stays+Increased Demand Response+Reduced Rankine Availability+Delayed Build+Constrained Operational Capacity | 18.6044 | 50.4901 | 82.4272
2035 | SIWEM_PERC | Low Demand Growth+High Gas Supply+Methanex Stays+Increased Demand Response+Reduced Rankine Availability+Delayed Build+Constrained Operational Capacity | 16.5168 | 45.5549 | 79.1352
2026 | NZWEM_PERC | Low Demand Growth+High Gas Supply+Methanex Stays+Increased Demand Response+Reduced Rankine Availability+Delayed Build+Constrained Operational Capacity+Low Wind & Solar | 14.9828 | 14.9828 | 14.9828
2027 | NZWEM_PERC | Low Demand Growth+High Gas Supply+Methanex Stays+Increased Demand Response+Reduced Rankine Availability+Delayed Build+Constrained Operational Capacity+Low Wind & Solar | 6.5599 | 6.6956 | 6.8566
2028 | NZWEM_PERC | Low Demand Growth+High Gas Supply+Methanex Stays+Increased Demand Response+Reduced Rankine Availability+Delayed Build+Constrained Operational Capacity+Low Wind & Solar | 10.0466 | 11.4337 | 11.7356
2029 | NZWEM_PERC | Low Demand Growth+High Gas Supply+Methanex Stays+Increased Demand Response+Reduced Rankine Availability+Delayed Build+Constrained Operational Capacity+Low Wind & Solar | 11.534 | 14.3032 | 15.1633
2030 | NZWEM_PERC | Low Demand Growth+High Gas Supply+Methanex Stays+Increased Demand Response+Reduced Rankine Availability+Delayed Build+Constrained Operational Capacity+Low Wind & Solar | 11.5538 | 20.4054 | 27.8876
2031 | NZWEM_PERC | Low Demand Growth+High Gas Supply+Methanex Stays+Increased Demand Response+Reduced Rankine Availability+Delayed Build+Constrained Operational Capacity+Low Wind & Solar | 8.6452 | 20.3414 | 28.7895
2032 | NZWEM_PERC | Low Demand Growth+High Gas Supply+Methanex Stays+Increased Demand Response+Reduced Rankine Availability+Delayed Build+Constrained Operational Capacity+Low Wind & Solar | 6.9149 | 19.0812 | 33.0086
2033 | NZWEM_PERC | Low Demand Growth+High Gas Supply+Methanex Stays+Increased Demand Response+Reduced Rankine Availability+Delayed Build+Constrained Operational Capacity+Low Wind & Solar | 5.308 | 17.3817 | 36.8847
2034 | NZWEM_PERC | Low Demand Growth+High Gas Supply+Methanex Stays+Increased Demand Response+Reduced Rankine Availability+Delayed Build+Constrained Operational Capacity+Low Wind & Solar | 4.0382 | 16.2891 | 36.4939
2035 | NZWEM_PERC | Low Demand Growth+High Gas Supply+Methanex Stays+Increased Demand Response+Reduced Rankine Availability+Delayed Build+Constrained Operational Capacity+Low Wind & Solar | 2.004 | 14.509 | 35.9696
2026 | NIWCM | Low Demand Growth+High Gas Supply+Methanex Stays+Increased Demand Response+Reduced Rankine Availability+Delayed Build+Constrained Operational Capacity+Low Wind & Solar | 531.3464 | 531.3464 | 531.3464
2027 | NIWCM | Low Demand Growth+High Gas Supply+Methanex Stays+Increased Demand Response+Reduced Rankine Availability+Delayed Build+Constrained Operational Capacity+Low Wind & Solar | 558.0602 | 558.0602 | 558.0602
2028 | NIWCM | Low Demand Growth+High Gas Supply+Methanex Stays+Increased Demand Response+Reduced Rankine Availability+Delayed Build+Constrained Operational Capacity+Low Wind & Solar | 777.5357 | 777.5357 | 777.5357
2029 | NIWCM | Low Demand Growth+High Gas Supply+Methanex Stays+Increased Demand Response+Reduced Rankine Availability+Delayed Build+Constrained Operational Capacity+Low Wind & Solar | 776.6493 | 858.505 | 858.505
2030 | NIWCM | Low Demand Growth+High Gas Supply+Methanex Stays+Increased Demand Response+Reduced Rankine Availability+Delayed Build+Constrained Operational Capacity+Low Wind & Solar | 787.433 | 1288.9047 | 1400.3312
2031 | NIWCM | Low Demand Growth+High Gas Supply+Methanex Stays+Increased Demand Response+Reduced Rankine Availability+Delayed Build+Constrained Operational Capacity+Low Wind & Solar | 688.0455 | 1329.1832 | 1482.5602
2032 | NIWCM | Low Demand Growth+High Gas Supply+Methanex Stays+Increased Demand Response+Reduced Rankine Availability+Delayed Build+Constrained Operational Capacity+Low Wind & Solar | 570.5373 | 1260.6492 | 1466.6186
2033 | NIWCM | Low Demand Growth+High Gas Supply+Methanex Stays+Increased Demand Response+Reduced Rankine Availability+Delayed Build+Constrained Operational Capacity+Low Wind & Solar | 531.4618 | 1232.8532 | 1492.6593
2034 | NIWCM | Low Demand Growth+High Gas Supply+Methanex Stays+Increased Demand Response+Reduced Rankine Availability+Delayed Build+Constrained Operational Capacity+Low Wind & Solar | 424.0916 | 1134.1839 | 1414.744
2035 | NIWCM | Low Demand Growth+High Gas Supply+Methanex Stays+Increased Demand Response+Reduced Rankine Availability+Delayed Build+Constrained Operational Capacity+Low Wind & Solar | 302.0879 | 1043.6678 | 1335.0673
2026 | SIWEM_PERC | Low Demand Growth+High Gas Supply+Methanex Stays+Increased Demand Response+Reduced Rankine Availability+Delayed Build+Constrained Operational Capacity+Low Wind & Solar | 39.7646 | 39.7646 | 39.7646
2027 | SIWEM_PERC | Low Demand Growth+High Gas Supply+Methanex Stays+Increased Demand Response+Reduced Rankine Availability+Delayed Build+Constrained Operational Capacity+Low Wind & Solar | 26.0896 | 26.1581 | 26.1581
2028 | SIWEM_PERC | Low Demand Growth+High Gas Supply+Methanex Stays+Increased Demand Response+Reduced Rankine Availability+Delayed Build+Constrained Operational Capacity+Low Wind & Solar | 27.675 | 29.7077 | 30.5397
2029 | SIWEM_PERC | Low Demand Growth+High Gas Supply+Methanex Stays+Increased Demand Response+Reduced Rankine Availability+Delayed Build+Constrained Operational Capacity+Low Wind & Solar | 29.9307 | 37.5461 | 39.9113
2030 | SIWEM_PERC | Low Demand Growth+High Gas Supply+Methanex Stays+Increased Demand Response+Reduced Rankine Availability+Delayed Build+Constrained Operational Capacity+Low Wind & Solar | 29.8817 | 54.122 | 74.612
2031 | SIWEM_PERC | Low Demand Growth+High Gas Supply+Methanex Stays+Increased Demand Response+Reduced Rankine Availability+Delayed Build+Constrained Operational Capacity+Low Wind & Solar | 23.0034 | 53.9941 | 73.5704
2032 | SIWEM_PERC | Low Demand Growth+High Gas Supply+Methanex Stays+Increased Demand Response+Reduced Rankine Availability+Delayed Build+Constrained Operational Capacity+Low Wind & Solar | 20.985 | 50.5208 | 77.824
2033 | SIWEM_PERC | Low Demand Growth+High Gas Supply+Methanex Stays+Increased Demand Response+Reduced Rankine Availability+Delayed Build+Constrained Operational Capacity+Low Wind & Solar | 19.2506 | 45.8723 | 79.9883
2034 | SIWEM_PERC | Low Demand Growth+High Gas Supply+Methanex Stays+Increased Demand Response+Reduced Rankine Availability+Delayed Build+Constrained Operational Capacity+Low Wind & Solar | 17.6231 | 42.9389 | 77.458
2035 | SIWEM_PERC | Low Demand Growth+High Gas Supply+Methanex Stays+Increased Demand Response+Reduced Rankine Availability+Delayed Build+Constrained Operational Capacity+Low Wind & Solar | 15.5541 | 38.1462 | 74.2598
2026 | NZWEM_PERC | Low Demand Growth+High Gas Supply+Methanex Stays+Increased Demand Response+Reduced Rankine Availability+Delayed Build+Upgraded HVDC | 15.9431 | 15.9431 | 15.9431
2027 | NZWEM_PERC | Low Demand Growth+High Gas Supply+Methanex Stays+Increased Demand Response+Reduced Rankine Availability+Delayed Build+Upgraded HVDC | 7.5769 | 7.7272 | 7.9056
2028 | NZWEM_PERC | Low Demand Growth+High Gas Supply+Methanex Stays+Increased Demand Response+Reduced Rankine Availability+Delayed Build+Upgraded HVDC | 11.3274 | 12.8644 | 13.199
2029 | NZWEM_PERC | Low Demand Growth+High Gas Supply+Methanex Stays+Increased Demand Response+Reduced Rankine Availability+Delayed Build+Upgraded HVDC | 12.9849 | 16.0534 | 17.0064
2030 | NZWEM_PERC | Low Demand Growth+High Gas Supply+Methanex Stays+Increased Demand Response+Reduced Rankine Availability+Delayed Build+Upgraded HVDC | 13.0988 | 22.907 | 31.1979
2031 | NZWEM_PERC | Low Demand Growth+High Gas Supply+Methanex Stays+Increased Demand Response+Reduced Rankine Availability+Delayed Build+Upgraded HVDC | 10.1552 | 23.1154 | 32.4766
2032 | NZWEM_PERC | Low Demand Growth+High Gas Supply+Methanex Stays+Increased Demand Response+Reduced Rankine Availability+Delayed Build+Upgraded HVDC | 8.3992 | 21.8803 | 37.2687
2033 | NZWEM_PERC | Low Demand Growth+High Gas Supply+Methanex Stays+Increased Demand Response+Reduced Rankine Availability+Delayed Build+Upgraded HVDC | 6.7692 | 20.1373 | 41.7045
2034 | NZWEM_PERC | Low Demand Growth+High Gas Supply+Methanex Stays+Increased Demand Response+Reduced Rankine Availability+Delayed Build+Upgraded HVDC | 5.4753 | 19.0399 | 41.3428
2035 | NZWEM_PERC | Low Demand Growth+High Gas Supply+Methanex Stays+Increased Demand Response+Reduced Rankine Availability+Delayed Build+Upgraded HVDC | 3.4099 | 17.2002 | 40.8964
2026 | NIWCM | Low Demand Growth+High Gas Supply+Methanex Stays+Increased Demand Response+Reduced Rankine Availability+Delayed Build+Upgraded HVDC | 1053.1748 | 1053.1748 | 1053.1748
2027 | NIWCM | Low Demand Growth+High Gas Supply+Methanex Stays+Increased Demand Response+Reduced Rankine Availability+Delayed Build+Upgraded HVDC | 1088.1781 | 1090.048 | 1092.5205
2028 | NIWCM | Low Demand Growth+High Gas Supply+Methanex Stays+Increased Demand Response+Reduced Rankine Availability+Delayed Build+Upgraded HVDC | 1357.208 | 1371.8893 | 1376.4258
2029 | NIWCM | Low Demand Growth+High Gas Supply+Methanex Stays+Increased Demand Response+Reduced Rankine Availability+Delayed Build+Upgraded HVDC | 1397.8083 | 1508.0887 | 1521.681
2030 | NIWCM | Low Demand Growth+High Gas Supply+Methanex Stays+Increased Demand Response+Reduced Rankine Availability+Delayed Build+Upgraded HVDC | 1441.0537 | 2047.0653 | 2211.253
2031 | NIWCM | Low Demand Growth+High Gas Supply+Methanex Stays+Increased Demand Response+Reduced Rankine Availability+Delayed Build+Upgraded HVDC | 1345.6383 | 2246.6017 | 2536.1671
2032 | NIWCM | Low Demand Growth+High Gas Supply+Methanex Stays+Increased Demand Response+Reduced Rankine Availability+Delayed Build+Upgraded HVDC | 1227.8529 | 2187.9013 | 2608.6502
2033 | NIWCM | Low Demand Growth+High Gas Supply+Methanex Stays+Increased Demand Response+Reduced Rankine Availability+Delayed Build+Upgraded HVDC | 1192.0456 | 2160.0206 | 2798.8633
2034 | NIWCM | Low Demand Growth+High Gas Supply+Methanex Stays+Increased Demand Response+Reduced Rankine Availability+Delayed Build+Upgraded HVDC | 1090.2871 | 2074.1939 | 2780.4374
2035 | NIWCM | Low Demand Growth+High Gas Supply+Methanex Stays+Increased Demand Response+Reduced Rankine Availability+Delayed Build+Upgraded HVDC | 971.2425 | 1982.8637 | 2794.0518
2026 | SIWEM_PERC | Low Demand Growth+High Gas Supply+Methanex Stays+Increased Demand Response+Reduced Rankine Availability+Delayed Build+Upgraded HVDC | 42.4325 | 42.4325 | 42.4325
2027 | SIWEM_PERC | Low Demand Growth+High Gas Supply+Methanex Stays+Increased Demand Response+Reduced Rankine Availability+Delayed Build+Upgraded HVDC | 26.6098 | 26.6857 | 26.6857
2028 | SIWEM_PERC | Low Demand Growth+High Gas Supply+Methanex Stays+Increased Demand Response+Reduced Rankine Availability+Delayed Build+Upgraded HVDC | 29.4147 | 33.6507 | 34.5726
2029 | SIWEM_PERC | Low Demand Growth+High Gas Supply+Methanex Stays+Increased Demand Response+Reduced Rankine Availability+Delayed Build+Upgraded HVDC | 33.9205 | 42.3589 | 44.9798
2030 | SIWEM_PERC | Low Demand Growth+High Gas Supply+Methanex Stays+Increased Demand Response+Reduced Rankine Availability+Delayed Build+Upgraded HVDC | 34.1126 | 60.9727 | 83.2702
2031 | SIWEM_PERC | Low Demand Growth+High Gas Supply+Methanex Stays+Increased Demand Response+Reduced Rankine Availability+Delayed Build+Upgraded HVDC | 26.0718 | 61.5709 | 86.3839
2032 | SIWEM_PERC | Low Demand Growth+High Gas Supply+Methanex Stays+Increased Demand Response+Reduced Rankine Availability+Delayed Build+Upgraded HVDC | 21.9966 | 58.1906 | 98.7529
2033 | SIWEM_PERC | Low Demand Growth+High Gas Supply+Methanex Stays+Increased Demand Response+Reduced Rankine Availability+Delayed Build+Upgraded HVDC | 20.2467 | 53.4242 | 105.7919
2034 | SIWEM_PERC | Low Demand Growth+High Gas Supply+Methanex Stays+Increased Demand Response+Reduced Rankine Availability+Delayed Build+Upgraded HVDC | 18.6044 | 50.4901 | 102.8781
2035 | SIWEM_PERC | Low Demand Growth+High Gas Supply+Methanex Stays+Increased Demand Response+Reduced Rankine Availability+Delayed Build+Upgraded HVDC | 16.5168 | 45.5549 | 99.2001
2026 | NZWEM_PERC | Low Demand Growth+High Gas Supply+Methanex Stays+Increased Demand Response+Reduced Rankine Availability+Delayed Build+Upgraded HVDC+Low Wind & Solar | 14.9828 | 14.9828 | 14.9828
2027 | NZWEM_PERC | Low Demand Growth+High Gas Supply+Methanex Stays+Increased Demand Response+Reduced Rankine Availability+Delayed Build+Upgraded HVDC+Low Wind & Solar | 6.5599 | 6.6956 | 6.8566
2028 | NZWEM_PERC | Low Demand Growth+High Gas Supply+Methanex Stays+Increased Demand Response+Reduced Rankine Availability+Delayed Build+Upgraded HVDC+Low Wind & Solar | 10.0466 | 11.4337 | 11.7356
2029 | NZWEM_PERC | Low Demand Growth+High Gas Supply+Methanex Stays+Increased Demand Response+Reduced Rankine Availability+Delayed Build+Upgraded HVDC+Low Wind & Solar | 11.534 | 14.3032 | 15.1633
2030 | NZWEM_PERC | Low Demand Growth+High Gas Supply+Methanex Stays+Increased Demand Response+Reduced Rankine Availability+Delayed Build+Upgraded HVDC+Low Wind & Solar | 11.5538 | 20.4054 | 27.8876
2031 | NZWEM_PERC | Low Demand Growth+High Gas Supply+Methanex Stays+Increased Demand Response+Reduced Rankine Availability+Delayed Build+Upgraded HVDC+Low Wind & Solar | 8.6452 | 20.3414 | 28.7895
2032 | NZWEM_PERC | Low Demand Growth+High Gas Supply+Methanex Stays+Increased Demand Response+Reduced Rankine Availability+Delayed Build+Upgraded HVDC+Low Wind & Solar | 6.9149 | 19.0812 | 33.0086
2033 | NZWEM_PERC | Low Demand Growth+High Gas Supply+Methanex Stays+Increased Demand Response+Reduced Rankine Availability+Delayed Build+Upgraded HVDC+Low Wind & Solar | 5.308 | 17.3817 | 36.8847
2034 | NZWEM_PERC | Low Demand Growth+High Gas Supply+Methanex Stays+Increased Demand Response+Reduced Rankine Availability+Delayed Build+Upgraded HVDC+Low Wind & Solar | 4.0382 | 16.2891 | 36.4939
2035 | NZWEM_PERC | Low Demand Growth+High Gas Supply+Methanex Stays+Increased Demand Response+Reduced Rankine Availability+Delayed Build+Upgraded HVDC+Low Wind & Solar | 2.004 | 14.509 | 35.9696
2026 | NIWCM | Low Demand Growth+High Gas Supply+Methanex Stays+Increased Demand Response+Reduced Rankine Availability+Delayed Build+Upgraded HVDC+Low Wind & Solar | 1053.1748 | 1053.1748 | 1053.1748
2027 | NIWCM | Low Demand Growth+High Gas Supply+Methanex Stays+Increased Demand Response+Reduced Rankine Availability+Delayed Build+Upgraded HVDC+Low Wind & Solar | 1088.1781 | 1090.048 | 1092.5205
2028 | NIWCM | Low Demand Growth+High Gas Supply+Methanex Stays+Increased Demand Response+Reduced Rankine Availability+Delayed Build+Upgraded HVDC+Low Wind & Solar | 1357.208 | 1371.8893 | 1376.4258
2029 | NIWCM | Low Demand Growth+High Gas Supply+Methanex Stays+Increased Demand Response+Reduced Rankine Availability+Delayed Build+Upgraded HVDC+Low Wind & Solar | 1397.8083 | 1508.0887 | 1521.681
2030 | NIWCM | Low Demand Growth+High Gas Supply+Methanex Stays+Increased Demand Response+Reduced Rankine Availability+Delayed Build+Upgraded HVDC+Low Wind & Solar | 1441.0537 | 2047.0653 | 2211.253
2031 | NIWCM | Low Demand Growth+High Gas Supply+Methanex Stays+Increased Demand Response+Reduced Rankine Availability+Delayed Build+Upgraded HVDC+Low Wind & Solar | 1345.6383 | 2246.6017 | 2536.1671
2032 | NIWCM | Low Demand Growth+High Gas Supply+Methanex Stays+Increased Demand Response+Reduced Rankine Availability+Delayed Build+Upgraded HVDC+Low Wind & Solar | 1227.8529 | 2187.9013 | 2608.6502
2033 | NIWCM | Low Demand Growth+High Gas Supply+Methanex Stays+Increased Demand Response+Reduced Rankine Availability+Delayed Build+Upgraded HVDC+Low Wind & Solar | 1192.0456 | 2160.0206 | 2798.8633
2034 | NIWCM | Low Demand Growth+High Gas Supply+Methanex Stays+Increased Demand Response+Reduced Rankine Availability+Delayed Build+Upgraded HVDC+Low Wind & Solar | 1090.2871 | 2074.1939 | 2780.4374
2035 | NIWCM | Low Demand Growth+High Gas Supply+Methanex Stays+Increased Demand Response+Reduced Rankine Availability+Delayed Build+Upgraded HVDC+Low Wind & Solar | 971.2425 | 1982.8637 | 2794.0518
2026 | SIWEM_PERC | Low Demand Growth+High Gas Supply+Methanex Stays+Increased Demand Response+Reduced Rankine Availability+Delayed Build+Upgraded HVDC+Low Wind & Solar | 39.7646 | 39.7646 | 39.7646
2027 | SIWEM_PERC | Low Demand Growth+High Gas Supply+Methanex Stays+Increased Demand Response+Reduced Rankine Availability+Delayed Build+Upgraded HVDC+Low Wind & Solar | 26.0896 | 26.1581 | 26.1581
2028 | SIWEM_PERC | Low Demand Growth+High Gas Supply+Methanex Stays+Increased Demand Response+Reduced Rankine Availability+Delayed Build+Upgraded HVDC+Low Wind & Solar | 27.675 | 29.7077 | 30.5397
2029 | SIWEM_PERC | Low Demand Growth+High Gas Supply+Methanex Stays+Increased Demand Response+Reduced Rankine Availability+Delayed Build+Upgraded HVDC+Low Wind & Solar | 29.9307 | 37.5461 | 39.9113
2030 | SIWEM_PERC | Low Demand Growth+High Gas Supply+Methanex Stays+Increased Demand Response+Reduced Rankine Availability+Delayed Build+Upgraded HVDC+Low Wind & Solar | 29.8817 | 54.122 | 74.612
2031 | SIWEM_PERC | Low Demand Growth+High Gas Supply+Methanex Stays+Increased Demand Response+Reduced Rankine Availability+Delayed Build+Upgraded HVDC+Low Wind & Solar | 23.0034 | 53.9941 | 76.8321
2032 | SIWEM_PERC | Low Demand Growth+High Gas Supply+Methanex Stays+Increased Demand Response+Reduced Rankine Availability+Delayed Build+Upgraded HVDC+Low Wind & Solar | 20.985 | 50.5208 | 87.7122
2033 | SIWEM_PERC | Low Demand Growth+High Gas Supply+Methanex Stays+Increased Demand Response+Reduced Rankine Availability+Delayed Build+Upgraded HVDC+Low Wind & Solar | 19.2506 | 45.8723 | 97.5945
2034 | SIWEM_PERC | Low Demand Growth+High Gas Supply+Methanex Stays+Increased Demand Response+Reduced Rankine Availability+Delayed Build+Upgraded HVDC+Low Wind & Solar | 17.6231 | 42.9389 | 96.5309
2035 | SIWEM_PERC | Low Demand Growth+High Gas Supply+Methanex Stays+Increased Demand Response+Reduced Rankine Availability+Delayed Build+Upgraded HVDC+Low Wind & Solar | 15.5541 | 38.1462 | 94.3247
2026 | NZWEM_PERC | Low Demand Growth+High Gas Supply+Methanex Stays+Increased Demand Response+Reduced Rankine Availability+Delayed Build+Upgraded HVDC+Constrained Operational Capacity | 15.9431 | 15.9431 | 15.9431
2027 | NZWEM_PERC | Low Demand Growth+High Gas Supply+Methanex Stays+Increased Demand Response+Reduced Rankine Availability+Delayed Build+Upgraded HVDC+Constrained Operational Capacity | 7.5769 | 7.7272 | 7.9056
2028 | NZWEM_PERC | Low Demand Growth+High Gas Supply+Methanex Stays+Increased Demand Response+Reduced Rankine Availability+Delayed Build+Upgraded HVDC+Constrained Operational Capacity | 11.3274 | 12.8644 | 13.199
2029 | NZWEM_PERC | Low Demand Growth+High Gas Supply+Methanex Stays+Increased Demand Response+Reduced Rankine Availability+Delayed Build+Upgraded HVDC+Constrained Operational Capacity | 12.9849 | 16.0534 | 17.0064
2030 | NZWEM_PERC | Low Demand Growth+High Gas Supply+Methanex Stays+Increased Demand Response+Reduced Rankine Availability+Delayed Build+Upgraded HVDC+Constrained Operational Capacity | 13.0988 | 22.907 | 31.1979
2031 | NZWEM_PERC | Low Demand Growth+High Gas Supply+Methanex Stays+Increased Demand Response+Reduced Rankine Availability+Delayed Build+Upgraded HVDC+Constrained Operational Capacity | 10.1552 | 23.1154 | 32.4766
2032 | NZWEM_PERC | Low Demand Growth+High Gas Supply+Methanex Stays+Increased Demand Response+Reduced Rankine Availability+Delayed Build+Upgraded HVDC+Constrained Operational Capacity | 8.3992 | 21.8803 | 37.2687
2033 | NZWEM_PERC | Low Demand Growth+High Gas Supply+Methanex Stays+Increased Demand Response+Reduced Rankine Availability+Delayed Build+Upgraded HVDC+Constrained Operational Capacity | 6.7692 | 20.1373 | 41.7045
2034 | NZWEM_PERC | Low Demand Growth+High Gas Supply+Methanex Stays+Increased Demand Response+Reduced Rankine Availability+Delayed Build+Upgraded HVDC+Constrained Operational Capacity | 5.4753 | 19.0399 | 41.3428
2035 | NZWEM_PERC | Low Demand Growth+High Gas Supply+Methanex Stays+Increased Demand Response+Reduced Rankine Availability+Delayed Build+Upgraded HVDC+Constrained Operational Capacity | 3.4099 | 17.2002 | 40.8964
2026 | NIWCM | Low Demand Growth+High Gas Supply+Methanex Stays+Increased Demand Response+Reduced Rankine Availability+Delayed Build+Upgraded HVDC+Constrained Operational Capacity | 531.3464 | 531.3464 | 531.3464
2027 | NIWCM | Low Demand Growth+High Gas Supply+Methanex Stays+Increased Demand Response+Reduced Rankine Availability+Delayed Build+Upgraded HVDC+Constrained Operational Capacity | 558.0602 | 558.0602 | 558.0602
2028 | NIWCM | Low Demand Growth+High Gas Supply+Methanex Stays+Increased Demand Response+Reduced Rankine Availability+Delayed Build+Upgraded HVDC+Constrained Operational Capacity | 777.5357 | 777.5357 | 777.5357
2029 | NIWCM | Low Demand Growth+High Gas Supply+Methanex Stays+Increased Demand Response+Reduced Rankine Availability+Delayed Build+Upgraded HVDC+Constrained Operational Capacity | 776.6493 | 858.505 | 858.505
2030 | NIWCM | Low Demand Growth+High Gas Supply+Methanex Stays+Increased Demand Response+Reduced Rankine Availability+Delayed Build+Upgraded HVDC+Constrained Operational Capacity | 787.433 | 1288.9047 | 1400.3312
2031 | NIWCM | Low Demand Growth+High Gas Supply+Methanex Stays+Increased Demand Response+Reduced Rankine Availability+Delayed Build+Upgraded HVDC+Constrained Operational Capacity | 688.0584 | 1329.1385 | 1482.6596
2032 | NIWCM | Low Demand Growth+High Gas Supply+Methanex Stays+Increased Demand Response+Reduced Rankine Availability+Delayed Build+Upgraded HVDC+Constrained Operational Capacity | 570.534 | 1260.6375 | 1466.7678
2033 | NIWCM | Low Demand Growth+High Gas Supply+Methanex Stays+Increased Demand Response+Reduced Rankine Availability+Delayed Build+Upgraded HVDC+Constrained Operational Capacity | 531.4627 | 1232.8545 | 1492.8087
2034 | NIWCM | Low Demand Growth+High Gas Supply+Methanex Stays+Increased Demand Response+Reduced Rankine Availability+Delayed Build+Upgraded HVDC+Constrained Operational Capacity | 424.0914 | 1134.1863 | 1414.6968
2035 | NIWCM | Low Demand Growth+High Gas Supply+Methanex Stays+Increased Demand Response+Reduced Rankine Availability+Delayed Build+Upgraded HVDC+Constrained Operational Capacity | 302.088 | 1043.6666 | 1335.0803
2026 | SIWEM_PERC | Low Demand Growth+High Gas Supply+Methanex Stays+Increased Demand Response+Reduced Rankine Availability+Delayed Build+Upgraded HVDC+Constrained Operational Capacity | 42.4325 | 42.4325 | 42.4325
2027 | SIWEM_PERC | Low Demand Growth+High Gas Supply+Methanex Stays+Increased Demand Response+Reduced Rankine Availability+Delayed Build+Upgraded HVDC+Constrained Operational Capacity | 26.6098 | 26.6857 | 26.6857
2028 | SIWEM_PERC | Low Demand Growth+High Gas Supply+Methanex Stays+Increased Demand Response+Reduced Rankine Availability+Delayed Build+Upgraded HVDC+Constrained Operational Capacity | 29.4147 | 33.6507 | 34.5726
2029 | SIWEM_PERC | Low Demand Growth+High Gas Supply+Methanex Stays+Increased Demand Response+Reduced Rankine Availability+Delayed Build+Upgraded HVDC+Constrained Operational Capacity | 33.9205 | 42.3589 | 44.9798
2030 | SIWEM_PERC | Low Demand Growth+High Gas Supply+Methanex Stays+Increased Demand Response+Reduced Rankine Availability+Delayed Build+Upgraded HVDC+Constrained Operational Capacity | 34.1126 | 60.9727 | 83.2702
2031 | SIWEM_PERC | Low Demand Growth+High Gas Supply+Methanex Stays+Increased Demand Response+Reduced Rankine Availability+Delayed Build+Upgraded HVDC+Constrained Operational Capacity | 26.0718 | 61.5709 | 86.3839
2032 | SIWEM_PERC | Low Demand Growth+High Gas Supply+Methanex Stays+Increased Demand Response+Reduced Rankine Availability+Delayed Build+Upgraded HVDC+Constrained Operational Capacity | 21.9966 | 58.1906 | 98.7529
2033 | SIWEM_PERC | Low Demand Growth+High Gas Supply+Methanex Stays+Increased Demand Response+Reduced Rankine Availability+Delayed Build+Upgraded HVDC+Constrained Operational Capacity | 20.2467 | 53.4242 | 105.7919
2034 | SIWEM_PERC | Low Demand Growth+High Gas Supply+Methanex Stays+Increased Demand Response+Reduced Rankine Availability+Delayed Build+Upgraded HVDC+Constrained Operational Capacity | 18.6044 | 50.4901 | 102.8781
2035 | SIWEM_PERC | Low Demand Growth+High Gas Supply+Methanex Stays+Increased Demand Response+Reduced Rankine Availability+Delayed Build+Upgraded HVDC+Constrained Operational Capacity | 16.5168 | 45.5549 | 99.2001
2026 | NZWEM_PERC | Low Demand Growth+High Gas Supply+Methanex Stays+Increased Demand Response+Reduced Rankine Availability+Delayed Build+Upgraded HVDC+Constrained Operational Capacity+Low Wind & Solar | 14.9828 | 14.9828 | 14.9828
2027 | NZWEM_PERC | Low Demand Growth+High Gas Supply+Methanex Stays+Increased Demand Response+Reduced Rankine Availability+Delayed Build+Upgraded HVDC+Constrained Operational Capacity+Low Wind & Solar | 6.5599 | 6.6956 | 6.8566
2028 | NZWEM_PERC | Low Demand Growth+High Gas Supply+Methanex Stays+Increased Demand Response+Reduced Rankine Availability+Delayed Build+Upgraded HVDC+Constrained Operational Capacity+Low Wind & Solar | 10.0466 | 11.4337 | 11.7356
2029 | NZWEM_PERC | Low Demand Growth+High Gas Supply+Methanex Stays+Increased Demand Response+Reduced Rankine Availability+Delayed Build+Upgraded HVDC+Constrained Operational Capacity+Low Wind & Solar | 11.534 | 14.3032 | 15.1633
2030 | NZWEM_PERC | Low Demand Growth+High Gas Supply+Methanex Stays+Increased Demand Response+Reduced Rankine Availability+Delayed Build+Upgraded HVDC+Constrained Operational Capacity+Low Wind & Solar | 11.5538 | 20.4054 | 27.8876
2031 | NZWEM_PERC | Low Demand Growth+High Gas Supply+Methanex Stays+Increased Demand Response+Reduced Rankine Availability+Delayed Build+Upgraded HVDC+Constrained Operational Capacity+Low Wind & Solar | 8.6452 | 20.3414 | 28.7895
2032 | NZWEM_PERC | Low Demand Growth+High Gas Supply+Methanex Stays+Increased Demand Response+Reduced Rankine Availability+Delayed Build+Upgraded HVDC+Constrained Operational Capacity+Low Wind & Solar | 6.9149 | 19.0812 | 33.0086
2033 | NZWEM_PERC | Low Demand Growth+High Gas Supply+Methanex Stays+Increased Demand Response+Reduced Rankine Availability+Delayed Build+Upgraded HVDC+Constrained Operational Capacity+Low Wind & Solar | 5.308 | 17.3817 | 36.8847
2034 | NZWEM_PERC | Low Demand Growth+High Gas Supply+Methanex Stays+Increased Demand Response+Reduced Rankine Availability+Delayed Build+Upgraded HVDC+Constrained Operational Capacity+Low Wind & Solar | 4.0382 | 16.2891 | 36.4939
2035 | NZWEM_PERC | Low Demand Growth+High Gas Supply+Methanex Stays+Increased Demand Response+Reduced Rankine Availability+Delayed Build+Upgraded HVDC+Constrained Operational Capacity+Low Wind & Solar | 2.004 | 14.509 | 35.9696
2026 | NIWCM | Low Demand Growth+High Gas Supply+Methanex Stays+Increased Demand Response+Reduced Rankine Availability+Delayed Build+Upgraded HVDC+Constrained Operational Capacity+Low Wind & Solar | 531.3464 | 531.3464 | 531.3464
2027 | NIWCM | Low Demand Growth+High Gas Supply+Methanex Stays+Increased Demand Response+Reduced Rankine Availability+Delayed Build+Upgraded HVDC+Constrained Operational Capacity+Low Wind & Solar | 558.0602 | 558.0602 | 558.0602
2028 | NIWCM | Low Demand Growth+High Gas Supply+Methanex Stays+Increased Demand Response+Reduced Rankine Availability+Delayed Build+Upgraded HVDC+Constrained Operational Capacity+Low Wind & Solar | 777.5357 | 777.5357 | 777.5357
2029 | NIWCM | Low Demand Growth+High Gas Supply+Methanex Stays+Increased Demand Response+Reduced Rankine Availability+Delayed Build+Upgraded HVDC+Constrained Operational Capacity+Low Wind & Solar | 776.6493 | 858.505 | 858.505
2030 | NIWCM | Low Demand Growth+High Gas Supply+Methanex Stays+Increased Demand Response+Reduced Rankine Availability+Delayed Build+Upgraded HVDC+Constrained Operational Capacity+Low Wind & Solar | 787.433 | 1288.9047 | 1400.3312
2031 | NIWCM | Low Demand Growth+High Gas Supply+Methanex Stays+Increased Demand Response+Reduced Rankine Availability+Delayed Build+Upgraded HVDC+Constrained Operational Capacity+Low Wind & Solar | 688.0584 | 1329.1385 | 1482.6596
2032 | NIWCM | Low Demand Growth+High Gas Supply+Methanex Stays+Increased Demand Response+Reduced Rankine Availability+Delayed Build+Upgraded HVDC+Constrained Operational Capacity+Low Wind & Solar | 570.534 | 1260.6375 | 1466.7678
2033 | NIWCM | Low Demand Growth+High Gas Supply+Methanex Stays+Increased Demand Response+Reduced Rankine Availability+Delayed Build+Upgraded HVDC+Constrained Operational Capacity+Low Wind & Solar | 531.4627 | 1232.8545 | 1492.8087
2034 | NIWCM | Low Demand Growth+High Gas Supply+Methanex Stays+Increased Demand Response+Reduced Rankine Availability+Delayed Build+Upgraded HVDC+Constrained Operational Capacity+Low Wind & Solar | 424.0914 | 1134.1863 | 1414.6968
2035 | NIWCM | Low Demand Growth+High Gas Supply+Methanex Stays+Increased Demand Response+Reduced Rankine Availability+Delayed Build+Upgraded HVDC+Constrained Operational Capacity+Low Wind & Solar | 302.088 | 1043.6666 | 1335.0803
2026 | SIWEM_PERC | Low Demand Growth+High Gas Supply+Methanex Stays+Increased Demand Response+Reduced Rankine Availability+Delayed Build+Upgraded HVDC+Constrained Operational Capacity+Low Wind & Solar | 39.7646 | 39.7646 | 39.7646
2027 | SIWEM_PERC | Low Demand Growth+High Gas Supply+Methanex Stays+Increased Demand Response+Reduced Rankine Availability+Delayed Build+Upgraded HVDC+Constrained Operational Capacity+Low Wind & Solar | 26.0896 | 26.1581 | 26.1581
2028 | SIWEM_PERC | Low Demand Growth+High Gas Supply+Methanex Stays+Increased Demand Response+Reduced Rankine Availability+Delayed Build+Upgraded HVDC+Constrained Operational Capacity+Low Wind & Solar | 27.675 | 29.7077 | 30.5397
2029 | SIWEM_PERC | Low Demand Growth+High Gas Supply+Methanex Stays+Increased Demand Response+Reduced Rankine Availability+Delayed Build+Upgraded HVDC+Constrained Operational Capacity+Low Wind & Solar | 29.9307 | 37.5461 | 39.9113
2030 | SIWEM_PERC | Low Demand Growth+High Gas Supply+Methanex Stays+Increased Demand Response+Reduced Rankine Availability+Delayed Build+Upgraded HVDC+Constrained Operational Capacity+Low Wind & Solar | 29.8817 | 54.122 | 74.612
2031 | SIWEM_PERC | Low Demand Growth+High Gas Supply+Methanex Stays+Increased Demand Response+Reduced Rankine Availability+Delayed Build+Upgraded HVDC+Constrained Operational Capacity+Low Wind & Solar | 23.0034 | 53.9941 | 76.8321
2032 | SIWEM_PERC | Low Demand Growth+High Gas Supply+Methanex Stays+Increased Demand Response+Reduced Rankine Availability+Delayed Build+Upgraded HVDC+Constrained Operational Capacity+Low Wind & Solar | 20.985 | 50.5208 | 87.7122
2033 | SIWEM_PERC | Low Demand Growth+High Gas Supply+Methanex Stays+Increased Demand Response+Reduced Rankine Availability+Delayed Build+Upgraded HVDC+Constrained Operational Capacity+Low Wind & Solar | 19.2506 | 45.8723 | 97.5945
2034 | SIWEM_PERC | Low Demand Growth+High Gas Supply+Methanex Stays+Increased Demand Response+Reduced Rankine Availability+Delayed Build+Upgraded HVDC+Constrained Operational Capacity+Low Wind & Solar | 17.6231 | 42.9389 | 96.5309
2035 | SIWEM_PERC | Low Demand Growth+High Gas Supply+Methanex Stays+Increased Demand Response+Reduced Rankine Availability+Delayed Build+Upgraded HVDC+Constrained Operational Capacity+Low Wind & Solar | 15.5541 | 38.1462 | 94.3247
2026 | NZWEM_PERC | High Demand Growth+Ref Gas Supply | 15.5244 | 15.5795 | 15.5795
2027 | NZWEM_PERC | High Demand Growth+Ref Gas Supply | 12.4481 | 14.1689 | 14.4664
2028 | NZWEM_PERC | High Demand Growth+Ref Gas Supply | 8.1177 | 15.3961 | 19.433
2029 | NZWEM_PERC | High Demand Growth+Ref Gas Supply | 2.3519 | 12.254 | 20.0885
2030 | NZWEM_PERC | High Demand Growth+Ref Gas Supply | -3.0761 | 8.1354 | 20.4327
2031 | NZWEM_PERC | High Demand Growth+Ref Gas Supply | -6.9944 | 3.8251 | 20.6029
2032 | NZWEM_PERC | High Demand Growth+Ref Gas Supply | -9.2917 | 1.5423 | 18.6844
2033 | NZWEM_PERC | High Demand Growth+Ref Gas Supply | -11.2757 | -0.71765 | 17.4246
2034 | NZWEM_PERC | High Demand Growth+Ref Gas Supply | -13.2446 | -2.647 | 14.9689
2035 | NZWEM_PERC | High Demand Growth+Ref Gas Supply | -14.8157 | -4.392 | 12.8084
2026 | NIWCM | High Demand Growth+Ref Gas Supply | 861.0651 | 861.8649 | 861.8649
2027 | NIWCM | High Demand Growth+Ref Gas Supply | 989.1942 | 1020.6942 | 1025.2307
2028 | NIWCM | High Demand Growth+Ref Gas Supply | 852.4837 | 1511.8444 | 1594.489
2029 | NIWCM | High Demand Growth+Ref Gas Supply | 527.9139 | 1430.6743 | 1770.6082
2030 | NIWCM | High Demand Growth+Ref Gas Supply | 65.8325 | 1100.6072 | 1676.8574
2031 | NIWCM | High Demand Growth+Ref Gas Supply | -204.3355 | 846.131 | 1674.2616
2032 | NIWCM | High Demand Growth+Ref Gas Supply | -425.8464 | 644.3968 | 1511.031
2033 | NIWCM | High Demand Growth+Ref Gas Supply | -633.9099 | 441.4685 | 1379.8118
2034 | NIWCM | High Demand Growth+Ref Gas Supply | -835.3482 | 250.4077 | 1270.1977
2035 | NIWCM | High Demand Growth+Ref Gas Supply | -949.7463 | 92.578 | 1114.3943
2026 | SIWEM_PERC | High Demand Growth+Ref Gas Supply | 41.6258 | 41.7797 | 41.7797
2027 | SIWEM_PERC | High Demand Growth+Ref Gas Supply | 32.463 | 37.2107 | 38.0314
2028 | SIWEM_PERC | High Demand Growth+Ref Gas Supply | 20.0391 | 39.8421 | 48.7526
2029 | SIWEM_PERC | High Demand Growth+Ref Gas Supply | 4.0993 | 30.6911 | 46.0315
2030 | SIWEM_PERC | High Demand Growth+Ref Gas Supply | -5.5519 | 19.065 | 40.8838
2031 | SIWEM_PERC | High Demand Growth+Ref Gas Supply | -10.8611 | 7.4467 | 36.7253
2032 | SIWEM_PERC | High Demand Growth+Ref Gas Supply | -12.6391 | 1.468 | 33.8665
2033 | SIWEM_PERC | High Demand Growth+Ref Gas Supply | -14.2635 | -3.8927 | 31.2404
2034 | SIWEM_PERC | High Demand Growth+Ref Gas Supply | -16.0174 | -5.893 | 28.4052
2035 | SIWEM_PERC | High Demand Growth+Ref Gas Supply | -17.2782 | -7.3427 | 26.3157
2026 | NZWEM_PERC | High Demand Growth+Ref Gas Supply+Low Wind & Solar | 14.3675 | 14.4173 | 14.4173
2027 | NZWEM_PERC | High Demand Growth+Ref Gas Supply+Low Wind & Solar | 11.1861 | 12.7391 | 13.0076
2028 | NZWEM_PERC | High Demand Growth+Ref Gas Supply+Low Wind & Solar | 6.819 | 13.3876 | 17.0307
2029 | NZWEM_PERC | High Demand Growth+Ref Gas Supply+Low Wind & Solar | 1.0882 | 10.0245 | 17.0948
2030 | NZWEM_PERC | High Demand Growth+Ref Gas Supply+Low Wind & Solar | -4.2622 | 5.8986 | 17.0284
2031 | NZWEM_PERC | High Demand Growth+Ref Gas Supply+Low Wind & Solar | -8.1311 | 1.6814 | 16.8534
2032 | NZWEM_PERC | High Demand Growth+Ref Gas Supply+Low Wind & Solar | -10.3962 | -0.57198 | 14.9576
2033 | NZWEM_PERC | High Demand Growth+Ref Gas Supply+Low Wind & Solar | -12.3521 | -2.7781 | 13.6525
2034 | NZWEM_PERC | High Demand Growth+Ref Gas Supply+Low Wind & Solar | -14.2898 | -4.6477 | 11.3063
2035 | NZWEM_PERC | High Demand Growth+Ref Gas Supply+Low Wind & Solar | -15.8363 | -6.3455 | 9.2322
2026 | NIWCM | High Demand Growth+Ref Gas Supply+Low Wind & Solar | 861.0651 | 861.8649 | 861.8649
2027 | NIWCM | High Demand Growth+Ref Gas Supply+Low Wind & Solar | 989.1942 | 1020.6942 | 1025.2307
2028 | NIWCM | High Demand Growth+Ref Gas Supply+Low Wind & Solar | 852.4837 | 1511.8444 | 1594.489
2029 | NIWCM | High Demand Growth+Ref Gas Supply+Low Wind & Solar | 527.9139 | 1430.6743 | 1770.6082
2030 | NIWCM | High Demand Growth+Ref Gas Supply+Low Wind & Solar | 65.8325 | 1100.6072 | 1676.8574
2031 | NIWCM | High Demand Growth+Ref Gas Supply+Low Wind & Solar | -204.3355 | 846.131 | 1674.2616
2032 | NIWCM | High Demand Growth+Ref Gas Supply+Low Wind & Solar | -425.8464 | 644.3968 | 1511.031
2033 | NIWCM | High Demand Growth+Ref Gas Supply+Low Wind & Solar | -633.9099 | 441.4685 | 1379.8118
2034 | NIWCM | High Demand Growth+Ref Gas Supply+Low Wind & Solar | -835.3482 | 250.4077 | 1270.1977
2035 | NIWCM | High Demand Growth+Ref Gas Supply+Low Wind & Solar | -949.7463 | 92.578 | 1114.3943
2026 | SIWEM_PERC | High Demand Growth+Ref Gas Supply+Low Wind & Solar | 38.3954 | 38.5342 | 38.5342
2027 | SIWEM_PERC | High Demand Growth+Ref Gas Supply+Low Wind & Solar | 28.9814 | 33.2659 | 34.0067
2028 | SIWEM_PERC | High Demand Growth+Ref Gas Supply+Low Wind & Solar | 16.5057 | 34.3772 | 44.2894
2029 | SIWEM_PERC | High Demand Growth+Ref Gas Supply+Low Wind & Solar | 1.3791 | 24.7038 | 42.8389
2030 | SIWEM_PERC | High Demand Growth+Ref Gas Supply+Low Wind & Solar | -6.3293 | 13.1711 | 37.3496
2031 | SIWEM_PERC | High Demand Growth+Ref Gas Supply+Low Wind & Solar | -11.5927 | 1.8997 | 33.0203
2032 | SIWEM_PERC | High Demand Growth+Ref Gas Supply+Low Wind & Solar | -13.3541 | -3.7888 | 30.2456
2033 | SIWEM_PERC | High Demand Growth+Ref Gas Supply+Low Wind & Solar | -14.9631 | -5.6039 | 27.6975
2034 | SIWEM_PERC | High Demand Growth+Ref Gas Supply+Low Wind & Solar | -16.7004 | -7.5635 | 24.9465
2035 | SIWEM_PERC | High Demand Growth+Ref Gas Supply+Low Wind & Solar | -17.9484 | -8.982 | 21.5792
2026 | NZWEM_PERC | High Demand Growth+Ref Gas Supply+Constrained Operational Capacity | 15.5244 | 15.5795 | 15.5795
2027 | NZWEM_PERC | High Demand Growth+Ref Gas Supply+Constrained Operational Capacity | 12.4481 | 14.1689 | 14.4664
2028 | NZWEM_PERC | High Demand Growth+Ref Gas Supply+Constrained Operational Capacity | 8.1177 | 15.3961 | 19.433
2029 | NZWEM_PERC | High Demand Growth+Ref Gas Supply+Constrained Operational Capacity | 2.3519 | 12.254 | 20.0885
2030 | NZWEM_PERC | High Demand Growth+Ref Gas Supply+Constrained Operational Capacity | -3.0761 | 8.1354 | 20.4327
2031 | NZWEM_PERC | High Demand Growth+Ref Gas Supply+Constrained Operational Capacity | -6.9944 | 3.8251 | 20.6029
2032 | NZWEM_PERC | High Demand Growth+Ref Gas Supply+Constrained Operational Capacity | -9.2917 | 1.5423 | 18.6844
2033 | NZWEM_PERC | High Demand Growth+Ref Gas Supply+Constrained Operational Capacity | -11.2757 | -0.71765 | 17.4246
2034 | NZWEM_PERC | High Demand Growth+Ref Gas Supply+Constrained Operational Capacity | -13.2446 | -2.647 | 14.9689
2035 | NZWEM_PERC | High Demand Growth+Ref Gas Supply+Constrained Operational Capacity | -14.8157 | -4.392 | 12.8084
2026 | NIWCM | High Demand Growth+Ref Gas Supply+Constrained Operational Capacity | 264.1721 | 264.1721 | 264.1721
2027 | NIWCM | High Demand Growth+Ref Gas Supply+Constrained Operational Capacity | 362.7771 | 366.8832 | 366.8832
2028 | NIWCM | High Demand Growth+Ref Gas Supply+Constrained Operational Capacity | 192.5593 | 688.5271 | 696.8696
2029 | NIWCM | High Demand Growth+Ref Gas Supply+Constrained Operational Capacity | -147.8654 | 503.0758 | 660.9188
2030 | NIWCM | High Demand Growth+Ref Gas Supply+Constrained Operational Capacity | -614.5146 | 128.5492 | 343.1787
2031 | NIWCM | High Demand Growth+Ref Gas Supply+Constrained Operational Capacity | -887.3439 | -132.9561 | 141.412
2032 | NIWCM | High Demand Growth+Ref Gas Supply+Constrained Operational Capacity | -1115.4489 | -350.9696 | -54.2768
2033 | NIWCM | High Demand Growth+Ref Gas Supply+Constrained Operational Capacity | -1253.7986 | -558.0683 | -247.9035
2034 | NIWCM | High Demand Growth+Ref Gas Supply+Constrained Operational Capacity | -1410.2148 | -732.3396 | -365.9204
2035 | NIWCM | High Demand Growth+Ref Gas Supply+Constrained Operational Capacity | -1524.6129 | -837.0357 | -524.3017
2026 | SIWEM_PERC | High Demand Growth+Ref Gas Supply+Constrained Operational Capacity | 41.6258 | 41.7797 | 41.7797
2027 | SIWEM_PERC | High Demand Growth+Ref Gas Supply+Constrained Operational Capacity | 32.463 | 37.2107 | 38.0314
2028 | SIWEM_PERC | High Demand Growth+Ref Gas Supply+Constrained Operational Capacity | 20.0391 | 39.8421 | 48.7526
2029 | SIWEM_PERC | High Demand Growth+Ref Gas Supply+Constrained Operational Capacity | 4.0993 | 30.6911 | 46.0315
2030 | SIWEM_PERC | High Demand Growth+Ref Gas Supply+Constrained Operational Capacity | -5.5519 | 19.065 | 40.8838
2031 | SIWEM_PERC | High Demand Growth+Ref Gas Supply+Constrained Operational Capacity | -10.8611 | 7.4467 | 36.7253
2032 | SIWEM_PERC | High Demand Growth+Ref Gas Supply+Constrained Operational Capacity | -12.6391 | 1.468 | 33.8665
2033 | SIWEM_PERC | High Demand Growth+Ref Gas Supply+Constrained Operational Capacity | -14.2635 | -3.8927 | 31.2404
2034 | SIWEM_PERC | High Demand Growth+Ref Gas Supply+Constrained Operational Capacity | -16.0174 | -5.893 | 28.4052
2035 | SIWEM_PERC | High Demand Growth+Ref Gas Supply+Constrained Operational Capacity | -17.2782 | -7.3427 | 26.3157
2026 | NZWEM_PERC | High Demand Growth+Ref Gas Supply+Constrained Operational Capacity+Low Wind & Solar | 14.3675 | 14.4173 | 14.4173
2027 | NZWEM_PERC | High Demand Growth+Ref Gas Supply+Constrained Operational Capacity+Low Wind & Solar | 11.1861 | 12.7391 | 13.0076
2028 | NZWEM_PERC | High Demand Growth+Ref Gas Supply+Constrained Operational Capacity+Low Wind & Solar | 6.819 | 13.3876 | 17.0307
2029 | NZWEM_PERC | High Demand Growth+Ref Gas Supply+Constrained Operational Capacity+Low Wind & Solar | 1.0882 | 10.0245 | 17.0948
2030 | NZWEM_PERC | High Demand Growth+Ref Gas Supply+Constrained Operational Capacity+Low Wind & Solar | -4.2622 | 5.8986 | 17.0284
2031 | NZWEM_PERC | High Demand Growth+Ref Gas Supply+Constrained Operational Capacity+Low Wind & Solar | -8.1311 | 1.6814 | 16.8534
2032 | NZWEM_PERC | High Demand Growth+Ref Gas Supply+Constrained Operational Capacity+Low Wind & Solar | -10.3962 | -0.57198 | 14.9576
2033 | NZWEM_PERC | High Demand Growth+Ref Gas Supply+Constrained Operational Capacity+Low Wind & Solar | -12.3521 | -2.7781 | 13.6525
2034 | NZWEM_PERC | High Demand Growth+Ref Gas Supply+Constrained Operational Capacity+Low Wind & Solar | -14.2898 | -4.6477 | 11.3063
2035 | NZWEM_PERC | High Demand Growth+Ref Gas Supply+Constrained Operational Capacity+Low Wind & Solar | -15.8363 | -6.3455 | 9.2322
2026 | NIWCM | High Demand Growth+Ref Gas Supply+Constrained Operational Capacity+Low Wind & Solar | 264.1721 | 264.1721 | 264.1721
2027 | NIWCM | High Demand Growth+Ref Gas Supply+Constrained Operational Capacity+Low Wind & Solar | 362.7771 | 366.8832 | 366.8832
2028 | NIWCM | High Demand Growth+Ref Gas Supply+Constrained Operational Capacity+Low Wind & Solar | 192.5593 | 688.5271 | 696.8696
2029 | NIWCM | High Demand Growth+Ref Gas Supply+Constrained Operational Capacity+Low Wind & Solar | -147.8654 | 503.0758 | 660.9188
2030 | NIWCM | High Demand Growth+Ref Gas Supply+Constrained Operational Capacity+Low Wind & Solar | -614.5146 | 128.5492 | 343.1787
2031 | NIWCM | High Demand Growth+Ref Gas Supply+Constrained Operational Capacity+Low Wind & Solar | -887.3439 | -132.9561 | 141.412
2032 | NIWCM | High Demand Growth+Ref Gas Supply+Constrained Operational Capacity+Low Wind & Solar | -1115.4489 | -350.9696 | -54.2768
2033 | NIWCM | High Demand Growth+Ref Gas Supply+Constrained Operational Capacity+Low Wind & Solar | -1253.7986 | -558.0683 | -247.9035
2034 | NIWCM | High Demand Growth+Ref Gas Supply+Constrained Operational Capacity+Low Wind & Solar | -1410.2148 | -732.3396 | -365.9204
2035 | NIWCM | High Demand Growth+Ref Gas Supply+Constrained Operational Capacity+Low Wind & Solar | -1524.6129 | -837.0357 | -524.3017
2026 | SIWEM_PERC | High Demand Growth+Ref Gas Supply+Constrained Operational Capacity+Low Wind & Solar | 38.3954 | 38.5342 | 38.5342
2027 | SIWEM_PERC | High Demand Growth+Ref Gas Supply+Constrained Operational Capacity+Low Wind & Solar | 28.9814 | 33.2659 | 34.0067
2028 | SIWEM_PERC | High Demand Growth+Ref Gas Supply+Constrained Operational Capacity+Low Wind & Solar | 16.5057 | 34.3772 | 44.2894
2029 | SIWEM_PERC | High Demand Growth+Ref Gas Supply+Constrained Operational Capacity+Low Wind & Solar | 1.3791 | 24.7038 | 42.8389
2030 | SIWEM_PERC | High Demand Growth+Ref Gas Supply+Constrained Operational Capacity+Low Wind & Solar | -6.3293 | 13.1711 | 37.3496
2031 | SIWEM_PERC | High Demand Growth+Ref Gas Supply+Constrained Operational Capacity+Low Wind & Solar | -11.5927 | 1.8997 | 33.0203
2032 | SIWEM_PERC | High Demand Growth+Ref Gas Supply+Constrained Operational Capacity+Low Wind & Solar | -13.3541 | -3.7888 | 30.2456
2033 | SIWEM_PERC | High Demand Growth+Ref Gas Supply+Constrained Operational Capacity+Low Wind & Solar | -14.9631 | -5.6039 | 27.6975
2034 | SIWEM_PERC | High Demand Growth+Ref Gas Supply+Constrained Operational Capacity+Low Wind & Solar | -16.7004 | -7.5635 | 24.9465
2035 | SIWEM_PERC | High Demand Growth+Ref Gas Supply+Constrained Operational Capacity+Low Wind & Solar | -17.9484 | -8.982 | 21.5792
2026 | NZWEM_PERC | High Demand Growth+Ref Gas Supply+Upgraded HVDC | 15.5244 | 15.5795 | 15.5795
2027 | NZWEM_PERC | High Demand Growth+Ref Gas Supply+Upgraded HVDC | 12.4481 | 14.1689 | 14.4664
2028 | NZWEM_PERC | High Demand Growth+Ref Gas Supply+Upgraded HVDC | 8.1177 | 15.3961 | 19.433
2029 | NZWEM_PERC | High Demand Growth+Ref Gas Supply+Upgraded HVDC | 2.3519 | 12.254 | 20.0885
2030 | NZWEM_PERC | High Demand Growth+Ref Gas Supply+Upgraded HVDC | -3.0761 | 8.1354 | 20.4327
2031 | NZWEM_PERC | High Demand Growth+Ref Gas Supply+Upgraded HVDC | -6.9944 | 3.8251 | 20.6029
2032 | NZWEM_PERC | High Demand Growth+Ref Gas Supply+Upgraded HVDC | -9.2917 | 1.5423 | 18.6844
2033 | NZWEM_PERC | High Demand Growth+Ref Gas Supply+Upgraded HVDC | -11.2757 | -0.71765 | 17.4246
2034 | NZWEM_PERC | High Demand Growth+Ref Gas Supply+Upgraded HVDC | -13.2446 | -2.647 | 14.9689
2035 | NZWEM_PERC | High Demand Growth+Ref Gas Supply+Upgraded HVDC | -14.8157 | -4.392 | 12.8084
2026 | NIWCM | High Demand Growth+Ref Gas Supply+Upgraded HVDC | 861.0651 | 861.8649 | 861.8649
2027 | NIWCM | High Demand Growth+Ref Gas Supply+Upgraded HVDC | 989.1942 | 1020.6942 | 1025.2307
2028 | NIWCM | High Demand Growth+Ref Gas Supply+Upgraded HVDC | 852.4837 | 1511.8444 | 1594.489
2029 | NIWCM | High Demand Growth+Ref Gas Supply+Upgraded HVDC | 527.9139 | 1430.6743 | 1770.6082
2030 | NIWCM | High Demand Growth+Ref Gas Supply+Upgraded HVDC | 65.8325 | 1100.6072 | 1676.8574
2031 | NIWCM | High Demand Growth+Ref Gas Supply+Upgraded HVDC | -204.3355 | 846.131 | 1674.2614
2032 | NIWCM | High Demand Growth+Ref Gas Supply+Upgraded HVDC | -425.8464 | 644.3968 | 1511.031
2033 | NIWCM | High Demand Growth+Ref Gas Supply+Upgraded HVDC | -633.9099 | 441.4685 | 1379.8118
2034 | NIWCM | High Demand Growth+Ref Gas Supply+Upgraded HVDC | -835.3482 | 250.4077 | 1270.1977
2035 | NIWCM | High Demand Growth+Ref Gas Supply+Upgraded HVDC | -949.7463 | 92.578 | 1114.3943
2026 | SIWEM_PERC | High Demand Growth+Ref Gas Supply+Upgraded HVDC | 41.6258 | 41.7797 | 41.7797
2027 | SIWEM_PERC | High Demand Growth+Ref Gas Supply+Upgraded HVDC | 32.463 | 37.2107 | 38.0314
2028 | SIWEM_PERC | High Demand Growth+Ref Gas Supply+Upgraded HVDC | 20.0391 | 39.8421 | 50.6403
2029 | SIWEM_PERC | High Demand Growth+Ref Gas Supply+Upgraded HVDC | 4.0993 | 30.6911 | 51.2211
2030 | SIWEM_PERC | High Demand Growth+Ref Gas Supply+Upgraded HVDC | -5.5519 | 19.065 | 50.5215
2031 | SIWEM_PERC | High Demand Growth+Ref Gas Supply+Upgraded HVDC | -10.8611 | 7.4467 | 49.5988
2032 | SIWEM_PERC | High Demand Growth+Ref Gas Supply+Upgraded HVDC | -12.6391 | 1.468 | 44.9876
2033 | SIWEM_PERC | High Demand Growth+Ref Gas Supply+Upgraded HVDC | -14.2635 | -3.8927 | 41.8601
2034 | SIWEM_PERC | High Demand Growth+Ref Gas Supply+Upgraded HVDC | -16.0174 | -5.893 | 35.8713
2035 | SIWEM_PERC | High Demand Growth+Ref Gas Supply+Upgraded HVDC | -17.2782 | -7.3427 | 30.601
2026 | NZWEM_PERC | High Demand Growth+Ref Gas Supply+Upgraded HVDC+Low Wind & Solar | 14.3675 | 14.4173 | 14.4173
2027 | NZWEM_PERC | High Demand Growth+Ref Gas Supply+Upgraded HVDC+Low Wind & Solar | 11.1861 | 12.7391 | 13.0076
2028 | NZWEM_PERC | High Demand Growth+Ref Gas Supply+Upgraded HVDC+Low Wind & Solar | 6.819 | 13.3876 | 17.0307
2029 | NZWEM_PERC | High Demand Growth+Ref Gas Supply+Upgraded HVDC+Low Wind & Solar | 1.0882 | 10.0245 | 17.0948
2030 | NZWEM_PERC | High Demand Growth+Ref Gas Supply+Upgraded HVDC+Low Wind & Solar | -4.2622 | 5.8986 | 17.0284
2031 | NZWEM_PERC | High Demand Growth+Ref Gas Supply+Upgraded HVDC+Low Wind & Solar | -8.1311 | 1.6814 | 16.8534
2032 | NZWEM_PERC | High Demand Growth+Ref Gas Supply+Upgraded HVDC+Low Wind & Solar | -10.3962 | -0.57198 | 14.9576
2033 | NZWEM_PERC | High Demand Growth+Ref Gas Supply+Upgraded HVDC+Low Wind & Solar | -12.3521 | -2.7781 | 13.6525
2034 | NZWEM_PERC | High Demand Growth+Ref Gas Supply+Upgraded HVDC+Low Wind & Solar | -14.2898 | -4.6477 | 11.3063
2035 | NZWEM_PERC | High Demand Growth+Ref Gas Supply+Upgraded HVDC+Low Wind & Solar | -15.8363 | -6.3455 | 9.2322
2026 | NIWCM | High Demand Growth+Ref Gas Supply+Upgraded HVDC+Low Wind & Solar | 861.0651 | 861.8649 | 861.8649
2027 | NIWCM | High Demand Growth+Ref Gas Supply+Upgraded HVDC+Low Wind & Solar | 989.1942 | 1020.6942 | 1025.2307
2028 | NIWCM | High Demand Growth+Ref Gas Supply+Upgraded HVDC+Low Wind & Solar | 852.4837 | 1511.8444 | 1594.489
2029 | NIWCM | High Demand Growth+Ref Gas Supply+Upgraded HVDC+Low Wind & Solar | 527.9139 | 1430.6743 | 1770.6082
2030 | NIWCM | High Demand Growth+Ref Gas Supply+Upgraded HVDC+Low Wind & Solar | 65.8325 | 1100.6072 | 1676.8574
2031 | NIWCM | High Demand Growth+Ref Gas Supply+Upgraded HVDC+Low Wind & Solar | -204.3355 | 846.131 | 1674.2614
2032 | NIWCM | High Demand Growth+Ref Gas Supply+Upgraded HVDC+Low Wind & Solar | -425.8464 | 644.3968 | 1511.031
2033 | NIWCM | High Demand Growth+Ref Gas Supply+Upgraded HVDC+Low Wind & Solar | -633.9099 | 441.4685 | 1379.8118
2034 | NIWCM | High Demand Growth+Ref Gas Supply+Upgraded HVDC+Low Wind & Solar | -835.3482 | 250.4077 | 1270.1977
2035 | NIWCM | High Demand Growth+Ref Gas Supply+Upgraded HVDC+Low Wind & Solar | -949.7463 | 92.578 | 1114.3943
2026 | SIWEM_PERC | High Demand Growth+Ref Gas Supply+Upgraded HVDC+Low Wind & Solar | 38.3954 | 38.5342 | 38.5342
2027 | SIWEM_PERC | High Demand Growth+Ref Gas Supply+Upgraded HVDC+Low Wind & Solar | 28.9814 | 33.2659 | 34.0067
2028 | SIWEM_PERC | High Demand Growth+Ref Gas Supply+Upgraded HVDC+Low Wind & Solar | 16.5057 | 34.3772 | 44.2894
2029 | SIWEM_PERC | High Demand Growth+Ref Gas Supply+Upgraded HVDC+Low Wind & Solar | 1.3791 | 24.7038 | 43.6149
2030 | SIWEM_PERC | High Demand Growth+Ref Gas Supply+Upgraded HVDC+Low Wind & Solar | -6.3293 | 13.1711 | 42.0371
2031 | SIWEM_PERC | High Demand Growth+Ref Gas Supply+Upgraded HVDC+Low Wind & Solar | -11.5927 | 1.8997 | 40.4323
2032 | SIWEM_PERC | High Demand Growth+Ref Gas Supply+Upgraded HVDC+Low Wind & Solar | -13.3541 | -3.7888 | 35.832
2033 | SIWEM_PERC | High Demand Growth+Ref Gas Supply+Upgraded HVDC+Low Wind & Solar | -14.9631 | -5.6039 | 32.5683
2034 | SIWEM_PERC | High Demand Growth+Ref Gas Supply+Upgraded HVDC+Low Wind & Solar | -16.7004 | -7.5635 | 26.8002
2035 | SIWEM_PERC | High Demand Growth+Ref Gas Supply+Upgraded HVDC+Low Wind & Solar | -17.9484 | -8.982 | 21.5792
2026 | NZWEM_PERC | High Demand Growth+Ref Gas Supply+Upgraded HVDC+Constrained Operational Capacity | 15.5244 | 15.5795 | 15.5795
2027 | NZWEM_PERC | High Demand Growth+Ref Gas Supply+Upgraded HVDC+Constrained Operational Capacity | 12.4481 | 14.1689 | 14.4664
2028 | NZWEM_PERC | High Demand Growth+Ref Gas Supply+Upgraded HVDC+Constrained Operational Capacity | 8.1177 | 15.3961 | 19.433
2029 | NZWEM_PERC | High Demand Growth+Ref Gas Supply+Upgraded HVDC+Constrained Operational Capacity | 2.3519 | 12.254 | 20.0885
2030 | NZWEM_PERC | High Demand Growth+Ref Gas Supply+Upgraded HVDC+Constrained Operational Capacity | -3.0761 | 8.1354 | 20.4327
2031 | NZWEM_PERC | High Demand Growth+Ref Gas Supply+Upgraded HVDC+Constrained Operational Capacity | -6.9944 | 3.8251 | 20.6029
2032 | NZWEM_PERC | High Demand Growth+Ref Gas Supply+Upgraded HVDC+Constrained Operational Capacity | -9.2917 | 1.5423 | 18.6844
2033 | NZWEM_PERC | High Demand Growth+Ref Gas Supply+Upgraded HVDC+Constrained Operational Capacity | -11.2757 | -0.71765 | 17.4246
2034 | NZWEM_PERC | High Demand Growth+Ref Gas Supply+Upgraded HVDC+Constrained Operational Capacity | -13.2446 | -2.647 | 14.9689
2035 | NZWEM_PERC | High Demand Growth+Ref Gas Supply+Upgraded HVDC+Constrained Operational Capacity | -14.8157 | -4.392 | 12.8084
2026 | NIWCM | High Demand Growth+Ref Gas Supply+Upgraded HVDC+Constrained Operational Capacity | 264.1721 | 264.1721 | 264.1721
2027 | NIWCM | High Demand Growth+Ref Gas Supply+Upgraded HVDC+Constrained Operational Capacity | 362.7771 | 366.8832 | 366.8832
2028 | NIWCM | High Demand Growth+Ref Gas Supply+Upgraded HVDC+Constrained Operational Capacity | 192.5593 | 688.5271 | 696.8696
2029 | NIWCM | High Demand Growth+Ref Gas Supply+Upgraded HVDC+Constrained Operational Capacity | -147.8654 | 503.0758 | 660.9188
2030 | NIWCM | High Demand Growth+Ref Gas Supply+Upgraded HVDC+Constrained Operational Capacity | -614.5146 | 128.5492 | 343.1787
2031 | NIWCM | High Demand Growth+Ref Gas Supply+Upgraded HVDC+Constrained Operational Capacity | -887.3439 | -132.9561 | 141.412
2032 | NIWCM | High Demand Growth+Ref Gas Supply+Upgraded HVDC+Constrained Operational Capacity | -1115.4489 | -350.9696 | -54.2768
2033 | NIWCM | High Demand Growth+Ref Gas Supply+Upgraded HVDC+Constrained Operational Capacity | -1253.7986 | -558.0683 | -247.9035
2034 | NIWCM | High Demand Growth+Ref Gas Supply+Upgraded HVDC+Constrained Operational Capacity | -1410.2148 | -732.3396 | -365.9204
2035 | NIWCM | High Demand Growth+Ref Gas Supply+Upgraded HVDC+Constrained Operational Capacity | -1524.6129 | -837.0357 | -524.3017
2026 | SIWEM_PERC | High Demand Growth+Ref Gas Supply+Upgraded HVDC+Constrained Operational Capacity | 41.6258 | 41.7797 | 41.7797
2027 | SIWEM_PERC | High Demand Growth+Ref Gas Supply+Upgraded HVDC+Constrained Operational Capacity | 32.463 | 37.2107 | 38.0314
2028 | SIWEM_PERC | High Demand Growth+Ref Gas Supply+Upgraded HVDC+Constrained Operational Capacity | 20.0391 | 39.8421 | 50.6403
2029 | SIWEM_PERC | High Demand Growth+Ref Gas Supply+Upgraded HVDC+Constrained Operational Capacity | 4.0993 | 30.6911 | 51.2211
2030 | SIWEM_PERC | High Demand Growth+Ref Gas Supply+Upgraded HVDC+Constrained Operational Capacity | -5.5519 | 19.065 | 50.5215
2031 | SIWEM_PERC | High Demand Growth+Ref Gas Supply+Upgraded HVDC+Constrained Operational Capacity | -10.8611 | 7.4467 | 49.5988
2032 | SIWEM_PERC | High Demand Growth+Ref Gas Supply+Upgraded HVDC+Constrained Operational Capacity | -12.6391 | 1.468 | 44.9876
2033 | SIWEM_PERC | High Demand Growth+Ref Gas Supply+Upgraded HVDC+Constrained Operational Capacity | -14.2635 | -3.8927 | 41.8601
2034 | SIWEM_PERC | High Demand Growth+Ref Gas Supply+Upgraded HVDC+Constrained Operational Capacity | -16.0174 | -5.893 | 35.8713
2035 | SIWEM_PERC | High Demand Growth+Ref Gas Supply+Upgraded HVDC+Constrained Operational Capacity | -17.2782 | -7.3427 | 30.601
2026 | NZWEM_PERC | High Demand Growth+Ref Gas Supply+Upgraded HVDC+Constrained Operational Capacity+Low Wind & Solar | 14.3675 | 14.4173 | 14.4173
2027 | NZWEM_PERC | High Demand Growth+Ref Gas Supply+Upgraded HVDC+Constrained Operational Capacity+Low Wind & Solar | 11.1861 | 12.7391 | 13.0076
2028 | NZWEM_PERC | High Demand Growth+Ref Gas Supply+Upgraded HVDC+Constrained Operational Capacity+Low Wind & Solar | 6.819 | 13.3876 | 17.0307
2029 | NZWEM_PERC | High Demand Growth+Ref Gas Supply+Upgraded HVDC+Constrained Operational Capacity+Low Wind & Solar | 1.0882 | 10.0245 | 17.0948
2030 | NZWEM_PERC | High Demand Growth+Ref Gas Supply+Upgraded HVDC+Constrained Operational Capacity+Low Wind & Solar | -4.2622 | 5.8986 | 17.0284
2031 | NZWEM_PERC | High Demand Growth+Ref Gas Supply+Upgraded HVDC+Constrained Operational Capacity+Low Wind & Solar | -8.1311 | 1.6814 | 16.8534
2032 | NZWEM_PERC | High Demand Growth+Ref Gas Supply+Upgraded HVDC+Constrained Operational Capacity+Low Wind & Solar | -10.3962 | -0.57198 | 14.9576
2033 | NZWEM_PERC | High Demand Growth+Ref Gas Supply+Upgraded HVDC+Constrained Operational Capacity+Low Wind & Solar | -12.3521 | -2.7781 | 13.6525
2034 | NZWEM_PERC | High Demand Growth+Ref Gas Supply+Upgraded HVDC+Constrained Operational Capacity+Low Wind & Solar | -14.2898 | -4.6477 | 11.3063
2035 | NZWEM_PERC | High Demand Growth+Ref Gas Supply+Upgraded HVDC+Constrained Operational Capacity+Low Wind & Solar | -15.8363 | -6.3455 | 9.2322
2026 | NIWCM | High Demand Growth+Ref Gas Supply+Upgraded HVDC+Constrained Operational Capacity+Low Wind & Solar | 264.1721 | 264.1721 | 264.1721
2027 | NIWCM | High Demand Growth+Ref Gas Supply+Upgraded HVDC+Constrained Operational Capacity+Low Wind & Solar | 362.7771 | 366.8832 | 366.8832
2028 | NIWCM | High Demand Growth+Ref Gas Supply+Upgraded HVDC+Constrained Operational Capacity+Low Wind & Solar | 192.5593 | 688.5271 | 696.8696
2029 | NIWCM | High Demand Growth+Ref Gas Supply+Upgraded HVDC+Constrained Operational Capacity+Low Wind & Solar | -147.8654 | 503.0758 | 660.9188
2030 | NIWCM | High Demand Growth+Ref Gas Supply+Upgraded HVDC+Constrained Operational Capacity+Low Wind & Solar | -614.5146 | 128.5492 | 343.1787
2031 | NIWCM | High Demand Growth+Ref Gas Supply+Upgraded HVDC+Constrained Operational Capacity+Low Wind & Solar | -887.3439 | -132.9561 | 141.412
2032 | NIWCM | High Demand Growth+Ref Gas Supply+Upgraded HVDC+Constrained Operational Capacity+Low Wind & Solar | -1115.4489 | -350.9696 | -54.2768
2033 | NIWCM | High Demand Growth+Ref Gas Supply+Upgraded HVDC+Constrained Operational Capacity+Low Wind & Solar | -1253.7986 | -558.0683 | -247.9035
2034 | NIWCM | High Demand Growth+Ref Gas Supply+Upgraded HVDC+Constrained Operational Capacity+Low Wind & Solar | -1410.2148 | -732.3396 | -365.9204
2035 | NIWCM | High Demand Growth+Ref Gas Supply+Upgraded HVDC+Constrained Operational Capacity+Low Wind & Solar | -1524.6129 | -837.0357 | -524.3017
2026 | SIWEM_PERC | High Demand Growth+Ref Gas Supply+Upgraded HVDC+Constrained Operational Capacity+Low Wind & Solar | 38.3954 | 38.5342 | 38.5342
2027 | SIWEM_PERC | High Demand Growth+Ref Gas Supply+Upgraded HVDC+Constrained Operational Capacity+Low Wind & Solar | 28.9814 | 33.2659 | 34.0067
2028 | SIWEM_PERC | High Demand Growth+Ref Gas Supply+Upgraded HVDC+Constrained Operational Capacity+Low Wind & Solar | 16.5057 | 34.3772 | 44.2894
2029 | SIWEM_PERC | High Demand Growth+Ref Gas Supply+Upgraded HVDC+Constrained Operational Capacity+Low Wind & Solar | 1.3791 | 24.7038 | 43.6149
2030 | SIWEM_PERC | High Demand Growth+Ref Gas Supply+Upgraded HVDC+Constrained Operational Capacity+Low Wind & Solar | -6.3293 | 13.1711 | 42.0371
2031 | SIWEM_PERC | High Demand Growth+Ref Gas Supply+Upgraded HVDC+Constrained Operational Capacity+Low Wind & Solar | -11.5927 | 1.8997 | 40.4323
2032 | SIWEM_PERC | High Demand Growth+Ref Gas Supply+Upgraded HVDC+Constrained Operational Capacity+Low Wind & Solar | -13.3541 | -3.7888 | 35.832
2033 | SIWEM_PERC | High Demand Growth+Ref Gas Supply+Upgraded HVDC+Constrained Operational Capacity+Low Wind & Solar | -14.9631 | -5.6039 | 32.5683
2034 | SIWEM_PERC | High Demand Growth+Ref Gas Supply+Upgraded HVDC+Constrained Operational Capacity+Low Wind & Solar | -16.7004 | -7.5635 | 26.8002
2035 | SIWEM_PERC | High Demand Growth+Ref Gas Supply+Upgraded HVDC+Constrained Operational Capacity+Low Wind & Solar | -17.9484 | -8.982 | 21.5792
2026 | NZWEM_PERC | High Demand Growth+Ref Gas Supply+Delayed Build | 11.0538 | 11.0538 | 11.0538
2027 | NZWEM_PERC | High Demand Growth+Ref Gas Supply+Delayed Build | 5.5446 | 5.677 | 5.8341
2028 | NZWEM_PERC | High Demand Growth+Ref Gas Supply+Delayed Build | 4.3637 | 5.659 | 5.9409
2029 | NZWEM_PERC | High Demand Growth+Ref Gas Supply+Delayed Build | 1.3566 | 3.8241 | 4.5904
2030 | NZWEM_PERC | High Demand Growth+Ref Gas Supply+Delayed Build | -3.0761 | 4.454 | 10.819
2031 | NZWEM_PERC | High Demand Growth+Ref Gas Supply+Delayed Build | -6.9944 | 2.7618 | 9.8087
2032 | NZWEM_PERC | High Demand Growth+Ref Gas Supply+Delayed Build | -9.2917 | 0.74081 | 12.1926
2033 | NZWEM_PERC | High Demand Growth+Ref Gas Supply+Delayed Build | -11.2757 | -1.4275 | 14.461
2034 | NZWEM_PERC | High Demand Growth+Ref Gas Supply+Delayed Build | -13.2446 | -3.3792 | 12.8416
2035 | NZWEM_PERC | High Demand Growth+Ref Gas Supply+Delayed Build | -14.8157 | -4.8058 | 12.3947
2026 | NIWCM | High Demand Growth+Ref Gas Supply+Delayed Build | 567.4665 | 567.4665 | 567.4665
2027 | NIWCM | High Demand Growth+Ref Gas Supply+Delayed Build | 587.7296 | 589.7773 | 592.2498
2028 | NIWCM | High Demand Growth+Ref Gas Supply+Delayed Build | 595.4577 | 616.3802 | 620.9167
2029 | NIWCM | High Demand Growth+Ref Gas Supply+Delayed Build | 318.6206 | 448.0526 | 461.6449
2030 | NIWCM | High Demand Growth+Ref Gas Supply+Delayed Build | 10.056 | 741.2499 | 1040.274
2031 | NIWCM | High Demand Growth+Ref Gas Supply+Delayed Build | -277.274 | 663.3924 | 1029.8667
2032 | NIWCM | High Demand Growth+Ref Gas Supply+Delayed Build | -498.7849 | 518.0891 | 1115.8725
2033 | NIWCM | High Demand Growth+Ref Gas Supply+Delayed Build | -633.9099 | 396.4293 | 1235.3701
2034 | NIWCM | High Demand Growth+Ref Gas Supply+Delayed Build | -835.3482 | 180.3185 | 1055.6795
2035 | NIWCM | High Demand Growth+Ref Gas Supply+Delayed Build | -949.7463 | 40.246 | 984.8333
2026 | SIWEM_PERC | High Demand Growth+Ref Gas Supply+Delayed Build | 29.1422 | 29.1422 | 29.1422
2027 | SIWEM_PERC | High Demand Growth+Ref Gas Supply+Delayed Build | 13.4172 | 13.7826 | 14.216
2028 | SIWEM_PERC | High Demand Growth+Ref Gas Supply+Delayed Build | 9.8254 | 13.3495 | 14.1165
2029 | SIWEM_PERC | High Demand Growth+Ref Gas Supply+Delayed Build | 1.4266 | 8.0527 | 10.1108
2030 | SIWEM_PERC | High Demand Growth+Ref Gas Supply+Delayed Build | -5.5519 | 9.3647 | 26.1361
2031 | SIWEM_PERC | High Demand Growth+Ref Gas Supply+Delayed Build | -10.8611 | 4.6952 | 22.9303
2032 | SIWEM_PERC | High Demand Growth+Ref Gas Supply+Delayed Build | -12.6391 | -0.61789 | 29.1847
2033 | SIWEM_PERC | High Demand Growth+Ref Gas Supply+Delayed Build | -14.2635 | -3.8927 | 31.2404
2034 | SIWEM_PERC | High Demand Growth+Ref Gas Supply+Delayed Build | -16.0174 | -5.893 | 28.4052
2035 | SIWEM_PERC | High Demand Growth+Ref Gas Supply+Delayed Build | -17.2782 | -7.3427 | 26.3157
2026 | NZWEM_PERC | High Demand Growth+Ref Gas Supply+Delayed Build+Low Wind & Solar | 10.1737 | 10.1737 | 10.1737
2027 | NZWEM_PERC | High Demand Growth+Ref Gas Supply+Delayed Build+Low Wind & Solar | 4.6489 | 4.7684 | 4.9102
2028 | NZWEM_PERC | High Demand Growth+Ref Gas Supply+Delayed Build+Low Wind & Solar | 3.2844 | 4.4534 | 4.7078
2029 | NZWEM_PERC | High Demand Growth+Ref Gas Supply+Delayed Build+Low Wind & Solar | 0.18999 | 2.4168 | 3.1084
2030 | NZWEM_PERC | High Demand Growth+Ref Gas Supply+Delayed Build+Low Wind & Solar | -4.2622 | 2.5334 | 8.2777
2031 | NZWEM_PERC | High Demand Growth+Ref Gas Supply+Delayed Build+Low Wind & Solar | -8.1311 | 0.67353 | 7.0331
2032 | NZWEM_PERC | High Demand Growth+Ref Gas Supply+Delayed Build+Low Wind & Solar | -10.3962 | -1.3423 | 9.0223
2033 | NZWEM_PERC | High Demand Growth+Ref Gas Supply+Delayed Build+Low Wind & Solar | -12.3521 | -3.4575 | 10.9102
2034 | NZWEM_PERC | High Demand Growth+Ref Gas Supply+Delayed Build+Low Wind & Solar | -14.2898 | -5.3798 | 9.3151
2035 | NZWEM_PERC | High Demand Growth+Ref Gas Supply+Delayed Build+Low Wind & Solar | -15.8363 | -6.7592 | 8.8185
2026 | NIWCM | High Demand Growth+Ref Gas Supply+Delayed Build+Low Wind & Solar | 567.4665 | 567.4665 | 567.4665
2027 | NIWCM | High Demand Growth+Ref Gas Supply+Delayed Build+Low Wind & Solar | 587.7296 | 589.7773 | 592.2498
2028 | NIWCM | High Demand Growth+Ref Gas Supply+Delayed Build+Low Wind & Solar | 595.4577 | 616.3802 | 620.9167
2029 | NIWCM | High Demand Growth+Ref Gas Supply+Delayed Build+Low Wind & Solar | 318.6206 | 448.0526 | 461.6449
2030 | NIWCM | High Demand Growth+Ref Gas Supply+Delayed Build+Low Wind & Solar | 10.056 | 741.2499 | 1040.274
2031 | NIWCM | High Demand Growth+Ref Gas Supply+Delayed Build+Low Wind & Solar | -277.274 | 663.3924 | 1029.8667
2032 | NIWCM | High Demand Growth+Ref Gas Supply+Delayed Build+Low Wind & Solar | -498.7849 | 518.0891 | 1115.8725
2033 | NIWCM | High Demand Growth+Ref Gas Supply+Delayed Build+Low Wind & Solar | -633.9099 | 396.4293 | 1235.3701
2034 | NIWCM | High Demand Growth+Ref Gas Supply+Delayed Build+Low Wind & Solar | -835.3482 | 180.3185 | 1055.6795
2035 | NIWCM | High Demand Growth+Ref Gas Supply+Delayed Build+Low Wind & Solar | -949.7463 | 40.246 | 984.8333
2026 | SIWEM_PERC | High Demand Growth+Ref Gas Supply+Delayed Build+Low Wind & Solar | 26.6846 | 26.6846 | 26.6846
2027 | SIWEM_PERC | High Demand Growth+Ref Gas Supply+Delayed Build+Low Wind & Solar | 11.0361 | 11.2758 | 11.667
2028 | SIWEM_PERC | High Demand Growth+Ref Gas Supply+Delayed Build+Low Wind & Solar | 6.8889 | 10.0693 | 10.7614
2029 | SIWEM_PERC | High Demand Growth+Ref Gas Supply+Delayed Build+Low Wind & Solar | -0.026737 | 4.2735 | 6.1308
2030 | SIWEM_PERC | High Demand Growth+Ref Gas Supply+Delayed Build+Low Wind & Solar | -6.3293 | 4.3043 | 19.4399
2031 | SIWEM_PERC | High Demand Growth+Ref Gas Supply+Delayed Build+Low Wind & Solar | -11.5927 | -0.70845 | 15.7481
2032 | SIWEM_PERC | High Demand Growth+Ref Gas Supply+Delayed Build+Low Wind & Solar | -13.3541 | -3.7888 | 20.9342
2033 | SIWEM_PERC | High Demand Growth+Ref Gas Supply+Delayed Build+Low Wind & Solar | -14.9631 | -5.6039 | 25.8808
2034 | SIWEM_PERC | High Demand Growth+Ref Gas Supply+Delayed Build+Low Wind & Solar | -16.7004 | -7.5635 | 21.7511
2035 | SIWEM_PERC | High Demand Growth+Ref Gas Supply+Delayed Build+Low Wind & Solar | -17.9484 | -8.982 | 20.4869
2026 | NZWEM_PERC | High Demand Growth+Ref Gas Supply+Delayed Build+Constrained Operational Capacity | 11.0538 | 11.0538 | 11.0538
2027 | NZWEM_PERC | High Demand Growth+Ref Gas Supply+Delayed Build+Constrained Operational Capacity | 5.5446 | 5.677 | 5.8341
2028 | NZWEM_PERC | High Demand Growth+Ref Gas Supply+Delayed Build+Constrained Operational Capacity | 4.3637 | 5.659 | 5.9409
2029 | NZWEM_PERC | High Demand Growth+Ref Gas Supply+Delayed Build+Constrained Operational Capacity | 1.3566 | 3.8241 | 4.5904
2030 | NZWEM_PERC | High Demand Growth+Ref Gas Supply+Delayed Build+Constrained Operational Capacity | -3.0761 | 4.454 | 10.819
2031 | NZWEM_PERC | High Demand Growth+Ref Gas Supply+Delayed Build+Constrained Operational Capacity | -6.9944 | 2.7618 | 9.8087
2032 | NZWEM_PERC | High Demand Growth+Ref Gas Supply+Delayed Build+Constrained Operational Capacity | -9.2917 | 0.74081 | 12.1926
2033 | NZWEM_PERC | High Demand Growth+Ref Gas Supply+Delayed Build+Constrained Operational Capacity | -11.2757 | -1.4275 | 14.461
2034 | NZWEM_PERC | High Demand Growth+Ref Gas Supply+Delayed Build+Constrained Operational Capacity | -13.2446 | -3.3792 | 12.8416
2035 | NZWEM_PERC | High Demand Growth+Ref Gas Supply+Delayed Build+Constrained Operational Capacity | -14.8157 | -4.8058 | 12.3947
2026 | NIWCM | High Demand Growth+Ref Gas Supply+Delayed Build+Constrained Operational Capacity | 33.1014 | 33.1014 | 33.1014
2027 | NIWCM | High Demand Growth+Ref Gas Supply+Delayed Build+Constrained Operational Capacity | 43.4476 | 43.4476 | 43.4476
2028 | NIWCM | High Demand Growth+Ref Gas Supply+Delayed Build+Constrained Operational Capacity | -17.6468 | -17.6468 | -17.6468
2029 | NIWCM | High Demand Growth+Ref Gas Supply+Delayed Build+Constrained Operational Capacity | -328.1855 | -245.962 | -245.962
2030 | NIWCM | High Demand Growth+Ref Gas Supply+Delayed Build+Constrained Operational Capacity | -670.2911 | -155.2348 | -37.2556
2031 | NIWCM | High Demand Growth+Ref Gas Supply+Delayed Build+Constrained Operational Capacity | -960.2824 | -304.5987 | -145.2796
2032 | NIWCM | High Demand Growth+Ref Gas Supply+Delayed Build+Constrained Operational Capacity | -1188.3874 | -462.6973 | -246.9333
2033 | NIWCM | High Demand Growth+Ref Gas Supply+Delayed Build+Constrained Operational Capacity | -1253.7986 | -588.5275 | -309.8152
2034 | NIWCM | High Demand Growth+Ref Gas Supply+Delayed Build+Constrained Operational Capacity | -1410.2148 | -802.4288 | -523.2386
2035 | NIWCM | High Demand Growth+Ref Gas Supply+Delayed Build+Constrained Operational Capacity | -1524.6129 | -889.3677 | -653.8627
2026 | SIWEM_PERC | High Demand Growth+Ref Gas Supply+Delayed Build+Constrained Operational Capacity | 29.1422 | 29.1422 | 29.1422
2027 | SIWEM_PERC | High Demand Growth+Ref Gas Supply+Delayed Build+Constrained Operational Capacity | 13.4172 | 13.7826 | 14.216
2028 | SIWEM_PERC | High Demand Growth+Ref Gas Supply+Delayed Build+Constrained Operational Capacity | 9.8254 | 13.3495 | 14.1165
2029 | SIWEM_PERC | High Demand Growth+Ref Gas Supply+Delayed Build+Constrained Operational Capacity | 1.4266 | 8.0527 | 10.1108
2030 | SIWEM_PERC | High Demand Growth+Ref Gas Supply+Delayed Build+Constrained Operational Capacity | -5.5519 | 9.3647 | 26.1361
2031 | SIWEM_PERC | High Demand Growth+Ref Gas Supply+Delayed Build+Constrained Operational Capacity | -10.8611 | 4.6952 | 22.9303
2032 | SIWEM_PERC | High Demand Growth+Ref Gas Supply+Delayed Build+Constrained Operational Capacity | -12.6391 | -0.61789 | 29.1847
2033 | SIWEM_PERC | High Demand Growth+Ref Gas Supply+Delayed Build+Constrained Operational Capacity | -14.2635 | -3.8927 | 31.2404
2034 | SIWEM_PERC | High Demand Growth+Ref Gas Supply+Delayed Build+Constrained Operational Capacity | -16.0174 | -5.893 | 28.4052
2035 | SIWEM_PERC | High Demand Growth+Ref Gas Supply+Delayed Build+Constrained Operational Capacity | -17.2782 | -7.3427 | 26.3157
2026 | NZWEM_PERC | High Demand Growth+Ref Gas Supply+Delayed Build+Constrained Operational Capacity+Low Wind & Solar | 10.1737 | 10.1737 | 10.1737
2027 | NZWEM_PERC | High Demand Growth+Ref Gas Supply+Delayed Build+Constrained Operational Capacity+Low Wind & Solar | 4.6489 | 4.7684 | 4.9102
2028 | NZWEM_PERC | High Demand Growth+Ref Gas Supply+Delayed Build+Constrained Operational Capacity+Low Wind & Solar | 3.2844 | 4.4534 | 4.7078
2029 | NZWEM_PERC | High Demand Growth+Ref Gas Supply+Delayed Build+Constrained Operational Capacity+Low Wind & Solar | 0.18999 | 2.4168 | 3.1084
2030 | NZWEM_PERC | High Demand Growth+Ref Gas Supply+Delayed Build+Constrained Operational Capacity+Low Wind & Solar | -4.2622 | 2.5334 | 8.2777
2031 | NZWEM_PERC | High Demand Growth+Ref Gas Supply+Delayed Build+Constrained Operational Capacity+Low Wind & Solar | -8.1311 | 0.67353 | 7.0331
2032 | NZWEM_PERC | High Demand Growth+Ref Gas Supply+Delayed Build+Constrained Operational Capacity+Low Wind & Solar | -10.3962 | -1.3423 | 9.0223
2033 | NZWEM_PERC | High Demand Growth+Ref Gas Supply+Delayed Build+Constrained Operational Capacity+Low Wind & Solar | -12.3521 | -3.4575 | 10.9102
2034 | NZWEM_PERC | High Demand Growth+Ref Gas Supply+Delayed Build+Constrained Operational Capacity+Low Wind & Solar | -14.2898 | -5.3798 | 9.3151
2035 | NZWEM_PERC | High Demand Growth+Ref Gas Supply+Delayed Build+Constrained Operational Capacity+Low Wind & Solar | -15.8363 | -6.7592 | 8.8185
2026 | NIWCM | High Demand Growth+Ref Gas Supply+Delayed Build+Constrained Operational Capacity+Low Wind & Solar | 33.1014 | 33.1014 | 33.1014
2027 | NIWCM | High Demand Growth+Ref Gas Supply+Delayed Build+Constrained Operational Capacity+Low Wind & Solar | 43.4476 | 43.4476 | 43.4476
2028 | NIWCM | High Demand Growth+Ref Gas Supply+Delayed Build+Constrained Operational Capacity+Low Wind & Solar | -17.6468 | -17.6468 | -17.6468
2029 | NIWCM | High Demand Growth+Ref Gas Supply+Delayed Build+Constrained Operational Capacity+Low Wind & Solar | -328.1855 | -245.962 | -245.962
2030 | NIWCM | High Demand Growth+Ref Gas Supply+Delayed Build+Constrained Operational Capacity+Low Wind & Solar | -670.2911 | -155.2348 | -37.2556
2031 | NIWCM | High Demand Growth+Ref Gas Supply+Delayed Build+Constrained Operational Capacity+Low Wind & Solar | -960.2824 | -304.5987 | -145.2796
2032 | NIWCM | High Demand Growth+Ref Gas Supply+Delayed Build+Constrained Operational Capacity+Low Wind & Solar | -1188.3874 | -462.6973 | -246.9333
2033 | NIWCM | High Demand Growth+Ref Gas Supply+Delayed Build+Constrained Operational Capacity+Low Wind & Solar | -1253.7986 | -588.5275 | -309.8152
2034 | NIWCM | High Demand Growth+Ref Gas Supply+Delayed Build+Constrained Operational Capacity+Low Wind & Solar | -1410.2148 | -802.4288 | -523.2386
2035 | NIWCM | High Demand Growth+Ref Gas Supply+Delayed Build+Constrained Operational Capacity+Low Wind & Solar | -1524.6129 | -889.3677 | -653.8627
2026 | SIWEM_PERC | High Demand Growth+Ref Gas Supply+Delayed Build+Constrained Operational Capacity+Low Wind & Solar | 26.6846 | 26.6846 | 26.6846
2027 | SIWEM_PERC | High Demand Growth+Ref Gas Supply+Delayed Build+Constrained Operational Capacity+Low Wind & Solar | 11.0361 | 11.2758 | 11.667
2028 | SIWEM_PERC | High Demand Growth+Ref Gas Supply+Delayed Build+Constrained Operational Capacity+Low Wind & Solar | 6.8889 | 10.0693 | 10.7614
2029 | SIWEM_PERC | High Demand Growth+Ref Gas Supply+Delayed Build+Constrained Operational Capacity+Low Wind & Solar | -0.026737 | 4.2735 | 6.1308
2030 | SIWEM_PERC | High Demand Growth+Ref Gas Supply+Delayed Build+Constrained Operational Capacity+Low Wind & Solar | -6.3293 | 4.3043 | 19.4399
2031 | SIWEM_PERC | High Demand Growth+Ref Gas Supply+Delayed Build+Constrained Operational Capacity+Low Wind & Solar | -11.5927 | -0.70845 | 15.7481
2032 | SIWEM_PERC | High Demand Growth+Ref Gas Supply+Delayed Build+Constrained Operational Capacity+Low Wind & Solar | -13.3541 | -3.7888 | 20.9342
2033 | SIWEM_PERC | High Demand Growth+Ref Gas Supply+Delayed Build+Constrained Operational Capacity+Low Wind & Solar | -14.9631 | -5.6039 | 25.8808
2034 | SIWEM_PERC | High Demand Growth+Ref Gas Supply+Delayed Build+Constrained Operational Capacity+Low Wind & Solar | -16.7004 | -7.5635 | 21.7511
2035 | SIWEM_PERC | High Demand Growth+Ref Gas Supply+Delayed Build+Constrained Operational Capacity+Low Wind & Solar | -17.9484 | -8.982 | 20.4869
2026 | NZWEM_PERC | High Demand Growth+Ref Gas Supply+Delayed Build+Upgraded HVDC | 11.0538 | 11.0538 | 11.0538
2027 | NZWEM_PERC | High Demand Growth+Ref Gas Supply+Delayed Build+Upgraded HVDC | 5.5446 | 5.677 | 5.8341
2028 | NZWEM_PERC | High Demand Growth+Ref Gas Supply+Delayed Build+Upgraded HVDC | 4.3637 | 5.659 | 5.9409
2029 | NZWEM_PERC | High Demand Growth+Ref Gas Supply+Delayed Build+Upgraded HVDC | 1.3566 | 3.8241 | 4.5904
2030 | NZWEM_PERC | High Demand Growth+Ref Gas Supply+Delayed Build+Upgraded HVDC | -3.0761 | 4.454 | 10.819
2031 | NZWEM_PERC | High Demand Growth+Ref Gas Supply+Delayed Build+Upgraded HVDC | -6.9944 | 2.7618 | 9.8087
2032 | NZWEM_PERC | High Demand Growth+Ref Gas Supply+Delayed Build+Upgraded HVDC | -9.2917 | 0.74081 | 12.1926
2033 | NZWEM_PERC | High Demand Growth+Ref Gas Supply+Delayed Build+Upgraded HVDC | -11.2757 | -1.4275 | 14.461
2034 | NZWEM_PERC | High Demand Growth+Ref Gas Supply+Delayed Build+Upgraded HVDC | -13.2446 | -3.3792 | 12.8416
2035 | NZWEM_PERC | High Demand Growth+Ref Gas Supply+Delayed Build+Upgraded HVDC | -14.8157 | -4.8058 | 12.3947
2026 | NIWCM | High Demand Growth+Ref Gas Supply+Delayed Build+Upgraded HVDC | 567.4665 | 567.4665 | 567.4665
2027 | NIWCM | High Demand Growth+Ref Gas Supply+Delayed Build+Upgraded HVDC | 587.7296 | 589.7773 | 592.2498
2028 | NIWCM | High Demand Growth+Ref Gas Supply+Delayed Build+Upgraded HVDC | 595.4577 | 616.3802 | 620.9167
2029 | NIWCM | High Demand Growth+Ref Gas Supply+Delayed Build+Upgraded HVDC | 318.6206 | 448.0526 | 461.6449
2030 | NIWCM | High Demand Growth+Ref Gas Supply+Delayed Build+Upgraded HVDC | 10.056 | 741.2499 | 1040.274
2031 | NIWCM | High Demand Growth+Ref Gas Supply+Delayed Build+Upgraded HVDC | -277.274 | 663.3924 | 1029.8667
2032 | NIWCM | High Demand Growth+Ref Gas Supply+Delayed Build+Upgraded HVDC | -498.7849 | 518.0891 | 1115.8725
2033 | NIWCM | High Demand Growth+Ref Gas Supply+Delayed Build+Upgraded HVDC | -633.9099 | 396.4293 | 1235.3701
2034 | NIWCM | High Demand Growth+Ref Gas Supply+Delayed Build+Upgraded HVDC | -835.3482 | 180.3185 | 1055.6795
2035 | NIWCM | High Demand Growth+Ref Gas Supply+Delayed Build+Upgraded HVDC | -949.7463 | 40.246 | 984.8333
2026 | SIWEM_PERC | High Demand Growth+Ref Gas Supply+Delayed Build+Upgraded HVDC | 29.1422 | 29.1422 | 29.1422
2027 | SIWEM_PERC | High Demand Growth+Ref Gas Supply+Delayed Build+Upgraded HVDC | 13.4172 | 13.7826 | 14.216
2028 | SIWEM_PERC | High Demand Growth+Ref Gas Supply+Delayed Build+Upgraded HVDC | 9.8254 | 13.3495 | 14.1165
2029 | SIWEM_PERC | High Demand Growth+Ref Gas Supply+Delayed Build+Upgraded HVDC | 1.4266 | 8.0527 | 10.1108
2030 | SIWEM_PERC | High Demand Growth+Ref Gas Supply+Delayed Build+Upgraded HVDC | -5.5519 | 9.3647 | 26.1361
2031 | SIWEM_PERC | High Demand Growth+Ref Gas Supply+Delayed Build+Upgraded HVDC | -10.8611 | 4.6952 | 22.9303
2032 | SIWEM_PERC | High Demand Growth+Ref Gas Supply+Delayed Build+Upgraded HVDC | -12.6391 | -0.61789 | 29.1847
2033 | SIWEM_PERC | High Demand Growth+Ref Gas Supply+Delayed Build+Upgraded HVDC | -14.2635 | -3.8927 | 34.8084
2034 | SIWEM_PERC | High Demand Growth+Ref Gas Supply+Delayed Build+Upgraded HVDC | -16.0174 | -5.893 | 30.7822
2035 | SIWEM_PERC | High Demand Growth+Ref Gas Supply+Delayed Build+Upgraded HVDC | -17.2782 | -7.3427 | 29.6063
2026 | NZWEM_PERC | High Demand Growth+Ref Gas Supply+Delayed Build+Upgraded HVDC+Low Wind & Solar | 10.1737 | 10.1737 | 10.1737
2027 | NZWEM_PERC | High Demand Growth+Ref Gas Supply+Delayed Build+Upgraded HVDC+Low Wind & Solar | 4.6489 | 4.7684 | 4.9102
2028 | NZWEM_PERC | High Demand Growth+Ref Gas Supply+Delayed Build+Upgraded HVDC+Low Wind & Solar | 3.2844 | 4.4534 | 4.7078
2029 | NZWEM_PERC | High Demand Growth+Ref Gas Supply+Delayed Build+Upgraded HVDC+Low Wind & Solar | 0.18999 | 2.4168 | 3.1084
2030 | NZWEM_PERC | High Demand Growth+Ref Gas Supply+Delayed Build+Upgraded HVDC+Low Wind & Solar | -4.2622 | 2.5334 | 8.2777
2031 | NZWEM_PERC | High Demand Growth+Ref Gas Supply+Delayed Build+Upgraded HVDC+Low Wind & Solar | -8.1311 | 0.67353 | 7.0331
2032 | NZWEM_PERC | High Demand Growth+Ref Gas Supply+Delayed Build+Upgraded HVDC+Low Wind & Solar | -10.3962 | -1.3423 | 9.0223
2033 | NZWEM_PERC | High Demand Growth+Ref Gas Supply+Delayed Build+Upgraded HVDC+Low Wind & Solar | -12.3521 | -3.4575 | 10.9102
2034 | NZWEM_PERC | High Demand Growth+Ref Gas Supply+Delayed Build+Upgraded HVDC+Low Wind & Solar | -14.2898 | -5.3798 | 9.3151
2035 | NZWEM_PERC | High Demand Growth+Ref Gas Supply+Delayed Build+Upgraded HVDC+Low Wind & Solar | -15.8363 | -6.7592 | 8.8185
2026 | NIWCM | High Demand Growth+Ref Gas Supply+Delayed Build+Upgraded HVDC+Low Wind & Solar | 567.4665 | 567.4665 | 567.4665
2027 | NIWCM | High Demand Growth+Ref Gas Supply+Delayed Build+Upgraded HVDC+Low Wind & Solar | 587.7296 | 589.7773 | 592.2498
2028 | NIWCM | High Demand Growth+Ref Gas Supply+Delayed Build+Upgraded HVDC+Low Wind & Solar | 595.4577 | 616.3802 | 620.9167
2029 | NIWCM | High Demand Growth+Ref Gas Supply+Delayed Build+Upgraded HVDC+Low Wind & Solar | 318.6206 | 448.0526 | 461.6449
2030 | NIWCM | High Demand Growth+Ref Gas Supply+Delayed Build+Upgraded HVDC+Low Wind & Solar | 10.056 | 741.2499 | 1040.274
2031 | NIWCM | High Demand Growth+Ref Gas Supply+Delayed Build+Upgraded HVDC+Low Wind & Solar | -277.274 | 663.3924 | 1029.8667
2032 | NIWCM | High Demand Growth+Ref Gas Supply+Delayed Build+Upgraded HVDC+Low Wind & Solar | -498.7849 | 518.0891 | 1115.8725
2033 | NIWCM | High Demand Growth+Ref Gas Supply+Delayed Build+Upgraded HVDC+Low Wind & Solar | -633.9099 | 396.4293 | 1235.3701
2034 | NIWCM | High Demand Growth+Ref Gas Supply+Delayed Build+Upgraded HVDC+Low Wind & Solar | -835.3482 | 180.3185 | 1055.6795
2035 | NIWCM | High Demand Growth+Ref Gas Supply+Delayed Build+Upgraded HVDC+Low Wind & Solar | -949.7463 | 40.246 | 984.8333
2026 | SIWEM_PERC | High Demand Growth+Ref Gas Supply+Delayed Build+Upgraded HVDC+Low Wind & Solar | 26.6846 | 26.6846 | 26.6846
2027 | SIWEM_PERC | High Demand Growth+Ref Gas Supply+Delayed Build+Upgraded HVDC+Low Wind & Solar | 11.0361 | 11.2758 | 11.667
2028 | SIWEM_PERC | High Demand Growth+Ref Gas Supply+Delayed Build+Upgraded HVDC+Low Wind & Solar | 6.8889 | 10.0693 | 10.7614
2029 | SIWEM_PERC | High Demand Growth+Ref Gas Supply+Delayed Build+Upgraded HVDC+Low Wind & Solar | -0.026737 | 4.2735 | 6.1308
2030 | SIWEM_PERC | High Demand Growth+Ref Gas Supply+Delayed Build+Upgraded HVDC+Low Wind & Solar | -6.3293 | 4.3043 | 19.4399
2031 | SIWEM_PERC | High Demand Growth+Ref Gas Supply+Delayed Build+Upgraded HVDC+Low Wind & Solar | -11.5927 | -0.70845 | 15.7481
2032 | SIWEM_PERC | High Demand Growth+Ref Gas Supply+Delayed Build+Upgraded HVDC+Low Wind & Solar | -13.3541 | -3.7888 | 20.9342
2033 | SIWEM_PERC | High Demand Growth+Ref Gas Supply+Delayed Build+Upgraded HVDC+Low Wind & Solar | -14.9631 | -5.6039 | 25.8808
2034 | SIWEM_PERC | High Demand Growth+Ref Gas Supply+Delayed Build+Upgraded HVDC+Low Wind & Solar | -16.7004 | -7.5635 | 21.7511
2035 | SIWEM_PERC | High Demand Growth+Ref Gas Supply+Delayed Build+Upgraded HVDC+Low Wind & Solar | -17.9484 | -8.982 | 20.4869
2026 | NZWEM_PERC | High Demand Growth+Ref Gas Supply+Delayed Build+Upgraded HVDC+Constrained Operational Capacity | 11.0538 | 11.0538 | 11.0538
2027 | NZWEM_PERC | High Demand Growth+Ref Gas Supply+Delayed Build+Upgraded HVDC+Constrained Operational Capacity | 5.5446 | 5.677 | 5.8341
2028 | NZWEM_PERC | High Demand Growth+Ref Gas Supply+Delayed Build+Upgraded HVDC+Constrained Operational Capacity | 4.3637 | 5.659 | 5.9409
2029 | NZWEM_PERC | High Demand Growth+Ref Gas Supply+Delayed Build+Upgraded HVDC+Constrained Operational Capacity | 1.3566 | 3.8241 | 4.5904
2030 | NZWEM_PERC | High Demand Growth+Ref Gas Supply+Delayed Build+Upgraded HVDC+Constrained Operational Capacity | -3.0761 | 4.454 | 10.819
2031 | NZWEM_PERC | High Demand Growth+Ref Gas Supply+Delayed Build+Upgraded HVDC+Constrained Operational Capacity | -6.9944 | 2.7618 | 9.8087
2032 | NZWEM_PERC | High Demand Growth+Ref Gas Supply+Delayed Build+Upgraded HVDC+Constrained Operational Capacity | -9.2917 | 0.74081 | 12.1926
2033 | NZWEM_PERC | High Demand Growth+Ref Gas Supply+Delayed Build+Upgraded HVDC+Constrained Operational Capacity | -11.2757 | -1.4275 | 14.461
2034 | NZWEM_PERC | High Demand Growth+Ref Gas Supply+Delayed Build+Upgraded HVDC+Constrained Operational Capacity | -13.2446 | -3.3792 | 12.8416
2035 | NZWEM_PERC | High Demand Growth+Ref Gas Supply+Delayed Build+Upgraded HVDC+Constrained Operational Capacity | -14.8157 | -4.8058 | 12.3947
2026 | NIWCM | High Demand Growth+Ref Gas Supply+Delayed Build+Upgraded HVDC+Constrained Operational Capacity | 33.1014 | 33.1014 | 33.1014
2027 | NIWCM | High Demand Growth+Ref Gas Supply+Delayed Build+Upgraded HVDC+Constrained Operational Capacity | 43.4476 | 43.4476 | 43.4476
2028 | NIWCM | High Demand Growth+Ref Gas Supply+Delayed Build+Upgraded HVDC+Constrained Operational Capacity | -17.6468 | -17.6468 | -17.6468
2029 | NIWCM | High Demand Growth+Ref Gas Supply+Delayed Build+Upgraded HVDC+Constrained Operational Capacity | -328.1855 | -245.962 | -245.962
2030 | NIWCM | High Demand Growth+Ref Gas Supply+Delayed Build+Upgraded HVDC+Constrained Operational Capacity | -670.2911 | -155.2348 | -37.2556
2031 | NIWCM | High Demand Growth+Ref Gas Supply+Delayed Build+Upgraded HVDC+Constrained Operational Capacity | -960.2824 | -304.5987 | -145.2796
2032 | NIWCM | High Demand Growth+Ref Gas Supply+Delayed Build+Upgraded HVDC+Constrained Operational Capacity | -1188.3874 | -462.6973 | -246.9333
2033 | NIWCM | High Demand Growth+Ref Gas Supply+Delayed Build+Upgraded HVDC+Constrained Operational Capacity | -1253.7986 | -588.5275 | -309.8152
2034 | NIWCM | High Demand Growth+Ref Gas Supply+Delayed Build+Upgraded HVDC+Constrained Operational Capacity | -1410.2148 | -802.4288 | -523.2386
2035 | NIWCM | High Demand Growth+Ref Gas Supply+Delayed Build+Upgraded HVDC+Constrained Operational Capacity | -1524.6129 | -889.3677 | -653.8627
2026 | SIWEM_PERC | High Demand Growth+Ref Gas Supply+Delayed Build+Upgraded HVDC+Constrained Operational Capacity | 29.1422 | 29.1422 | 29.1422
2027 | SIWEM_PERC | High Demand Growth+Ref Gas Supply+Delayed Build+Upgraded HVDC+Constrained Operational Capacity | 13.4172 | 13.7826 | 14.216
2028 | SIWEM_PERC | High Demand Growth+Ref Gas Supply+Delayed Build+Upgraded HVDC+Constrained Operational Capacity | 9.8254 | 13.3495 | 14.1165
2029 | SIWEM_PERC | High Demand Growth+Ref Gas Supply+Delayed Build+Upgraded HVDC+Constrained Operational Capacity | 1.4266 | 8.0527 | 10.1108
2030 | SIWEM_PERC | High Demand Growth+Ref Gas Supply+Delayed Build+Upgraded HVDC+Constrained Operational Capacity | -5.5519 | 9.3647 | 26.1361
2031 | SIWEM_PERC | High Demand Growth+Ref Gas Supply+Delayed Build+Upgraded HVDC+Constrained Operational Capacity | -10.8611 | 4.6952 | 22.9303
2032 | SIWEM_PERC | High Demand Growth+Ref Gas Supply+Delayed Build+Upgraded HVDC+Constrained Operational Capacity | -12.6391 | -0.61789 | 29.1847
2033 | SIWEM_PERC | High Demand Growth+Ref Gas Supply+Delayed Build+Upgraded HVDC+Constrained Operational Capacity | -14.2635 | -3.8927 | 34.8084
2034 | SIWEM_PERC | High Demand Growth+Ref Gas Supply+Delayed Build+Upgraded HVDC+Constrained Operational Capacity | -16.0174 | -5.893 | 30.7822
2035 | SIWEM_PERC | High Demand Growth+Ref Gas Supply+Delayed Build+Upgraded HVDC+Constrained Operational Capacity | -17.2782 | -7.3427 | 29.6063
2026 | NZWEM_PERC | High Demand Growth+Ref Gas Supply+Delayed Build+Upgraded HVDC+Constrained Operational Capacity+Low Wind & Solar | 10.1737 | 10.1737 | 10.1737
2027 | NZWEM_PERC | High Demand Growth+Ref Gas Supply+Delayed Build+Upgraded HVDC+Constrained Operational Capacity+Low Wind & Solar | 4.6489 | 4.7684 | 4.9102
2028 | NZWEM_PERC | High Demand Growth+Ref Gas Supply+Delayed Build+Upgraded HVDC+Constrained Operational Capacity+Low Wind & Solar | 3.2844 | 4.4534 | 4.7078
2029 | NZWEM_PERC | High Demand Growth+Ref Gas Supply+Delayed Build+Upgraded HVDC+Constrained Operational Capacity+Low Wind & Solar | 0.18999 | 2.4168 | 3.1084
2030 | NZWEM_PERC | High Demand Growth+Ref Gas Supply+Delayed Build+Upgraded HVDC+Constrained Operational Capacity+Low Wind & Solar | -4.2622 | 2.5334 | 8.2777
2031 | NZWEM_PERC | High Demand Growth+Ref Gas Supply+Delayed Build+Upgraded HVDC+Constrained Operational Capacity+Low Wind & Solar | -8.1311 | 0.67353 | 7.0331
2032 | NZWEM_PERC | High Demand Growth+Ref Gas Supply+Delayed Build+Upgraded HVDC+Constrained Operational Capacity+Low Wind & Solar | -10.3962 | -1.3423 | 9.0223
2033 | NZWEM_PERC | High Demand Growth+Ref Gas Supply+Delayed Build+Upgraded HVDC+Constrained Operational Capacity+Low Wind & Solar | -12.3521 | -3.4575 | 10.9102
2034 | NZWEM_PERC | High Demand Growth+Ref Gas Supply+Delayed Build+Upgraded HVDC+Constrained Operational Capacity+Low Wind & Solar | -14.2898 | -5.3798 | 9.3151
2035 | NZWEM_PERC | High Demand Growth+Ref Gas Supply+Delayed Build+Upgraded HVDC+Constrained Operational Capacity+Low Wind & Solar | -15.8363 | -6.7592 | 8.8185
2026 | NIWCM | High Demand Growth+Ref Gas Supply+Delayed Build+Upgraded HVDC+Constrained Operational Capacity+Low Wind & Solar | 33.1014 | 33.1014 | 33.1014
2027 | NIWCM | High Demand Growth+Ref Gas Supply+Delayed Build+Upgraded HVDC+Constrained Operational Capacity+Low Wind & Solar | 43.4476 | 43.4476 | 43.4476
2028 | NIWCM | High Demand Growth+Ref Gas Supply+Delayed Build+Upgraded HVDC+Constrained Operational Capacity+Low Wind & Solar | -17.6468 | -17.6468 | -17.6468
2029 | NIWCM | High Demand Growth+Ref Gas Supply+Delayed Build+Upgraded HVDC+Constrained Operational Capacity+Low Wind & Solar | -328.1855 | -245.962 | -245.962
2030 | NIWCM | High Demand Growth+Ref Gas Supply+Delayed Build+Upgraded HVDC+Constrained Operational Capacity+Low Wind & Solar | -670.2911 | -155.2348 | -37.2556
2031 | NIWCM | High Demand Growth+Ref Gas Supply+Delayed Build+Upgraded HVDC+Constrained Operational Capacity+Low Wind & Solar | -960.2824 | -304.5987 | -145.2796
2032 | NIWCM | High Demand Growth+Ref Gas Supply+Delayed Build+Upgraded HVDC+Constrained Operational Capacity+Low Wind & Solar | -1188.3874 | -462.6973 | -246.9333
2033 | NIWCM | High Demand Growth+Ref Gas Supply+Delayed Build+Upgraded HVDC+Constrained Operational Capacity+Low Wind & Solar | -1253.7986 | -588.5275 | -309.8152
2034 | NIWCM | High Demand Growth+Ref Gas Supply+Delayed Build+Upgraded HVDC+Constrained Operational Capacity+Low Wind & Solar | -1410.2148 | -802.4288 | -523.2386
2035 | NIWCM | High Demand Growth+Ref Gas Supply+Delayed Build+Upgraded HVDC+Constrained Operational Capacity+Low Wind & Solar | -1524.6129 | -889.3677 | -653.8627
2026 | SIWEM_PERC | High Demand Growth+Ref Gas Supply+Delayed Build+Upgraded HVDC+Constrained Operational Capacity+Low Wind & Solar | 26.6846 | 26.6846 | 26.6846
2027 | SIWEM_PERC | High Demand Growth+Ref Gas Supply+Delayed Build+Upgraded HVDC+Constrained Operational Capacity+Low Wind & Solar | 11.0361 | 11.2758 | 11.667
2028 | SIWEM_PERC | High Demand Growth+Ref Gas Supply+Delayed Build+Upgraded HVDC+Constrained Operational Capacity+Low Wind & Solar | 6.8889 | 10.0693 | 10.7614
2029 | SIWEM_PERC | High Demand Growth+Ref Gas Supply+Delayed Build+Upgraded HVDC+Constrained Operational Capacity+Low Wind & Solar | -0.026737 | 4.2735 | 6.1308
2030 | SIWEM_PERC | High Demand Growth+Ref Gas Supply+Delayed Build+Upgraded HVDC+Constrained Operational Capacity+Low Wind & Solar | -6.3293 | 4.3043 | 19.4399
2031 | SIWEM_PERC | High Demand Growth+Ref Gas Supply+Delayed Build+Upgraded HVDC+Constrained Operational Capacity+Low Wind & Solar | -11.5927 | -0.70845 | 15.7481
2032 | SIWEM_PERC | High Demand Growth+Ref Gas Supply+Delayed Build+Upgraded HVDC+Constrained Operational Capacity+Low Wind & Solar | -13.3541 | -3.7888 | 20.9342
2033 | SIWEM_PERC | High Demand Growth+Ref Gas Supply+Delayed Build+Upgraded HVDC+Constrained Operational Capacity+Low Wind & Solar | -14.9631 | -5.6039 | 25.8808
2034 | SIWEM_PERC | High Demand Growth+Ref Gas Supply+Delayed Build+Upgraded HVDC+Constrained Operational Capacity+Low Wind & Solar | -16.7004 | -7.5635 | 21.7511
2035 | SIWEM_PERC | High Demand Growth+Ref Gas Supply+Delayed Build+Upgraded HVDC+Constrained Operational Capacity+Low Wind & Solar | -17.9484 | -8.982 | 20.4869
2026 | NZWEM_PERC | High Demand Growth+Ref Gas Supply+Reduced Rankine Availability | 11.52 | 11.5751 | 11.5751
2027 | NZWEM_PERC | High Demand Growth+Ref Gas Supply+Reduced Rankine Availability | 4.7994 | 6.5203 | 6.8178
2028 | NZWEM_PERC | High Demand Growth+Ref Gas Supply+Reduced Rankine Availability | 0.87053 | 8.149 | 12.1858
2029 | NZWEM_PERC | High Demand Growth+Ref Gas Supply+Reduced Rankine Availability | -4.4843 | 5.4178 | 13.2523
2030 | NZWEM_PERC | High Demand Growth+Ref Gas Supply+Reduced Rankine Availability | -9.4924 | 1.7191 | 14.0163
2031 | NZWEM_PERC | High Demand Growth+Ref Gas Supply+Reduced Rankine Availability | -13.1434 | -2.3239 | 14.4539
2032 | NZWEM_PERC | High Demand Growth+Ref Gas Supply+Reduced Rankine Availability | -15.2669 | -4.4329 | 12.7092
2033 | NZWEM_PERC | High Demand Growth+Ref Gas Supply+Reduced Rankine Availability | -17.0987 | -6.5407 | 11.6015
2034 | NZWEM_PERC | High Demand Growth+Ref Gas Supply+Reduced Rankine Availability | -18.8987 | -8.3011 | 9.3148
2035 | NZWEM_PERC | High Demand Growth+Ref Gas Supply+Reduced Rankine Availability | -20.3364 | -9.9128 | 7.2877
2026 | NIWCM | High Demand Growth+Ref Gas Supply+Reduced Rankine Availability | 861.0651 | 861.8649 | 861.8649
2027 | NIWCM | High Demand Growth+Ref Gas Supply+Reduced Rankine Availability | 758.7942 | 790.2942 | 794.8307
2028 | NIWCM | High Demand Growth+Ref Gas Supply+Reduced Rankine Availability | 622.0837 | 1281.4444 | 1364.089
2029 | NIWCM | High Demand Growth+Ref Gas Supply+Reduced Rankine Availability | 297.5139 | 1200.2743 | 1540.2082
2030 | NIWCM | High Demand Growth+Ref Gas Supply+Reduced Rankine Availability | -164.5675 | 870.2072 | 1446.4574
2031 | NIWCM | High Demand Growth+Ref Gas Supply+Reduced Rankine Availability | -434.7355 | 615.731 | 1443.8616
2032 | NIWCM | High Demand Growth+Ref Gas Supply+Reduced Rankine Availability | -656.2464 | 413.9968 | 1280.631
2033 | NIWCM | High Demand Growth+Ref Gas Supply+Reduced Rankine Availability | -864.3099 | 211.0685 | 1149.4118
2034 | NIWCM | High Demand Growth+Ref Gas Supply+Reduced Rankine Availability | -1065.7482 | 20.0077 | 1039.7977
2035 | NIWCM | High Demand Growth+Ref Gas Supply+Reduced Rankine Availability | -1180.1463 | -137.822 | 883.9943
2026 | SIWEM_PERC | High Demand Growth+Ref Gas Supply+Reduced Rankine Availability | 30.4441 | 30.598 | 30.598
2027 | SIWEM_PERC | High Demand Growth+Ref Gas Supply+Reduced Rankine Availability | 14.9631 | 17.3952 | 17.3952
2028 | SIWEM_PERC | High Demand Growth+Ref Gas Supply+Reduced Rankine Availability | 9.4253 | 21.0437 | 31.1076
2029 | SIWEM_PERC | High Demand Growth+Ref Gas Supply+Reduced Rankine Availability | 2.2232 | 13.0406 | 33.372
2030 | SIWEM_PERC | High Demand Growth+Ref Gas Supply+Reduced Rankine Availability | -5.5519 | 5.9718 | 34.5607
2031 | SIWEM_PERC | High Demand Growth+Ref Gas Supply+Reduced Rankine Availability | -10.8611 | -0.015648 | 34.9506
2032 | SIWEM_PERC | High Demand Growth+Ref Gas Supply+Reduced Rankine Availability | -12.6391 | -2.04 | 30.5289
2033 | SIWEM_PERC | High Demand Growth+Ref Gas Supply+Reduced Rankine Availability | -14.2635 | -3.8927 | 27.6871
2034 | SIWEM_PERC | High Demand Growth+Ref Gas Supply+Reduced Rankine Availability | -16.0174 | -5.893 | 21.7503
2035 | SIWEM_PERC | High Demand Growth+Ref Gas Supply+Reduced Rankine Availability | -17.2782 | -7.3427 | 16.4451
2026 | NZWEM_PERC | High Demand Growth+Ref Gas Supply+Reduced Rankine Availability+Low Wind & Solar | 10.3631 | 10.4129 | 10.4129
2027 | NZWEM_PERC | High Demand Growth+Ref Gas Supply+Reduced Rankine Availability+Low Wind & Solar | 3.5374 | 5.0904 | 5.3589
2028 | NZWEM_PERC | High Demand Growth+Ref Gas Supply+Reduced Rankine Availability+Low Wind & Solar | -0.42812 | 6.1404 | 9.7835
2029 | NZWEM_PERC | High Demand Growth+Ref Gas Supply+Reduced Rankine Availability+Low Wind & Solar | -5.748 | 3.1883 | 10.2587
2030 | NZWEM_PERC | High Demand Growth+Ref Gas Supply+Reduced Rankine Availability+Low Wind & Solar | -10.6786 | -0.5178 | 10.612
2031 | NZWEM_PERC | High Demand Growth+Ref Gas Supply+Reduced Rankine Availability+Low Wind & Solar | -14.2801 | -4.4675 | 10.7044
2032 | NZWEM_PERC | High Demand Growth+Ref Gas Supply+Reduced Rankine Availability+Low Wind & Solar | -16.3715 | -6.5472 | 8.9823
2033 | NZWEM_PERC | High Demand Growth+Ref Gas Supply+Reduced Rankine Availability+Low Wind & Solar | -18.1751 | -8.6011 | 7.8295
2034 | NZWEM_PERC | High Demand Growth+Ref Gas Supply+Reduced Rankine Availability+Low Wind & Solar | -19.9439 | -10.3018 | 5.6522
2035 | NZWEM_PERC | High Demand Growth+Ref Gas Supply+Reduced Rankine Availability+Low Wind & Solar | -21.357 | -11.8662 | 3.7114
2026 | NIWCM | High Demand Growth+Ref Gas Supply+Reduced Rankine Availability+Low Wind & Solar | 861.0651 | 861.8649 | 861.8649
2027 | NIWCM | High Demand Growth+Ref Gas Supply+Reduced Rankine Availability+Low Wind & Solar | 758.7942 | 790.2942 | 794.8307
2028 | NIWCM | High Demand Growth+Ref Gas Supply+Reduced Rankine Availability+Low Wind & Solar | 622.0837 | 1281.4444 | 1364.089
2029 | NIWCM | High Demand Growth+Ref Gas Supply+Reduced Rankine Availability+Low Wind & Solar | 297.5139 | 1200.2743 | 1540.2082
2030 | NIWCM | High Demand Growth+Ref Gas Supply+Reduced Rankine Availability+Low Wind & Solar | -164.5675 | 870.2072 | 1446.4574
2031 | NIWCM | High Demand Growth+Ref Gas Supply+Reduced Rankine Availability+Low Wind & Solar | -434.7355 | 615.731 | 1443.8616
2032 | NIWCM | High Demand Growth+Ref Gas Supply+Reduced Rankine Availability+Low Wind & Solar | -656.2464 | 413.9968 | 1280.631
2033 | NIWCM | High Demand Growth+Ref Gas Supply+Reduced Rankine Availability+Low Wind & Solar | -864.3099 | 211.0685 | 1149.4118
2034 | NIWCM | High Demand Growth+Ref Gas Supply+Reduced Rankine Availability+Low Wind & Solar | -1065.7482 | 20.0077 | 1039.7977
2035 | NIWCM | High Demand Growth+Ref Gas Supply+Reduced Rankine Availability+Low Wind & Solar | -1180.1463 | -137.822 | 883.9943
2026 | SIWEM_PERC | High Demand Growth+Ref Gas Supply+Reduced Rankine Availability+Low Wind & Solar | 27.2137 | 27.3525 | 27.3525
2027 | SIWEM_PERC | High Demand Growth+Ref Gas Supply+Reduced Rankine Availability+Low Wind & Solar | 14.1675 | 16.3623 | 16.3623
2028 | SIWEM_PERC | High Demand Growth+Ref Gas Supply+Reduced Rankine Availability+Low Wind & Solar | 8.5186 | 19.0039 | 24.8853
2029 | SIWEM_PERC | High Demand Growth+Ref Gas Supply+Reduced Rankine Availability+Low Wind & Solar | 1.3791 | 11.1414 | 25.3327
2030 | SIWEM_PERC | High Demand Growth+Ref Gas Supply+Reduced Rankine Availability+Low Wind & Solar | -6.3293 | 4.0704 | 25.5905
2031 | SIWEM_PERC | High Demand Growth+Ref Gas Supply+Reduced Rankine Availability+Low Wind & Solar | -11.5927 | -1.8051 | 25.2482
2032 | SIWEM_PERC | High Demand Growth+Ref Gas Supply+Reduced Rankine Availability+Low Wind & Solar | -13.3541 | -3.7888 | 20.8301
2033 | SIWEM_PERC | High Demand Growth+Ref Gas Supply+Reduced Rankine Availability+Low Wind & Solar | -14.9631 | -5.6039 | 17.8311
2034 | SIWEM_PERC | High Demand Growth+Ref Gas Supply+Reduced Rankine Availability+Low Wind & Solar | -16.7004 | -7.5635 | 12.1285
2035 | SIWEM_PERC | High Demand Growth+Ref Gas Supply+Reduced Rankine Availability+Low Wind & Solar | -17.9484 | -8.982 | 7.2554
2026 | NZWEM_PERC | High Demand Growth+Ref Gas Supply+Reduced Rankine Availability+Constrained Operational Capacity | 11.52 | 11.5751 | 11.5751
2027 | NZWEM_PERC | High Demand Growth+Ref Gas Supply+Reduced Rankine Availability+Constrained Operational Capacity | 4.7994 | 6.5203 | 6.8178
2028 | NZWEM_PERC | High Demand Growth+Ref Gas Supply+Reduced Rankine Availability+Constrained Operational Capacity | 0.87053 | 8.149 | 12.1858
2029 | NZWEM_PERC | High Demand Growth+Ref Gas Supply+Reduced Rankine Availability+Constrained Operational Capacity | -4.4843 | 5.4178 | 13.2523
2030 | NZWEM_PERC | High Demand Growth+Ref Gas Supply+Reduced Rankine Availability+Constrained Operational Capacity | -9.4924 | 1.7191 | 14.0163
2031 | NZWEM_PERC | High Demand Growth+Ref Gas Supply+Reduced Rankine Availability+Constrained Operational Capacity | -13.1434 | -2.3239 | 14.4539
2032 | NZWEM_PERC | High Demand Growth+Ref Gas Supply+Reduced Rankine Availability+Constrained Operational Capacity | -15.2669 | -4.4329 | 12.7092
2033 | NZWEM_PERC | High Demand Growth+Ref Gas Supply+Reduced Rankine Availability+Constrained Operational Capacity | -17.0987 | -6.5407 | 11.6015
2034 | NZWEM_PERC | High Demand Growth+Ref Gas Supply+Reduced Rankine Availability+Constrained Operational Capacity | -18.8987 | -8.3011 | 9.3148
2035 | NZWEM_PERC | High Demand Growth+Ref Gas Supply+Reduced Rankine Availability+Constrained Operational Capacity | -20.3364 | -9.9128 | 7.2877
2026 | NIWCM | High Demand Growth+Ref Gas Supply+Reduced Rankine Availability+Constrained Operational Capacity | 264.1721 | 264.1721 | 264.1721
2027 | NIWCM | High Demand Growth+Ref Gas Supply+Reduced Rankine Availability+Constrained Operational Capacity | 132.3771 | 136.4832 | 136.4832
2028 | NIWCM | High Demand Growth+Ref Gas Supply+Reduced Rankine Availability+Constrained Operational Capacity | -37.8407 | 458.1271 | 466.4696
2029 | NIWCM | High Demand Growth+Ref Gas Supply+Reduced Rankine Availability+Constrained Operational Capacity | -378.2654 | 272.6758 | 430.5188
2030 | NIWCM | High Demand Growth+Ref Gas Supply+Reduced Rankine Availability+Constrained Operational Capacity | -844.9146 | -101.8508 | 112.7787
2031 | NIWCM | High Demand Growth+Ref Gas Supply+Reduced Rankine Availability+Constrained Operational Capacity | -1117.7439 | -363.3561 | -88.988
2032 | NIWCM | High Demand Growth+Ref Gas Supply+Reduced Rankine Availability+Constrained Operational Capacity | -1345.8489 | -581.3696 | -284.6768
2033 | NIWCM | High Demand Growth+Ref Gas Supply+Reduced Rankine Availability+Constrained Operational Capacity | -1484.1986 | -788.4683 | -478.3035
2034 | NIWCM | High Demand Growth+Ref Gas Supply+Reduced Rankine Availability+Constrained Operational Capacity | -1640.6148 | -962.7396 | -596.3204
2035 | NIWCM | High Demand Growth+Ref Gas Supply+Reduced Rankine Availability+Constrained Operational Capacity | -1755.0129 | -1067.4357 | -754.7017
2026 | SIWEM_PERC | High Demand Growth+Ref Gas Supply+Reduced Rankine Availability+Constrained Operational Capacity | 30.4441 | 30.598 | 30.598
2027 | SIWEM_PERC | High Demand Growth+Ref Gas Supply+Reduced Rankine Availability+Constrained Operational Capacity | 14.9631 | 17.3952 | 17.3952
2028 | SIWEM_PERC | High Demand Growth+Ref Gas Supply+Reduced Rankine Availability+Constrained Operational Capacity | 9.4253 | 21.0437 | 31.1076
2029 | SIWEM_PERC | High Demand Growth+Ref Gas Supply+Reduced Rankine Availability+Constrained Operational Capacity | 2.2232 | 13.0406 | 33.372
2030 | SIWEM_PERC | High Demand Growth+Ref Gas Supply+Reduced Rankine Availability+Constrained Operational Capacity | -5.5519 | 5.9718 | 34.5607
2031 | SIWEM_PERC | High Demand Growth+Ref Gas Supply+Reduced Rankine Availability+Constrained Operational Capacity | -10.8611 | -0.015648 | 34.9506
2032 | SIWEM_PERC | High Demand Growth+Ref Gas Supply+Reduced Rankine Availability+Constrained Operational Capacity | -12.6391 | -2.04 | 30.5289
2033 | SIWEM_PERC | High Demand Growth+Ref Gas Supply+Reduced Rankine Availability+Constrained Operational Capacity | -14.2635 | -3.8927 | 27.6871
2034 | SIWEM_PERC | High Demand Growth+Ref Gas Supply+Reduced Rankine Availability+Constrained Operational Capacity | -16.0174 | -5.893 | 21.7503
2035 | SIWEM_PERC | High Demand Growth+Ref Gas Supply+Reduced Rankine Availability+Constrained Operational Capacity | -17.2782 | -7.3427 | 16.4451
2026 | NZWEM_PERC | High Demand Growth+Ref Gas Supply+Reduced Rankine Availability+Constrained Operational Capacity+Low Wind & Solar | 10.3631 | 10.4129 | 10.4129
2027 | NZWEM_PERC | High Demand Growth+Ref Gas Supply+Reduced Rankine Availability+Constrained Operational Capacity+Low Wind & Solar | 3.5374 | 5.0904 | 5.3589
2028 | NZWEM_PERC | High Demand Growth+Ref Gas Supply+Reduced Rankine Availability+Constrained Operational Capacity+Low Wind & Solar | -0.42812 | 6.1404 | 9.7835
2029 | NZWEM_PERC | High Demand Growth+Ref Gas Supply+Reduced Rankine Availability+Constrained Operational Capacity+Low Wind & Solar | -5.748 | 3.1883 | 10.2587
2030 | NZWEM_PERC | High Demand Growth+Ref Gas Supply+Reduced Rankine Availability+Constrained Operational Capacity+Low Wind & Solar | -10.6786 | -0.5178 | 10.612
2031 | NZWEM_PERC | High Demand Growth+Ref Gas Supply+Reduced Rankine Availability+Constrained Operational Capacity+Low Wind & Solar | -14.2801 | -4.4675 | 10.7044
2032 | NZWEM_PERC | High Demand Growth+Ref Gas Supply+Reduced Rankine Availability+Constrained Operational Capacity+Low Wind & Solar | -16.3715 | -6.5472 | 8.9823
2033 | NZWEM_PERC | High Demand Growth+Ref Gas Supply+Reduced Rankine Availability+Constrained Operational Capacity+Low Wind & Solar | -18.1751 | -8.6011 | 7.8295
2034 | NZWEM_PERC | High Demand Growth+Ref Gas Supply+Reduced Rankine Availability+Constrained Operational Capacity+Low Wind & Solar | -19.9439 | -10.3018 | 5.6522
2035 | NZWEM_PERC | High Demand Growth+Ref Gas Supply+Reduced Rankine Availability+Constrained Operational Capacity+Low Wind & Solar | -21.357 | -11.8662 | 3.7114
2026 | NIWCM | High Demand Growth+Ref Gas Supply+Reduced Rankine Availability+Constrained Operational Capacity+Low Wind & Solar | 264.1721 | 264.1721 | 264.1721
2027 | NIWCM | High Demand Growth+Ref Gas Supply+Reduced Rankine Availability+Constrained Operational Capacity+Low Wind & Solar | 132.3771 | 136.4832 | 136.4832
2028 | NIWCM | High Demand Growth+Ref Gas Supply+Reduced Rankine Availability+Constrained Operational Capacity+Low Wind & Solar | -37.8407 | 458.1271 | 466.4696
2029 | NIWCM | High Demand Growth+Ref Gas Supply+Reduced Rankine Availability+Constrained Operational Capacity+Low Wind & Solar | -378.2654 | 272.6758 | 430.5188
2030 | NIWCM | High Demand Growth+Ref Gas Supply+Reduced Rankine Availability+Constrained Operational Capacity+Low Wind & Solar | -844.9146 | -101.8508 | 112.7787
2031 | NIWCM | High Demand Growth+Ref Gas Supply+Reduced Rankine Availability+Constrained Operational Capacity+Low Wind & Solar | -1117.7439 | -363.3561 | -88.988
2032 | NIWCM | High Demand Growth+Ref Gas Supply+Reduced Rankine Availability+Constrained Operational Capacity+Low Wind & Solar | -1345.8489 | -581.3696 | -284.6768
2033 | NIWCM | High Demand Growth+Ref Gas Supply+Reduced Rankine Availability+Constrained Operational Capacity+Low Wind & Solar | -1484.1986 | -788.4683 | -478.3035
2034 | NIWCM | High Demand Growth+Ref Gas Supply+Reduced Rankine Availability+Constrained Operational Capacity+Low Wind & Solar | -1640.6148 | -962.7396 | -596.3204
2035 | NIWCM | High Demand Growth+Ref Gas Supply+Reduced Rankine Availability+Constrained Operational Capacity+Low Wind & Solar | -1755.0129 | -1067.4357 | -754.7017
2026 | SIWEM_PERC | High Demand Growth+Ref Gas Supply+Reduced Rankine Availability+Constrained Operational Capacity+Low Wind & Solar | 27.2137 | 27.3525 | 27.3525
2027 | SIWEM_PERC | High Demand Growth+Ref Gas Supply+Reduced Rankine Availability+Constrained Operational Capacity+Low Wind & Solar | 14.1675 | 16.3623 | 16.3623
2028 | SIWEM_PERC | High Demand Growth+Ref Gas Supply+Reduced Rankine Availability+Constrained Operational Capacity+Low Wind & Solar | 8.5186 | 19.0039 | 24.8853
2029 | SIWEM_PERC | High Demand Growth+Ref Gas Supply+Reduced Rankine Availability+Constrained Operational Capacity+Low Wind & Solar | 1.3791 | 11.1414 | 25.3327
2030 | SIWEM_PERC | High Demand Growth+Ref Gas Supply+Reduced Rankine Availability+Constrained Operational Capacity+Low Wind & Solar | -6.3293 | 4.0704 | 25.5905
2031 | SIWEM_PERC | High Demand Growth+Ref Gas Supply+Reduced Rankine Availability+Constrained Operational Capacity+Low Wind & Solar | -11.5927 | -1.8051 | 25.2482
2032 | SIWEM_PERC | High Demand Growth+Ref Gas Supply+Reduced Rankine Availability+Constrained Operational Capacity+Low Wind & Solar | -13.3541 | -3.7888 | 20.8301
2033 | SIWEM_PERC | High Demand Growth+Ref Gas Supply+Reduced Rankine Availability+Constrained Operational Capacity+Low Wind & Solar | -14.9631 | -5.6039 | 17.8311
2034 | SIWEM_PERC | High Demand Growth+Ref Gas Supply+Reduced Rankine Availability+Constrained Operational Capacity+Low Wind & Solar | -16.7004 | -7.5635 | 12.1285
2035 | SIWEM_PERC | High Demand Growth+Ref Gas Supply+Reduced Rankine Availability+Constrained Operational Capacity+Low Wind & Solar | -17.9484 | -8.982 | 7.2554
2026 | NZWEM_PERC | High Demand Growth+Ref Gas Supply+Reduced Rankine Availability+Upgraded HVDC | 11.52 | 11.5751 | 11.5751
2027 | NZWEM_PERC | High Demand Growth+Ref Gas Supply+Reduced Rankine Availability+Upgraded HVDC | 4.7994 | 6.5203 | 6.8178
2028 | NZWEM_PERC | High Demand Growth+Ref Gas Supply+Reduced Rankine Availability+Upgraded HVDC | 0.87053 | 8.149 | 12.1858
2029 | NZWEM_PERC | High Demand Growth+Ref Gas Supply+Reduced Rankine Availability+Upgraded HVDC | -4.4843 | 5.4178 | 13.2523
2030 | NZWEM_PERC | High Demand Growth+Ref Gas Supply+Reduced Rankine Availability+Upgraded HVDC | -9.4924 | 1.7191 | 14.0163
2031 | NZWEM_PERC | High Demand Growth+Ref Gas Supply+Reduced Rankine Availability+Upgraded HVDC | -13.1434 | -2.3239 | 14.4539
2032 | NZWEM_PERC | High Demand Growth+Ref Gas Supply+Reduced Rankine Availability+Upgraded HVDC | -15.2669 | -4.4329 | 12.7092
2033 | NZWEM_PERC | High Demand Growth+Ref Gas Supply+Reduced Rankine Availability+Upgraded HVDC | -17.0987 | -6.5407 | 11.6015
2034 | NZWEM_PERC | High Demand Growth+Ref Gas Supply+Reduced Rankine Availability+Upgraded HVDC | -18.8987 | -8.3011 | 9.3148
2035 | NZWEM_PERC | High Demand Growth+Ref Gas Supply+Reduced Rankine Availability+Upgraded HVDC | -20.3364 | -9.9128 | 7.2877
2026 | NIWCM | High Demand Growth+Ref Gas Supply+Reduced Rankine Availability+Upgraded HVDC | 861.0651 | 861.8649 | 861.8649
2027 | NIWCM | High Demand Growth+Ref Gas Supply+Reduced Rankine Availability+Upgraded HVDC | 758.7942 | 790.2942 | 794.8307
2028 | NIWCM | High Demand Growth+Ref Gas Supply+Reduced Rankine Availability+Upgraded HVDC | 622.0837 | 1281.4444 | 1364.089
2029 | NIWCM | High Demand Growth+Ref Gas Supply+Reduced Rankine Availability+Upgraded HVDC | 297.5139 | 1200.2743 | 1540.2082
2030 | NIWCM | High Demand Growth+Ref Gas Supply+Reduced Rankine Availability+Upgraded HVDC | -164.5675 | 870.2072 | 1446.4574
2031 | NIWCM | High Demand Growth+Ref Gas Supply+Reduced Rankine Availability+Upgraded HVDC | -434.7355 | 615.731 | 1443.8614
2032 | NIWCM | High Demand Growth+Ref Gas Supply+Reduced Rankine Availability+Upgraded HVDC | -656.2464 | 413.9968 | 1280.631
2033 | NIWCM | High Demand Growth+Ref Gas Supply+Reduced Rankine Availability+Upgraded HVDC | -864.3099 | 211.0685 | 1149.4118
2034 | NIWCM | High Demand Growth+Ref Gas Supply+Reduced Rankine Availability+Upgraded HVDC | -1065.7482 | 20.0077 | 1039.7977
2035 | NIWCM | High Demand Growth+Ref Gas Supply+Reduced Rankine Availability+Upgraded HVDC | -1180.1463 | -137.822 | 883.9943
2026 | SIWEM_PERC | High Demand Growth+Ref Gas Supply+Reduced Rankine Availability+Upgraded HVDC | 30.4441 | 30.598 | 30.598
2027 | SIWEM_PERC | High Demand Growth+Ref Gas Supply+Reduced Rankine Availability+Upgraded HVDC | 14.9631 | 17.3952 | 17.3952
2028 | SIWEM_PERC | High Demand Growth+Ref Gas Supply+Reduced Rankine Availability+Upgraded HVDC | 9.4253 | 21.0437 | 31.1076
2029 | SIWEM_PERC | High Demand Growth+Ref Gas Supply+Reduced Rankine Availability+Upgraded HVDC | 2.2232 | 13.0406 | 33.372
2030 | SIWEM_PERC | High Demand Growth+Ref Gas Supply+Reduced Rankine Availability+Upgraded HVDC | -5.5519 | 5.9718 | 34.5607
2031 | SIWEM_PERC | High Demand Growth+Ref Gas Supply+Reduced Rankine Availability+Upgraded HVDC | -10.8611 | -0.015648 | 34.9506
2032 | SIWEM_PERC | High Demand Growth+Ref Gas Supply+Reduced Rankine Availability+Upgraded HVDC | -12.6391 | -2.04 | 30.5289
2033 | SIWEM_PERC | High Demand Growth+Ref Gas Supply+Reduced Rankine Availability+Upgraded HVDC | -14.2635 | -3.8927 | 27.6871
2034 | SIWEM_PERC | High Demand Growth+Ref Gas Supply+Reduced Rankine Availability+Upgraded HVDC | -16.0174 | -5.893 | 21.7503
2035 | SIWEM_PERC | High Demand Growth+Ref Gas Supply+Reduced Rankine Availability+Upgraded HVDC | -17.2782 | -7.3427 | 16.4451
2026 | NZWEM_PERC | High Demand Growth+Ref Gas Supply+Reduced Rankine Availability+Upgraded HVDC+Low Wind & Solar | 10.3631 | 10.4129 | 10.4129
2027 | NZWEM_PERC | High Demand Growth+Ref Gas Supply+Reduced Rankine Availability+Upgraded HVDC+Low Wind & Solar | 3.5374 | 5.0904 | 5.3589
2028 | NZWEM_PERC | High Demand Growth+Ref Gas Supply+Reduced Rankine Availability+Upgraded HVDC+Low Wind & Solar | -0.42812 | 6.1404 | 9.7835
2029 | NZWEM_PERC | High Demand Growth+Ref Gas Supply+Reduced Rankine Availability+Upgraded HVDC+Low Wind & Solar | -5.748 | 3.1883 | 10.2587
2030 | NZWEM_PERC | High Demand Growth+Ref Gas Supply+Reduced Rankine Availability+Upgraded HVDC+Low Wind & Solar | -10.6786 | -0.5178 | 10.612
2031 | NZWEM_PERC | High Demand Growth+Ref Gas Supply+Reduced Rankine Availability+Upgraded HVDC+Low Wind & Solar | -14.2801 | -4.4675 | 10.7044
2032 | NZWEM_PERC | High Demand Growth+Ref Gas Supply+Reduced Rankine Availability+Upgraded HVDC+Low Wind & Solar | -16.3715 | -6.5472 | 8.9823
2033 | NZWEM_PERC | High Demand Growth+Ref Gas Supply+Reduced Rankine Availability+Upgraded HVDC+Low Wind & Solar | -18.1751 | -8.6011 | 7.8295
2034 | NZWEM_PERC | High Demand Growth+Ref Gas Supply+Reduced Rankine Availability+Upgraded HVDC+Low Wind & Solar | -19.9439 | -10.3018 | 5.6522
2035 | NZWEM_PERC | High Demand Growth+Ref Gas Supply+Reduced Rankine Availability+Upgraded HVDC+Low Wind & Solar | -21.357 | -11.8662 | 3.7114
2026 | NIWCM | High Demand Growth+Ref Gas Supply+Reduced Rankine Availability+Upgraded HVDC+Low Wind & Solar | 861.0651 | 861.8649 | 861.8649
2027 | NIWCM | High Demand Growth+Ref Gas Supply+Reduced Rankine Availability+Upgraded HVDC+Low Wind & Solar | 758.7942 | 790.2942 | 794.8307
2028 | NIWCM | High Demand Growth+Ref Gas Supply+Reduced Rankine Availability+Upgraded HVDC+Low Wind & Solar | 622.0837 | 1281.4444 | 1364.089
2029 | NIWCM | High Demand Growth+Ref Gas Supply+Reduced Rankine Availability+Upgraded HVDC+Low Wind & Solar | 297.5139 | 1200.2743 | 1540.2082
2030 | NIWCM | High Demand Growth+Ref Gas Supply+Reduced Rankine Availability+Upgraded HVDC+Low Wind & Solar | -164.5675 | 870.2072 | 1446.4574
2031 | NIWCM | High Demand Growth+Ref Gas Supply+Reduced Rankine Availability+Upgraded HVDC+Low Wind & Solar | -434.7355 | 615.731 | 1443.8614
2032 | NIWCM | High Demand Growth+Ref Gas Supply+Reduced Rankine Availability+Upgraded HVDC+Low Wind & Solar | -656.2464 | 413.9968 | 1280.631
2033 | NIWCM | High Demand Growth+Ref Gas Supply+Reduced Rankine Availability+Upgraded HVDC+Low Wind & Solar | -864.3099 | 211.0685 | 1149.4118
2034 | NIWCM | High Demand Growth+Ref Gas Supply+Reduced Rankine Availability+Upgraded HVDC+Low Wind & Solar | -1065.7482 | 20.0077 | 1039.7977
2035 | NIWCM | High Demand Growth+Ref Gas Supply+Reduced Rankine Availability+Upgraded HVDC+Low Wind & Solar | -1180.1463 | -137.822 | 883.9943
2026 | SIWEM_PERC | High Demand Growth+Ref Gas Supply+Reduced Rankine Availability+Upgraded HVDC+Low Wind & Solar | 27.2137 | 27.3525 | 27.3525
2027 | SIWEM_PERC | High Demand Growth+Ref Gas Supply+Reduced Rankine Availability+Upgraded HVDC+Low Wind & Solar | 14.1675 | 16.3623 | 16.3623
2028 | SIWEM_PERC | High Demand Growth+Ref Gas Supply+Reduced Rankine Availability+Upgraded HVDC+Low Wind & Solar | 8.5186 | 19.0039 | 24.8853
2029 | SIWEM_PERC | High Demand Growth+Ref Gas Supply+Reduced Rankine Availability+Upgraded HVDC+Low Wind & Solar | 1.3791 | 11.1414 | 25.3327
2030 | SIWEM_PERC | High Demand Growth+Ref Gas Supply+Reduced Rankine Availability+Upgraded HVDC+Low Wind & Solar | -6.3293 | 4.0704 | 25.5905
2031 | SIWEM_PERC | High Demand Growth+Ref Gas Supply+Reduced Rankine Availability+Upgraded HVDC+Low Wind & Solar | -11.5927 | -1.8051 | 25.2482
2032 | SIWEM_PERC | High Demand Growth+Ref Gas Supply+Reduced Rankine Availability+Upgraded HVDC+Low Wind & Solar | -13.3541 | -3.7888 | 20.8301
2033 | SIWEM_PERC | High Demand Growth+Ref Gas Supply+Reduced Rankine Availability+Upgraded HVDC+Low Wind & Solar | -14.9631 | -5.6039 | 17.8311
2034 | SIWEM_PERC | High Demand Growth+Ref Gas Supply+Reduced Rankine Availability+Upgraded HVDC+Low Wind & Solar | -16.7004 | -7.5635 | 12.1285
2035 | SIWEM_PERC | High Demand Growth+Ref Gas Supply+Reduced Rankine Availability+Upgraded HVDC+Low Wind & Solar | -17.9484 | -8.982 | 7.2554
2026 | NZWEM_PERC | High Demand Growth+Ref Gas Supply+Reduced Rankine Availability+Upgraded HVDC+Constrained Operational Capacity | 11.52 | 11.5751 | 11.5751
2027 | NZWEM_PERC | High Demand Growth+Ref Gas Supply+Reduced Rankine Availability+Upgraded HVDC+Constrained Operational Capacity | 4.7994 | 6.5203 | 6.8178
2028 | NZWEM_PERC | High Demand Growth+Ref Gas Supply+Reduced Rankine Availability+Upgraded HVDC+Constrained Operational Capacity | 0.87053 | 8.149 | 12.1858
2029 | NZWEM_PERC | High Demand Growth+Ref Gas Supply+Reduced Rankine Availability+Upgraded HVDC+Constrained Operational Capacity | -4.4843 | 5.4178 | 13.2523
2030 | NZWEM_PERC | High Demand Growth+Ref Gas Supply+Reduced Rankine Availability+Upgraded HVDC+Constrained Operational Capacity | -9.4924 | 1.7191 | 14.0163
2031 | NZWEM_PERC | High Demand Growth+Ref Gas Supply+Reduced Rankine Availability+Upgraded HVDC+Constrained Operational Capacity | -13.1434 | -2.3239 | 14.4539
2032 | NZWEM_PERC | High Demand Growth+Ref Gas Supply+Reduced Rankine Availability+Upgraded HVDC+Constrained Operational Capacity | -15.2669 | -4.4329 | 12.7092
2033 | NZWEM_PERC | High Demand Growth+Ref Gas Supply+Reduced Rankine Availability+Upgraded HVDC+Constrained Operational Capacity | -17.0987 | -6.5407 | 11.6015
2034 | NZWEM_PERC | High Demand Growth+Ref Gas Supply+Reduced Rankine Availability+Upgraded HVDC+Constrained Operational Capacity | -18.8987 | -8.3011 | 9.3148
2035 | NZWEM_PERC | High Demand Growth+Ref Gas Supply+Reduced Rankine Availability+Upgraded HVDC+Constrained Operational Capacity | -20.3364 | -9.9128 | 7.2877
2026 | NIWCM | High Demand Growth+Ref Gas Supply+Reduced Rankine Availability+Upgraded HVDC+Constrained Operational Capacity | 264.1721 | 264.1721 | 264.1721
2027 | NIWCM | High Demand Growth+Ref Gas Supply+Reduced Rankine Availability+Upgraded HVDC+Constrained Operational Capacity | 132.3771 | 136.4832 | 136.4832
2028 | NIWCM | High Demand Growth+Ref Gas Supply+Reduced Rankine Availability+Upgraded HVDC+Constrained Operational Capacity | -37.8407 | 458.1271 | 466.4696
2029 | NIWCM | High Demand Growth+Ref Gas Supply+Reduced Rankine Availability+Upgraded HVDC+Constrained Operational Capacity | -378.2654 | 272.6758 | 430.5188
2030 | NIWCM | High Demand Growth+Ref Gas Supply+Reduced Rankine Availability+Upgraded HVDC+Constrained Operational Capacity | -844.9146 | -101.8508 | 112.7787
2031 | NIWCM | High Demand Growth+Ref Gas Supply+Reduced Rankine Availability+Upgraded HVDC+Constrained Operational Capacity | -1117.7439 | -363.3561 | -88.988
2032 | NIWCM | High Demand Growth+Ref Gas Supply+Reduced Rankine Availability+Upgraded HVDC+Constrained Operational Capacity | -1345.8489 | -581.3696 | -284.6768
2033 | NIWCM | High Demand Growth+Ref Gas Supply+Reduced Rankine Availability+Upgraded HVDC+Constrained Operational Capacity | -1484.1986 | -788.4683 | -478.3035
2034 | NIWCM | High Demand Growth+Ref Gas Supply+Reduced Rankine Availability+Upgraded HVDC+Constrained Operational Capacity | -1640.6148 | -962.7396 | -596.3204
2035 | NIWCM | High Demand Growth+Ref Gas Supply+Reduced Rankine Availability+Upgraded HVDC+Constrained Operational Capacity | -1755.0129 | -1067.4357 | -754.7017
2026 | SIWEM_PERC | High Demand Growth+Ref Gas Supply+Reduced Rankine Availability+Upgraded HVDC+Constrained Operational Capacity | 30.4441 | 30.598 | 30.598
2027 | SIWEM_PERC | High Demand Growth+Ref Gas Supply+Reduced Rankine Availability+Upgraded HVDC+Constrained Operational Capacity | 14.9631 | 17.3952 | 17.3952
2028 | SIWEM_PERC | High Demand Growth+Ref Gas Supply+Reduced Rankine Availability+Upgraded HVDC+Constrained Operational Capacity | 9.4253 | 21.0437 | 31.1076
2029 | SIWEM_PERC | High Demand Growth+Ref Gas Supply+Reduced Rankine Availability+Upgraded HVDC+Constrained Operational Capacity | 2.2232 | 13.0406 | 33.372
2030 | SIWEM_PERC | High Demand Growth+Ref Gas Supply+Reduced Rankine Availability+Upgraded HVDC+Constrained Operational Capacity | -5.5519 | 5.9718 | 34.5607
2031 | SIWEM_PERC | High Demand Growth+Ref Gas Supply+Reduced Rankine Availability+Upgraded HVDC+Constrained Operational Capacity | -10.8611 | -0.015648 | 34.9506
2032 | SIWEM_PERC | High Demand Growth+Ref Gas Supply+Reduced Rankine Availability+Upgraded HVDC+Constrained Operational Capacity | -12.6391 | -2.04 | 30.5289
2033 | SIWEM_PERC | High Demand Growth+Ref Gas Supply+Reduced Rankine Availability+Upgraded HVDC+Constrained Operational Capacity | -14.2635 | -3.8927 | 27.6871
2034 | SIWEM_PERC | High Demand Growth+Ref Gas Supply+Reduced Rankine Availability+Upgraded HVDC+Constrained Operational Capacity | -16.0174 | -5.893 | 21.7503
2035 | SIWEM_PERC | High Demand Growth+Ref Gas Supply+Reduced Rankine Availability+Upgraded HVDC+Constrained Operational Capacity | -17.2782 | -7.3427 | 16.4451
2026 | NZWEM_PERC | High Demand Growth+Ref Gas Supply+Reduced Rankine Availability+Upgraded HVDC+Constrained Operational Capacity+Low Wind & Solar | 10.3631 | 10.4129 | 10.4129
2027 | NZWEM_PERC | High Demand Growth+Ref Gas Supply+Reduced Rankine Availability+Upgraded HVDC+Constrained Operational Capacity+Low Wind & Solar | 3.5374 | 5.0904 | 5.3589
2028 | NZWEM_PERC | High Demand Growth+Ref Gas Supply+Reduced Rankine Availability+Upgraded HVDC+Constrained Operational Capacity+Low Wind & Solar | -0.42812 | 6.1404 | 9.7835
2029 | NZWEM_PERC | High Demand Growth+Ref Gas Supply+Reduced Rankine Availability+Upgraded HVDC+Constrained Operational Capacity+Low Wind & Solar | -5.748 | 3.1883 | 10.2587
2030 | NZWEM_PERC | High Demand Growth+Ref Gas Supply+Reduced Rankine Availability+Upgraded HVDC+Constrained Operational Capacity+Low Wind & Solar | -10.6786 | -0.5178 | 10.612
2031 | NZWEM_PERC | High Demand Growth+Ref Gas Supply+Reduced Rankine Availability+Upgraded HVDC+Constrained Operational Capacity+Low Wind & Solar | -14.2801 | -4.4675 | 10.7044
2032 | NZWEM_PERC | High Demand Growth+Ref Gas Supply+Reduced Rankine Availability+Upgraded HVDC+Constrained Operational Capacity+Low Wind & Solar | -16.3715 | -6.5472 | 8.9823
2033 | NZWEM_PERC | High Demand Growth+Ref Gas Supply+Reduced Rankine Availability+Upgraded HVDC+Constrained Operational Capacity+Low Wind & Solar | -18.1751 | -8.6011 | 7.8295
2034 | NZWEM_PERC | High Demand Growth+Ref Gas Supply+Reduced Rankine Availability+Upgraded HVDC+Constrained Operational Capacity+Low Wind & Solar | -19.9439 | -10.3018 | 5.6522
2035 | NZWEM_PERC | High Demand Growth+Ref Gas Supply+Reduced Rankine Availability+Upgraded HVDC+Constrained Operational Capacity+Low Wind & Solar | -21.357 | -11.8662 | 3.7114
2026 | NIWCM | High Demand Growth+Ref Gas Supply+Reduced Rankine Availability+Upgraded HVDC+Constrained Operational Capacity+Low Wind & Solar | 264.1721 | 264.1721 | 264.1721
2027 | NIWCM | High Demand Growth+Ref Gas Supply+Reduced Rankine Availability+Upgraded HVDC+Constrained Operational Capacity+Low Wind & Solar | 132.3771 | 136.4832 | 136.4832
2028 | NIWCM | High Demand Growth+Ref Gas Supply+Reduced Rankine Availability+Upgraded HVDC+Constrained Operational Capacity+Low Wind & Solar | -37.8407 | 458.1271 | 466.4696
2029 | NIWCM | High Demand Growth+Ref Gas Supply+Reduced Rankine Availability+Upgraded HVDC+Constrained Operational Capacity+Low Wind & Solar | -378.2654 | 272.6758 | 430.5188
2030 | NIWCM | High Demand Growth+Ref Gas Supply+Reduced Rankine Availability+Upgraded HVDC+Constrained Operational Capacity+Low Wind & Solar | -844.9146 | -101.8508 | 112.7787
2031 | NIWCM | High Demand Growth+Ref Gas Supply+Reduced Rankine Availability+Upgraded HVDC+Constrained Operational Capacity+Low Wind & Solar | -1117.7439 | -363.3561 | -88.988
2032 | NIWCM | High Demand Growth+Ref Gas Supply+Reduced Rankine Availability+Upgraded HVDC+Constrained Operational Capacity+Low Wind & Solar | -1345.8489 | -581.3696 | -284.6768
2033 | NIWCM | High Demand Growth+Ref Gas Supply+Reduced Rankine Availability+Upgraded HVDC+Constrained Operational Capacity+Low Wind & Solar | -1484.1986 | -788.4683 | -478.3035
2034 | NIWCM | High Demand Growth+Ref Gas Supply+Reduced Rankine Availability+Upgraded HVDC+Constrained Operational Capacity+Low Wind & Solar | -1640.6148 | -962.7396 | -596.3204
2035 | NIWCM | High Demand Growth+Ref Gas Supply+Reduced Rankine Availability+Upgraded HVDC+Constrained Operational Capacity+Low Wind & Solar | -1755.0129 | -1067.4357 | -754.7017
2026 | SIWEM_PERC | High Demand Growth+Ref Gas Supply+Reduced Rankine Availability+Upgraded HVDC+Constrained Operational Capacity+Low Wind & Solar | 27.2137 | 27.3525 | 27.3525
2027 | SIWEM_PERC | High Demand Growth+Ref Gas Supply+Reduced Rankine Availability+Upgraded HVDC+Constrained Operational Capacity+Low Wind & Solar | 14.1675 | 16.3623 | 16.3623
2028 | SIWEM_PERC | High Demand Growth+Ref Gas Supply+Reduced Rankine Availability+Upgraded HVDC+Constrained Operational Capacity+Low Wind & Solar | 8.5186 | 19.0039 | 24.8853
2029 | SIWEM_PERC | High Demand Growth+Ref Gas Supply+Reduced Rankine Availability+Upgraded HVDC+Constrained Operational Capacity+Low Wind & Solar | 1.3791 | 11.1414 | 25.3327
2030 | SIWEM_PERC | High Demand Growth+Ref Gas Supply+Reduced Rankine Availability+Upgraded HVDC+Constrained Operational Capacity+Low Wind & Solar | -6.3293 | 4.0704 | 25.5905
2031 | SIWEM_PERC | High Demand Growth+Ref Gas Supply+Reduced Rankine Availability+Upgraded HVDC+Constrained Operational Capacity+Low Wind & Solar | -11.5927 | -1.8051 | 25.2482
2032 | SIWEM_PERC | High Demand Growth+Ref Gas Supply+Reduced Rankine Availability+Upgraded HVDC+Constrained Operational Capacity+Low Wind & Solar | -13.3541 | -3.7888 | 20.8301
2033 | SIWEM_PERC | High Demand Growth+Ref Gas Supply+Reduced Rankine Availability+Upgraded HVDC+Constrained Operational Capacity+Low Wind & Solar | -14.9631 | -5.6039 | 17.8311
2034 | SIWEM_PERC | High Demand Growth+Ref Gas Supply+Reduced Rankine Availability+Upgraded HVDC+Constrained Operational Capacity+Low Wind & Solar | -16.7004 | -7.5635 | 12.1285
2035 | SIWEM_PERC | High Demand Growth+Ref Gas Supply+Reduced Rankine Availability+Upgraded HVDC+Constrained Operational Capacity+Low Wind & Solar | -17.9484 | -8.982 | 7.2554
2026 | NZWEM_PERC | High Demand Growth+Ref Gas Supply+Reduced Rankine Availability+Delayed Build | 7.0494 | 7.0494 | 7.0494
2027 | NZWEM_PERC | High Demand Growth+Ref Gas Supply+Reduced Rankine Availability+Delayed Build | -2.1041 | -1.9717 | -1.8145
2028 | NZWEM_PERC | High Demand Growth+Ref Gas Supply+Reduced Rankine Availability+Delayed Build | -2.8834 | -1.5881 | -1.3063
2029 | NZWEM_PERC | High Demand Growth+Ref Gas Supply+Reduced Rankine Availability+Delayed Build | -5.4795 | -3.0121 | -2.2458
2030 | NZWEM_PERC | High Demand Growth+Ref Gas Supply+Reduced Rankine Availability+Delayed Build | -9.4924 | -1.9624 | 4.4027
2031 | NZWEM_PERC | High Demand Growth+Ref Gas Supply+Reduced Rankine Availability+Delayed Build | -13.1434 | -3.3872 | 3.6597
2032 | NZWEM_PERC | High Demand Growth+Ref Gas Supply+Reduced Rankine Availability+Delayed Build | -15.2669 | -5.2344 | 6.2174
2033 | NZWEM_PERC | High Demand Growth+Ref Gas Supply+Reduced Rankine Availability+Delayed Build | -17.0987 | -7.2505 | 8.6379
2034 | NZWEM_PERC | High Demand Growth+Ref Gas Supply+Reduced Rankine Availability+Delayed Build | -18.8987 | -9.0332 | 7.1875
2035 | NZWEM_PERC | High Demand Growth+Ref Gas Supply+Reduced Rankine Availability+Delayed Build | -20.3364 | -10.3265 | 6.8739
2026 | NIWCM | High Demand Growth+Ref Gas Supply+Reduced Rankine Availability+Delayed Build | 567.4665 | 567.4665 | 567.4665
2027 | NIWCM | High Demand Growth+Ref Gas Supply+Reduced Rankine Availability+Delayed Build | 357.3296 | 359.3773 | 361.8498
2028 | NIWCM | High Demand Growth+Ref Gas Supply+Reduced Rankine Availability+Delayed Build | 365.0577 | 385.9802 | 390.5167
2029 | NIWCM | High Demand Growth+Ref Gas Supply+Reduced Rankine Availability+Delayed Build | 88.2206 | 217.6526 | 231.2449
2030 | NIWCM | High Demand Growth+Ref Gas Supply+Reduced Rankine Availability+Delayed Build | -220.344 | 510.8499 | 809.874
2031 | NIWCM | High Demand Growth+Ref Gas Supply+Reduced Rankine Availability+Delayed Build | -507.674 | 432.9924 | 799.4667
2032 | NIWCM | High Demand Growth+Ref Gas Supply+Reduced Rankine Availability+Delayed Build | -729.1849 | 287.6891 | 885.4725
2033 | NIWCM | High Demand Growth+Ref Gas Supply+Reduced Rankine Availability+Delayed Build | -864.3099 | 166.0293 | 1004.9701
2034 | NIWCM | High Demand Growth+Ref Gas Supply+Reduced Rankine Availability+Delayed Build | -1065.7482 | -50.0815 | 825.2795
2035 | NIWCM | High Demand Growth+Ref Gas Supply+Reduced Rankine Availability+Delayed Build | -1180.1463 | -190.154 | 754.4333
2026 | SIWEM_PERC | High Demand Growth+Ref Gas Supply+Reduced Rankine Availability+Delayed Build | 17.9605 | 17.9605 | 17.9605
2027 | SIWEM_PERC | High Demand Growth+Ref Gas Supply+Reduced Rankine Availability+Delayed Build | 11.4933 | 11.56 | 11.56
2028 | SIWEM_PERC | High Demand Growth+Ref Gas Supply+Reduced Rankine Availability+Delayed Build | 7.3647 | 9.1124 | 9.1124
2029 | SIWEM_PERC | High Demand Growth+Ref Gas Supply+Reduced Rankine Availability+Delayed Build | 0.6655 | 4.8979 | 4.8979
2030 | SIWEM_PERC | High Demand Growth+Ref Gas Supply+Reduced Rankine Availability+Delayed Build | -5.5519 | 4.4101 | 15.0142
2031 | SIWEM_PERC | High Demand Growth+Ref Gas Supply+Reduced Rankine Availability+Delayed Build | -10.8611 | -1.4855 | 10.0074
2032 | SIWEM_PERC | High Demand Growth+Ref Gas Supply+Reduced Rankine Availability+Delayed Build | -12.6391 | -2.04 | 13.6346
2033 | SIWEM_PERC | High Demand Growth+Ref Gas Supply+Reduced Rankine Availability+Delayed Build | -14.2635 | -3.8927 | 19.9434
2034 | SIWEM_PERC | High Demand Growth+Ref Gas Supply+Reduced Rankine Availability+Delayed Build | -16.0174 | -5.893 | 16.1619
2035 | SIWEM_PERC | High Demand Growth+Ref Gas Supply+Reduced Rankine Availability+Delayed Build | -17.2782 | -7.3427 | 15.3527
2026 | NZWEM_PERC | High Demand Growth+Ref Gas Supply+Reduced Rankine Availability+Delayed Build+Low Wind & Solar | 6.1693 | 6.1693 | 6.1693
2027 | NZWEM_PERC | High Demand Growth+Ref Gas Supply+Reduced Rankine Availability+Delayed Build+Low Wind & Solar | -2.9998 | -2.8803 | -2.7385
2028 | NZWEM_PERC | High Demand Growth+Ref Gas Supply+Reduced Rankine Availability+Delayed Build+Low Wind & Solar | -3.9627 | -2.7938 | -2.5394
2029 | NZWEM_PERC | High Demand Growth+Ref Gas Supply+Reduced Rankine Availability+Delayed Build+Low Wind & Solar | -6.6462 | -4.4194 | -3.7278
2030 | NZWEM_PERC | High Demand Growth+Ref Gas Supply+Reduced Rankine Availability+Delayed Build+Low Wind & Solar | -10.6786 | -3.8829 | 1.8613
2031 | NZWEM_PERC | High Demand Growth+Ref Gas Supply+Reduced Rankine Availability+Delayed Build+Low Wind & Solar | -14.2801 | -5.4754 | 0.88417
2032 | NZWEM_PERC | High Demand Growth+Ref Gas Supply+Reduced Rankine Availability+Delayed Build+Low Wind & Solar | -16.3715 | -7.3175 | 3.0471
2033 | NZWEM_PERC | High Demand Growth+Ref Gas Supply+Reduced Rankine Availability+Delayed Build+Low Wind & Solar | -18.1751 | -9.2805 | 5.0872
2034 | NZWEM_PERC | High Demand Growth+Ref Gas Supply+Reduced Rankine Availability+Delayed Build+Low Wind & Solar | -19.9439 | -11.0339 | 3.661
2035 | NZWEM_PERC | High Demand Growth+Ref Gas Supply+Reduced Rankine Availability+Delayed Build+Low Wind & Solar | -21.357 | -12.28 | 3.2977
2026 | NIWCM | High Demand Growth+Ref Gas Supply+Reduced Rankine Availability+Delayed Build+Low Wind & Solar | 567.4665 | 567.4665 | 567.4665
2027 | NIWCM | High Demand Growth+Ref Gas Supply+Reduced Rankine Availability+Delayed Build+Low Wind & Solar | 357.3296 | 359.3773 | 361.8498
2028 | NIWCM | High Demand Growth+Ref Gas Supply+Reduced Rankine Availability+Delayed Build+Low Wind & Solar | 365.0577 | 385.9802 | 390.5167
2029 | NIWCM | High Demand Growth+Ref Gas Supply+Reduced Rankine Availability+Delayed Build+Low Wind & Solar | 88.2206 | 217.6526 | 231.2449
2030 | NIWCM | High Demand Growth+Ref Gas Supply+Reduced Rankine Availability+Delayed Build+Low Wind & Solar | -220.344 | 510.8499 | 809.874
2031 | NIWCM | High Demand Growth+Ref Gas Supply+Reduced Rankine Availability+Delayed Build+Low Wind & Solar | -507.674 | 432.9924 | 799.4667
2032 | NIWCM | High Demand Growth+Ref Gas Supply+Reduced Rankine Availability+Delayed Build+Low Wind & Solar | -729.1849 | 287.6891 | 885.4725
2033 | NIWCM | High Demand Growth+Ref Gas Supply+Reduced Rankine Availability+Delayed Build+Low Wind & Solar | -864.3099 | 166.0293 | 1004.9701
2034 | NIWCM | High Demand Growth+Ref Gas Supply+Reduced Rankine Availability+Delayed Build+Low Wind & Solar | -1065.7482 | -50.0815 | 825.2795
2035 | NIWCM | High Demand Growth+Ref Gas Supply+Reduced Rankine Availability+Delayed Build+Low Wind & Solar | -1180.1463 | -190.154 | 754.4333
2026 | SIWEM_PERC | High Demand Growth+Ref Gas Supply+Reduced Rankine Availability+Delayed Build+Low Wind & Solar | 15.8428 | 15.8428 | 15.8428
2027 | SIWEM_PERC | High Demand Growth+Ref Gas Supply+Reduced Rankine Availability+Delayed Build+Low Wind & Solar | 11.0361 | 11.0963 | 11.0963
2028 | SIWEM_PERC | High Demand Growth+Ref Gas Supply+Reduced Rankine Availability+Delayed Build+Low Wind & Solar | 6.659 | 8.2362 | 8.2362
2029 | SIWEM_PERC | High Demand Growth+Ref Gas Supply+Reduced Rankine Availability+Delayed Build+Low Wind & Solar | -0.026737 | 3.7929 | 3.7929
2030 | SIWEM_PERC | High Demand Growth+Ref Gas Supply+Reduced Rankine Availability+Delayed Build+Low Wind & Solar | -6.3293 | 2.661 | 12.2309
2031 | SIWEM_PERC | High Demand Growth+Ref Gas Supply+Reduced Rankine Availability+Delayed Build+Low Wind & Solar | -11.5927 | -3.1316 | 7.2404
2032 | SIWEM_PERC | High Demand Growth+Ref Gas Supply+Reduced Rankine Availability+Delayed Build+Low Wind & Solar | -13.3541 | -3.7888 | 10.1078
2033 | SIWEM_PERC | High Demand Growth+Ref Gas Supply+Reduced Rankine Availability+Delayed Build+Low Wind & Solar | -14.9631 | -5.6039 | 11.345
2034 | SIWEM_PERC | High Demand Growth+Ref Gas Supply+Reduced Rankine Availability+Delayed Build+Low Wind & Solar | -16.7004 | -7.5635 | 8.9827
2035 | SIWEM_PERC | High Demand Growth+Ref Gas Supply+Reduced Rankine Availability+Delayed Build+Low Wind & Solar | -17.9484 | -8.982 | 7.2554
2026 | NZWEM_PERC | High Demand Growth+Ref Gas Supply+Reduced Rankine Availability+Delayed Build+Constrained Operational Capacity | 7.0494 | 7.0494 | 7.0494
2027 | NZWEM_PERC | High Demand Growth+Ref Gas Supply+Reduced Rankine Availability+Delayed Build+Constrained Operational Capacity | -2.1041 | -1.9717 | -1.8145
2028 | NZWEM_PERC | High Demand Growth+Ref Gas Supply+Reduced Rankine Availability+Delayed Build+Constrained Operational Capacity | -2.8834 | -1.5881 | -1.3063
2029 | NZWEM_PERC | High Demand Growth+Ref Gas Supply+Reduced Rankine Availability+Delayed Build+Constrained Operational Capacity | -5.4795 | -3.0121 | -2.2458
2030 | NZWEM_PERC | High Demand Growth+Ref Gas Supply+Reduced Rankine Availability+Delayed Build+Constrained Operational Capacity | -9.4924 | -1.9624 | 4.4027
2031 | NZWEM_PERC | High Demand Growth+Ref Gas Supply+Reduced Rankine Availability+Delayed Build+Constrained Operational Capacity | -13.1434 | -3.3872 | 3.6597
2032 | NZWEM_PERC | High Demand Growth+Ref Gas Supply+Reduced Rankine Availability+Delayed Build+Constrained Operational Capacity | -15.2669 | -5.2344 | 6.2174
2033 | NZWEM_PERC | High Demand Growth+Ref Gas Supply+Reduced Rankine Availability+Delayed Build+Constrained Operational Capacity | -17.0987 | -7.2505 | 8.6379
2034 | NZWEM_PERC | High Demand Growth+Ref Gas Supply+Reduced Rankine Availability+Delayed Build+Constrained Operational Capacity | -18.8987 | -9.0332 | 7.1875
2035 | NZWEM_PERC | High Demand Growth+Ref Gas Supply+Reduced Rankine Availability+Delayed Build+Constrained Operational Capacity | -20.3364 | -10.3265 | 6.8739
2026 | NIWCM | High Demand Growth+Ref Gas Supply+Reduced Rankine Availability+Delayed Build+Constrained Operational Capacity | 33.1014 | 33.1014 | 33.1014
2027 | NIWCM | High Demand Growth+Ref Gas Supply+Reduced Rankine Availability+Delayed Build+Constrained Operational Capacity | -186.9524 | -186.9524 | -186.9524
2028 | NIWCM | High Demand Growth+Ref Gas Supply+Reduced Rankine Availability+Delayed Build+Constrained Operational Capacity | -248.0468 | -248.0468 | -248.0468
2029 | NIWCM | High Demand Growth+Ref Gas Supply+Reduced Rankine Availability+Delayed Build+Constrained Operational Capacity | -558.5855 | -476.362 | -476.362
2030 | NIWCM | High Demand Growth+Ref Gas Supply+Reduced Rankine Availability+Delayed Build+Constrained Operational Capacity | -900.6911 | -385.6348 | -267.6556
2031 | NIWCM | High Demand Growth+Ref Gas Supply+Reduced Rankine Availability+Delayed Build+Constrained Operational Capacity | -1190.6824 | -534.9987 | -375.6796
2032 | NIWCM | High Demand Growth+Ref Gas Supply+Reduced Rankine Availability+Delayed Build+Constrained Operational Capacity | -1418.7874 | -693.0973 | -477.3333
2033 | NIWCM | High Demand Growth+Ref Gas Supply+Reduced Rankine Availability+Delayed Build+Constrained Operational Capacity | -1484.1986 | -818.9275 | -540.2152
2034 | NIWCM | High Demand Growth+Ref Gas Supply+Reduced Rankine Availability+Delayed Build+Constrained Operational Capacity | -1640.6148 | -1032.8288 | -753.6386
2035 | NIWCM | High Demand Growth+Ref Gas Supply+Reduced Rankine Availability+Delayed Build+Constrained Operational Capacity | -1755.0129 | -1119.7677 | -884.2627
2026 | SIWEM_PERC | High Demand Growth+Ref Gas Supply+Reduced Rankine Availability+Delayed Build+Constrained Operational Capacity | 17.9605 | 17.9605 | 17.9605
2027 | SIWEM_PERC | High Demand Growth+Ref Gas Supply+Reduced Rankine Availability+Delayed Build+Constrained Operational Capacity | 11.4933 | 11.56 | 11.56
2028 | SIWEM_PERC | High Demand Growth+Ref Gas Supply+Reduced Rankine Availability+Delayed Build+Constrained Operational Capacity | 7.3647 | 9.1124 | 9.1124
2029 | SIWEM_PERC | High Demand Growth+Ref Gas Supply+Reduced Rankine Availability+Delayed Build+Constrained Operational Capacity | 0.6655 | 4.8979 | 4.8979
2030 | SIWEM_PERC | High Demand Growth+Ref Gas Supply+Reduced Rankine Availability+Delayed Build+Constrained Operational Capacity | -5.5519 | 4.4101 | 15.0142
2031 | SIWEM_PERC | High Demand Growth+Ref Gas Supply+Reduced Rankine Availability+Delayed Build+Constrained Operational Capacity | -10.8611 | -1.4855 | 10.0074
2032 | SIWEM_PERC | High Demand Growth+Ref Gas Supply+Reduced Rankine Availability+Delayed Build+Constrained Operational Capacity | -12.6391 | -2.04 | 13.6346
2033 | SIWEM_PERC | High Demand Growth+Ref Gas Supply+Reduced Rankine Availability+Delayed Build+Constrained Operational Capacity | -14.2635 | -3.8927 | 19.9434
2034 | SIWEM_PERC | High Demand Growth+Ref Gas Supply+Reduced Rankine Availability+Delayed Build+Constrained Operational Capacity | -16.0174 | -5.893 | 16.1619
2035 | SIWEM_PERC | High Demand Growth+Ref Gas Supply+Reduced Rankine Availability+Delayed Build+Constrained Operational Capacity | -17.2782 | -7.3427 | 15.3527
2026 | NZWEM_PERC | High Demand Growth+Ref Gas Supply+Reduced Rankine Availability+Delayed Build+Constrained Operational Capacity+Low Wind & Solar | 6.1693 | 6.1693 | 6.1693
2027 | NZWEM_PERC | High Demand Growth+Ref Gas Supply+Reduced Rankine Availability+Delayed Build+Constrained Operational Capacity+Low Wind & Solar | -2.9998 | -2.8803 | -2.7385
2028 | NZWEM_PERC | High Demand Growth+Ref Gas Supply+Reduced Rankine Availability+Delayed Build+Constrained Operational Capacity+Low Wind & Solar | -3.9627 | -2.7938 | -2.5394
2029 | NZWEM_PERC | High Demand Growth+Ref Gas Supply+Reduced Rankine Availability+Delayed Build+Constrained Operational Capacity+Low Wind & Solar | -6.6462 | -4.4194 | -3.7278
2030 | NZWEM_PERC | High Demand Growth+Ref Gas Supply+Reduced Rankine Availability+Delayed Build+Constrained Operational Capacity+Low Wind & Solar | -10.6786 | -3.8829 | 1.8613
2031 | NZWEM_PERC | High Demand Growth+Ref Gas Supply+Reduced Rankine Availability+Delayed Build+Constrained Operational Capacity+Low Wind & Solar | -14.2801 | -5.4754 | 0.88417
2032 | NZWEM_PERC | High Demand Growth+Ref Gas Supply+Reduced Rankine Availability+Delayed Build+Constrained Operational Capacity+Low Wind & Solar | -16.3715 | -7.3175 | 3.0471
2033 | NZWEM_PERC | High Demand Growth+Ref Gas Supply+Reduced Rankine Availability+Delayed Build+Constrained Operational Capacity+Low Wind & Solar | -18.1751 | -9.2805 | 5.0872
2034 | NZWEM_PERC | High Demand Growth+Ref Gas Supply+Reduced Rankine Availability+Delayed Build+Constrained Operational Capacity+Low Wind & Solar | -19.9439 | -11.0339 | 3.661
2035 | NZWEM_PERC | High Demand Growth+Ref Gas Supply+Reduced Rankine Availability+Delayed Build+Constrained Operational Capacity+Low Wind & Solar | -21.357 | -12.28 | 3.2977
2026 | NIWCM | High Demand Growth+Ref Gas Supply+Reduced Rankine Availability+Delayed Build+Constrained Operational Capacity+Low Wind & Solar | 33.1014 | 33.1014 | 33.1014
2027 | NIWCM | High Demand Growth+Ref Gas Supply+Reduced Rankine Availability+Delayed Build+Constrained Operational Capacity+Low Wind & Solar | -186.9524 | -186.9524 | -186.9524
2028 | NIWCM | High Demand Growth+Ref Gas Supply+Reduced Rankine Availability+Delayed Build+Constrained Operational Capacity+Low Wind & Solar | -248.0468 | -248.0468 | -248.0468
2029 | NIWCM | High Demand Growth+Ref Gas Supply+Reduced Rankine Availability+Delayed Build+Constrained Operational Capacity+Low Wind & Solar | -558.5855 | -476.362 | -476.362
2030 | NIWCM | High Demand Growth+Ref Gas Supply+Reduced Rankine Availability+Delayed Build+Constrained Operational Capacity+Low Wind & Solar | -900.6911 | -385.6348 | -267.6556
2031 | NIWCM | High Demand Growth+Ref Gas Supply+Reduced Rankine Availability+Delayed Build+Constrained Operational Capacity+Low Wind & Solar | -1190.6824 | -534.9987 | -375.6796
2032 | NIWCM | High Demand Growth+Ref Gas Supply+Reduced Rankine Availability+Delayed Build+Constrained Operational Capacity+Low Wind & Solar | -1418.7874 | -693.0973 | -477.3333
2033 | NIWCM | High Demand Growth+Ref Gas Supply+Reduced Rankine Availability+Delayed Build+Constrained Operational Capacity+Low Wind & Solar | -1484.1986 | -818.9275 | -540.2152
2034 | NIWCM | High Demand Growth+Ref Gas Supply+Reduced Rankine Availability+Delayed Build+Constrained Operational Capacity+Low Wind & Solar | -1640.6148 | -1032.8288 | -753.6386
2035 | NIWCM | High Demand Growth+Ref Gas Supply+Reduced Rankine Availability+Delayed Build+Constrained Operational Capacity+Low Wind & Solar | -1755.0129 | -1119.7677 | -884.2627
2026 | SIWEM_PERC | High Demand Growth+Ref Gas Supply+Reduced Rankine Availability+Delayed Build+Constrained Operational Capacity+Low Wind & Solar | 15.8428 | 15.8428 | 15.8428
2027 | SIWEM_PERC | High Demand Growth+Ref Gas Supply+Reduced Rankine Availability+Delayed Build+Constrained Operational Capacity+Low Wind & Solar | 11.0361 | 11.0963 | 11.0963
2028 | SIWEM_PERC | High Demand Growth+Ref Gas Supply+Reduced Rankine Availability+Delayed Build+Constrained Operational Capacity+Low Wind & Solar | 6.659 | 8.2362 | 8.2362
2029 | SIWEM_PERC | High Demand Growth+Ref Gas Supply+Reduced Rankine Availability+Delayed Build+Constrained Operational Capacity+Low Wind & Solar | -0.026737 | 3.7929 | 3.7929
2030 | SIWEM_PERC | High Demand Growth+Ref Gas Supply+Reduced Rankine Availability+Delayed Build+Constrained Operational Capacity+Low Wind & Solar | -6.3293 | 2.661 | 12.2309
2031 | SIWEM_PERC | High Demand Growth+Ref Gas Supply+Reduced Rankine Availability+Delayed Build+Constrained Operational Capacity+Low Wind & Solar | -11.5927 | -3.1316 | 7.2404
2032 | SIWEM_PERC | High Demand Growth+Ref Gas Supply+Reduced Rankine Availability+Delayed Build+Constrained Operational Capacity+Low Wind & Solar | -13.3541 | -3.7888 | 10.1078
2033 | SIWEM_PERC | High Demand Growth+Ref Gas Supply+Reduced Rankine Availability+Delayed Build+Constrained Operational Capacity+Low Wind & Solar | -14.9631 | -5.6039 | 11.345
2034 | SIWEM_PERC | High Demand Growth+Ref Gas Supply+Reduced Rankine Availability+Delayed Build+Constrained Operational Capacity+Low Wind & Solar | -16.7004 | -7.5635 | 8.9827
2035 | SIWEM_PERC | High Demand Growth+Ref Gas Supply+Reduced Rankine Availability+Delayed Build+Constrained Operational Capacity+Low Wind & Solar | -17.9484 | -8.982 | 7.2554
2026 | NZWEM_PERC | High Demand Growth+Ref Gas Supply+Reduced Rankine Availability+Delayed Build+Upgraded HVDC | 7.0494 | 7.0494 | 7.0494
2027 | NZWEM_PERC | High Demand Growth+Ref Gas Supply+Reduced Rankine Availability+Delayed Build+Upgraded HVDC | -2.1041 | -1.9717 | -1.8145
2028 | NZWEM_PERC | High Demand Growth+Ref Gas Supply+Reduced Rankine Availability+Delayed Build+Upgraded HVDC | -2.8834 | -1.5881 | -1.3063
2029 | NZWEM_PERC | High Demand Growth+Ref Gas Supply+Reduced Rankine Availability+Delayed Build+Upgraded HVDC | -5.4795 | -3.0121 | -2.2458
2030 | NZWEM_PERC | High Demand Growth+Ref Gas Supply+Reduced Rankine Availability+Delayed Build+Upgraded HVDC | -9.4924 | -1.9624 | 4.4027
2031 | NZWEM_PERC | High Demand Growth+Ref Gas Supply+Reduced Rankine Availability+Delayed Build+Upgraded HVDC | -13.1434 | -3.3872 | 3.6597
2032 | NZWEM_PERC | High Demand Growth+Ref Gas Supply+Reduced Rankine Availability+Delayed Build+Upgraded HVDC | -15.2669 | -5.2344 | 6.2174
2033 | NZWEM_PERC | High Demand Growth+Ref Gas Supply+Reduced Rankine Availability+Delayed Build+Upgraded HVDC | -17.0987 | -7.2505 | 8.6379
2034 | NZWEM_PERC | High Demand Growth+Ref Gas Supply+Reduced Rankine Availability+Delayed Build+Upgraded HVDC | -18.8987 | -9.0332 | 7.1875
2035 | NZWEM_PERC | High Demand Growth+Ref Gas Supply+Reduced Rankine Availability+Delayed Build+Upgraded HVDC | -20.3364 | -10.3265 | 6.8739
2026 | NIWCM | High Demand Growth+Ref Gas Supply+Reduced Rankine Availability+Delayed Build+Upgraded HVDC | 567.4665 | 567.4665 | 567.4665
2027 | NIWCM | High Demand Growth+Ref Gas Supply+Reduced Rankine Availability+Delayed Build+Upgraded HVDC | 357.3296 | 359.3773 | 361.8498
2028 | NIWCM | High Demand Growth+Ref Gas Supply+Reduced Rankine Availability+Delayed Build+Upgraded HVDC | 365.0577 | 385.9802 | 390.5167
2029 | NIWCM | High Demand Growth+Ref Gas Supply+Reduced Rankine Availability+Delayed Build+Upgraded HVDC | 88.2206 | 217.6526 | 231.2449
2030 | NIWCM | High Demand Growth+Ref Gas Supply+Reduced Rankine Availability+Delayed Build+Upgraded HVDC | -220.344 | 510.8499 | 809.874
2031 | NIWCM | High Demand Growth+Ref Gas Supply+Reduced Rankine Availability+Delayed Build+Upgraded HVDC | -507.674 | 432.9924 | 799.4667
2032 | NIWCM | High Demand Growth+Ref Gas Supply+Reduced Rankine Availability+Delayed Build+Upgraded HVDC | -729.1849 | 287.6891 | 885.4725
2033 | NIWCM | High Demand Growth+Ref Gas Supply+Reduced Rankine Availability+Delayed Build+Upgraded HVDC | -864.3099 | 166.0293 | 1004.9701
2034 | NIWCM | High Demand Growth+Ref Gas Supply+Reduced Rankine Availability+Delayed Build+Upgraded HVDC | -1065.7482 | -50.0815 | 825.2795
2035 | NIWCM | High Demand Growth+Ref Gas Supply+Reduced Rankine Availability+Delayed Build+Upgraded HVDC | -1180.1463 | -190.154 | 754.4333
2026 | SIWEM_PERC | High Demand Growth+Ref Gas Supply+Reduced Rankine Availability+Delayed Build+Upgraded HVDC | 17.9605 | 17.9605 | 17.9605
2027 | SIWEM_PERC | High Demand Growth+Ref Gas Supply+Reduced Rankine Availability+Delayed Build+Upgraded HVDC | 11.4933 | 11.56 | 11.56
2028 | SIWEM_PERC | High Demand Growth+Ref Gas Supply+Reduced Rankine Availability+Delayed Build+Upgraded HVDC | 7.3647 | 9.1124 | 9.1124
2029 | SIWEM_PERC | High Demand Growth+Ref Gas Supply+Reduced Rankine Availability+Delayed Build+Upgraded HVDC | 0.6655 | 4.8979 | 4.8979
2030 | SIWEM_PERC | High Demand Growth+Ref Gas Supply+Reduced Rankine Availability+Delayed Build+Upgraded HVDC | -5.5519 | 4.4101 | 15.0142
2031 | SIWEM_PERC | High Demand Growth+Ref Gas Supply+Reduced Rankine Availability+Delayed Build+Upgraded HVDC | -10.8611 | -1.4855 | 10.0074
2032 | SIWEM_PERC | High Demand Growth+Ref Gas Supply+Reduced Rankine Availability+Delayed Build+Upgraded HVDC | -12.6391 | -2.04 | 13.6346
2033 | SIWEM_PERC | High Demand Growth+Ref Gas Supply+Reduced Rankine Availability+Delayed Build+Upgraded HVDC | -14.2635 | -3.8927 | 19.9434
2034 | SIWEM_PERC | High Demand Growth+Ref Gas Supply+Reduced Rankine Availability+Delayed Build+Upgraded HVDC | -16.0174 | -5.893 | 16.1619
2035 | SIWEM_PERC | High Demand Growth+Ref Gas Supply+Reduced Rankine Availability+Delayed Build+Upgraded HVDC | -17.2782 | -7.3427 | 15.3527
2026 | NZWEM_PERC | High Demand Growth+Ref Gas Supply+Reduced Rankine Availability+Delayed Build+Upgraded HVDC+Low Wind & Solar | 6.1693 | 6.1693 | 6.1693
2027 | NZWEM_PERC | High Demand Growth+Ref Gas Supply+Reduced Rankine Availability+Delayed Build+Upgraded HVDC+Low Wind & Solar | -2.9998 | -2.8803 | -2.7385
2028 | NZWEM_PERC | High Demand Growth+Ref Gas Supply+Reduced Rankine Availability+Delayed Build+Upgraded HVDC+Low Wind & Solar | -3.9627 | -2.7938 | -2.5394
2029 | NZWEM_PERC | High Demand Growth+Ref Gas Supply+Reduced Rankine Availability+Delayed Build+Upgraded HVDC+Low Wind & Solar | -6.6462 | -4.4194 | -3.7278
2030 | NZWEM_PERC | High Demand Growth+Ref Gas Supply+Reduced Rankine Availability+Delayed Build+Upgraded HVDC+Low Wind & Solar | -10.6786 | -3.8829 | 1.8613
2031 | NZWEM_PERC | High Demand Growth+Ref Gas Supply+Reduced Rankine Availability+Delayed Build+Upgraded HVDC+Low Wind & Solar | -14.2801 | -5.4754 | 0.88417
2032 | NZWEM_PERC | High Demand Growth+Ref Gas Supply+Reduced Rankine Availability+Delayed Build+Upgraded HVDC+Low Wind & Solar | -16.3715 | -7.3175 | 3.0471
2033 | NZWEM_PERC | High Demand Growth+Ref Gas Supply+Reduced Rankine Availability+Delayed Build+Upgraded HVDC+Low Wind & Solar | -18.1751 | -9.2805 | 5.0872
2034 | NZWEM_PERC | High Demand Growth+Ref Gas Supply+Reduced Rankine Availability+Delayed Build+Upgraded HVDC+Low Wind & Solar | -19.9439 | -11.0339 | 3.661
2035 | NZWEM_PERC | High Demand Growth+Ref Gas Supply+Reduced Rankine Availability+Delayed Build+Upgraded HVDC+Low Wind & Solar | -21.357 | -12.28 | 3.2977
2026 | NIWCM | High Demand Growth+Ref Gas Supply+Reduced Rankine Availability+Delayed Build+Upgraded HVDC+Low Wind & Solar | 567.4665 | 567.4665 | 567.4665
2027 | NIWCM | High Demand Growth+Ref Gas Supply+Reduced Rankine Availability+Delayed Build+Upgraded HVDC+Low Wind & Solar | 357.3296 | 359.3773 | 361.8498
2028 | NIWCM | High Demand Growth+Ref Gas Supply+Reduced Rankine Availability+Delayed Build+Upgraded HVDC+Low Wind & Solar | 365.0577 | 385.9802 | 390.5167
2029 | NIWCM | High Demand Growth+Ref Gas Supply+Reduced Rankine Availability+Delayed Build+Upgraded HVDC+Low Wind & Solar | 88.2206 | 217.6526 | 231.2449
2030 | NIWCM | High Demand Growth+Ref Gas Supply+Reduced Rankine Availability+Delayed Build+Upgraded HVDC+Low Wind & Solar | -220.344 | 510.8499 | 809.874
2031 | NIWCM | High Demand Growth+Ref Gas Supply+Reduced Rankine Availability+Delayed Build+Upgraded HVDC+Low Wind & Solar | -507.674 | 432.9924 | 799.4667
2032 | NIWCM | High Demand Growth+Ref Gas Supply+Reduced Rankine Availability+Delayed Build+Upgraded HVDC+Low Wind & Solar | -729.1849 | 287.6891 | 885.4725
2033 | NIWCM | High Demand Growth+Ref Gas Supply+Reduced Rankine Availability+Delayed Build+Upgraded HVDC+Low Wind & Solar | -864.3099 | 166.0293 | 1004.9701
2034 | NIWCM | High Demand Growth+Ref Gas Supply+Reduced Rankine Availability+Delayed Build+Upgraded HVDC+Low Wind & Solar | -1065.7482 | -50.0815 | 825.2795
2035 | NIWCM | High Demand Growth+Ref Gas Supply+Reduced Rankine Availability+Delayed Build+Upgraded HVDC+Low Wind & Solar | -1180.1463 | -190.154 | 754.4333
2026 | SIWEM_PERC | High Demand Growth+Ref Gas Supply+Reduced Rankine Availability+Delayed Build+Upgraded HVDC+Low Wind & Solar | 15.8428 | 15.8428 | 15.8428
2027 | SIWEM_PERC | High Demand Growth+Ref Gas Supply+Reduced Rankine Availability+Delayed Build+Upgraded HVDC+Low Wind & Solar | 11.0361 | 11.0963 | 11.0963
2028 | SIWEM_PERC | High Demand Growth+Ref Gas Supply+Reduced Rankine Availability+Delayed Build+Upgraded HVDC+Low Wind & Solar | 6.659 | 8.2362 | 8.2362
2029 | SIWEM_PERC | High Demand Growth+Ref Gas Supply+Reduced Rankine Availability+Delayed Build+Upgraded HVDC+Low Wind & Solar | -0.026737 | 3.7929 | 3.7929
2030 | SIWEM_PERC | High Demand Growth+Ref Gas Supply+Reduced Rankine Availability+Delayed Build+Upgraded HVDC+Low Wind & Solar | -6.3293 | 2.661 | 12.2309
2031 | SIWEM_PERC | High Demand Growth+Ref Gas Supply+Reduced Rankine Availability+Delayed Build+Upgraded HVDC+Low Wind & Solar | -11.5927 | -3.1316 | 7.2404
2032 | SIWEM_PERC | High Demand Growth+Ref Gas Supply+Reduced Rankine Availability+Delayed Build+Upgraded HVDC+Low Wind & Solar | -13.3541 | -3.7888 | 10.1078
2033 | SIWEM_PERC | High Demand Growth+Ref Gas Supply+Reduced Rankine Availability+Delayed Build+Upgraded HVDC+Low Wind & Solar | -14.9631 | -5.6039 | 11.345
2034 | SIWEM_PERC | High Demand Growth+Ref Gas Supply+Reduced Rankine Availability+Delayed Build+Upgraded HVDC+Low Wind & Solar | -16.7004 | -7.5635 | 8.9827
2035 | SIWEM_PERC | High Demand Growth+Ref Gas Supply+Reduced Rankine Availability+Delayed Build+Upgraded HVDC+Low Wind & Solar | -17.9484 | -8.982 | 7.2554
2026 | NZWEM_PERC | High Demand Growth+Ref Gas Supply+Reduced Rankine Availability+Delayed Build+Upgraded HVDC+Constrained Operational Capacity | 7.0494 | 7.0494 | 7.0494
2027 | NZWEM_PERC | High Demand Growth+Ref Gas Supply+Reduced Rankine Availability+Delayed Build+Upgraded HVDC+Constrained Operational Capacity | -2.1041 | -1.9717 | -1.8145
2028 | NZWEM_PERC | High Demand Growth+Ref Gas Supply+Reduced Rankine Availability+Delayed Build+Upgraded HVDC+Constrained Operational Capacity | -2.8834 | -1.5881 | -1.3063
2029 | NZWEM_PERC | High Demand Growth+Ref Gas Supply+Reduced Rankine Availability+Delayed Build+Upgraded HVDC+Constrained Operational Capacity | -5.4795 | -3.0121 | -2.2458
2030 | NZWEM_PERC | High Demand Growth+Ref Gas Supply+Reduced Rankine Availability+Delayed Build+Upgraded HVDC+Constrained Operational Capacity | -9.4924 | -1.9624 | 4.4027
2031 | NZWEM_PERC | High Demand Growth+Ref Gas Supply+Reduced Rankine Availability+Delayed Build+Upgraded HVDC+Constrained Operational Capacity | -13.1434 | -3.3872 | 3.6597
2032 | NZWEM_PERC | High Demand Growth+Ref Gas Supply+Reduced Rankine Availability+Delayed Build+Upgraded HVDC+Constrained Operational Capacity | -15.2669 | -5.2344 | 6.2174
2033 | NZWEM_PERC | High Demand Growth+Ref Gas Supply+Reduced Rankine Availability+Delayed Build+Upgraded HVDC+Constrained Operational Capacity | -17.0987 | -7.2505 | 8.6379
2034 | NZWEM_PERC | High Demand Growth+Ref Gas Supply+Reduced Rankine Availability+Delayed Build+Upgraded HVDC+Constrained Operational Capacity | -18.8987 | -9.0332 | 7.1875
2035 | NZWEM_PERC | High Demand Growth+Ref Gas Supply+Reduced Rankine Availability+Delayed Build+Upgraded HVDC+Constrained Operational Capacity | -20.3364 | -10.3265 | 6.8739
2026 | NIWCM | High Demand Growth+Ref Gas Supply+Reduced Rankine Availability+Delayed Build+Upgraded HVDC+Constrained Operational Capacity | 33.1014 | 33.1014 | 33.1014
2027 | NIWCM | High Demand Growth+Ref Gas Supply+Reduced Rankine Availability+Delayed Build+Upgraded HVDC+Constrained Operational Capacity | -186.9524 | -186.9524 | -186.9524
2028 | NIWCM | High Demand Growth+Ref Gas Supply+Reduced Rankine Availability+Delayed Build+Upgraded HVDC+Constrained Operational Capacity | -248.0468 | -248.0468 | -248.0468
2029 | NIWCM | High Demand Growth+Ref Gas Supply+Reduced Rankine Availability+Delayed Build+Upgraded HVDC+Constrained Operational Capacity | -558.5855 | -476.362 | -476.362
2030 | NIWCM | High Demand Growth+Ref Gas Supply+Reduced Rankine Availability+Delayed Build+Upgraded HVDC+Constrained Operational Capacity | -900.6911 | -385.6348 | -267.6556
2031 | NIWCM | High Demand Growth+Ref Gas Supply+Reduced Rankine Availability+Delayed Build+Upgraded HVDC+Constrained Operational Capacity | -1190.6824 | -534.9987 | -375.6796
2032 | NIWCM | High Demand Growth+Ref Gas Supply+Reduced Rankine Availability+Delayed Build+Upgraded HVDC+Constrained Operational Capacity | -1418.7874 | -693.0973 | -477.3333
2033 | NIWCM | High Demand Growth+Ref Gas Supply+Reduced Rankine Availability+Delayed Build+Upgraded HVDC+Constrained Operational Capacity | -1484.1986 | -818.9275 | -540.2152
2034 | NIWCM | High Demand Growth+Ref Gas Supply+Reduced Rankine Availability+Delayed Build+Upgraded HVDC+Constrained Operational Capacity | -1640.6148 | -1032.8288 | -753.6386
2035 | NIWCM | High Demand Growth+Ref Gas Supply+Reduced Rankine Availability+Delayed Build+Upgraded HVDC+Constrained Operational Capacity | -1755.0129 | -1119.7677 | -884.2627
2026 | SIWEM_PERC | High Demand Growth+Ref Gas Supply+Reduced Rankine Availability+Delayed Build+Upgraded HVDC+Constrained Operational Capacity | 17.9605 | 17.9605 | 17.9605
2027 | SIWEM_PERC | High Demand Growth+Ref Gas Supply+Reduced Rankine Availability+Delayed Build+Upgraded HVDC+Constrained Operational Capacity | 11.4933 | 11.56 | 11.56
2028 | SIWEM_PERC | High Demand Growth+Ref Gas Supply+Reduced Rankine Availability+Delayed Build+Upgraded HVDC+Constrained Operational Capacity | 7.3647 | 9.1124 | 9.1124
2029 | SIWEM_PERC | High Demand Growth+Ref Gas Supply+Reduced Rankine Availability+Delayed Build+Upgraded HVDC+Constrained Operational Capacity | 0.6655 | 4.8979 | 4.8979
2030 | SIWEM_PERC | High Demand Growth+Ref Gas Supply+Reduced Rankine Availability+Delayed Build+Upgraded HVDC+Constrained Operational Capacity | -5.5519 | 4.4101 | 15.0142
2031 | SIWEM_PERC | High Demand Growth+Ref Gas Supply+Reduced Rankine Availability+Delayed Build+Upgraded HVDC+Constrained Operational Capacity | -10.8611 | -1.4855 | 10.0074
2032 | SIWEM_PERC | High Demand Growth+Ref Gas Supply+Reduced Rankine Availability+Delayed Build+Upgraded HVDC+Constrained Operational Capacity | -12.6391 | -2.04 | 13.6346
2033 | SIWEM_PERC | High Demand Growth+Ref Gas Supply+Reduced Rankine Availability+Delayed Build+Upgraded HVDC+Constrained Operational Capacity | -14.2635 | -3.8927 | 19.9434
2034 | SIWEM_PERC | High Demand Growth+Ref Gas Supply+Reduced Rankine Availability+Delayed Build+Upgraded HVDC+Constrained Operational Capacity | -16.0174 | -5.893 | 16.1619
2035 | SIWEM_PERC | High Demand Growth+Ref Gas Supply+Reduced Rankine Availability+Delayed Build+Upgraded HVDC+Constrained Operational Capacity | -17.2782 | -7.3427 | 15.3527
2026 | NZWEM_PERC | High Demand Growth+Ref Gas Supply+Reduced Rankine Availability+Delayed Build+Upgraded HVDC+Constrained Operational Capacity+Low Wind & Solar | 6.1693 | 6.1693 | 6.1693
2027 | NZWEM_PERC | High Demand Growth+Ref Gas Supply+Reduced Rankine Availability+Delayed Build+Upgraded HVDC+Constrained Operational Capacity+Low Wind & Solar | -2.9998 | -2.8803 | -2.7385
2028 | NZWEM_PERC | High Demand Growth+Ref Gas Supply+Reduced Rankine Availability+Delayed Build+Upgraded HVDC+Constrained Operational Capacity+Low Wind & Solar | -3.9627 | -2.7938 | -2.5394
2029 | NZWEM_PERC | High Demand Growth+Ref Gas Supply+Reduced Rankine Availability+Delayed Build+Upgraded HVDC+Constrained Operational Capacity+Low Wind & Solar | -6.6462 | -4.4194 | -3.7278
2030 | NZWEM_PERC | High Demand Growth+Ref Gas Supply+Reduced Rankine Availability+Delayed Build+Upgraded HVDC+Constrained Operational Capacity+Low Wind & Solar | -10.6786 | -3.8829 | 1.8613
2031 | NZWEM_PERC | High Demand Growth+Ref Gas Supply+Reduced Rankine Availability+Delayed Build+Upgraded HVDC+Constrained Operational Capacity+Low Wind & Solar | -14.2801 | -5.4754 | 0.88417
2032 | NZWEM_PERC | High Demand Growth+Ref Gas Supply+Reduced Rankine Availability+Delayed Build+Upgraded HVDC+Constrained Operational Capacity+Low Wind & Solar | -16.3715 | -7.3175 | 3.0471
2033 | NZWEM_PERC | High Demand Growth+Ref Gas Supply+Reduced Rankine Availability+Delayed Build+Upgraded HVDC+Constrained Operational Capacity+Low Wind & Solar | -18.1751 | -9.2805 | 5.0872
2034 | NZWEM_PERC | High Demand Growth+Ref Gas Supply+Reduced Rankine Availability+Delayed Build+Upgraded HVDC+Constrained Operational Capacity+Low Wind & Solar | -19.9439 | -11.0339 | 3.661
2035 | NZWEM_PERC | High Demand Growth+Ref Gas Supply+Reduced Rankine Availability+Delayed Build+Upgraded HVDC+Constrained Operational Capacity+Low Wind & Solar | -21.357 | -12.28 | 3.2977
2026 | NIWCM | High Demand Growth+Ref Gas Supply+Reduced Rankine Availability+Delayed Build+Upgraded HVDC+Constrained Operational Capacity+Low Wind & Solar | 33.1014 | 33.1014 | 33.1014
2027 | NIWCM | High Demand Growth+Ref Gas Supply+Reduced Rankine Availability+Delayed Build+Upgraded HVDC+Constrained Operational Capacity+Low Wind & Solar | -186.9524 | -186.9524 | -186.9524
2028 | NIWCM | High Demand Growth+Ref Gas Supply+Reduced Rankine Availability+Delayed Build+Upgraded HVDC+Constrained Operational Capacity+Low Wind & Solar | -248.0468 | -248.0468 | -248.0468
2029 | NIWCM | High Demand Growth+Ref Gas Supply+Reduced Rankine Availability+Delayed Build+Upgraded HVDC+Constrained Operational Capacity+Low Wind & Solar | -558.5855 | -476.362 | -476.362
2030 | NIWCM | High Demand Growth+Ref Gas Supply+Reduced Rankine Availability+Delayed Build+Upgraded HVDC+Constrained Operational Capacity+Low Wind & Solar | -900.6911 | -385.6348 | -267.6556
2031 | NIWCM | High Demand Growth+Ref Gas Supply+Reduced Rankine Availability+Delayed Build+Upgraded HVDC+Constrained Operational Capacity+Low Wind & Solar | -1190.6824 | -534.9987 | -375.6796
2032 | NIWCM | High Demand Growth+Ref Gas Supply+Reduced Rankine Availability+Delayed Build+Upgraded HVDC+Constrained Operational Capacity+Low Wind & Solar | -1418.7874 | -693.0973 | -477.3333
2033 | NIWCM | High Demand Growth+Ref Gas Supply+Reduced Rankine Availability+Delayed Build+Upgraded HVDC+Constrained Operational Capacity+Low Wind & Solar | -1484.1986 | -818.9275 | -540.2152
2034 | NIWCM | High Demand Growth+Ref Gas Supply+Reduced Rankine Availability+Delayed Build+Upgraded HVDC+Constrained Operational Capacity+Low Wind & Solar | -1640.6148 | -1032.8288 | -753.6386
2035 | NIWCM | High Demand Growth+Ref Gas Supply+Reduced Rankine Availability+Delayed Build+Upgraded HVDC+Constrained Operational Capacity+Low Wind & Solar | -1755.0129 | -1119.7677 | -884.2627
2026 | SIWEM_PERC | High Demand Growth+Ref Gas Supply+Reduced Rankine Availability+Delayed Build+Upgraded HVDC+Constrained Operational Capacity+Low Wind & Solar | 15.8428 | 15.8428 | 15.8428
2027 | SIWEM_PERC | High Demand Growth+Ref Gas Supply+Reduced Rankine Availability+Delayed Build+Upgraded HVDC+Constrained Operational Capacity+Low Wind & Solar | 11.0361 | 11.0963 | 11.0963
2028 | SIWEM_PERC | High Demand Growth+Ref Gas Supply+Reduced Rankine Availability+Delayed Build+Upgraded HVDC+Constrained Operational Capacity+Low Wind & Solar | 6.659 | 8.2362 | 8.2362
2029 | SIWEM_PERC | High Demand Growth+Ref Gas Supply+Reduced Rankine Availability+Delayed Build+Upgraded HVDC+Constrained Operational Capacity+Low Wind & Solar | -0.026737 | 3.7929 | 3.7929
2030 | SIWEM_PERC | High Demand Growth+Ref Gas Supply+Reduced Rankine Availability+Delayed Build+Upgraded HVDC+Constrained Operational Capacity+Low Wind & Solar | -6.3293 | 2.661 | 12.2309
2031 | SIWEM_PERC | High Demand Growth+Ref Gas Supply+Reduced Rankine Availability+Delayed Build+Upgraded HVDC+Constrained Operational Capacity+Low Wind & Solar | -11.5927 | -3.1316 | 7.2404
2032 | SIWEM_PERC | High Demand Growth+Ref Gas Supply+Reduced Rankine Availability+Delayed Build+Upgraded HVDC+Constrained Operational Capacity+Low Wind & Solar | -13.3541 | -3.7888 | 10.1078
2033 | SIWEM_PERC | High Demand Growth+Ref Gas Supply+Reduced Rankine Availability+Delayed Build+Upgraded HVDC+Constrained Operational Capacity+Low Wind & Solar | -14.9631 | -5.6039 | 11.345
2034 | SIWEM_PERC | High Demand Growth+Ref Gas Supply+Reduced Rankine Availability+Delayed Build+Upgraded HVDC+Constrained Operational Capacity+Low Wind & Solar | -16.7004 | -7.5635 | 8.9827
2035 | SIWEM_PERC | High Demand Growth+Ref Gas Supply+Reduced Rankine Availability+Delayed Build+Upgraded HVDC+Constrained Operational Capacity+Low Wind & Solar | -17.9484 | -8.982 | 7.2554
2026 | NZWEM_PERC | High Demand Growth+Ref Gas Supply+Increased Demand Response | 16.1169 | 16.1722 | 16.1722
2027 | NZWEM_PERC | High Demand Growth+Ref Gas Supply+Increased Demand Response | 13.0247 | 14.7544 | 15.0535
2028 | NZWEM_PERC | High Demand Growth+Ref Gas Supply+Increased Demand Response | 8.6721 | 15.9879 | 20.0454
2029 | NZWEM_PERC | High Demand Growth+Ref Gas Supply+Increased Demand Response | 2.8768 | 12.8297 | 20.7043
2030 | NZWEM_PERC | High Demand Growth+Ref Gas Supply+Increased Demand Response | -2.579 | 8.69 | 21.0503
2031 | NZWEM_PERC | High Demand Growth+Ref Gas Supply+Increased Demand Response | -6.5175 | 4.3575 | 21.2213
2032 | NZWEM_PERC | High Demand Growth+Ref Gas Supply+Increased Demand Response | -8.8265 | 2.0631 | 19.293
2033 | NZWEM_PERC | High Demand Growth+Ref Gas Supply+Increased Demand Response | -10.8207 | -0.20851 | 18.0267
2034 | NZWEM_PERC | High Demand Growth+Ref Gas Supply+Increased Demand Response | -12.7997 | -2.1478 | 15.5585
2035 | NZWEM_PERC | High Demand Growth+Ref Gas Supply+Increased Demand Response | -14.3789 | -3.9017 | 13.3869
2026 | NIWCM | High Demand Growth+Ref Gas Supply+Increased Demand Response | 1020.1216 | 1020.9214 | 1020.9214
2027 | NIWCM | High Demand Growth+Ref Gas Supply+Increased Demand Response | 1173.2326 | 1204.8335 | 1209.37
2028 | NIWCM | High Demand Growth+Ref Gas Supply+Increased Demand Response | 1056.3289 | 1704.7514 | 1774.7903
2029 | NIWCM | High Demand Growth+Ref Gas Supply+Increased Demand Response | 748.8543 | 1643.9768 | 1973.0064
2030 | NIWCM | High Demand Growth+Ref Gas Supply+Increased Demand Response | 305.4046 | 1332.1085 | 1892.2351
2031 | NIWCM | High Demand Growth+Ref Gas Supply+Increased Demand Response | 46.8149 | 1093.2736 | 1908.8663
2032 | NIWCM | High Demand Growth+Ref Gas Supply+Increased Demand Response | -168.0765 | 899.5865 | 1755.2112
2033 | NIWCM | High Demand Growth+Ref Gas Supply+Increased Demand Response | -364.9056 | 703.1647 | 1632.2913
2034 | NIWCM | High Demand Growth+Ref Gas Supply+Increased Demand Response | -593.2946 | 520.7164 | 1532.6392
2035 | NIWCM | High Demand Growth+Ref Gas Supply+Increased Demand Response | -760.1654 | 367.3579 | 1382.7488
2026 | SIWEM_PERC | High Demand Growth+Ref Gas Supply+Increased Demand Response | 43.3808 | 43.5366 | 43.5366
2027 | SIWEM_PERC | High Demand Growth+Ref Gas Supply+Increased Demand Response | 34.3939 | 39.2108 | 40.0435
2028 | SIWEM_PERC | High Demand Growth+Ref Gas Supply+Increased Demand Response | 22.0778 | 42.2171 | 51.279
2029 | SIWEM_PERC | High Demand Growth+Ref Gas Supply+Increased Demand Response | 6.1147 | 33.2213 | 48.8587
2030 | SIWEM_PERC | High Demand Growth+Ref Gas Supply+Increased Demand Response | -3.4825 | 21.6737 | 43.9706
2031 | SIWEM_PERC | High Demand Growth+Ref Gas Supply+Increased Demand Response | -8.7515 | 9.9895 | 39.961
2032 | SIWEM_PERC | High Demand Growth+Ref Gas Supply+Increased Demand Response | -10.5156 | 3.9343 | 37.1204
2033 | SIWEM_PERC | High Demand Growth+Ref Gas Supply+Increased Demand Response | -12.1285 | -1.4995 | 34.5085
2034 | SIWEM_PERC | High Demand Growth+Ref Gas Supply+Increased Demand Response | -13.8721 | -3.4891 | 31.6853
2035 | SIWEM_PERC | High Demand Growth+Ref Gas Supply+Increased Demand Response | -15.1242 | -4.93 | 29.6048
2026 | NZWEM_PERC | High Demand Growth+Ref Gas Supply+Increased Demand Response+Low Wind & Solar | 14.954 | 15.004 | 15.004
2027 | NZWEM_PERC | High Demand Growth+Ref Gas Supply+Increased Demand Response+Low Wind & Solar | 11.7563 | 13.3173 | 13.5871
2028 | NZWEM_PERC | High Demand Growth+Ref Gas Supply+Increased Demand Response+Low Wind & Solar | 7.3668 | 13.969 | 17.6308
2029 | NZWEM_PERC | High Demand Growth+Ref Gas Supply+Increased Demand Response+Low Wind & Solar | 1.6066 | 10.5887 | 17.6953
2030 | NZWEM_PERC | High Demand Growth+Ref Gas Supply+Increased Demand Response+Low Wind & Solar | -3.7712 | 6.4416 | 17.6285
2031 | NZWEM_PERC | High Demand Growth+Ref Gas Supply+Increased Demand Response+Low Wind & Solar | -7.66 | 2.2029 | 17.4526
2032 | NZWEM_PERC | High Demand Growth+Ref Gas Supply+Increased Demand Response+Low Wind & Solar | -9.9367 | -0.062089 | 15.5471
2033 | NZWEM_PERC | High Demand Growth+Ref Gas Supply+Increased Demand Response+Low Wind & Solar | -11.9026 | -2.2795 | 14.2354
2034 | NZWEM_PERC | High Demand Growth+Ref Gas Supply+Increased Demand Response+Low Wind & Solar | -13.8503 | -4.1587 | 11.8771
2035 | NZWEM_PERC | High Demand Growth+Ref Gas Supply+Increased Demand Response+Low Wind & Solar | -15.4046 | -5.8652 | 9.7924
2026 | NIWCM | High Demand Growth+Ref Gas Supply+Increased Demand Response+Low Wind & Solar | 1020.1216 | 1020.9214 | 1020.9214
2027 | NIWCM | High Demand Growth+Ref Gas Supply+Increased Demand Response+Low Wind & Solar | 1173.2326 | 1204.8335 | 1209.37
2028 | NIWCM | High Demand Growth+Ref Gas Supply+Increased Demand Response+Low Wind & Solar | 1056.3289 | 1704.7514 | 1774.7903
2029 | NIWCM | High Demand Growth+Ref Gas Supply+Increased Demand Response+Low Wind & Solar | 748.8543 | 1643.9768 | 1973.0064
2030 | NIWCM | High Demand Growth+Ref Gas Supply+Increased Demand Response+Low Wind & Solar | 305.4046 | 1332.1085 | 1892.2351
2031 | NIWCM | High Demand Growth+Ref Gas Supply+Increased Demand Response+Low Wind & Solar | 46.8149 | 1093.2736 | 1908.8663
2032 | NIWCM | High Demand Growth+Ref Gas Supply+Increased Demand Response+Low Wind & Solar | -168.0765 | 899.5865 | 1755.2112
2033 | NIWCM | High Demand Growth+Ref Gas Supply+Increased Demand Response+Low Wind & Solar | -364.9056 | 703.1647 | 1632.2913
2034 | NIWCM | High Demand Growth+Ref Gas Supply+Increased Demand Response+Low Wind & Solar | -593.2946 | 520.7164 | 1532.6392
2035 | NIWCM | High Demand Growth+Ref Gas Supply+Increased Demand Response+Low Wind & Solar | -760.1654 | 367.3579 | 1382.7488
2026 | SIWEM_PERC | High Demand Growth+Ref Gas Supply+Increased Demand Response+Low Wind & Solar | 40.1103 | 40.2509 | 40.2509
2027 | SIWEM_PERC | High Demand Growth+Ref Gas Supply+Increased Demand Response+Low Wind & Solar | 30.8615 | 35.2085 | 35.9601
2028 | SIWEM_PERC | High Demand Growth+Ref Gas Supply+Increased Demand Response+Low Wind & Solar | 18.4844 | 36.6595 | 46.74
2029 | SIWEM_PERC | High Demand Growth+Ref Gas Supply+Increased Demand Response+Low Wind & Solar | 3.3418 | 27.1182 | 45.6043
2030 | SIWEM_PERC | High Demand Growth+Ref Gas Supply+Increased Demand Response+Low Wind & Solar | -4.2769 | 15.6507 | 40.3589
2031 | SIWEM_PERC | High Demand Growth+Ref Gas Supply+Increased Demand Response+Low Wind & Solar | -9.5005 | 4.3112 | 36.1683
2032 | SIWEM_PERC | High Demand Growth+Ref Gas Supply+Increased Demand Response+Low Wind & Solar | -11.248 | -1.4502 | 33.4115
2033 | SIWEM_PERC | High Demand Growth+Ref Gas Supply+Increased Demand Response+Low Wind & Solar | -12.8456 | -3.2532 | 30.8773
2034 | SIWEM_PERC | High Demand Growth+Ref Gas Supply+Increased Demand Response+Low Wind & Solar | -14.5725 | -5.2022 | 28.1383
2035 | SIWEM_PERC | High Demand Growth+Ref Gas Supply+Increased Demand Response+Low Wind & Solar | -15.8119 | -6.612 | 24.7451
2026 | NZWEM_PERC | High Demand Growth+Ref Gas Supply+Increased Demand Response+Constrained Operational Capacity | 16.1169 | 16.1722 | 16.1722
2027 | NZWEM_PERC | High Demand Growth+Ref Gas Supply+Increased Demand Response+Constrained Operational Capacity | 13.0247 | 14.7544 | 15.0535
2028 | NZWEM_PERC | High Demand Growth+Ref Gas Supply+Increased Demand Response+Constrained Operational Capacity | 8.6721 | 15.9879 | 20.0454
2029 | NZWEM_PERC | High Demand Growth+Ref Gas Supply+Increased Demand Response+Constrained Operational Capacity | 2.8768 | 12.8297 | 20.7043
2030 | NZWEM_PERC | High Demand Growth+Ref Gas Supply+Increased Demand Response+Constrained Operational Capacity | -2.579 | 8.69 | 21.0503
2031 | NZWEM_PERC | High Demand Growth+Ref Gas Supply+Increased Demand Response+Constrained Operational Capacity | -6.5175 | 4.3575 | 21.2213
2032 | NZWEM_PERC | High Demand Growth+Ref Gas Supply+Increased Demand Response+Constrained Operational Capacity | -8.8265 | 2.0631 | 19.293
2033 | NZWEM_PERC | High Demand Growth+Ref Gas Supply+Increased Demand Response+Constrained Operational Capacity | -10.8207 | -0.20851 | 18.0267
2034 | NZWEM_PERC | High Demand Growth+Ref Gas Supply+Increased Demand Response+Constrained Operational Capacity | -12.7997 | -2.1478 | 15.5585
2035 | NZWEM_PERC | High Demand Growth+Ref Gas Supply+Increased Demand Response+Constrained Operational Capacity | -14.3789 | -3.9017 | 13.3869
2026 | NIWCM | High Demand Growth+Ref Gas Supply+Increased Demand Response+Constrained Operational Capacity | 439.5221 | 439.5221 | 439.5221
2027 | NIWCM | High Demand Growth+Ref Gas Supply+Increased Demand Response+Constrained Operational Capacity | 551.3465 | 555.2176 | 555.2176
2028 | NIWCM | High Demand Growth+Ref Gas Supply+Increased Demand Response+Constrained Operational Capacity | 399.4221 | 894.0563 | 902.3906
2029 | NIWCM | High Demand Growth+Ref Gas Supply+Increased Demand Response+Constrained Operational Capacity | 75.5346 | 725.1855 | 882.5706
2030 | NIWCM | High Demand Growth+Ref Gas Supply+Increased Demand Response+Constrained Operational Capacity | -373.4607 | 368.0087 | 581.345
2031 | NIWCM | High Demand Growth+Ref Gas Supply+Increased Demand Response+Constrained Operational Capacity | -633.7907 | 118.4285 | 392.1371
2032 | NIWCM | High Demand Growth+Ref Gas Supply+Increased Demand Response+Constrained Operational Capacity | -848.3384 | -93.6986 | 203.3809
2033 | NIWCM | High Demand Growth+Ref Gas Supply+Increased Demand Response+Constrained Operational Capacity | -1048.9768 | -290.462 | 15.2372
2034 | NIWCM | High Demand Growth+Ref Gas Supply+Increased Demand Response+Constrained Operational Capacity | -1271.3344 | -475.5906 | -91.021
2035 | NIWCM | High Demand Growth+Ref Gas Supply+Increased Demand Response+Constrained Operational Capacity | -1382.3925 | -632.0267 | -244.7684
2026 | SIWEM_PERC | High Demand Growth+Ref Gas Supply+Increased Demand Response+Constrained Operational Capacity | 43.3808 | 43.5366 | 43.5366
2027 | SIWEM_PERC | High Demand Growth+Ref Gas Supply+Increased Demand Response+Constrained Operational Capacity | 34.3939 | 39.2108 | 40.0435
2028 | SIWEM_PERC | High Demand Growth+Ref Gas Supply+Increased Demand Response+Constrained Operational Capacity | 22.0778 | 42.2171 | 51.279
2029 | SIWEM_PERC | High Demand Growth+Ref Gas Supply+Increased Demand Response+Constrained Operational Capacity | 6.1147 | 33.2213 | 48.8587
2030 | SIWEM_PERC | High Demand Growth+Ref Gas Supply+Increased Demand Response+Constrained Operational Capacity | -3.4825 | 21.6737 | 43.9706
2031 | SIWEM_PERC | High Demand Growth+Ref Gas Supply+Increased Demand Response+Constrained Operational Capacity | -8.7515 | 9.9895 | 39.961
2032 | SIWEM_PERC | High Demand Growth+Ref Gas Supply+Increased Demand Response+Constrained Operational Capacity | -10.5156 | 3.9343 | 37.1204
2033 | SIWEM_PERC | High Demand Growth+Ref Gas Supply+Increased Demand Response+Constrained Operational Capacity | -12.1285 | -1.4995 | 34.5085
2034 | SIWEM_PERC | High Demand Growth+Ref Gas Supply+Increased Demand Response+Constrained Operational Capacity | -13.8721 | -3.4891 | 31.6853
2035 | SIWEM_PERC | High Demand Growth+Ref Gas Supply+Increased Demand Response+Constrained Operational Capacity | -15.1242 | -4.93 | 29.6048
2026 | NZWEM_PERC | High Demand Growth+Ref Gas Supply+Increased Demand Response+Constrained Operational Capacity+Low Wind & Solar | 14.954 | 15.004 | 15.004
2027 | NZWEM_PERC | High Demand Growth+Ref Gas Supply+Increased Demand Response+Constrained Operational Capacity+Low Wind & Solar | 11.7563 | 13.3173 | 13.5871
2028 | NZWEM_PERC | High Demand Growth+Ref Gas Supply+Increased Demand Response+Constrained Operational Capacity+Low Wind & Solar | 7.3668 | 13.969 | 17.6308
2029 | NZWEM_PERC | High Demand Growth+Ref Gas Supply+Increased Demand Response+Constrained Operational Capacity+Low Wind & Solar | 1.6066 | 10.5887 | 17.6953
2030 | NZWEM_PERC | High Demand Growth+Ref Gas Supply+Increased Demand Response+Constrained Operational Capacity+Low Wind & Solar | -3.7712 | 6.4416 | 17.6285
2031 | NZWEM_PERC | High Demand Growth+Ref Gas Supply+Increased Demand Response+Constrained Operational Capacity+Low Wind & Solar | -7.66 | 2.2029 | 17.4526
2032 | NZWEM_PERC | High Demand Growth+Ref Gas Supply+Increased Demand Response+Constrained Operational Capacity+Low Wind & Solar | -9.9367 | -0.062089 | 15.5471
2033 | NZWEM_PERC | High Demand Growth+Ref Gas Supply+Increased Demand Response+Constrained Operational Capacity+Low Wind & Solar | -11.9026 | -2.2795 | 14.2354
2034 | NZWEM_PERC | High Demand Growth+Ref Gas Supply+Increased Demand Response+Constrained Operational Capacity+Low Wind & Solar | -13.8503 | -4.1587 | 11.8771
2035 | NZWEM_PERC | High Demand Growth+Ref Gas Supply+Increased Demand Response+Constrained Operational Capacity+Low Wind & Solar | -15.4046 | -5.8652 | 9.7924
2026 | NIWCM | High Demand Growth+Ref Gas Supply+Increased Demand Response+Constrained Operational Capacity+Low Wind & Solar | 439.5221 | 439.5221 | 439.5221
2027 | NIWCM | High Demand Growth+Ref Gas Supply+Increased Demand Response+Constrained Operational Capacity+Low Wind & Solar | 551.3465 | 555.2176 | 555.2176
2028 | NIWCM | High Demand Growth+Ref Gas Supply+Increased Demand Response+Constrained Operational Capacity+Low Wind & Solar | 399.4221 | 894.0563 | 902.3906
2029 | NIWCM | High Demand Growth+Ref Gas Supply+Increased Demand Response+Constrained Operational Capacity+Low Wind & Solar | 75.5346 | 725.1855 | 882.5706
2030 | NIWCM | High Demand Growth+Ref Gas Supply+Increased Demand Response+Constrained Operational Capacity+Low Wind & Solar | -373.4607 | 368.0087 | 581.345
2031 | NIWCM | High Demand Growth+Ref Gas Supply+Increased Demand Response+Constrained Operational Capacity+Low Wind & Solar | -633.7907 | 118.4285 | 392.1371
2032 | NIWCM | High Demand Growth+Ref Gas Supply+Increased Demand Response+Constrained Operational Capacity+Low Wind & Solar | -848.3384 | -93.6986 | 203.3809
2033 | NIWCM | High Demand Growth+Ref Gas Supply+Increased Demand Response+Constrained Operational Capacity+Low Wind & Solar | -1048.9768 | -290.462 | 15.2372
2034 | NIWCM | High Demand Growth+Ref Gas Supply+Increased Demand Response+Constrained Operational Capacity+Low Wind & Solar | -1271.3344 | -475.5906 | -91.021
2035 | NIWCM | High Demand Growth+Ref Gas Supply+Increased Demand Response+Constrained Operational Capacity+Low Wind & Solar | -1382.3925 | -632.0267 | -244.7684
2026 | SIWEM_PERC | High Demand Growth+Ref Gas Supply+Increased Demand Response+Constrained Operational Capacity+Low Wind & Solar | 40.1103 | 40.2509 | 40.2509
2027 | SIWEM_PERC | High Demand Growth+Ref Gas Supply+Increased Demand Response+Constrained Operational Capacity+Low Wind & Solar | 30.8615 | 35.2085 | 35.9601
2028 | SIWEM_PERC | High Demand Growth+Ref Gas Supply+Increased Demand Response+Constrained Operational Capacity+Low Wind & Solar | 18.4844 | 36.6595 | 46.74
2029 | SIWEM_PERC | High Demand Growth+Ref Gas Supply+Increased Demand Response+Constrained Operational Capacity+Low Wind & Solar | 3.3418 | 27.1182 | 45.6043
2030 | SIWEM_PERC | High Demand Growth+Ref Gas Supply+Increased Demand Response+Constrained Operational Capacity+Low Wind & Solar | -4.2769 | 15.6507 | 40.3589
2031 | SIWEM_PERC | High Demand Growth+Ref Gas Supply+Increased Demand Response+Constrained Operational Capacity+Low Wind & Solar | -9.5005 | 4.3112 | 36.1683
2032 | SIWEM_PERC | High Demand Growth+Ref Gas Supply+Increased Demand Response+Constrained Operational Capacity+Low Wind & Solar | -11.248 | -1.4502 | 33.4115
2033 | SIWEM_PERC | High Demand Growth+Ref Gas Supply+Increased Demand Response+Constrained Operational Capacity+Low Wind & Solar | -12.8456 | -3.2532 | 30.8773
2034 | SIWEM_PERC | High Demand Growth+Ref Gas Supply+Increased Demand Response+Constrained Operational Capacity+Low Wind & Solar | -14.5725 | -5.2022 | 28.1383
2035 | SIWEM_PERC | High Demand Growth+Ref Gas Supply+Increased Demand Response+Constrained Operational Capacity+Low Wind & Solar | -15.8119 | -6.612 | 24.7451
2026 | NZWEM_PERC | High Demand Growth+Ref Gas Supply+Increased Demand Response+Upgraded HVDC | 16.1169 | 16.1722 | 16.1722
2027 | NZWEM_PERC | High Demand Growth+Ref Gas Supply+Increased Demand Response+Upgraded HVDC | 13.0247 | 14.7544 | 15.0535
2028 | NZWEM_PERC | High Demand Growth+Ref Gas Supply+Increased Demand Response+Upgraded HVDC | 8.6721 | 15.9879 | 20.0454
2029 | NZWEM_PERC | High Demand Growth+Ref Gas Supply+Increased Demand Response+Upgraded HVDC | 2.8768 | 12.8297 | 20.7043
2030 | NZWEM_PERC | High Demand Growth+Ref Gas Supply+Increased Demand Response+Upgraded HVDC | -2.579 | 8.69 | 21.0503
2031 | NZWEM_PERC | High Demand Growth+Ref Gas Supply+Increased Demand Response+Upgraded HVDC | -6.5175 | 4.3575 | 21.2213
2032 | NZWEM_PERC | High Demand Growth+Ref Gas Supply+Increased Demand Response+Upgraded HVDC | -8.8265 | 2.0631 | 19.293
2033 | NZWEM_PERC | High Demand Growth+Ref Gas Supply+Increased Demand Response+Upgraded HVDC | -10.8207 | -0.20851 | 18.0267
2034 | NZWEM_PERC | High Demand Growth+Ref Gas Supply+Increased Demand Response+Upgraded HVDC | -12.7997 | -2.1478 | 15.5585
2035 | NZWEM_PERC | High Demand Growth+Ref Gas Supply+Increased Demand Response+Upgraded HVDC | -14.3789 | -3.9017 | 13.3869
2026 | NIWCM | High Demand Growth+Ref Gas Supply+Increased Demand Response+Upgraded HVDC | 1020.1216 | 1020.9214 | 1020.9214
2027 | NIWCM | High Demand Growth+Ref Gas Supply+Increased Demand Response+Upgraded HVDC | 1173.2326 | 1204.8335 | 1209.37
2028 | NIWCM | High Demand Growth+Ref Gas Supply+Increased Demand Response+Upgraded HVDC | 1056.3289 | 1704.7514 | 1774.7903
2029 | NIWCM | High Demand Growth+Ref Gas Supply+Increased Demand Response+Upgraded HVDC | 748.8543 | 1643.9768 | 1973.0064
2030 | NIWCM | High Demand Growth+Ref Gas Supply+Increased Demand Response+Upgraded HVDC | 305.4046 | 1332.1085 | 1892.2351
2031 | NIWCM | High Demand Growth+Ref Gas Supply+Increased Demand Response+Upgraded HVDC | 46.8149 | 1093.2736 | 1908.8641
2032 | NIWCM | High Demand Growth+Ref Gas Supply+Increased Demand Response+Upgraded HVDC | -168.0765 | 899.5865 | 1755.212
2033 | NIWCM | High Demand Growth+Ref Gas Supply+Increased Demand Response+Upgraded HVDC | -364.9056 | 703.1647 | 1632.2913
2034 | NIWCM | High Demand Growth+Ref Gas Supply+Increased Demand Response+Upgraded HVDC | -593.2946 | 520.7164 | 1532.6392
2035 | NIWCM | High Demand Growth+Ref Gas Supply+Increased Demand Response+Upgraded HVDC | -760.1654 | 367.3579 | 1382.7488
2026 | SIWEM_PERC | High Demand Growth+Ref Gas Supply+Increased Demand Response+Upgraded HVDC | 43.3808 | 43.5366 | 43.5366
2027 | SIWEM_PERC | High Demand Growth+Ref Gas Supply+Increased Demand Response+Upgraded HVDC | 34.3939 | 39.2108 | 40.0435
2028 | SIWEM_PERC | High Demand Growth+Ref Gas Supply+Increased Demand Response+Upgraded HVDC | 22.0778 | 42.2171 | 53.1987
2029 | SIWEM_PERC | High Demand Growth+Ref Gas Supply+Increased Demand Response+Upgraded HVDC | 6.1147 | 33.2213 | 54.1488
2030 | SIWEM_PERC | High Demand Growth+Ref Gas Supply+Increased Demand Response+Upgraded HVDC | -3.4825 | 21.6737 | 53.8195
2031 | SIWEM_PERC | High Demand Growth+Ref Gas Supply+Increased Demand Response+Upgraded HVDC | -8.7515 | 9.9895 | 53.1391
2032 | SIWEM_PERC | High Demand Growth+Ref Gas Supply+Increased Demand Response+Upgraded HVDC | -10.5156 | 3.9343 | 48.5118
2033 | SIWEM_PERC | High Demand Growth+Ref Gas Supply+Increased Demand Response+Upgraded HVDC | -12.1285 | -1.4995 | 45.3927
2034 | SIWEM_PERC | High Demand Growth+Ref Gas Supply+Increased Demand Response+Upgraded HVDC | -13.8721 | -3.4891 | 39.3421
2035 | SIWEM_PERC | High Demand Growth+Ref Gas Supply+Increased Demand Response+Upgraded HVDC | -15.1242 | -4.93 | 34.0018
2026 | NZWEM_PERC | High Demand Growth+Ref Gas Supply+Increased Demand Response+Upgraded HVDC+Low Wind & Solar | 14.954 | 15.004 | 15.004
2027 | NZWEM_PERC | High Demand Growth+Ref Gas Supply+Increased Demand Response+Upgraded HVDC+Low Wind & Solar | 11.7563 | 13.3173 | 13.5871
2028 | NZWEM_PERC | High Demand Growth+Ref Gas Supply+Increased Demand Response+Upgraded HVDC+Low Wind & Solar | 7.3668 | 13.969 | 17.6308
2029 | NZWEM_PERC | High Demand Growth+Ref Gas Supply+Increased Demand Response+Upgraded HVDC+Low Wind & Solar | 1.6066 | 10.5887 | 17.6953
2030 | NZWEM_PERC | High Demand Growth+Ref Gas Supply+Increased Demand Response+Upgraded HVDC+Low Wind & Solar | -3.7712 | 6.4416 | 17.6285
2031 | NZWEM_PERC | High Demand Growth+Ref Gas Supply+Increased Demand Response+Upgraded HVDC+Low Wind & Solar | -7.66 | 2.2029 | 17.4526
2032 | NZWEM_PERC | High Demand Growth+Ref Gas Supply+Increased Demand Response+Upgraded HVDC+Low Wind & Solar | -9.9367 | -0.062089 | 15.5471
2033 | NZWEM_PERC | High Demand Growth+Ref Gas Supply+Increased Demand Response+Upgraded HVDC+Low Wind & Solar | -11.9026 | -2.2795 | 14.2354
2034 | NZWEM_PERC | High Demand Growth+Ref Gas Supply+Increased Demand Response+Upgraded HVDC+Low Wind & Solar | -13.8503 | -4.1587 | 11.8771
2035 | NZWEM_PERC | High Demand Growth+Ref Gas Supply+Increased Demand Response+Upgraded HVDC+Low Wind & Solar | -15.4046 | -5.8652 | 9.7924
2026 | NIWCM | High Demand Growth+Ref Gas Supply+Increased Demand Response+Upgraded HVDC+Low Wind & Solar | 1020.1216 | 1020.9214 | 1020.9214
2027 | NIWCM | High Demand Growth+Ref Gas Supply+Increased Demand Response+Upgraded HVDC+Low Wind & Solar | 1173.2326 | 1204.8335 | 1209.37
2028 | NIWCM | High Demand Growth+Ref Gas Supply+Increased Demand Response+Upgraded HVDC+Low Wind & Solar | 1056.3289 | 1704.7514 | 1774.7903
2029 | NIWCM | High Demand Growth+Ref Gas Supply+Increased Demand Response+Upgraded HVDC+Low Wind & Solar | 748.8543 | 1643.9768 | 1973.0064
2030 | NIWCM | High Demand Growth+Ref Gas Supply+Increased Demand Response+Upgraded HVDC+Low Wind & Solar | 305.4046 | 1332.1085 | 1892.2351
2031 | NIWCM | High Demand Growth+Ref Gas Supply+Increased Demand Response+Upgraded HVDC+Low Wind & Solar | 46.8149 | 1093.2736 | 1908.8641
2032 | NIWCM | High Demand Growth+Ref Gas Supply+Increased Demand Response+Upgraded HVDC+Low Wind & Solar | -168.0765 | 899.5865 | 1755.212
2033 | NIWCM | High Demand Growth+Ref Gas Supply+Increased Demand Response+Upgraded HVDC+Low Wind & Solar | -364.9056 | 703.1647 | 1632.2913
2034 | NIWCM | High Demand Growth+Ref Gas Supply+Increased Demand Response+Upgraded HVDC+Low Wind & Solar | -593.2946 | 520.7164 | 1532.6392
2035 | NIWCM | High Demand Growth+Ref Gas Supply+Increased Demand Response+Upgraded HVDC+Low Wind & Solar | -760.1654 | 367.3579 | 1382.7488
2026 | SIWEM_PERC | High Demand Growth+Ref Gas Supply+Increased Demand Response+Upgraded HVDC+Low Wind & Solar | 40.1103 | 40.2509 | 40.2509
2027 | SIWEM_PERC | High Demand Growth+Ref Gas Supply+Increased Demand Response+Upgraded HVDC+Low Wind & Solar | 30.8615 | 35.2085 | 35.9601
2028 | SIWEM_PERC | High Demand Growth+Ref Gas Supply+Increased Demand Response+Upgraded HVDC+Low Wind & Solar | 18.4844 | 36.6595 | 46.74
2029 | SIWEM_PERC | High Demand Growth+Ref Gas Supply+Increased Demand Response+Upgraded HVDC+Low Wind & Solar | 3.3418 | 27.1182 | 46.3954
2030 | SIWEM_PERC | High Demand Growth+Ref Gas Supply+Increased Demand Response+Upgraded HVDC+Low Wind & Solar | -4.2769 | 15.6507 | 45.1491
2031 | SIWEM_PERC | High Demand Growth+Ref Gas Supply+Increased Demand Response+Upgraded HVDC+Low Wind & Solar | -9.5005 | 4.3112 | 43.7557
2032 | SIWEM_PERC | High Demand Growth+Ref Gas Supply+Increased Demand Response+Upgraded HVDC+Low Wind & Solar | -11.248 | -1.4502 | 39.1336
2033 | SIWEM_PERC | High Demand Growth+Ref Gas Supply+Increased Demand Response+Upgraded HVDC+Low Wind & Solar | -12.8456 | -3.2532 | 35.8694
2034 | SIWEM_PERC | High Demand Growth+Ref Gas Supply+Increased Demand Response+Upgraded HVDC+Low Wind & Solar | -14.5725 | -5.2022 | 30.0393
2035 | SIWEM_PERC | High Demand Growth+Ref Gas Supply+Increased Demand Response+Upgraded HVDC+Low Wind & Solar | -15.8119 | -6.612 | 24.7451
2026 | NZWEM_PERC | High Demand Growth+Ref Gas Supply+Increased Demand Response+Upgraded HVDC+Constrained Operational Capacity | 16.1169 | 16.1722 | 16.1722
2027 | NZWEM_PERC | High Demand Growth+Ref Gas Supply+Increased Demand Response+Upgraded HVDC+Constrained Operational Capacity | 13.0247 | 14.7544 | 15.0535
2028 | NZWEM_PERC | High Demand Growth+Ref Gas Supply+Increased Demand Response+Upgraded HVDC+Constrained Operational Capacity | 8.6721 | 15.9879 | 20.0454
2029 | NZWEM_PERC | High Demand Growth+Ref Gas Supply+Increased Demand Response+Upgraded HVDC+Constrained Operational Capacity | 2.8768 | 12.8297 | 20.7043
2030 | NZWEM_PERC | High Demand Growth+Ref Gas Supply+Increased Demand Response+Upgraded HVDC+Constrained Operational Capacity | -2.579 | 8.69 | 21.0503
2031 | NZWEM_PERC | High Demand Growth+Ref Gas Supply+Increased Demand Response+Upgraded HVDC+Constrained Operational Capacity | -6.5175 | 4.3575 | 21.2213
2032 | NZWEM_PERC | High Demand Growth+Ref Gas Supply+Increased Demand Response+Upgraded HVDC+Constrained Operational Capacity | -8.8265 | 2.0631 | 19.293
2033 | NZWEM_PERC | High Demand Growth+Ref Gas Supply+Increased Demand Response+Upgraded HVDC+Constrained Operational Capacity | -10.8207 | -0.20851 | 18.0267
2034 | NZWEM_PERC | High Demand Growth+Ref Gas Supply+Increased Demand Response+Upgraded HVDC+Constrained Operational Capacity | -12.7997 | -2.1478 | 15.5585
2035 | NZWEM_PERC | High Demand Growth+Ref Gas Supply+Increased Demand Response+Upgraded HVDC+Constrained Operational Capacity | -14.3789 | -3.9017 | 13.3869
2026 | NIWCM | High Demand Growth+Ref Gas Supply+Increased Demand Response+Upgraded HVDC+Constrained Operational Capacity | 439.5221 | 439.5221 | 439.5221
2027 | NIWCM | High Demand Growth+Ref Gas Supply+Increased Demand Response+Upgraded HVDC+Constrained Operational Capacity | 551.3465 | 555.2176 | 555.2176
2028 | NIWCM | High Demand Growth+Ref Gas Supply+Increased Demand Response+Upgraded HVDC+Constrained Operational Capacity | 399.4221 | 894.0563 | 902.3906
2029 | NIWCM | High Demand Growth+Ref Gas Supply+Increased Demand Response+Upgraded HVDC+Constrained Operational Capacity | 75.5346 | 725.1855 | 882.5706
2030 | NIWCM | High Demand Growth+Ref Gas Supply+Increased Demand Response+Upgraded HVDC+Constrained Operational Capacity | -373.4607 | 368.0087 | 581.345
2031 | NIWCM | High Demand Growth+Ref Gas Supply+Increased Demand Response+Upgraded HVDC+Constrained Operational Capacity | -633.7907 | 118.4285 | 392.1371
2032 | NIWCM | High Demand Growth+Ref Gas Supply+Increased Demand Response+Upgraded HVDC+Constrained Operational Capacity | -848.3384 | -93.6986 | 203.3809
2033 | NIWCM | High Demand Growth+Ref Gas Supply+Increased Demand Response+Upgraded HVDC+Constrained Operational Capacity | -1048.9768 | -290.462 | 15.2372
2034 | NIWCM | High Demand Growth+Ref Gas Supply+Increased Demand Response+Upgraded HVDC+Constrained Operational Capacity | -1271.3344 | -475.5906 | -91.021
2035 | NIWCM | High Demand Growth+Ref Gas Supply+Increased Demand Response+Upgraded HVDC+Constrained Operational Capacity | -1382.3925 | -632.0267 | -244.7684
2026 | SIWEM_PERC | High Demand Growth+Ref Gas Supply+Increased Demand Response+Upgraded HVDC+Constrained Operational Capacity | 43.3808 | 43.5366 | 43.5366
2027 | SIWEM_PERC | High Demand Growth+Ref Gas Supply+Increased Demand Response+Upgraded HVDC+Constrained Operational Capacity | 34.3939 | 39.2108 | 40.0435
2028 | SIWEM_PERC | High Demand Growth+Ref Gas Supply+Increased Demand Response+Upgraded HVDC+Constrained Operational Capacity | 22.0778 | 42.2171 | 53.1987
2029 | SIWEM_PERC | High Demand Growth+Ref Gas Supply+Increased Demand Response+Upgraded HVDC+Constrained Operational Capacity | 6.1147 | 33.2213 | 54.1488
2030 | SIWEM_PERC | High Demand Growth+Ref Gas Supply+Increased Demand Response+Upgraded HVDC+Constrained Operational Capacity | -3.4825 | 21.6737 | 53.8195
2031 | SIWEM_PERC | High Demand Growth+Ref Gas Supply+Increased Demand Response+Upgraded HVDC+Constrained Operational Capacity | -8.7515 | 9.9895 | 53.1391
2032 | SIWEM_PERC | High Demand Growth+Ref Gas Supply+Increased Demand Response+Upgraded HVDC+Constrained Operational Capacity | -10.5156 | 3.9343 | 48.5118
2033 | SIWEM_PERC | High Demand Growth+Ref Gas Supply+Increased Demand Response+Upgraded HVDC+Constrained Operational Capacity | -12.1285 | -1.4995 | 45.3927
2034 | SIWEM_PERC | High Demand Growth+Ref Gas Supply+Increased Demand Response+Upgraded HVDC+Constrained Operational Capacity | -13.8721 | -3.4891 | 39.3421
2035 | SIWEM_PERC | High Demand Growth+Ref Gas Supply+Increased Demand Response+Upgraded HVDC+Constrained Operational Capacity | -15.1242 | -4.93 | 34.0018
2026 | NZWEM_PERC | High Demand Growth+Ref Gas Supply+Increased Demand Response+Upgraded HVDC+Constrained Operational Capacity+Low Wind & Solar | 14.954 | 15.004 | 15.004
2027 | NZWEM_PERC | High Demand Growth+Ref Gas Supply+Increased Demand Response+Upgraded HVDC+Constrained Operational Capacity+Low Wind & Solar | 11.7563 | 13.3173 | 13.5871
2028 | NZWEM_PERC | High Demand Growth+Ref Gas Supply+Increased Demand Response+Upgraded HVDC+Constrained Operational Capacity+Low Wind & Solar | 7.3668 | 13.969 | 17.6308
2029 | NZWEM_PERC | High Demand Growth+Ref Gas Supply+Increased Demand Response+Upgraded HVDC+Constrained Operational Capacity+Low Wind & Solar | 1.6066 | 10.5887 | 17.6953
2030 | NZWEM_PERC | High Demand Growth+Ref Gas Supply+Increased Demand Response+Upgraded HVDC+Constrained Operational Capacity+Low Wind & Solar | -3.7712 | 6.4416 | 17.6285
2031 | NZWEM_PERC | High Demand Growth+Ref Gas Supply+Increased Demand Response+Upgraded HVDC+Constrained Operational Capacity+Low Wind & Solar | -7.66 | 2.2029 | 17.4526
2032 | NZWEM_PERC | High Demand Growth+Ref Gas Supply+Increased Demand Response+Upgraded HVDC+Constrained Operational Capacity+Low Wind & Solar | -9.9367 | -0.062089 | 15.5471
2033 | NZWEM_PERC | High Demand Growth+Ref Gas Supply+Increased Demand Response+Upgraded HVDC+Constrained Operational Capacity+Low Wind & Solar | -11.9026 | -2.2795 | 14.2354
2034 | NZWEM_PERC | High Demand Growth+Ref Gas Supply+Increased Demand Response+Upgraded HVDC+Constrained Operational Capacity+Low Wind & Solar | -13.8503 | -4.1587 | 11.8771
2035 | NZWEM_PERC | High Demand Growth+Ref Gas Supply+Increased Demand Response+Upgraded HVDC+Constrained Operational Capacity+Low Wind & Solar | -15.4046 | -5.8652 | 9.7924
2026 | NIWCM | High Demand Growth+Ref Gas Supply+Increased Demand Response+Upgraded HVDC+Constrained Operational Capacity+Low Wind & Solar | 439.5221 | 439.5221 | 439.5221
2027 | NIWCM | High Demand Growth+Ref Gas Supply+Increased Demand Response+Upgraded HVDC+Constrained Operational Capacity+Low Wind & Solar | 551.3465 | 555.2176 | 555.2176
2028 | NIWCM | High Demand Growth+Ref Gas Supply+Increased Demand Response+Upgraded HVDC+Constrained Operational Capacity+Low Wind & Solar | 399.4221 | 894.0563 | 902.3906
2029 | NIWCM | High Demand Growth+Ref Gas Supply+Increased Demand Response+Upgraded HVDC+Constrained Operational Capacity+Low Wind & Solar | 75.5346 | 725.1855 | 882.5706
2030 | NIWCM | High Demand Growth+Ref Gas Supply+Increased Demand Response+Upgraded HVDC+Constrained Operational Capacity+Low Wind & Solar | -373.4607 | 368.0087 | 581.345
2031 | NIWCM | High Demand Growth+Ref Gas Supply+Increased Demand Response+Upgraded HVDC+Constrained Operational Capacity+Low Wind & Solar | -633.7907 | 118.4285 | 392.1371
2032 | NIWCM | High Demand Growth+Ref Gas Supply+Increased Demand Response+Upgraded HVDC+Constrained Operational Capacity+Low Wind & Solar | -848.3384 | -93.6986 | 203.3809
2033 | NIWCM | High Demand Growth+Ref Gas Supply+Increased Demand Response+Upgraded HVDC+Constrained Operational Capacity+Low Wind & Solar | -1048.9768 | -290.462 | 15.2372
2034 | NIWCM | High Demand Growth+Ref Gas Supply+Increased Demand Response+Upgraded HVDC+Constrained Operational Capacity+Low Wind & Solar | -1271.3344 | -475.5906 | -91.021
2035 | NIWCM | High Demand Growth+Ref Gas Supply+Increased Demand Response+Upgraded HVDC+Constrained Operational Capacity+Low Wind & Solar | -1382.3925 | -632.0267 | -244.7684
2026 | SIWEM_PERC | High Demand Growth+Ref Gas Supply+Increased Demand Response+Upgraded HVDC+Constrained Operational Capacity+Low Wind & Solar | 40.1103 | 40.2509 | 40.2509
2027 | SIWEM_PERC | High Demand Growth+Ref Gas Supply+Increased Demand Response+Upgraded HVDC+Constrained Operational Capacity+Low Wind & Solar | 30.8615 | 35.2085 | 35.9601
2028 | SIWEM_PERC | High Demand Growth+Ref Gas Supply+Increased Demand Response+Upgraded HVDC+Constrained Operational Capacity+Low Wind & Solar | 18.4844 | 36.6595 | 46.74
2029 | SIWEM_PERC | High Demand Growth+Ref Gas Supply+Increased Demand Response+Upgraded HVDC+Constrained Operational Capacity+Low Wind & Solar | 3.3418 | 27.1182 | 46.3954
2030 | SIWEM_PERC | High Demand Growth+Ref Gas Supply+Increased Demand Response+Upgraded HVDC+Constrained Operational Capacity+Low Wind & Solar | -4.2769 | 15.6507 | 45.1491
2031 | SIWEM_PERC | High Demand Growth+Ref Gas Supply+Increased Demand Response+Upgraded HVDC+Constrained Operational Capacity+Low Wind & Solar | -9.5005 | 4.3112 | 43.7557
2032 | SIWEM_PERC | High Demand Growth+Ref Gas Supply+Increased Demand Response+Upgraded HVDC+Constrained Operational Capacity+Low Wind & Solar | -11.248 | -1.4502 | 39.1336
2033 | SIWEM_PERC | High Demand Growth+Ref Gas Supply+Increased Demand Response+Upgraded HVDC+Constrained Operational Capacity+Low Wind & Solar | -12.8456 | -3.2532 | 35.8694
2034 | SIWEM_PERC | High Demand Growth+Ref Gas Supply+Increased Demand Response+Upgraded HVDC+Constrained Operational Capacity+Low Wind & Solar | -14.5725 | -5.2022 | 30.0393
2035 | SIWEM_PERC | High Demand Growth+Ref Gas Supply+Increased Demand Response+Upgraded HVDC+Constrained Operational Capacity+Low Wind & Solar | -15.8119 | -6.612 | 24.7451
2026 | NZWEM_PERC | High Demand Growth+Ref Gas Supply+Increased Demand Response+Delayed Build | 11.6233 | 11.6233 | 11.6233
2027 | NZWEM_PERC | High Demand Growth+Ref Gas Supply+Increased Demand Response+Delayed Build | 6.0858 | 6.2189 | 6.3769
2028 | NZWEM_PERC | High Demand Growth+Ref Gas Supply+Increased Demand Response+Delayed Build | 4.8989 | 6.2008 | 6.4842
2029 | NZWEM_PERC | High Demand Growth+Ref Gas Supply+Increased Demand Response+Delayed Build | 1.8764 | 4.3565 | 5.1268
2030 | NZWEM_PERC | High Demand Growth+Ref Gas Supply+Increased Demand Response+Delayed Build | -2.579 | 4.9896 | 11.3874
2031 | NZWEM_PERC | High Demand Growth+Ref Gas Supply+Increased Demand Response+Delayed Build | -6.5175 | 3.2888 | 10.3718
2032 | NZWEM_PERC | High Demand Growth+Ref Gas Supply+Increased Demand Response+Delayed Build | -8.8265 | 1.2574 | 12.768
2033 | NZWEM_PERC | High Demand Growth+Ref Gas Supply+Increased Demand Response+Delayed Build | -10.8207 | -0.922 | 15.0479
2034 | NZWEM_PERC | High Demand Growth+Ref Gas Supply+Increased Demand Response+Delayed Build | -12.7997 | -2.8837 | 13.4203
2035 | NZWEM_PERC | High Demand Growth+Ref Gas Supply+Increased Demand Response+Delayed Build | -14.3789 | -4.3176 | 12.9711
2026 | NIWCM | High Demand Growth+Ref Gas Supply+Increased Demand Response+Delayed Build | 741.7097 | 741.7097 | 741.7097
2027 | NIWCM | High Demand Growth+Ref Gas Supply+Increased Demand Response+Delayed Build | 773.7008 | 775.7044 | 778.1769
2028 | NIWCM | High Demand Growth+Ref Gas Supply+Increased Demand Response+Delayed Build | 800.8704 | 821.4527 | 825.9892
2029 | NIWCM | High Demand Growth+Ref Gas Supply+Increased Demand Response+Delayed Build | 540.388 | 668.6941 | 682.2864
2030 | NIWCM | High Demand Growth+Ref Gas Supply+Increased Demand Response+Delayed Build | 249.6281 | 975.8805 | 1268.8801
2031 | NIWCM | High Demand Growth+Ref Gas Supply+Increased Demand Response+Delayed Build | -26.1236 | 912.4003 | 1273.9201
2032 | NIWCM | High Demand Growth+Ref Gas Supply+Increased Demand Response+Delayed Build | -241.015 | 773.2788 | 1362.2408
2033 | NIWCM | High Demand Growth+Ref Gas Supply+Increased Demand Response+Delayed Build | -364.9056 | 658.1255 | 1487.8496
2034 | NIWCM | High Demand Growth+Ref Gas Supply+Increased Demand Response+Delayed Build | -593.2946 | 450.6272 | 1318.121
2035 | NIWCM | High Demand Growth+Ref Gas Supply+Increased Demand Response+Delayed Build | -760.1654 | 315.0259 | 1253.1878
2026 | SIWEM_PERC | High Demand Growth+Ref Gas Supply+Increased Demand Response+Delayed Build | 30.7425 | 30.7425 | 30.7425
2027 | SIWEM_PERC | High Demand Growth+Ref Gas Supply+Increased Demand Response+Delayed Build | 15.0705 | 15.4411 | 15.8809
2028 | SIWEM_PERC | High Demand Growth+Ref Gas Supply+Increased Demand Response+Delayed Build | 11.6907 | 15.2746 | 16.0546
2029 | SIWEM_PERC | High Demand Growth+Ref Gas Supply+Increased Demand Response+Delayed Build | 3.3902 | 10.1447 | 12.2426
2030 | SIWEM_PERC | High Demand Growth+Ref Gas Supply+Increased Demand Response+Delayed Build | -3.4825 | 11.7609 | 28.8998
2031 | SIWEM_PERC | High Demand Growth+Ref Gas Supply+Increased Demand Response+Delayed Build | -8.7515 | 7.1729 | 25.8395
2032 | SIWEM_PERC | High Demand Growth+Ref Gas Supply+Increased Demand Response+Delayed Build | -10.5156 | 1.7978 | 32.3247
2033 | SIWEM_PERC | High Demand Growth+Ref Gas Supply+Increased Demand Response+Delayed Build | -12.1285 | -1.4995 | 34.5085
2034 | SIWEM_PERC | High Demand Growth+Ref Gas Supply+Increased Demand Response+Delayed Build | -13.8721 | -3.4891 | 31.6853
2035 | SIWEM_PERC | High Demand Growth+Ref Gas Supply+Increased Demand Response+Delayed Build | -15.1242 | -4.93 | 29.6048
2026 | NZWEM_PERC | High Demand Growth+Ref Gas Supply+Increased Demand Response+Delayed Build+Low Wind & Solar | 10.7387 | 10.7387 | 10.7387
2027 | NZWEM_PERC | High Demand Growth+Ref Gas Supply+Increased Demand Response+Delayed Build+Low Wind & Solar | 5.1855 | 5.3056 | 5.4482
2028 | NZWEM_PERC | High Demand Growth+Ref Gas Supply+Increased Demand Response+Delayed Build+Low Wind & Solar | 3.8141 | 4.989 | 5.2447
2029 | NZWEM_PERC | High Demand Growth+Ref Gas Supply+Increased Demand Response+Delayed Build+Low Wind & Solar | 0.70379 | 2.942 | 3.6371
2030 | NZWEM_PERC | High Demand Growth+Ref Gas Supply+Increased Demand Response+Delayed Build+Low Wind & Solar | -3.7712 | 3.0592 | 8.833
2031 | NZWEM_PERC | High Demand Growth+Ref Gas Supply+Increased Demand Response+Delayed Build+Low Wind & Solar | -7.66 | 1.1898 | 7.582
2032 | NZWEM_PERC | High Demand Growth+Ref Gas Supply+Increased Demand Response+Delayed Build+Low Wind & Solar | -9.9367 | -0.83632 | 9.5814
2033 | NZWEM_PERC | High Demand Growth+Ref Gas Supply+Increased Demand Response+Delayed Build+Low Wind & Solar | -11.9026 | -2.9624 | 11.479
2034 | NZWEM_PERC | High Demand Growth+Ref Gas Supply+Increased Demand Response+Delayed Build+Low Wind & Solar | -13.8503 | -4.8946 | 9.8757
2035 | NZWEM_PERC | High Demand Growth+Ref Gas Supply+Increased Demand Response+Delayed Build+Low Wind & Solar | -15.4046 | -6.2811 | 9.3765
2026 | NIWCM | High Demand Growth+Ref Gas Supply+Increased Demand Response+Delayed Build+Low Wind & Solar | 741.7097 | 741.7097 | 741.7097
2027 | NIWCM | High Demand Growth+Ref Gas Supply+Increased Demand Response+Delayed Build+Low Wind & Solar | 773.7008 | 775.7044 | 778.1769
2028 | NIWCM | High Demand Growth+Ref Gas Supply+Increased Demand Response+Delayed Build+Low Wind & Solar | 800.8704 | 821.4527 | 825.9892
2029 | NIWCM | High Demand Growth+Ref Gas Supply+Increased Demand Response+Delayed Build+Low Wind & Solar | 540.388 | 668.6941 | 682.2864
2030 | NIWCM | High Demand Growth+Ref Gas Supply+Increased Demand Response+Delayed Build+Low Wind & Solar | 249.6281 | 975.8805 | 1268.8801
2031 | NIWCM | High Demand Growth+Ref Gas Supply+Increased Demand Response+Delayed Build+Low Wind & Solar | -26.1236 | 912.4003 | 1273.9201
2032 | NIWCM | High Demand Growth+Ref Gas Supply+Increased Demand Response+Delayed Build+Low Wind & Solar | -241.015 | 773.2788 | 1362.2408
2033 | NIWCM | High Demand Growth+Ref Gas Supply+Increased Demand Response+Delayed Build+Low Wind & Solar | -364.9056 | 658.1255 | 1487.8496
2034 | NIWCM | High Demand Growth+Ref Gas Supply+Increased Demand Response+Delayed Build+Low Wind & Solar | -593.2946 | 450.6272 | 1318.121
2035 | NIWCM | High Demand Growth+Ref Gas Supply+Increased Demand Response+Delayed Build+Low Wind & Solar | -760.1654 | 315.0259 | 1253.1878
2026 | SIWEM_PERC | High Demand Growth+Ref Gas Supply+Increased Demand Response+Delayed Build+Low Wind & Solar | 28.2544 | 28.2544 | 28.2544
2027 | SIWEM_PERC | High Demand Growth+Ref Gas Supply+Increased Demand Response+Delayed Build+Low Wind & Solar | 12.6546 | 12.8978 | 13.2947
2028 | SIWEM_PERC | High Demand Growth+Ref Gas Supply+Increased Demand Response+Delayed Build+Low Wind & Solar | 8.7043 | 11.9387 | 12.6426
2029 | SIWEM_PERC | High Demand Growth+Ref Gas Supply+Increased Demand Response+Delayed Build+Low Wind & Solar | 1.9088 | 6.2923 | 8.1855
2030 | SIWEM_PERC | High Demand Growth+Ref Gas Supply+Increased Demand Response+Delayed Build+Low Wind & Solar | -4.2769 | 6.5896 | 22.0568
2031 | SIWEM_PERC | High Demand Growth+Ref Gas Supply+Increased Demand Response+Delayed Build+Low Wind & Solar | -9.5005 | 1.6414 | 18.4873
2032 | SIWEM_PERC | High Demand Growth+Ref Gas Supply+Increased Demand Response+Delayed Build+Low Wind & Solar | -11.248 | -1.4502 | 23.8737
2033 | SIWEM_PERC | High Demand Growth+Ref Gas Supply+Increased Demand Response+Delayed Build+Low Wind & Solar | -12.8456 | -3.2532 | 29.0154
2034 | SIWEM_PERC | High Demand Growth+Ref Gas Supply+Increased Demand Response+Delayed Build+Low Wind & Solar | -14.5725 | -5.2022 | 24.8612
2035 | SIWEM_PERC | High Demand Growth+Ref Gas Supply+Increased Demand Response+Delayed Build+Low Wind & Solar | -15.8119 | -6.612 | 23.6242
2026 | NZWEM_PERC | High Demand Growth+Ref Gas Supply+Increased Demand Response+Delayed Build+Constrained Operational Capacity | 11.6233 | 11.6233 | 11.6233
2027 | NZWEM_PERC | High Demand Growth+Ref Gas Supply+Increased Demand Response+Delayed Build+Constrained Operational Capacity | 6.0858 | 6.2189 | 6.3769
2028 | NZWEM_PERC | High Demand Growth+Ref Gas Supply+Increased Demand Response+Delayed Build+Constrained Operational Capacity | 4.8989 | 6.2008 | 6.4842
2029 | NZWEM_PERC | High Demand Growth+Ref Gas Supply+Increased Demand Response+Delayed Build+Constrained Operational Capacity | 1.8764 | 4.3565 | 5.1268
2030 | NZWEM_PERC | High Demand Growth+Ref Gas Supply+Increased Demand Response+Delayed Build+Constrained Operational Capacity | -2.579 | 4.9896 | 11.3874
2031 | NZWEM_PERC | High Demand Growth+Ref Gas Supply+Increased Demand Response+Delayed Build+Constrained Operational Capacity | -6.5175 | 3.2888 | 10.3718
2032 | NZWEM_PERC | High Demand Growth+Ref Gas Supply+Increased Demand Response+Delayed Build+Constrained Operational Capacity | -8.8265 | 1.2574 | 12.768
2033 | NZWEM_PERC | High Demand Growth+Ref Gas Supply+Increased Demand Response+Delayed Build+Constrained Operational Capacity | -10.8207 | -0.922 | 15.0479
2034 | NZWEM_PERC | High Demand Growth+Ref Gas Supply+Increased Demand Response+Delayed Build+Constrained Operational Capacity | -12.7997 | -2.8837 | 13.4203
2035 | NZWEM_PERC | High Demand Growth+Ref Gas Supply+Increased Demand Response+Delayed Build+Constrained Operational Capacity | -14.3789 | -4.3176 | 12.9711
2026 | NIWCM | High Demand Growth+Ref Gas Supply+Increased Demand Response+Delayed Build+Constrained Operational Capacity | 209.2066 | 209.2066 | 209.2066
2027 | NIWCM | High Demand Growth+Ref Gas Supply+Increased Demand Response+Delayed Build+Constrained Operational Capacity | 234.8086 | 234.8086 | 234.8086
2028 | NIWCM | High Demand Growth+Ref Gas Supply+Increased Demand Response+Delayed Build+Constrained Operational Capacity | 189.4472 | 189.4472 | 189.4472
2029 | NIWCM | High Demand Growth+Ref Gas Supply+Increased Demand Response+Delayed Build+Constrained Operational Capacity | -104.6736 | -22.4911 | -22.4911
2030 | NIWCM | High Demand Growth+Ref Gas Supply+Increased Demand Response+Delayed Build+Constrained Operational Capacity | -429.2372 | 84.4296 | 202.3611
2031 | NIWCM | High Demand Growth+Ref Gas Supply+Increased Demand Response+Delayed Build+Constrained Operational Capacity | -706.7292 | -53.7864 | 105.5011
2032 | NIWCM | High Demand Growth+Ref Gas Supply+Increased Demand Response+Delayed Build+Constrained Operational Capacity | -921.2769 | -205.4263 | 10.2368
2033 | NIWCM | High Demand Growth+Ref Gas Supply+Increased Demand Response+Delayed Build+Constrained Operational Capacity | -1048.9768 | -320.9212 | -46.6745
2034 | NIWCM | High Demand Growth+Ref Gas Supply+Increased Demand Response+Delayed Build+Constrained Operational Capacity | -1271.3344 | -545.6798 | -248.3392
2035 | NIWCM | High Demand Growth+Ref Gas Supply+Increased Demand Response+Delayed Build+Constrained Operational Capacity | -1382.3925 | -684.3587 | -374.3294
2026 | SIWEM_PERC | High Demand Growth+Ref Gas Supply+Increased Demand Response+Delayed Build+Constrained Operational Capacity | 30.7425 | 30.7425 | 30.7425
2027 | SIWEM_PERC | High Demand Growth+Ref Gas Supply+Increased Demand Response+Delayed Build+Constrained Operational Capacity | 15.0705 | 15.4411 | 15.8809
2028 | SIWEM_PERC | High Demand Growth+Ref Gas Supply+Increased Demand Response+Delayed Build+Constrained Operational Capacity | 11.6907 | 15.2746 | 16.0546
2029 | SIWEM_PERC | High Demand Growth+Ref Gas Supply+Increased Demand Response+Delayed Build+Constrained Operational Capacity | 3.3902 | 10.1447 | 12.2426
2030 | SIWEM_PERC | High Demand Growth+Ref Gas Supply+Increased Demand Response+Delayed Build+Constrained Operational Capacity | -3.4825 | 11.7609 | 28.8998
2031 | SIWEM_PERC | High Demand Growth+Ref Gas Supply+Increased Demand Response+Delayed Build+Constrained Operational Capacity | -8.7515 | 7.1729 | 25.8395
2032 | SIWEM_PERC | High Demand Growth+Ref Gas Supply+Increased Demand Response+Delayed Build+Constrained Operational Capacity | -10.5156 | 1.7978 | 32.3247
2033 | SIWEM_PERC | High Demand Growth+Ref Gas Supply+Increased Demand Response+Delayed Build+Constrained Operational Capacity | -12.1285 | -1.4995 | 34.5085
2034 | SIWEM_PERC | High Demand Growth+Ref Gas Supply+Increased Demand Response+Delayed Build+Constrained Operational Capacity | -13.8721 | -3.4891 | 31.6853
2035 | SIWEM_PERC | High Demand Growth+Ref Gas Supply+Increased Demand Response+Delayed Build+Constrained Operational Capacity | -15.1242 | -4.93 | 29.6048
2026 | NZWEM_PERC | High Demand Growth+Ref Gas Supply+Increased Demand Response+Delayed Build+Constrained Operational Capacity+Low Wind & Solar | 10.7387 | 10.7387 | 10.7387
2027 | NZWEM_PERC | High Demand Growth+Ref Gas Supply+Increased Demand Response+Delayed Build+Constrained Operational Capacity+Low Wind & Solar | 5.1855 | 5.3056 | 5.4482
2028 | NZWEM_PERC | High Demand Growth+Ref Gas Supply+Increased Demand Response+Delayed Build+Constrained Operational Capacity+Low Wind & Solar | 3.8141 | 4.989 | 5.2447
2029 | NZWEM_PERC | High Demand Growth+Ref Gas Supply+Increased Demand Response+Delayed Build+Constrained Operational Capacity+Low Wind & Solar | 0.70379 | 2.942 | 3.6371
2030 | NZWEM_PERC | High Demand Growth+Ref Gas Supply+Increased Demand Response+Delayed Build+Constrained Operational Capacity+Low Wind & Solar | -3.7712 | 3.0592 | 8.833
2031 | NZWEM_PERC | High Demand Growth+Ref Gas Supply+Increased Demand Response+Delayed Build+Constrained Operational Capacity+Low Wind & Solar | -7.66 | 1.1898 | 7.582
2032 | NZWEM_PERC | High Demand Growth+Ref Gas Supply+Increased Demand Response+Delayed Build+Constrained Operational Capacity+Low Wind & Solar | -9.9367 | -0.83632 | 9.5814
2033 | NZWEM_PERC | High Demand Growth+Ref Gas Supply+Increased Demand Response+Delayed Build+Constrained Operational Capacity+Low Wind & Solar | -11.9026 | -2.9624 | 11.479
2034 | NZWEM_PERC | High Demand Growth+Ref Gas Supply+Increased Demand Response+Delayed Build+Constrained Operational Capacity+Low Wind & Solar | -13.8503 | -4.8946 | 9.8757
2035 | NZWEM_PERC | High Demand Growth+Ref Gas Supply+Increased Demand Response+Delayed Build+Constrained Operational Capacity+Low Wind & Solar | -15.4046 | -6.2811 | 9.3765
2026 | NIWCM | High Demand Growth+Ref Gas Supply+Increased Demand Response+Delayed Build+Constrained Operational Capacity+Low Wind & Solar | 209.2066 | 209.2066 | 209.2066
2027 | NIWCM | High Demand Growth+Ref Gas Supply+Increased Demand Response+Delayed Build+Constrained Operational Capacity+Low Wind & Solar | 234.8086 | 234.8086 | 234.8086
2028 | NIWCM | High Demand Growth+Ref Gas Supply+Increased Demand Response+Delayed Build+Constrained Operational Capacity+Low Wind & Solar | 189.4472 | 189.4472 | 189.4472
2029 | NIWCM | High Demand Growth+Ref Gas Supply+Increased Demand Response+Delayed Build+Constrained Operational Capacity+Low Wind & Solar | -104.6736 | -22.4911 | -22.4911
2030 | NIWCM | High Demand Growth+Ref Gas Supply+Increased Demand Response+Delayed Build+Constrained Operational Capacity+Low Wind & Solar | -429.2372 | 84.4296 | 202.3611
2031 | NIWCM | High Demand Growth+Ref Gas Supply+Increased Demand Response+Delayed Build+Constrained Operational Capacity+Low Wind & Solar | -706.7292 | -53.7864 | 105.5011
2032 | NIWCM | High Demand Growth+Ref Gas Supply+Increased Demand Response+Delayed Build+Constrained Operational Capacity+Low Wind & Solar | -921.2769 | -205.4263 | 10.2368
2033 | NIWCM | High Demand Growth+Ref Gas Supply+Increased Demand Response+Delayed Build+Constrained Operational Capacity+Low Wind & Solar | -1048.9768 | -320.9212 | -46.6745
2034 | NIWCM | High Demand Growth+Ref Gas Supply+Increased Demand Response+Delayed Build+Constrained Operational Capacity+Low Wind & Solar | -1271.3344 | -545.6798 | -248.3392
2035 | NIWCM | High Demand Growth+Ref Gas Supply+Increased Demand Response+Delayed Build+Constrained Operational Capacity+Low Wind & Solar | -1382.3925 | -684.3587 | -374.3294
2026 | SIWEM_PERC | High Demand Growth+Ref Gas Supply+Increased Demand Response+Delayed Build+Constrained Operational Capacity+Low Wind & Solar | 28.2544 | 28.2544 | 28.2544
2027 | SIWEM_PERC | High Demand Growth+Ref Gas Supply+Increased Demand Response+Delayed Build+Constrained Operational Capacity+Low Wind & Solar | 12.6546 | 12.8978 | 13.2947
2028 | SIWEM_PERC | High Demand Growth+Ref Gas Supply+Increased Demand Response+Delayed Build+Constrained Operational Capacity+Low Wind & Solar | 8.7043 | 11.9387 | 12.6426
2029 | SIWEM_PERC | High Demand Growth+Ref Gas Supply+Increased Demand Response+Delayed Build+Constrained Operational Capacity+Low Wind & Solar | 1.9088 | 6.2923 | 8.1855
2030 | SIWEM_PERC | High Demand Growth+Ref Gas Supply+Increased Demand Response+Delayed Build+Constrained Operational Capacity+Low Wind & Solar | -4.2769 | 6.5896 | 22.0568
2031 | SIWEM_PERC | High Demand Growth+Ref Gas Supply+Increased Demand Response+Delayed Build+Constrained Operational Capacity+Low Wind & Solar | -9.5005 | 1.6414 | 18.4873
2032 | SIWEM_PERC | High Demand Growth+Ref Gas Supply+Increased Demand Response+Delayed Build+Constrained Operational Capacity+Low Wind & Solar | -11.248 | -1.4502 | 23.8737
2033 | SIWEM_PERC | High Demand Growth+Ref Gas Supply+Increased Demand Response+Delayed Build+Constrained Operational Capacity+Low Wind & Solar | -12.8456 | -3.2532 | 29.0154
2034 | SIWEM_PERC | High Demand Growth+Ref Gas Supply+Increased Demand Response+Delayed Build+Constrained Operational Capacity+Low Wind & Solar | -14.5725 | -5.2022 | 24.8612
2035 | SIWEM_PERC | High Demand Growth+Ref Gas Supply+Increased Demand Response+Delayed Build+Constrained Operational Capacity+Low Wind & Solar | -15.8119 | -6.612 | 23.6242
2026 | NZWEM_PERC | High Demand Growth+Ref Gas Supply+Increased Demand Response+Delayed Build+Upgraded HVDC | 11.6233 | 11.6233 | 11.6233
2027 | NZWEM_PERC | High Demand Growth+Ref Gas Supply+Increased Demand Response+Delayed Build+Upgraded HVDC | 6.0858 | 6.2189 | 6.3769
2028 | NZWEM_PERC | High Demand Growth+Ref Gas Supply+Increased Demand Response+Delayed Build+Upgraded HVDC | 4.8989 | 6.2008 | 6.4842
2029 | NZWEM_PERC | High Demand Growth+Ref Gas Supply+Increased Demand Response+Delayed Build+Upgraded HVDC | 1.8764 | 4.3565 | 5.1268
2030 | NZWEM_PERC | High Demand Growth+Ref Gas Supply+Increased Demand Response+Delayed Build+Upgraded HVDC | -2.579 | 4.9896 | 11.3874
2031 | NZWEM_PERC | High Demand Growth+Ref Gas Supply+Increased Demand Response+Delayed Build+Upgraded HVDC | -6.5175 | 3.2888 | 10.3718
2032 | NZWEM_PERC | High Demand Growth+Ref Gas Supply+Increased Demand Response+Delayed Build+Upgraded HVDC | -8.8265 | 1.2574 | 12.768
2033 | NZWEM_PERC | High Demand Growth+Ref Gas Supply+Increased Demand Response+Delayed Build+Upgraded HVDC | -10.8207 | -0.922 | 15.0479
2034 | NZWEM_PERC | High Demand Growth+Ref Gas Supply+Increased Demand Response+Delayed Build+Upgraded HVDC | -12.7997 | -2.8837 | 13.4203
2035 | NZWEM_PERC | High Demand Growth+Ref Gas Supply+Increased Demand Response+Delayed Build+Upgraded HVDC | -14.3789 | -4.3176 | 12.9711
2026 | NIWCM | High Demand Growth+Ref Gas Supply+Increased Demand Response+Delayed Build+Upgraded HVDC | 741.7097 | 741.7097 | 741.7097
2027 | NIWCM | High Demand Growth+Ref Gas Supply+Increased Demand Response+Delayed Build+Upgraded HVDC | 773.7008 | 775.7044 | 778.1769
2028 | NIWCM | High Demand Growth+Ref Gas Supply+Increased Demand Response+Delayed Build+Upgraded HVDC | 800.8704 | 821.4527 | 825.9892
2029 | NIWCM | High Demand Growth+Ref Gas Supply+Increased Demand Response+Delayed Build+Upgraded HVDC | 540.388 | 668.6941 | 682.2864
2030 | NIWCM | High Demand Growth+Ref Gas Supply+Increased Demand Response+Delayed Build+Upgraded HVDC | 249.6281 | 975.8805 | 1268.8801
2031 | NIWCM | High Demand Growth+Ref Gas Supply+Increased Demand Response+Delayed Build+Upgraded HVDC | -26.1236 | 912.4003 | 1273.9201
2032 | NIWCM | High Demand Growth+Ref Gas Supply+Increased Demand Response+Delayed Build+Upgraded HVDC | -241.015 | 773.2788 | 1362.2406
2033 | NIWCM | High Demand Growth+Ref Gas Supply+Increased Demand Response+Delayed Build+Upgraded HVDC | -364.9056 | 658.1255 | 1487.8496
2034 | NIWCM | High Demand Growth+Ref Gas Supply+Increased Demand Response+Delayed Build+Upgraded HVDC | -593.2946 | 450.6272 | 1318.121
2035 | NIWCM | High Demand Growth+Ref Gas Supply+Increased Demand Response+Delayed Build+Upgraded HVDC | -760.1654 | 315.0259 | 1253.1878
2026 | SIWEM_PERC | High Demand Growth+Ref Gas Supply+Increased Demand Response+Delayed Build+Upgraded HVDC | 30.7425 | 30.7425 | 30.7425
2027 | SIWEM_PERC | High Demand Growth+Ref Gas Supply+Increased Demand Response+Delayed Build+Upgraded HVDC | 15.0705 | 15.4411 | 15.8809
2028 | SIWEM_PERC | High Demand Growth+Ref Gas Supply+Increased Demand Response+Delayed Build+Upgraded HVDC | 11.6907 | 15.2746 | 16.0546
2029 | SIWEM_PERC | High Demand Growth+Ref Gas Supply+Increased Demand Response+Delayed Build+Upgraded HVDC | 3.3902 | 10.1447 | 12.2426
2030 | SIWEM_PERC | High Demand Growth+Ref Gas Supply+Increased Demand Response+Delayed Build+Upgraded HVDC | -3.4825 | 11.7609 | 28.8998
2031 | SIWEM_PERC | High Demand Growth+Ref Gas Supply+Increased Demand Response+Delayed Build+Upgraded HVDC | -8.7515 | 7.1729 | 25.8395
2032 | SIWEM_PERC | High Demand Growth+Ref Gas Supply+Increased Demand Response+Delayed Build+Upgraded HVDC | -10.5156 | 1.7978 | 32.3247
2033 | SIWEM_PERC | High Demand Growth+Ref Gas Supply+Increased Demand Response+Delayed Build+Upgraded HVDC | -12.1285 | -1.4995 | 38.1654
2034 | SIWEM_PERC | High Demand Growth+Ref Gas Supply+Increased Demand Response+Delayed Build+Upgraded HVDC | -13.8721 | -3.4891 | 34.123
2035 | SIWEM_PERC | High Demand Growth+Ref Gas Supply+Increased Demand Response+Delayed Build+Upgraded HVDC | -15.1242 | -4.93 | 32.9811
2026 | NZWEM_PERC | High Demand Growth+Ref Gas Supply+Increased Demand Response+Delayed Build+Upgraded HVDC+Low Wind & Solar | 10.7387 | 10.7387 | 10.7387
2027 | NZWEM_PERC | High Demand Growth+Ref Gas Supply+Increased Demand Response+Delayed Build+Upgraded HVDC+Low Wind & Solar | 5.1855 | 5.3056 | 5.4482
2028 | NZWEM_PERC | High Demand Growth+Ref Gas Supply+Increased Demand Response+Delayed Build+Upgraded HVDC+Low Wind & Solar | 3.8141 | 4.989 | 5.2447
2029 | NZWEM_PERC | High Demand Growth+Ref Gas Supply+Increased Demand Response+Delayed Build+Upgraded HVDC+Low Wind & Solar | 0.70379 | 2.942 | 3.6371
2030 | NZWEM_PERC | High Demand Growth+Ref Gas Supply+Increased Demand Response+Delayed Build+Upgraded HVDC+Low Wind & Solar | -3.7712 | 3.0592 | 8.833
2031 | NZWEM_PERC | High Demand Growth+Ref Gas Supply+Increased Demand Response+Delayed Build+Upgraded HVDC+Low Wind & Solar | -7.66 | 1.1898 | 7.582
2032 | NZWEM_PERC | High Demand Growth+Ref Gas Supply+Increased Demand Response+Delayed Build+Upgraded HVDC+Low Wind & Solar | -9.9367 | -0.83632 | 9.5814
2033 | NZWEM_PERC | High Demand Growth+Ref Gas Supply+Increased Demand Response+Delayed Build+Upgraded HVDC+Low Wind & Solar | -11.9026 | -2.9624 | 11.479
2034 | NZWEM_PERC | High Demand Growth+Ref Gas Supply+Increased Demand Response+Delayed Build+Upgraded HVDC+Low Wind & Solar | -13.8503 | -4.8946 | 9.8757
2035 | NZWEM_PERC | High Demand Growth+Ref Gas Supply+Increased Demand Response+Delayed Build+Upgraded HVDC+Low Wind & Solar | -15.4046 | -6.2811 | 9.3765
2026 | NIWCM | High Demand Growth+Ref Gas Supply+Increased Demand Response+Delayed Build+Upgraded HVDC+Low Wind & Solar | 741.7097 | 741.7097 | 741.7097
2027 | NIWCM | High Demand Growth+Ref Gas Supply+Increased Demand Response+Delayed Build+Upgraded HVDC+Low Wind & Solar | 773.7008 | 775.7044 | 778.1769
2028 | NIWCM | High Demand Growth+Ref Gas Supply+Increased Demand Response+Delayed Build+Upgraded HVDC+Low Wind & Solar | 800.8704 | 821.4527 | 825.9892
2029 | NIWCM | High Demand Growth+Ref Gas Supply+Increased Demand Response+Delayed Build+Upgraded HVDC+Low Wind & Solar | 540.388 | 668.6941 | 682.2864
2030 | NIWCM | High Demand Growth+Ref Gas Supply+Increased Demand Response+Delayed Build+Upgraded HVDC+Low Wind & Solar | 249.6281 | 975.8805 | 1268.8801
2031 | NIWCM | High Demand Growth+Ref Gas Supply+Increased Demand Response+Delayed Build+Upgraded HVDC+Low Wind & Solar | -26.1236 | 912.4003 | 1273.9201
2032 | NIWCM | High Demand Growth+Ref Gas Supply+Increased Demand Response+Delayed Build+Upgraded HVDC+Low Wind & Solar | -241.015 | 773.2788 | 1362.2406
2033 | NIWCM | High Demand Growth+Ref Gas Supply+Increased Demand Response+Delayed Build+Upgraded HVDC+Low Wind & Solar | -364.9056 | 658.1255 | 1487.8496
2034 | NIWCM | High Demand Growth+Ref Gas Supply+Increased Demand Response+Delayed Build+Upgraded HVDC+Low Wind & Solar | -593.2946 | 450.6272 | 1318.121
2035 | NIWCM | High Demand Growth+Ref Gas Supply+Increased Demand Response+Delayed Build+Upgraded HVDC+Low Wind & Solar | -760.1654 | 315.0259 | 1253.1878
2026 | SIWEM_PERC | High Demand Growth+Ref Gas Supply+Increased Demand Response+Delayed Build+Upgraded HVDC+Low Wind & Solar | 28.2544 | 28.2544 | 28.2544
2027 | SIWEM_PERC | High Demand Growth+Ref Gas Supply+Increased Demand Response+Delayed Build+Upgraded HVDC+Low Wind & Solar | 12.6546 | 12.8978 | 13.2947
2028 | SIWEM_PERC | High Demand Growth+Ref Gas Supply+Increased Demand Response+Delayed Build+Upgraded HVDC+Low Wind & Solar | 8.7043 | 11.9387 | 12.6426
2029 | SIWEM_PERC | High Demand Growth+Ref Gas Supply+Increased Demand Response+Delayed Build+Upgraded HVDC+Low Wind & Solar | 1.9088 | 6.2923 | 8.1855
2030 | SIWEM_PERC | High Demand Growth+Ref Gas Supply+Increased Demand Response+Delayed Build+Upgraded HVDC+Low Wind & Solar | -4.2769 | 6.5896 | 22.0568
2031 | SIWEM_PERC | High Demand Growth+Ref Gas Supply+Increased Demand Response+Delayed Build+Upgraded HVDC+Low Wind & Solar | -9.5005 | 1.6414 | 18.4873
2032 | SIWEM_PERC | High Demand Growth+Ref Gas Supply+Increased Demand Response+Delayed Build+Upgraded HVDC+Low Wind & Solar | -11.248 | -1.4502 | 23.8737
2033 | SIWEM_PERC | High Demand Growth+Ref Gas Supply+Increased Demand Response+Delayed Build+Upgraded HVDC+Low Wind & Solar | -12.8456 | -3.2532 | 29.0154
2034 | SIWEM_PERC | High Demand Growth+Ref Gas Supply+Increased Demand Response+Delayed Build+Upgraded HVDC+Low Wind & Solar | -14.5725 | -5.2022 | 24.8612
2035 | SIWEM_PERC | High Demand Growth+Ref Gas Supply+Increased Demand Response+Delayed Build+Upgraded HVDC+Low Wind & Solar | -15.8119 | -6.612 | 23.6242
2026 | NZWEM_PERC | High Demand Growth+Ref Gas Supply+Increased Demand Response+Delayed Build+Upgraded HVDC+Constrained Operational Capacity | 11.6233 | 11.6233 | 11.6233
2027 | NZWEM_PERC | High Demand Growth+Ref Gas Supply+Increased Demand Response+Delayed Build+Upgraded HVDC+Constrained Operational Capacity | 6.0858 | 6.2189 | 6.3769
2028 | NZWEM_PERC | High Demand Growth+Ref Gas Supply+Increased Demand Response+Delayed Build+Upgraded HVDC+Constrained Operational Capacity | 4.8989 | 6.2008 | 6.4842
2029 | NZWEM_PERC | High Demand Growth+Ref Gas Supply+Increased Demand Response+Delayed Build+Upgraded HVDC+Constrained Operational Capacity | 1.8764 | 4.3565 | 5.1268
2030 | NZWEM_PERC | High Demand Growth+Ref Gas Supply+Increased Demand Response+Delayed Build+Upgraded HVDC+Constrained Operational Capacity | -2.579 | 4.9896 | 11.3874
2031 | NZWEM_PERC | High Demand Growth+Ref Gas Supply+Increased Demand Response+Delayed Build+Upgraded HVDC+Constrained Operational Capacity | -6.5175 | 3.2888 | 10.3718
2032 | NZWEM_PERC | High Demand Growth+Ref Gas Supply+Increased Demand Response+Delayed Build+Upgraded HVDC+Constrained Operational Capacity | -8.8265 | 1.2574 | 12.768
2033 | NZWEM_PERC | High Demand Growth+Ref Gas Supply+Increased Demand Response+Delayed Build+Upgraded HVDC+Constrained Operational Capacity | -10.8207 | -0.922 | 15.0479
2034 | NZWEM_PERC | High Demand Growth+Ref Gas Supply+Increased Demand Response+Delayed Build+Upgraded HVDC+Constrained Operational Capacity | -12.7997 | -2.8837 | 13.4203
2035 | NZWEM_PERC | High Demand Growth+Ref Gas Supply+Increased Demand Response+Delayed Build+Upgraded HVDC+Constrained Operational Capacity | -14.3789 | -4.3176 | 12.9711
2026 | NIWCM | High Demand Growth+Ref Gas Supply+Increased Demand Response+Delayed Build+Upgraded HVDC+Constrained Operational Capacity | 209.2066 | 209.2066 | 209.2066
2027 | NIWCM | High Demand Growth+Ref Gas Supply+Increased Demand Response+Delayed Build+Upgraded HVDC+Constrained Operational Capacity | 234.8086 | 234.8086 | 234.8086
2028 | NIWCM | High Demand Growth+Ref Gas Supply+Increased Demand Response+Delayed Build+Upgraded HVDC+Constrained Operational Capacity | 189.4472 | 189.4472 | 189.4472
2029 | NIWCM | High Demand Growth+Ref Gas Supply+Increased Demand Response+Delayed Build+Upgraded HVDC+Constrained Operational Capacity | -104.6736 | -22.4911 | -22.4911
2030 | NIWCM | High Demand Growth+Ref Gas Supply+Increased Demand Response+Delayed Build+Upgraded HVDC+Constrained Operational Capacity | -429.2372 | 84.4296 | 202.3611
2031 | NIWCM | High Demand Growth+Ref Gas Supply+Increased Demand Response+Delayed Build+Upgraded HVDC+Constrained Operational Capacity | -706.7292 | -53.7864 | 105.5011
2032 | NIWCM | High Demand Growth+Ref Gas Supply+Increased Demand Response+Delayed Build+Upgraded HVDC+Constrained Operational Capacity | -921.2769 | -205.4263 | 10.2368
2033 | NIWCM | High Demand Growth+Ref Gas Supply+Increased Demand Response+Delayed Build+Upgraded HVDC+Constrained Operational Capacity | -1048.9768 | -320.9212 | -46.6745
2034 | NIWCM | High Demand Growth+Ref Gas Supply+Increased Demand Response+Delayed Build+Upgraded HVDC+Constrained Operational Capacity | -1271.3344 | -545.6798 | -248.3392
2035 | NIWCM | High Demand Growth+Ref Gas Supply+Increased Demand Response+Delayed Build+Upgraded HVDC+Constrained Operational Capacity | -1382.3925 | -684.3587 | -374.3294
2026 | SIWEM_PERC | High Demand Growth+Ref Gas Supply+Increased Demand Response+Delayed Build+Upgraded HVDC+Constrained Operational Capacity | 30.7425 | 30.7425 | 30.7425
2027 | SIWEM_PERC | High Demand Growth+Ref Gas Supply+Increased Demand Response+Delayed Build+Upgraded HVDC+Constrained Operational Capacity | 15.0705 | 15.4411 | 15.8809
2028 | SIWEM_PERC | High Demand Growth+Ref Gas Supply+Increased Demand Response+Delayed Build+Upgraded HVDC+Constrained Operational Capacity | 11.6907 | 15.2746 | 16.0546
2029 | SIWEM_PERC | High Demand Growth+Ref Gas Supply+Increased Demand Response+Delayed Build+Upgraded HVDC+Constrained Operational Capacity | 3.3902 | 10.1447 | 12.2426
2030 | SIWEM_PERC | High Demand Growth+Ref Gas Supply+Increased Demand Response+Delayed Build+Upgraded HVDC+Constrained Operational Capacity | -3.4825 | 11.7609 | 28.8998
2031 | SIWEM_PERC | High Demand Growth+Ref Gas Supply+Increased Demand Response+Delayed Build+Upgraded HVDC+Constrained Operational Capacity | -8.7515 | 7.1729 | 25.8395
2032 | SIWEM_PERC | High Demand Growth+Ref Gas Supply+Increased Demand Response+Delayed Build+Upgraded HVDC+Constrained Operational Capacity | -10.5156 | 1.7978 | 32.3247
2033 | SIWEM_PERC | High Demand Growth+Ref Gas Supply+Increased Demand Response+Delayed Build+Upgraded HVDC+Constrained Operational Capacity | -12.1285 | -1.4995 | 38.1654
2034 | SIWEM_PERC | High Demand Growth+Ref Gas Supply+Increased Demand Response+Delayed Build+Upgraded HVDC+Constrained Operational Capacity | -13.8721 | -3.4891 | 34.123
2035 | SIWEM_PERC | High Demand Growth+Ref Gas Supply+Increased Demand Response+Delayed Build+Upgraded HVDC+Constrained Operational Capacity | -15.1242 | -4.93 | 32.9811
2026 | NZWEM_PERC | High Demand Growth+Ref Gas Supply+Increased Demand Response+Delayed Build+Upgraded HVDC+Constrained Operational Capacity+Low Wind & Solar | 10.7387 | 10.7387 | 10.7387
2027 | NZWEM_PERC | High Demand Growth+Ref Gas Supply+Increased Demand Response+Delayed Build+Upgraded HVDC+Constrained Operational Capacity+Low Wind & Solar | 5.1855 | 5.3056 | 5.4482
2028 | NZWEM_PERC | High Demand Growth+Ref Gas Supply+Increased Demand Response+Delayed Build+Upgraded HVDC+Constrained Operational Capacity+Low Wind & Solar | 3.8141 | 4.989 | 5.2447
2029 | NZWEM_PERC | High Demand Growth+Ref Gas Supply+Increased Demand Response+Delayed Build+Upgraded HVDC+Constrained Operational Capacity+Low Wind & Solar | 0.70379 | 2.942 | 3.6371
2030 | NZWEM_PERC | High Demand Growth+Ref Gas Supply+Increased Demand Response+Delayed Build+Upgraded HVDC+Constrained Operational Capacity+Low Wind & Solar | -3.7712 | 3.0592 | 8.833
2031 | NZWEM_PERC | High Demand Growth+Ref Gas Supply+Increased Demand Response+Delayed Build+Upgraded HVDC+Constrained Operational Capacity+Low Wind & Solar | -7.66 | 1.1898 | 7.582
2032 | NZWEM_PERC | High Demand Growth+Ref Gas Supply+Increased Demand Response+Delayed Build+Upgraded HVDC+Constrained Operational Capacity+Low Wind & Solar | -9.9367 | -0.83632 | 9.5814
2033 | NZWEM_PERC | High Demand Growth+Ref Gas Supply+Increased Demand Response+Delayed Build+Upgraded HVDC+Constrained Operational Capacity+Low Wind & Solar | -11.9026 | -2.9624 | 11.479
2034 | NZWEM_PERC | High Demand Growth+Ref Gas Supply+Increased Demand Response+Delayed Build+Upgraded HVDC+Constrained Operational Capacity+Low Wind & Solar | -13.8503 | -4.8946 | 9.8757
2035 | NZWEM_PERC | High Demand Growth+Ref Gas Supply+Increased Demand Response+Delayed Build+Upgraded HVDC+Constrained Operational Capacity+Low Wind & Solar | -15.4046 | -6.2811 | 9.3765
2026 | NIWCM | High Demand Growth+Ref Gas Supply+Increased Demand Response+Delayed Build+Upgraded HVDC+Constrained Operational Capacity+Low Wind & Solar | 209.2066 | 209.2066 | 209.2066
2027 | NIWCM | High Demand Growth+Ref Gas Supply+Increased Demand Response+Delayed Build+Upgraded HVDC+Constrained Operational Capacity+Low Wind & Solar | 234.8086 | 234.8086 | 234.8086
2028 | NIWCM | High Demand Growth+Ref Gas Supply+Increased Demand Response+Delayed Build+Upgraded HVDC+Constrained Operational Capacity+Low Wind & Solar | 189.4472 | 189.4472 | 189.4472
2029 | NIWCM | High Demand Growth+Ref Gas Supply+Increased Demand Response+Delayed Build+Upgraded HVDC+Constrained Operational Capacity+Low Wind & Solar | -104.6736 | -22.4911 | -22.4911
2030 | NIWCM | High Demand Growth+Ref Gas Supply+Increased Demand Response+Delayed Build+Upgraded HVDC+Constrained Operational Capacity+Low Wind & Solar | -429.2372 | 84.4296 | 202.3611
2031 | NIWCM | High Demand Growth+Ref Gas Supply+Increased Demand Response+Delayed Build+Upgraded HVDC+Constrained Operational Capacity+Low Wind & Solar | -706.7292 | -53.7864 | 105.5011
2032 | NIWCM | High Demand Growth+Ref Gas Supply+Increased Demand Response+Delayed Build+Upgraded HVDC+Constrained Operational Capacity+Low Wind & Solar | -921.2769 | -205.4263 | 10.2368
2033 | NIWCM | High Demand Growth+Ref Gas Supply+Increased Demand Response+Delayed Build+Upgraded HVDC+Constrained Operational Capacity+Low Wind & Solar | -1048.9768 | -320.9212 | -46.6745
2034 | NIWCM | High Demand Growth+Ref Gas Supply+Increased Demand Response+Delayed Build+Upgraded HVDC+Constrained Operational Capacity+Low Wind & Solar | -1271.3344 | -545.6798 | -248.3392
2035 | NIWCM | High Demand Growth+Ref Gas Supply+Increased Demand Response+Delayed Build+Upgraded HVDC+Constrained Operational Capacity+Low Wind & Solar | -1382.3925 | -684.3587 | -374.3294
2026 | SIWEM_PERC | High Demand Growth+Ref Gas Supply+Increased Demand Response+Delayed Build+Upgraded HVDC+Constrained Operational Capacity+Low Wind & Solar | 28.2544 | 28.2544 | 28.2544
2027 | SIWEM_PERC | High Demand Growth+Ref Gas Supply+Increased Demand Response+Delayed Build+Upgraded HVDC+Constrained Operational Capacity+Low Wind & Solar | 12.6546 | 12.8978 | 13.2947
2028 | SIWEM_PERC | High Demand Growth+Ref Gas Supply+Increased Demand Response+Delayed Build+Upgraded HVDC+Constrained Operational Capacity+Low Wind & Solar | 8.7043 | 11.9387 | 12.6426
2029 | SIWEM_PERC | High Demand Growth+Ref Gas Supply+Increased Demand Response+Delayed Build+Upgraded HVDC+Constrained Operational Capacity+Low Wind & Solar | 1.9088 | 6.2923 | 8.1855
2030 | SIWEM_PERC | High Demand Growth+Ref Gas Supply+Increased Demand Response+Delayed Build+Upgraded HVDC+Constrained Operational Capacity+Low Wind & Solar | -4.2769 | 6.5896 | 22.0568
2031 | SIWEM_PERC | High Demand Growth+Ref Gas Supply+Increased Demand Response+Delayed Build+Upgraded HVDC+Constrained Operational Capacity+Low Wind & Solar | -9.5005 | 1.6414 | 18.4873
2032 | SIWEM_PERC | High Demand Growth+Ref Gas Supply+Increased Demand Response+Delayed Build+Upgraded HVDC+Constrained Operational Capacity+Low Wind & Solar | -11.248 | -1.4502 | 23.8737
2033 | SIWEM_PERC | High Demand Growth+Ref Gas Supply+Increased Demand Response+Delayed Build+Upgraded HVDC+Constrained Operational Capacity+Low Wind & Solar | -12.8456 | -3.2532 | 29.0154
2034 | SIWEM_PERC | High Demand Growth+Ref Gas Supply+Increased Demand Response+Delayed Build+Upgraded HVDC+Constrained Operational Capacity+Low Wind & Solar | -14.5725 | -5.2022 | 24.8612
2035 | SIWEM_PERC | High Demand Growth+Ref Gas Supply+Increased Demand Response+Delayed Build+Upgraded HVDC+Constrained Operational Capacity+Low Wind & Solar | -15.8119 | -6.612 | 23.6242
2026 | NZWEM_PERC | High Demand Growth+Ref Gas Supply+Increased Demand Response+Reduced Rankine Availability | 12.0919 | 12.1473 | 12.1473
2027 | NZWEM_PERC | High Demand Growth+Ref Gas Supply+Increased Demand Response+Reduced Rankine Availability | 5.3368 | 7.0665 | 7.3656
2028 | NZWEM_PERC | High Demand Growth+Ref Gas Supply+Increased Demand Response+Reduced Rankine Availability | 1.3878 | 8.7036 | 12.7611
2029 | NZWEM_PERC | High Demand Growth+Ref Gas Supply+Increased Demand Response+Reduced Rankine Availability | -3.9945 | 5.9584 | 13.8331
2030 | NZWEM_PERC | High Demand Growth+Ref Gas Supply+Increased Demand Response+Reduced Rankine Availability | -9.0283 | 2.2407 | 14.601
2031 | NZWEM_PERC | High Demand Growth+Ref Gas Supply+Increased Demand Response+Reduced Rankine Availability | -12.698 | -1.823 | 15.0408
2032 | NZWEM_PERC | High Demand Growth+Ref Gas Supply+Increased Demand Response+Reduced Rankine Availability | -14.8324 | -3.9428 | 13.2872
2033 | NZWEM_PERC | High Demand Growth+Ref Gas Supply+Increased Demand Response+Reduced Rankine Availability | -16.6736 | -6.0614 | 12.1739
2034 | NZWEM_PERC | High Demand Growth+Ref Gas Supply+Increased Demand Response+Reduced Rankine Availability | -18.4828 | -7.8308 | 9.8754
2035 | NZWEM_PERC | High Demand Growth+Ref Gas Supply+Increased Demand Response+Reduced Rankine Availability | -19.9279 | -9.4508 | 7.8379
2026 | NIWCM | High Demand Growth+Ref Gas Supply+Increased Demand Response+Reduced Rankine Availability | 1020.1216 | 1020.9214 | 1020.9214
2027 | NIWCM | High Demand Growth+Ref Gas Supply+Increased Demand Response+Reduced Rankine Availability | 942.8326 | 974.4335 | 978.97
2028 | NIWCM | High Demand Growth+Ref Gas Supply+Increased Demand Response+Reduced Rankine Availability | 825.9289 | 1474.3514 | 1544.3903
2029 | NIWCM | High Demand Growth+Ref Gas Supply+Increased Demand Response+Reduced Rankine Availability | 518.4543 | 1413.5768 | 1742.6064
2030 | NIWCM | High Demand Growth+Ref Gas Supply+Increased Demand Response+Reduced Rankine Availability | 75.0046 | 1101.7085 | 1661.8351
2031 | NIWCM | High Demand Growth+Ref Gas Supply+Increased Demand Response+Reduced Rankine Availability | -183.5851 | 862.8736 | 1678.4663
2032 | NIWCM | High Demand Growth+Ref Gas Supply+Increased Demand Response+Reduced Rankine Availability | -398.4765 | 669.1865 | 1524.8112
2033 | NIWCM | High Demand Growth+Ref Gas Supply+Increased Demand Response+Reduced Rankine Availability | -595.3056 | 472.7647 | 1401.8913
2034 | NIWCM | High Demand Growth+Ref Gas Supply+Increased Demand Response+Reduced Rankine Availability | -823.6946 | 290.3164 | 1302.2392
2035 | NIWCM | High Demand Growth+Ref Gas Supply+Increased Demand Response+Reduced Rankine Availability | -990.5654 | 136.9579 | 1152.3488
2026 | SIWEM_PERC | High Demand Growth+Ref Gas Supply+Increased Demand Response+Reduced Rankine Availability | 32.0605 | 32.2163 | 32.2163
2027 | SIWEM_PERC | High Demand Growth+Ref Gas Supply+Increased Demand Response+Reduced Rankine Availability | 16.6389 | 19.1065 | 19.1065
2028 | SIWEM_PERC | High Demand Growth+Ref Gas Supply+Increased Demand Response+Reduced Rankine Availability | 11.2837 | 23.0995 | 33.3343
2029 | SIWEM_PERC | High Demand Growth+Ref Gas Supply+Increased Demand Response+Reduced Rankine Availability | 4.2023 | 15.2291 | 35.9542
2030 | SIWEM_PERC | High Demand Growth+Ref Gas Supply+Increased Demand Response+Reduced Rankine Availability | -3.4825 | 8.2937 | 37.509
2031 | SIWEM_PERC | High Demand Growth+Ref Gas Supply+Increased Demand Response+Reduced Rankine Availability | -8.7515 | 2.3505 | 38.1443
2032 | SIWEM_PERC | High Demand Growth+Ref Gas Supply+Increased Demand Response+Reduced Rankine Availability | -10.5156 | 0.3411 | 33.7016
2033 | SIWEM_PERC | High Demand Growth+Ref Gas Supply+Increased Demand Response+Reduced Rankine Availability | -12.1285 | -1.4995 | 30.8667
2034 | SIWEM_PERC | High Demand Growth+Ref Gas Supply+Increased Demand Response+Reduced Rankine Availability | -13.8721 | -3.4891 | 24.8604
2035 | SIWEM_PERC | High Demand Growth+Ref Gas Supply+Increased Demand Response+Reduced Rankine Availability | -15.1242 | -4.93 | 19.4772
2026 | NZWEM_PERC | High Demand Growth+Ref Gas Supply+Increased Demand Response+Reduced Rankine Availability+Low Wind & Solar | 10.9291 | 10.9791 | 10.9791
2027 | NZWEM_PERC | High Demand Growth+Ref Gas Supply+Increased Demand Response+Reduced Rankine Availability+Low Wind & Solar | 4.0684 | 5.6294 | 5.8992
2028 | NZWEM_PERC | High Demand Growth+Ref Gas Supply+Increased Demand Response+Reduced Rankine Availability+Low Wind & Solar | 0.082501 | 6.6847 | 10.3465
2029 | NZWEM_PERC | High Demand Growth+Ref Gas Supply+Increased Demand Response+Reduced Rankine Availability+Low Wind & Solar | -5.2646 | 3.7175 | 10.8241
2030 | NZWEM_PERC | High Demand Growth+Ref Gas Supply+Increased Demand Response+Reduced Rankine Availability+Low Wind & Solar | -10.2205 | -0.0076375 | 11.1792
2031 | NZWEM_PERC | High Demand Growth+Ref Gas Supply+Increased Demand Response+Reduced Rankine Availability+Low Wind & Solar | -13.8405 | -3.9776 | 11.2721
2032 | NZWEM_PERC | High Demand Growth+Ref Gas Supply+Increased Demand Response+Reduced Rankine Availability+Low Wind & Solar | -15.9426 | -6.068 | 9.5412
2033 | NZWEM_PERC | High Demand Growth+Ref Gas Supply+Increased Demand Response+Reduced Rankine Availability+Low Wind & Solar | -17.7555 | -8.1324 | 8.3825
2034 | NZWEM_PERC | High Demand Growth+Ref Gas Supply+Increased Demand Response+Reduced Rankine Availability+Low Wind & Solar | -19.5334 | -9.8418 | 6.194
2035 | NZWEM_PERC | High Demand Growth+Ref Gas Supply+Increased Demand Response+Reduced Rankine Availability+Low Wind & Solar | -20.9537 | -11.4143 | 4.2433
2026 | NIWCM | High Demand Growth+Ref Gas Supply+Increased Demand Response+Reduced Rankine Availability+Low Wind & Solar | 1020.1216 | 1020.9214 | 1020.9214
2027 | NIWCM | High Demand Growth+Ref Gas Supply+Increased Demand Response+Reduced Rankine Availability+Low Wind & Solar | 942.8326 | 974.4335 | 978.97
2028 | NIWCM | High Demand Growth+Ref Gas Supply+Increased Demand Response+Reduced Rankine Availability+Low Wind & Solar | 825.9289 | 1474.3514 | 1544.3903
2029 | NIWCM | High Demand Growth+Ref Gas Supply+Increased Demand Response+Reduced Rankine Availability+Low Wind & Solar | 518.4543 | 1413.5768 | 1742.6064
2030 | NIWCM | High Demand Growth+Ref Gas Supply+Increased Demand Response+Reduced Rankine Availability+Low Wind & Solar | 75.0046 | 1101.7085 | 1661.8351
2031 | NIWCM | High Demand Growth+Ref Gas Supply+Increased Demand Response+Reduced Rankine Availability+Low Wind & Solar | -183.5851 | 862.8736 | 1678.4663
2032 | NIWCM | High Demand Growth+Ref Gas Supply+Increased Demand Response+Reduced Rankine Availability+Low Wind & Solar | -398.4765 | 669.1865 | 1524.8112
2033 | NIWCM | High Demand Growth+Ref Gas Supply+Increased Demand Response+Reduced Rankine Availability+Low Wind & Solar | -595.3056 | 472.7647 | 1401.8913
2034 | NIWCM | High Demand Growth+Ref Gas Supply+Increased Demand Response+Reduced Rankine Availability+Low Wind & Solar | -823.6946 | 290.3164 | 1302.2392
2035 | NIWCM | High Demand Growth+Ref Gas Supply+Increased Demand Response+Reduced Rankine Availability+Low Wind & Solar | -990.5654 | 136.9579 | 1152.3488
2026 | SIWEM_PERC | High Demand Growth+Ref Gas Supply+Increased Demand Response+Reduced Rankine Availability+Low Wind & Solar | 28.7901 | 28.9307 | 28.9307
2027 | SIWEM_PERC | High Demand Growth+Ref Gas Supply+Increased Demand Response+Reduced Rankine Availability+Low Wind & Solar | 15.8317 | 18.0585 | 18.0585
2028 | SIWEM_PERC | High Demand Growth+Ref Gas Supply+Increased Demand Response+Reduced Rankine Availability+Low Wind & Solar | 10.3616 | 21.025 | 27.0063
2029 | SIWEM_PERC | High Demand Growth+Ref Gas Supply+Increased Demand Response+Reduced Rankine Availability+Low Wind & Solar | 3.3418 | 13.2931 | 27.7592
2030 | SIWEM_PERC | High Demand Growth+Ref Gas Supply+Increased Demand Response+Reduced Rankine Availability+Low Wind & Solar | -4.2769 | 6.3506 | 28.3422
2031 | SIWEM_PERC | High Demand Growth+Ref Gas Supply+Increased Demand Response+Reduced Rankine Availability+Low Wind & Solar | -9.5005 | 0.51875 | 28.2123
2032 | SIWEM_PERC | High Demand Growth+Ref Gas Supply+Increased Demand Response+Reduced Rankine Availability+Low Wind & Solar | -11.248 | -1.4502 | 23.7671
2033 | SIWEM_PERC | High Demand Growth+Ref Gas Supply+Increased Demand Response+Reduced Rankine Availability+Low Wind & Solar | -12.8456 | -3.2532 | 20.7653
2034 | SIWEM_PERC | High Demand Growth+Ref Gas Supply+Increased Demand Response+Reduced Rankine Availability+Low Wind & Solar | -14.5725 | -5.2022 | 14.9928
2035 | SIWEM_PERC | High Demand Growth+Ref Gas Supply+Increased Demand Response+Reduced Rankine Availability+Low Wind & Solar | -15.8119 | -6.612 | 10.0483
2026 | NZWEM_PERC | High Demand Growth+Ref Gas Supply+Increased Demand Response+Reduced Rankine Availability+Constrained Operational Capacity | 12.0919 | 12.1473 | 12.1473
2027 | NZWEM_PERC | High Demand Growth+Ref Gas Supply+Increased Demand Response+Reduced Rankine Availability+Constrained Operational Capacity | 5.3368 | 7.0665 | 7.3656
2028 | NZWEM_PERC | High Demand Growth+Ref Gas Supply+Increased Demand Response+Reduced Rankine Availability+Constrained Operational Capacity | 1.3878 | 8.7036 | 12.7611
2029 | NZWEM_PERC | High Demand Growth+Ref Gas Supply+Increased Demand Response+Reduced Rankine Availability+Constrained Operational Capacity | -3.9945 | 5.9584 | 13.8331
2030 | NZWEM_PERC | High Demand Growth+Ref Gas Supply+Increased Demand Response+Reduced Rankine Availability+Constrained Operational Capacity | -9.0283 | 2.2407 | 14.601
2031 | NZWEM_PERC | High Demand Growth+Ref Gas Supply+Increased Demand Response+Reduced Rankine Availability+Constrained Operational Capacity | -12.698 | -1.823 | 15.0408
2032 | NZWEM_PERC | High Demand Growth+Ref Gas Supply+Increased Demand Response+Reduced Rankine Availability+Constrained Operational Capacity | -14.8324 | -3.9428 | 13.2872
2033 | NZWEM_PERC | High Demand Growth+Ref Gas Supply+Increased Demand Response+Reduced Rankine Availability+Constrained Operational Capacity | -16.6736 | -6.0614 | 12.1739
2034 | NZWEM_PERC | High Demand Growth+Ref Gas Supply+Increased Demand Response+Reduced Rankine Availability+Constrained Operational Capacity | -18.4828 | -7.8308 | 9.8754
2035 | NZWEM_PERC | High Demand Growth+Ref Gas Supply+Increased Demand Response+Reduced Rankine Availability+Constrained Operational Capacity | -19.9279 | -9.4508 | 7.8379
2026 | NIWCM | High Demand Growth+Ref Gas Supply+Increased Demand Response+Reduced Rankine Availability+Constrained Operational Capacity | 439.5221 | 439.5221 | 439.5221
2027 | NIWCM | High Demand Growth+Ref Gas Supply+Increased Demand Response+Reduced Rankine Availability+Constrained Operational Capacity | 320.9465 | 324.8176 | 324.8176
2028 | NIWCM | High Demand Growth+Ref Gas Supply+Increased Demand Response+Reduced Rankine Availability+Constrained Operational Capacity | 169.0221 | 663.6563 | 671.9906
2029 | NIWCM | High Demand Growth+Ref Gas Supply+Increased Demand Response+Reduced Rankine Availability+Constrained Operational Capacity | -154.8654 | 494.7855 | 652.1706
2030 | NIWCM | High Demand Growth+Ref Gas Supply+Increased Demand Response+Reduced Rankine Availability+Constrained Operational Capacity | -603.8607 | 137.6087 | 350.945
2031 | NIWCM | High Demand Growth+Ref Gas Supply+Increased Demand Response+Reduced Rankine Availability+Constrained Operational Capacity | -864.1907 | -111.9715 | 161.7371
2032 | NIWCM | High Demand Growth+Ref Gas Supply+Increased Demand Response+Reduced Rankine Availability+Constrained Operational Capacity | -1078.7384 | -324.0986 | -27.0191
2033 | NIWCM | High Demand Growth+Ref Gas Supply+Increased Demand Response+Reduced Rankine Availability+Constrained Operational Capacity | -1279.3768 | -520.862 | -215.1628
2034 | NIWCM | High Demand Growth+Ref Gas Supply+Increased Demand Response+Reduced Rankine Availability+Constrained Operational Capacity | -1501.7344 | -705.9906 | -321.421
2035 | NIWCM | High Demand Growth+Ref Gas Supply+Increased Demand Response+Reduced Rankine Availability+Constrained Operational Capacity | -1612.7925 | -862.4267 | -475.1684
2026 | SIWEM_PERC | High Demand Growth+Ref Gas Supply+Increased Demand Response+Reduced Rankine Availability+Constrained Operational Capacity | 32.0605 | 32.2163 | 32.2163
2027 | SIWEM_PERC | High Demand Growth+Ref Gas Supply+Increased Demand Response+Reduced Rankine Availability+Constrained Operational Capacity | 16.6389 | 19.1065 | 19.1065
2028 | SIWEM_PERC | High Demand Growth+Ref Gas Supply+Increased Demand Response+Reduced Rankine Availability+Constrained Operational Capacity | 11.2837 | 23.0995 | 33.3343
2029 | SIWEM_PERC | High Demand Growth+Ref Gas Supply+Increased Demand Response+Reduced Rankine Availability+Constrained Operational Capacity | 4.2023 | 15.2291 | 35.9542
2030 | SIWEM_PERC | High Demand Growth+Ref Gas Supply+Increased Demand Response+Reduced Rankine Availability+Constrained Operational Capacity | -3.4825 | 8.2937 | 37.509
2031 | SIWEM_PERC | High Demand Growth+Ref Gas Supply+Increased Demand Response+Reduced Rankine Availability+Constrained Operational Capacity | -8.7515 | 2.3505 | 38.1443
2032 | SIWEM_PERC | High Demand Growth+Ref Gas Supply+Increased Demand Response+Reduced Rankine Availability+Constrained Operational Capacity | -10.5156 | 0.3411 | 33.7016
2033 | SIWEM_PERC | High Demand Growth+Ref Gas Supply+Increased Demand Response+Reduced Rankine Availability+Constrained Operational Capacity | -12.1285 | -1.4995 | 30.8667
2034 | SIWEM_PERC | High Demand Growth+Ref Gas Supply+Increased Demand Response+Reduced Rankine Availability+Constrained Operational Capacity | -13.8721 | -3.4891 | 24.8604
2035 | SIWEM_PERC | High Demand Growth+Ref Gas Supply+Increased Demand Response+Reduced Rankine Availability+Constrained Operational Capacity | -15.1242 | -4.93 | 19.4772
2026 | NZWEM_PERC | High Demand Growth+Ref Gas Supply+Increased Demand Response+Reduced Rankine Availability+Constrained Operational Capacity+Low Wind & Solar | 10.9291 | 10.9791 | 10.9791
2027 | NZWEM_PERC | High Demand Growth+Ref Gas Supply+Increased Demand Response+Reduced Rankine Availability+Constrained Operational Capacity+Low Wind & Solar | 4.0684 | 5.6294 | 5.8992
2028 | NZWEM_PERC | High Demand Growth+Ref Gas Supply+Increased Demand Response+Reduced Rankine Availability+Constrained Operational Capacity+Low Wind & Solar | 0.082501 | 6.6847 | 10.3465
2029 | NZWEM_PERC | High Demand Growth+Ref Gas Supply+Increased Demand Response+Reduced Rankine Availability+Constrained Operational Capacity+Low Wind & Solar | -5.2646 | 3.7175 | 10.8241
2030 | NZWEM_PERC | High Demand Growth+Ref Gas Supply+Increased Demand Response+Reduced Rankine Availability+Constrained Operational Capacity+Low Wind & Solar | -10.2205 | -0.0076375 | 11.1792
2031 | NZWEM_PERC | High Demand Growth+Ref Gas Supply+Increased Demand Response+Reduced Rankine Availability+Constrained Operational Capacity+Low Wind & Solar | -13.8405 | -3.9776 | 11.2721
2032 | NZWEM_PERC | High Demand Growth+Ref Gas Supply+Increased Demand Response+Reduced Rankine Availability+Constrained Operational Capacity+Low Wind & Solar | -15.9426 | -6.068 | 9.5412
2033 | NZWEM_PERC | High Demand Growth+Ref Gas Supply+Increased Demand Response+Reduced Rankine Availability+Constrained Operational Capacity+Low Wind & Solar | -17.7555 | -8.1324 | 8.3825
2034 | NZWEM_PERC | High Demand Growth+Ref Gas Supply+Increased Demand Response+Reduced Rankine Availability+Constrained Operational Capacity+Low Wind & Solar | -19.5334 | -9.8418 | 6.194
2035 | NZWEM_PERC | High Demand Growth+Ref Gas Supply+Increased Demand Response+Reduced Rankine Availability+Constrained Operational Capacity+Low Wind & Solar | -20.9537 | -11.4143 | 4.2433
2026 | NIWCM | High Demand Growth+Ref Gas Supply+Increased Demand Response+Reduced Rankine Availability+Constrained Operational Capacity+Low Wind & Solar | 439.5221 | 439.5221 | 439.5221
2027 | NIWCM | High Demand Growth+Ref Gas Supply+Increased Demand Response+Reduced Rankine Availability+Constrained Operational Capacity+Low Wind & Solar | 320.9465 | 324.8176 | 324.8176
2028 | NIWCM | High Demand Growth+Ref Gas Supply+Increased Demand Response+Reduced Rankine Availability+Constrained Operational Capacity+Low Wind & Solar | 169.0221 | 663.6563 | 671.9906
2029 | NIWCM | High Demand Growth+Ref Gas Supply+Increased Demand Response+Reduced Rankine Availability+Constrained Operational Capacity+Low Wind & Solar | -154.8654 | 494.7855 | 652.1706
2030 | NIWCM | High Demand Growth+Ref Gas Supply+Increased Demand Response+Reduced Rankine Availability+Constrained Operational Capacity+Low Wind & Solar | -603.8607 | 137.6087 | 350.945
2031 | NIWCM | High Demand Growth+Ref Gas Supply+Increased Demand Response+Reduced Rankine Availability+Constrained Operational Capacity+Low Wind & Solar | -864.1907 | -111.9715 | 161.7371
2032 | NIWCM | High Demand Growth+Ref Gas Supply+Increased Demand Response+Reduced Rankine Availability+Constrained Operational Capacity+Low Wind & Solar | -1078.7384 | -324.0986 | -27.0191
2033 | NIWCM | High Demand Growth+Ref Gas Supply+Increased Demand Response+Reduced Rankine Availability+Constrained Operational Capacity+Low Wind & Solar | -1279.3768 | -520.862 | -215.1628
2034 | NIWCM | High Demand Growth+Ref Gas Supply+Increased Demand Response+Reduced Rankine Availability+Constrained Operational Capacity+Low Wind & Solar | -1501.7344 | -705.9906 | -321.421
2035 | NIWCM | High Demand Growth+Ref Gas Supply+Increased Demand Response+Reduced Rankine Availability+Constrained Operational Capacity+Low Wind & Solar | -1612.7925 | -862.4267 | -475.1684
2026 | SIWEM_PERC | High Demand Growth+Ref Gas Supply+Increased Demand Response+Reduced Rankine Availability+Constrained Operational Capacity+Low Wind & Solar | 28.7901 | 28.9307 | 28.9307
2027 | SIWEM_PERC | High Demand Growth+Ref Gas Supply+Increased Demand Response+Reduced Rankine Availability+Constrained Operational Capacity+Low Wind & Solar | 15.8317 | 18.0585 | 18.0585
2028 | SIWEM_PERC | High Demand Growth+Ref Gas Supply+Increased Demand Response+Reduced Rankine Availability+Constrained Operational Capacity+Low Wind & Solar | 10.3616 | 21.025 | 27.0063
2029 | SIWEM_PERC | High Demand Growth+Ref Gas Supply+Increased Demand Response+Reduced Rankine Availability+Constrained Operational Capacity+Low Wind & Solar | 3.3418 | 13.2931 | 27.7592
2030 | SIWEM_PERC | High Demand Growth+Ref Gas Supply+Increased Demand Response+Reduced Rankine Availability+Constrained Operational Capacity+Low Wind & Solar | -4.2769 | 6.3506 | 28.3422
2031 | SIWEM_PERC | High Demand Growth+Ref Gas Supply+Increased Demand Response+Reduced Rankine Availability+Constrained Operational Capacity+Low Wind & Solar | -9.5005 | 0.51875 | 28.2123
2032 | SIWEM_PERC | High Demand Growth+Ref Gas Supply+Increased Demand Response+Reduced Rankine Availability+Constrained Operational Capacity+Low Wind & Solar | -11.248 | -1.4502 | 23.7671
2033 | SIWEM_PERC | High Demand Growth+Ref Gas Supply+Increased Demand Response+Reduced Rankine Availability+Constrained Operational Capacity+Low Wind & Solar | -12.8456 | -3.2532 | 20.7653
2034 | SIWEM_PERC | High Demand Growth+Ref Gas Supply+Increased Demand Response+Reduced Rankine Availability+Constrained Operational Capacity+Low Wind & Solar | -14.5725 | -5.2022 | 14.9928
2035 | SIWEM_PERC | High Demand Growth+Ref Gas Supply+Increased Demand Response+Reduced Rankine Availability+Constrained Operational Capacity+Low Wind & Solar | -15.8119 | -6.612 | 10.0483
2026 | NZWEM_PERC | High Demand Growth+Ref Gas Supply+Increased Demand Response+Reduced Rankine Availability+Upgraded HVDC | 12.0919 | 12.1473 | 12.1473
2027 | NZWEM_PERC | High Demand Growth+Ref Gas Supply+Increased Demand Response+Reduced Rankine Availability+Upgraded HVDC | 5.3368 | 7.0665 | 7.3656
2028 | NZWEM_PERC | High Demand Growth+Ref Gas Supply+Increased Demand Response+Reduced Rankine Availability+Upgraded HVDC | 1.3878 | 8.7036 | 12.7611
2029 | NZWEM_PERC | High Demand Growth+Ref Gas Supply+Increased Demand Response+Reduced Rankine Availability+Upgraded HVDC | -3.9945 | 5.9584 | 13.8331
2030 | NZWEM_PERC | High Demand Growth+Ref Gas Supply+Increased Demand Response+Reduced Rankine Availability+Upgraded HVDC | -9.0283 | 2.2407 | 14.601
2031 | NZWEM_PERC | High Demand Growth+Ref Gas Supply+Increased Demand Response+Reduced Rankine Availability+Upgraded HVDC | -12.698 | -1.823 | 15.0408
2032 | NZWEM_PERC | High Demand Growth+Ref Gas Supply+Increased Demand Response+Reduced Rankine Availability+Upgraded HVDC | -14.8324 | -3.9428 | 13.2872
2033 | NZWEM_PERC | High Demand Growth+Ref Gas Supply+Increased Demand Response+Reduced Rankine Availability+Upgraded HVDC | -16.6736 | -6.0614 | 12.1739
2034 | NZWEM_PERC | High Demand Growth+Ref Gas Supply+Increased Demand Response+Reduced Rankine Availability+Upgraded HVDC | -18.4828 | -7.8308 | 9.8754
2035 | NZWEM_PERC | High Demand Growth+Ref Gas Supply+Increased Demand Response+Reduced Rankine Availability+Upgraded HVDC | -19.9279 | -9.4508 | 7.8379
2026 | NIWCM | High Demand Growth+Ref Gas Supply+Increased Demand Response+Reduced Rankine Availability+Upgraded HVDC | 1020.1216 | 1020.9214 | 1020.9214
2027 | NIWCM | High Demand Growth+Ref Gas Supply+Increased Demand Response+Reduced Rankine Availability+Upgraded HVDC | 942.8326 | 974.4335 | 978.97
2028 | NIWCM | High Demand Growth+Ref Gas Supply+Increased Demand Response+Reduced Rankine Availability+Upgraded HVDC | 825.9289 | 1474.3514 | 1544.3903
2029 | NIWCM | High Demand Growth+Ref Gas Supply+Increased Demand Response+Reduced Rankine Availability+Upgraded HVDC | 518.4543 | 1413.5768 | 1742.6064
2030 | NIWCM | High Demand Growth+Ref Gas Supply+Increased Demand Response+Reduced Rankine Availability+Upgraded HVDC | 75.0046 | 1101.7085 | 1661.8351
2031 | NIWCM | High Demand Growth+Ref Gas Supply+Increased Demand Response+Reduced Rankine Availability+Upgraded HVDC | -183.5851 | 862.8736 | 1678.4641
2032 | NIWCM | High Demand Growth+Ref Gas Supply+Increased Demand Response+Reduced Rankine Availability+Upgraded HVDC | -398.4765 | 669.1865 | 1524.812
2033 | NIWCM | High Demand Growth+Ref Gas Supply+Increased Demand Response+Reduced Rankine Availability+Upgraded HVDC | -595.3056 | 472.7647 | 1401.8913
2034 | NIWCM | High Demand Growth+Ref Gas Supply+Increased Demand Response+Reduced Rankine Availability+Upgraded HVDC | -823.6946 | 290.3164 | 1302.2392
2035 | NIWCM | High Demand Growth+Ref Gas Supply+Increased Demand Response+Reduced Rankine Availability+Upgraded HVDC | -990.5654 | 136.9579 | 1152.3488
2026 | SIWEM_PERC | High Demand Growth+Ref Gas Supply+Increased Demand Response+Reduced Rankine Availability+Upgraded HVDC | 32.0605 | 32.2163 | 32.2163
2027 | SIWEM_PERC | High Demand Growth+Ref Gas Supply+Increased Demand Response+Reduced Rankine Availability+Upgraded HVDC | 16.6389 | 19.1065 | 19.1065
2028 | SIWEM_PERC | High Demand Growth+Ref Gas Supply+Increased Demand Response+Reduced Rankine Availability+Upgraded HVDC | 11.2837 | 23.0995 | 33.3343
2029 | SIWEM_PERC | High Demand Growth+Ref Gas Supply+Increased Demand Response+Reduced Rankine Availability+Upgraded HVDC | 4.2023 | 15.2291 | 35.9542
2030 | SIWEM_PERC | High Demand Growth+Ref Gas Supply+Increased Demand Response+Reduced Rankine Availability+Upgraded HVDC | -3.4825 | 8.2937 | 37.509
2031 | SIWEM_PERC | High Demand Growth+Ref Gas Supply+Increased Demand Response+Reduced Rankine Availability+Upgraded HVDC | -8.7515 | 2.3505 | 38.1443
2032 | SIWEM_PERC | High Demand Growth+Ref Gas Supply+Increased Demand Response+Reduced Rankine Availability+Upgraded HVDC | -10.5156 | 0.3411 | 33.7016
2033 | SIWEM_PERC | High Demand Growth+Ref Gas Supply+Increased Demand Response+Reduced Rankine Availability+Upgraded HVDC | -12.1285 | -1.4995 | 30.8667
2034 | SIWEM_PERC | High Demand Growth+Ref Gas Supply+Increased Demand Response+Reduced Rankine Availability+Upgraded HVDC | -13.8721 | -3.4891 | 24.8604
2035 | SIWEM_PERC | High Demand Growth+Ref Gas Supply+Increased Demand Response+Reduced Rankine Availability+Upgraded HVDC | -15.1242 | -4.93 | 19.4772
2026 | NZWEM_PERC | High Demand Growth+Ref Gas Supply+Increased Demand Response+Reduced Rankine Availability+Upgraded HVDC+Low Wind & Solar | 10.9291 | 10.9791 | 10.9791
2027 | NZWEM_PERC | High Demand Growth+Ref Gas Supply+Increased Demand Response+Reduced Rankine Availability+Upgraded HVDC+Low Wind & Solar | 4.0684 | 5.6294 | 5.8992
2028 | NZWEM_PERC | High Demand Growth+Ref Gas Supply+Increased Demand Response+Reduced Rankine Availability+Upgraded HVDC+Low Wind & Solar | 0.082501 | 6.6847 | 10.3465
2029 | NZWEM_PERC | High Demand Growth+Ref Gas Supply+Increased Demand Response+Reduced Rankine Availability+Upgraded HVDC+Low Wind & Solar | -5.2646 | 3.7175 | 10.8241
2030 | NZWEM_PERC | High Demand Growth+Ref Gas Supply+Increased Demand Response+Reduced Rankine Availability+Upgraded HVDC+Low Wind & Solar | -10.2205 | -0.0076375 | 11.1792
2031 | NZWEM_PERC | High Demand Growth+Ref Gas Supply+Increased Demand Response+Reduced Rankine Availability+Upgraded HVDC+Low Wind & Solar | -13.8405 | -3.9776 | 11.2721
2032 | NZWEM_PERC | High Demand Growth+Ref Gas Supply+Increased Demand Response+Reduced Rankine Availability+Upgraded HVDC+Low Wind & Solar | -15.9426 | -6.068 | 9.5412
2033 | NZWEM_PERC | High Demand Growth+Ref Gas Supply+Increased Demand Response+Reduced Rankine Availability+Upgraded HVDC+Low Wind & Solar | -17.7555 | -8.1324 | 8.3825
2034 | NZWEM_PERC | High Demand Growth+Ref Gas Supply+Increased Demand Response+Reduced Rankine Availability+Upgraded HVDC+Low Wind & Solar | -19.5334 | -9.8418 | 6.194
2035 | NZWEM_PERC | High Demand Growth+Ref Gas Supply+Increased Demand Response+Reduced Rankine Availability+Upgraded HVDC+Low Wind & Solar | -20.9537 | -11.4143 | 4.2433
2026 | NIWCM | High Demand Growth+Ref Gas Supply+Increased Demand Response+Reduced Rankine Availability+Upgraded HVDC+Low Wind & Solar | 1020.1216 | 1020.9214 | 1020.9214
2027 | NIWCM | High Demand Growth+Ref Gas Supply+Increased Demand Response+Reduced Rankine Availability+Upgraded HVDC+Low Wind & Solar | 942.8326 | 974.4335 | 978.97
2028 | NIWCM | High Demand Growth+Ref Gas Supply+Increased Demand Response+Reduced Rankine Availability+Upgraded HVDC+Low Wind & Solar | 825.9289 | 1474.3514 | 1544.3903
2029 | NIWCM | High Demand Growth+Ref Gas Supply+Increased Demand Response+Reduced Rankine Availability+Upgraded HVDC+Low Wind & Solar | 518.4543 | 1413.5768 | 1742.6064
2030 | NIWCM | High Demand Growth+Ref Gas Supply+Increased Demand Response+Reduced Rankine Availability+Upgraded HVDC+Low Wind & Solar | 75.0046 | 1101.7085 | 1661.8351
2031 | NIWCM | High Demand Growth+Ref Gas Supply+Increased Demand Response+Reduced Rankine Availability+Upgraded HVDC+Low Wind & Solar | -183.5851 | 862.8736 | 1678.4641
2032 | NIWCM | High Demand Growth+Ref Gas Supply+Increased Demand Response+Reduced Rankine Availability+Upgraded HVDC+Low Wind & Solar | -398.4765 | 669.1865 | 1524.812
2033 | NIWCM | High Demand Growth+Ref Gas Supply+Increased Demand Response+Reduced Rankine Availability+Upgraded HVDC+Low Wind & Solar | -595.3056 | 472.7647 | 1401.8913
2034 | NIWCM | High Demand Growth+Ref Gas Supply+Increased Demand Response+Reduced Rankine Availability+Upgraded HVDC+Low Wind & Solar | -823.6946 | 290.3164 | 1302.2392
2035 | NIWCM | High Demand Growth+Ref Gas Supply+Increased Demand Response+Reduced Rankine Availability+Upgraded HVDC+Low Wind & Solar | -990.5654 | 136.9579 | 1152.3488
2026 | SIWEM_PERC | High Demand Growth+Ref Gas Supply+Increased Demand Response+Reduced Rankine Availability+Upgraded HVDC+Low Wind & Solar | 28.7901 | 28.9307 | 28.9307
2027 | SIWEM_PERC | High Demand Growth+Ref Gas Supply+Increased Demand Response+Reduced Rankine Availability+Upgraded HVDC+Low Wind & Solar | 15.8317 | 18.0585 | 18.0585
2028 | SIWEM_PERC | High Demand Growth+Ref Gas Supply+Increased Demand Response+Reduced Rankine Availability+Upgraded HVDC+Low Wind & Solar | 10.3616 | 21.025 | 27.0063
2029 | SIWEM_PERC | High Demand Growth+Ref Gas Supply+Increased Demand Response+Reduced Rankine Availability+Upgraded HVDC+Low Wind & Solar | 3.3418 | 13.2931 | 27.7592
2030 | SIWEM_PERC | High Demand Growth+Ref Gas Supply+Increased Demand Response+Reduced Rankine Availability+Upgraded HVDC+Low Wind & Solar | -4.2769 | 6.3506 | 28.3422
2031 | SIWEM_PERC | High Demand Growth+Ref Gas Supply+Increased Demand Response+Reduced Rankine Availability+Upgraded HVDC+Low Wind & Solar | -9.5005 | 0.51875 | 28.2123
2032 | SIWEM_PERC | High Demand Growth+Ref Gas Supply+Increased Demand Response+Reduced Rankine Availability+Upgraded HVDC+Low Wind & Solar | -11.248 | -1.4502 | 23.7671
2033 | SIWEM_PERC | High Demand Growth+Ref Gas Supply+Increased Demand Response+Reduced Rankine Availability+Upgraded HVDC+Low Wind & Solar | -12.8456 | -3.2532 | 20.7653
2034 | SIWEM_PERC | High Demand Growth+Ref Gas Supply+Increased Demand Response+Reduced Rankine Availability+Upgraded HVDC+Low Wind & Solar | -14.5725 | -5.2022 | 14.9928
2035 | SIWEM_PERC | High Demand Growth+Ref Gas Supply+Increased Demand Response+Reduced Rankine Availability+Upgraded HVDC+Low Wind & Solar | -15.8119 | -6.612 | 10.0483
2026 | NZWEM_PERC | High Demand Growth+Ref Gas Supply+Increased Demand Response+Reduced Rankine Availability+Upgraded HVDC+Constrained Operational Capacity | 12.0919 | 12.1473 | 12.1473
2027 | NZWEM_PERC | High Demand Growth+Ref Gas Supply+Increased Demand Response+Reduced Rankine Availability+Upgraded HVDC+Constrained Operational Capacity | 5.3368 | 7.0665 | 7.3656
2028 | NZWEM_PERC | High Demand Growth+Ref Gas Supply+Increased Demand Response+Reduced Rankine Availability+Upgraded HVDC+Constrained Operational Capacity | 1.3878 | 8.7036 | 12.7611
2029 | NZWEM_PERC | High Demand Growth+Ref Gas Supply+Increased Demand Response+Reduced Rankine Availability+Upgraded HVDC+Constrained Operational Capacity | -3.9945 | 5.9584 | 13.8331
2030 | NZWEM_PERC | High Demand Growth+Ref Gas Supply+Increased Demand Response+Reduced Rankine Availability+Upgraded HVDC+Constrained Operational Capacity | -9.0283 | 2.2407 | 14.601
2031 | NZWEM_PERC | High Demand Growth+Ref Gas Supply+Increased Demand Response+Reduced Rankine Availability+Upgraded HVDC+Constrained Operational Capacity | -12.698 | -1.823 | 15.0408
2032 | NZWEM_PERC | High Demand Growth+Ref Gas Supply+Increased Demand Response+Reduced Rankine Availability+Upgraded HVDC+Constrained Operational Capacity | -14.8324 | -3.9428 | 13.2872
2033 | NZWEM_PERC | High Demand Growth+Ref Gas Supply+Increased Demand Response+Reduced Rankine Availability+Upgraded HVDC+Constrained Operational Capacity | -16.6736 | -6.0614 | 12.1739
2034 | NZWEM_PERC | High Demand Growth+Ref Gas Supply+Increased Demand Response+Reduced Rankine Availability+Upgraded HVDC+Constrained Operational Capacity | -18.4828 | -7.8308 | 9.8754
2035 | NZWEM_PERC | High Demand Growth+Ref Gas Supply+Increased Demand Response+Reduced Rankine Availability+Upgraded HVDC+Constrained Operational Capacity | -19.9279 | -9.4508 | 7.8379
2026 | NIWCM | High Demand Growth+Ref Gas Supply+Increased Demand Response+Reduced Rankine Availability+Upgraded HVDC+Constrained Operational Capacity | 439.5221 | 439.5221 | 439.5221
2027 | NIWCM | High Demand Growth+Ref Gas Supply+Increased Demand Response+Reduced Rankine Availability+Upgraded HVDC+Constrained Operational Capacity | 320.9465 | 324.8176 | 324.8176
2028 | NIWCM | High Demand Growth+Ref Gas Supply+Increased Demand Response+Reduced Rankine Availability+Upgraded HVDC+Constrained Operational Capacity | 169.0221 | 663.6563 | 671.9906
2029 | NIWCM | High Demand Growth+Ref Gas Supply+Increased Demand Response+Reduced Rankine Availability+Upgraded HVDC+Constrained Operational Capacity | -154.8654 | 494.7855 | 652.1706
2030 | NIWCM | High Demand Growth+Ref Gas Supply+Increased Demand Response+Reduced Rankine Availability+Upgraded HVDC+Constrained Operational Capacity | -603.8607 | 137.6087 | 350.945
2031 | NIWCM | High Demand Growth+Ref Gas Supply+Increased Demand Response+Reduced Rankine Availability+Upgraded HVDC+Constrained Operational Capacity | -864.1907 | -111.9715 | 161.7371
2032 | NIWCM | High Demand Growth+Ref Gas Supply+Increased Demand Response+Reduced Rankine Availability+Upgraded HVDC+Constrained Operational Capacity | -1078.7384 | -324.0986 | -27.0191
2033 | NIWCM | High Demand Growth+Ref Gas Supply+Increased Demand Response+Reduced Rankine Availability+Upgraded HVDC+Constrained Operational Capacity | -1279.3768 | -520.862 | -215.1628
2034 | NIWCM | High Demand Growth+Ref Gas Supply+Increased Demand Response+Reduced Rankine Availability+Upgraded HVDC+Constrained Operational Capacity | -1501.7344 | -705.9906 | -321.421
2035 | NIWCM | High Demand Growth+Ref Gas Supply+Increased Demand Response+Reduced Rankine Availability+Upgraded HVDC+Constrained Operational Capacity | -1612.7925 | -862.4267 | -475.1684
2026 | SIWEM_PERC | High Demand Growth+Ref Gas Supply+Increased Demand Response+Reduced Rankine Availability+Upgraded HVDC+Constrained Operational Capacity | 32.0605 | 32.2163 | 32.2163
2027 | SIWEM_PERC | High Demand Growth+Ref Gas Supply+Increased Demand Response+Reduced Rankine Availability+Upgraded HVDC+Constrained Operational Capacity | 16.6389 | 19.1065 | 19.1065
2028 | SIWEM_PERC | High Demand Growth+Ref Gas Supply+Increased Demand Response+Reduced Rankine Availability+Upgraded HVDC+Constrained Operational Capacity | 11.2837 | 23.0995 | 33.3343
2029 | SIWEM_PERC | High Demand Growth+Ref Gas Supply+Increased Demand Response+Reduced Rankine Availability+Upgraded HVDC+Constrained Operational Capacity | 4.2023 | 15.2291 | 35.9542
2030 | SIWEM_PERC | High Demand Growth+Ref Gas Supply+Increased Demand Response+Reduced Rankine Availability+Upgraded HVDC+Constrained Operational Capacity | -3.4825 | 8.2937 | 37.509
2031 | SIWEM_PERC | High Demand Growth+Ref Gas Supply+Increased Demand Response+Reduced Rankine Availability+Upgraded HVDC+Constrained Operational Capacity | -8.7515 | 2.3505 | 38.1443
2032 | SIWEM_PERC | High Demand Growth+Ref Gas Supply+Increased Demand Response+Reduced Rankine Availability+Upgraded HVDC+Constrained Operational Capacity | -10.5156 | 0.3411 | 33.7016
2033 | SIWEM_PERC | High Demand Growth+Ref Gas Supply+Increased Demand Response+Reduced Rankine Availability+Upgraded HVDC+Constrained Operational Capacity | -12.1285 | -1.4995 | 30.8667
2034 | SIWEM_PERC | High Demand Growth+Ref Gas Supply+Increased Demand Response+Reduced Rankine Availability+Upgraded HVDC+Constrained Operational Capacity | -13.8721 | -3.4891 | 24.8604
2035 | SIWEM_PERC | High Demand Growth+Ref Gas Supply+Increased Demand Response+Reduced Rankine Availability+Upgraded HVDC+Constrained Operational Capacity | -15.1242 | -4.93 | 19.4772
2026 | NZWEM_PERC | High Demand Growth+Ref Gas Supply+Increased Demand Response+Reduced Rankine Availability+Upgraded HVDC+Constrained Operational Capacity+Low Wind & Solar | 10.9291 | 10.9791 | 10.9791
2027 | NZWEM_PERC | High Demand Growth+Ref Gas Supply+Increased Demand Response+Reduced Rankine Availability+Upgraded HVDC+Constrained Operational Capacity+Low Wind & Solar | 4.0684 | 5.6294 | 5.8992
2028 | NZWEM_PERC | High Demand Growth+Ref Gas Supply+Increased Demand Response+Reduced Rankine Availability+Upgraded HVDC+Constrained Operational Capacity+Low Wind & Solar | 0.082501 | 6.6847 | 10.3465
2029 | NZWEM_PERC | High Demand Growth+Ref Gas Supply+Increased Demand Response+Reduced Rankine Availability+Upgraded HVDC+Constrained Operational Capacity+Low Wind & Solar | -5.2646 | 3.7175 | 10.8241
2030 | NZWEM_PERC | High Demand Growth+Ref Gas Supply+Increased Demand Response+Reduced Rankine Availability+Upgraded HVDC+Constrained Operational Capacity+Low Wind & Solar | -10.2205 | -0.0076375 | 11.1792
2031 | NZWEM_PERC | High Demand Growth+Ref Gas Supply+Increased Demand Response+Reduced Rankine Availability+Upgraded HVDC+Constrained Operational Capacity+Low Wind & Solar | -13.8405 | -3.9776 | 11.2721
2032 | NZWEM_PERC | High Demand Growth+Ref Gas Supply+Increased Demand Response+Reduced Rankine Availability+Upgraded HVDC+Constrained Operational Capacity+Low Wind & Solar | -15.9426 | -6.068 | 9.5412
2033 | NZWEM_PERC | High Demand Growth+Ref Gas Supply+Increased Demand Response+Reduced Rankine Availability+Upgraded HVDC+Constrained Operational Capacity+Low Wind & Solar | -17.7555 | -8.1324 | 8.3825
2034 | NZWEM_PERC | High Demand Growth+Ref Gas Supply+Increased Demand Response+Reduced Rankine Availability+Upgraded HVDC+Constrained Operational Capacity+Low Wind & Solar | -19.5334 | -9.8418 | 6.194
2035 | NZWEM_PERC | High Demand Growth+Ref Gas Supply+Increased Demand Response+Reduced Rankine Availability+Upgraded HVDC+Constrained Operational Capacity+Low Wind & Solar | -20.9537 | -11.4143 | 4.2433
2026 | NIWCM | High Demand Growth+Ref Gas Supply+Increased Demand Response+Reduced Rankine Availability+Upgraded HVDC+Constrained Operational Capacity+Low Wind & Solar | 439.5221 | 439.5221 | 439.5221
2027 | NIWCM | High Demand Growth+Ref Gas Supply+Increased Demand Response+Reduced Rankine Availability+Upgraded HVDC+Constrained Operational Capacity+Low Wind & Solar | 320.9465 | 324.8176 | 324.8176
2028 | NIWCM | High Demand Growth+Ref Gas Supply+Increased Demand Response+Reduced Rankine Availability+Upgraded HVDC+Constrained Operational Capacity+Low Wind & Solar | 169.0221 | 663.6563 | 671.9906
2029 | NIWCM | High Demand Growth+Ref Gas Supply+Increased Demand Response+Reduced Rankine Availability+Upgraded HVDC+Constrained Operational Capacity+Low Wind & Solar | -154.8654 | 494.7855 | 652.1706
2030 | NIWCM | High Demand Growth+Ref Gas Supply+Increased Demand Response+Reduced Rankine Availability+Upgraded HVDC+Constrained Operational Capacity+Low Wind & Solar | -603.8607 | 137.6087 | 350.945
2031 | NIWCM | High Demand Growth+Ref Gas Supply+Increased Demand Response+Reduced Rankine Availability+Upgraded HVDC+Constrained Operational Capacity+Low Wind & Solar | -864.1907 | -111.9715 | 161.7371
2032 | NIWCM | High Demand Growth+Ref Gas Supply+Increased Demand Response+Reduced Rankine Availability+Upgraded HVDC+Constrained Operational Capacity+Low Wind & Solar | -1078.7384 | -324.0986 | -27.0191
2033 | NIWCM | High Demand Growth+Ref Gas Supply+Increased Demand Response+Reduced Rankine Availability+Upgraded HVDC+Constrained Operational Capacity+Low Wind & Solar | -1279.3768 | -520.862 | -215.1628
2034 | NIWCM | High Demand Growth+Ref Gas Supply+Increased Demand Response+Reduced Rankine Availability+Upgraded HVDC+Constrained Operational Capacity+Low Wind & Solar | -1501.7344 | -705.9906 | -321.421
2035 | NIWCM | High Demand Growth+Ref Gas Supply+Increased Demand Response+Reduced Rankine Availability+Upgraded HVDC+Constrained Operational Capacity+Low Wind & Solar | -1612.7925 | -862.4267 | -475.1684
2026 | SIWEM_PERC | High Demand Growth+Ref Gas Supply+Increased Demand Response+Reduced Rankine Availability+Upgraded HVDC+Constrained Operational Capacity+Low Wind & Solar | 28.7901 | 28.9307 | 28.9307
2027 | SIWEM_PERC | High Demand Growth+Ref Gas Supply+Increased Demand Response+Reduced Rankine Availability+Upgraded HVDC+Constrained Operational Capacity+Low Wind & Solar | 15.8317 | 18.0585 | 18.0585
2028 | SIWEM_PERC | High Demand Growth+Ref Gas Supply+Increased Demand Response+Reduced Rankine Availability+Upgraded HVDC+Constrained Operational Capacity+Low Wind & Solar | 10.3616 | 21.025 | 27.0063
2029 | SIWEM_PERC | High Demand Growth+Ref Gas Supply+Increased Demand Response+Reduced Rankine Availability+Upgraded HVDC+Constrained Operational Capacity+Low Wind & Solar | 3.3418 | 13.2931 | 27.7592
2030 | SIWEM_PERC | High Demand Growth+Ref Gas Supply+Increased Demand Response+Reduced Rankine Availability+Upgraded HVDC+Constrained Operational Capacity+Low Wind & Solar | -4.2769 | 6.3506 | 28.3422
2031 | SIWEM_PERC | High Demand Growth+Ref Gas Supply+Increased Demand Response+Reduced Rankine Availability+Upgraded HVDC+Constrained Operational Capacity+Low Wind & Solar | -9.5005 | 0.51875 | 28.2123
2032 | SIWEM_PERC | High Demand Growth+Ref Gas Supply+Increased Demand Response+Reduced Rankine Availability+Upgraded HVDC+Constrained Operational Capacity+Low Wind & Solar | -11.248 | -1.4502 | 23.7671
2033 | SIWEM_PERC | High Demand Growth+Ref Gas Supply+Increased Demand Response+Reduced Rankine Availability+Upgraded HVDC+Constrained Operational Capacity+Low Wind & Solar | -12.8456 | -3.2532 | 20.7653
2034 | SIWEM_PERC | High Demand Growth+Ref Gas Supply+Increased Demand Response+Reduced Rankine Availability+Upgraded HVDC+Constrained Operational Capacity+Low Wind & Solar | -14.5725 | -5.2022 | 14.9928
2035 | SIWEM_PERC | High Demand Growth+Ref Gas Supply+Increased Demand Response+Reduced Rankine Availability+Upgraded HVDC+Constrained Operational Capacity+Low Wind & Solar | -15.8119 | -6.612 | 10.0483
2026 | NZWEM_PERC | High Demand Growth+Ref Gas Supply+Increased Demand Response+Reduced Rankine Availability+Delayed Build | 7.5984 | 7.5984 | 7.5984
2027 | NZWEM_PERC | High Demand Growth+Ref Gas Supply+Increased Demand Response+Reduced Rankine Availability+Delayed Build | -1.602 | -1.469 | -1.311
2028 | NZWEM_PERC | High Demand Growth+Ref Gas Supply+Increased Demand Response+Reduced Rankine Availability+Delayed Build | -2.3854 | -1.0835 | -0.80014
2029 | NZWEM_PERC | High Demand Growth+Ref Gas Supply+Increased Demand Response+Reduced Rankine Availability+Delayed Build | -4.9948 | -2.5148 | -1.7445
2030 | NZWEM_PERC | High Demand Growth+Ref Gas Supply+Increased Demand Response+Reduced Rankine Availability+Delayed Build | -9.0283 | -1.4596 | 4.9381
2031 | NZWEM_PERC | High Demand Growth+Ref Gas Supply+Increased Demand Response+Reduced Rankine Availability+Delayed Build | -12.698 | -2.8917 | 4.1913
2032 | NZWEM_PERC | High Demand Growth+Ref Gas Supply+Increased Demand Response+Reduced Rankine Availability+Delayed Build | -14.8324 | -4.7484 | 6.7621
2033 | NZWEM_PERC | High Demand Growth+Ref Gas Supply+Increased Demand Response+Reduced Rankine Availability+Delayed Build | -16.6736 | -6.7749 | 9.1951
2034 | NZWEM_PERC | High Demand Growth+Ref Gas Supply+Increased Demand Response+Reduced Rankine Availability+Delayed Build | -18.4828 | -8.5667 | 7.7372
2035 | NZWEM_PERC | High Demand Growth+Ref Gas Supply+Increased Demand Response+Reduced Rankine Availability+Delayed Build | -19.9279 | -9.8666 | 7.422
2026 | NIWCM | High Demand Growth+Ref Gas Supply+Increased Demand Response+Reduced Rankine Availability+Delayed Build | 741.7097 | 741.7097 | 741.7097
2027 | NIWCM | High Demand Growth+Ref Gas Supply+Increased Demand Response+Reduced Rankine Availability+Delayed Build | 543.3008 | 545.3044 | 547.7769
2028 | NIWCM | High Demand Growth+Ref Gas Supply+Increased Demand Response+Reduced Rankine Availability+Delayed Build | 570.4704 | 591.0527 | 595.5892
2029 | NIWCM | High Demand Growth+Ref Gas Supply+Increased Demand Response+Reduced Rankine Availability+Delayed Build | 309.988 | 438.2941 | 451.8864
2030 | NIWCM | High Demand Growth+Ref Gas Supply+Increased Demand Response+Reduced Rankine Availability+Delayed Build | 19.2281 | 745.4805 | 1038.4801
2031 | NIWCM | High Demand Growth+Ref Gas Supply+Increased Demand Response+Reduced Rankine Availability+Delayed Build | -256.5236 | 682.0003 | 1043.5201
2032 | NIWCM | High Demand Growth+Ref Gas Supply+Increased Demand Response+Reduced Rankine Availability+Delayed Build | -471.415 | 542.8788 | 1131.8408
2033 | NIWCM | High Demand Growth+Ref Gas Supply+Increased Demand Response+Reduced Rankine Availability+Delayed Build | -595.3056 | 427.7255 | 1257.4496
2034 | NIWCM | High Demand Growth+Ref Gas Supply+Increased Demand Response+Reduced Rankine Availability+Delayed Build | -823.6946 | 220.2272 | 1087.721
2035 | NIWCM | High Demand Growth+Ref Gas Supply+Increased Demand Response+Reduced Rankine Availability+Delayed Build | -990.5654 | 84.6259 | 1022.7878
2026 | SIWEM_PERC | High Demand Growth+Ref Gas Supply+Increased Demand Response+Reduced Rankine Availability+Delayed Build | 19.4223 | 19.4223 | 19.4223
2027 | SIWEM_PERC | High Demand Growth+Ref Gas Supply+Increased Demand Response+Reduced Rankine Availability+Delayed Build | 13.1185 | 13.1862 | 13.1862
2028 | SIWEM_PERC | High Demand Growth+Ref Gas Supply+Increased Demand Response+Reduced Rankine Availability+Delayed Build | 9.1882 | 10.9655 | 10.9655
2029 | SIWEM_PERC | High Demand Growth+Ref Gas Supply+Increased Demand Response+Reduced Rankine Availability+Delayed Build | 2.6144 | 6.9288 | 6.9288
2030 | SIWEM_PERC | High Demand Growth+Ref Gas Supply+Increased Demand Response+Reduced Rankine Availability+Delayed Build | -3.4825 | 6.6977 | 17.5342
2031 | SIWEM_PERC | High Demand Growth+Ref Gas Supply+Increased Demand Response+Reduced Rankine Availability+Delayed Build | -8.7515 | 0.84595 | 12.6108
2032 | SIWEM_PERC | High Demand Growth+Ref Gas Supply+Increased Demand Response+Reduced Rankine Availability+Delayed Build | -10.5156 | 0.3411 | 16.3966
2033 | SIWEM_PERC | High Demand Growth+Ref Gas Supply+Increased Demand Response+Reduced Rankine Availability+Delayed Build | -12.1285 | -1.4995 | 22.9302
2034 | SIWEM_PERC | High Demand Growth+Ref Gas Supply+Increased Demand Response+Reduced Rankine Availability+Delayed Build | -13.8721 | -3.4891 | 19.1292
2035 | SIWEM_PERC | High Demand Growth+Ref Gas Supply+Increased Demand Response+Reduced Rankine Availability+Delayed Build | -15.1242 | -4.93 | 18.3564
2026 | NZWEM_PERC | High Demand Growth+Ref Gas Supply+Increased Demand Response+Reduced Rankine Availability+Delayed Build+Low Wind & Solar | 6.7137 | 6.7137 | 6.7137
2027 | NZWEM_PERC | High Demand Growth+Ref Gas Supply+Increased Demand Response+Reduced Rankine Availability+Delayed Build+Low Wind & Solar | -2.5024 | -2.3822 | -2.2397
2028 | NZWEM_PERC | High Demand Growth+Ref Gas Supply+Increased Demand Response+Reduced Rankine Availability+Delayed Build+Low Wind & Solar | -3.4702 | -2.2953 | -2.0396
2029 | NZWEM_PERC | High Demand Growth+Ref Gas Supply+Increased Demand Response+Reduced Rankine Availability+Delayed Build+Low Wind & Solar | -6.1674 | -3.9293 | -3.2341
2030 | NZWEM_PERC | High Demand Growth+Ref Gas Supply+Increased Demand Response+Reduced Rankine Availability+Delayed Build+Low Wind & Solar | -10.2205 | -3.39 | 2.3837
2031 | NZWEM_PERC | High Demand Growth+Ref Gas Supply+Increased Demand Response+Reduced Rankine Availability+Delayed Build+Low Wind & Solar | -13.8405 | -4.9907 | 1.4015
2032 | NZWEM_PERC | High Demand Growth+Ref Gas Supply+Increased Demand Response+Reduced Rankine Availability+Delayed Build+Low Wind & Solar | -15.9426 | -6.8422 | 3.5756
2033 | NZWEM_PERC | High Demand Growth+Ref Gas Supply+Increased Demand Response+Reduced Rankine Availability+Delayed Build+Low Wind & Solar | -17.7555 | -8.8153 | 5.6261
2034 | NZWEM_PERC | High Demand Growth+Ref Gas Supply+Increased Demand Response+Reduced Rankine Availability+Delayed Build+Low Wind & Solar | -19.5334 | -10.5777 | 4.1926
2035 | NZWEM_PERC | High Demand Growth+Ref Gas Supply+Increased Demand Response+Reduced Rankine Availability+Delayed Build+Low Wind & Solar | -20.9537 | -11.8301 | 3.8274
2026 | NIWCM | High Demand Growth+Ref Gas Supply+Increased Demand Response+Reduced Rankine Availability+Delayed Build+Low Wind & Solar | 741.7097 | 741.7097 | 741.7097
2027 | NIWCM | High Demand Growth+Ref Gas Supply+Increased Demand Response+Reduced Rankine Availability+Delayed Build+Low Wind & Solar | 543.3008 | 545.3044 | 547.7769
2028 | NIWCM | High Demand Growth+Ref Gas Supply+Increased Demand Response+Reduced Rankine Availability+Delayed Build+Low Wind & Solar | 570.4704 | 591.0527 | 595.5892
2029 | NIWCM | High Demand Growth+Ref Gas Supply+Increased Demand Response+Reduced Rankine Availability+Delayed Build+Low Wind & Solar | 309.988 | 438.2941 | 451.8864
2030 | NIWCM | High Demand Growth+Ref Gas Supply+Increased Demand Response+Reduced Rankine Availability+Delayed Build+Low Wind & Solar | 19.2281 | 745.4805 | 1038.4801
2031 | NIWCM | High Demand Growth+Ref Gas Supply+Increased Demand Response+Reduced Rankine Availability+Delayed Build+Low Wind & Solar | -256.5236 | 682.0003 | 1043.5201
2032 | NIWCM | High Demand Growth+Ref Gas Supply+Increased Demand Response+Reduced Rankine Availability+Delayed Build+Low Wind & Solar | -471.415 | 542.8788 | 1131.8408
2033 | NIWCM | High Demand Growth+Ref Gas Supply+Increased Demand Response+Reduced Rankine Availability+Delayed Build+Low Wind & Solar | -595.3056 | 427.7255 | 1257.4496
2034 | NIWCM | High Demand Growth+Ref Gas Supply+Increased Demand Response+Reduced Rankine Availability+Delayed Build+Low Wind & Solar | -823.6946 | 220.2272 | 1087.721
2035 | NIWCM | High Demand Growth+Ref Gas Supply+Increased Demand Response+Reduced Rankine Availability+Delayed Build+Low Wind & Solar | -990.5654 | 84.6259 | 1022.7878
2026 | SIWEM_PERC | High Demand Growth+Ref Gas Supply+Increased Demand Response+Reduced Rankine Availability+Delayed Build+Low Wind & Solar | 17.2783 | 17.2783 | 17.2783
2027 | SIWEM_PERC | High Demand Growth+Ref Gas Supply+Increased Demand Response+Reduced Rankine Availability+Delayed Build+Low Wind & Solar | 12.6546 | 12.7157 | 12.7157
2028 | SIWEM_PERC | High Demand Growth+Ref Gas Supply+Increased Demand Response+Reduced Rankine Availability+Delayed Build+Low Wind & Solar | 8.4705 | 10.0745 | 10.0745
2029 | SIWEM_PERC | High Demand Growth+Ref Gas Supply+Increased Demand Response+Reduced Rankine Availability+Delayed Build+Low Wind & Solar | 1.9088 | 5.8024 | 5.8024
2030 | SIWEM_PERC | High Demand Growth+Ref Gas Supply+Increased Demand Response+Reduced Rankine Availability+Delayed Build+Low Wind & Solar | -4.2769 | 4.9103 | 14.6899
2031 | SIWEM_PERC | High Demand Growth+Ref Gas Supply+Increased Demand Response+Reduced Rankine Availability+Delayed Build+Low Wind & Solar | -9.5005 | -0.8391 | 9.7783
2032 | SIWEM_PERC | High Demand Growth+Ref Gas Supply+Increased Demand Response+Reduced Rankine Availability+Delayed Build+Low Wind & Solar | -11.248 | -1.4502 | 12.7842
2033 | SIWEM_PERC | High Demand Growth+Ref Gas Supply+Increased Demand Response+Reduced Rankine Availability+Delayed Build+Low Wind & Solar | -12.8456 | -3.2532 | 14.1177
2034 | SIWEM_PERC | High Demand Growth+Ref Gas Supply+Increased Demand Response+Reduced Rankine Availability+Delayed Build+Low Wind & Solar | -14.5725 | -5.2022 | 11.7666
2035 | SIWEM_PERC | High Demand Growth+Ref Gas Supply+Increased Demand Response+Reduced Rankine Availability+Delayed Build+Low Wind & Solar | -15.8119 | -6.612 | 10.0483
2026 | NZWEM_PERC | High Demand Growth+Ref Gas Supply+Increased Demand Response+Reduced Rankine Availability+Delayed Build+Constrained Operational Capacity | 7.5984 | 7.5984 | 7.5984
2027 | NZWEM_PERC | High Demand Growth+Ref Gas Supply+Increased Demand Response+Reduced Rankine Availability+Delayed Build+Constrained Operational Capacity | -1.602 | -1.469 | -1.311
2028 | NZWEM_PERC | High Demand Growth+Ref Gas Supply+Increased Demand Response+Reduced Rankine Availability+Delayed Build+Constrained Operational Capacity | -2.3854 | -1.0835 | -0.80014
2029 | NZWEM_PERC | High Demand Growth+Ref Gas Supply+Increased Demand Response+Reduced Rankine Availability+Delayed Build+Constrained Operational Capacity | -4.9948 | -2.5148 | -1.7445
2030 | NZWEM_PERC | High Demand Growth+Ref Gas Supply+Increased Demand Response+Reduced Rankine Availability+Delayed Build+Constrained Operational Capacity | -9.0283 | -1.4596 | 4.9381
2031 | NZWEM_PERC | High Demand Growth+Ref Gas Supply+Increased Demand Response+Reduced Rankine Availability+Delayed Build+Constrained Operational Capacity | -12.698 | -2.8917 | 4.1913
2032 | NZWEM_PERC | High Demand Growth+Ref Gas Supply+Increased Demand Response+Reduced Rankine Availability+Delayed Build+Constrained Operational Capacity | -14.8324 | -4.7484 | 6.7621
2033 | NZWEM_PERC | High Demand Growth+Ref Gas Supply+Increased Demand Response+Reduced Rankine Availability+Delayed Build+Constrained Operational Capacity | -16.6736 | -6.7749 | 9.1951
2034 | NZWEM_PERC | High Demand Growth+Ref Gas Supply+Increased Demand Response+Reduced Rankine Availability+Delayed Build+Constrained Operational Capacity | -18.4828 | -8.5667 | 7.7372
2035 | NZWEM_PERC | High Demand Growth+Ref Gas Supply+Increased Demand Response+Reduced Rankine Availability+Delayed Build+Constrained Operational Capacity | -19.9279 | -9.8666 | 7.422
2026 | NIWCM | High Demand Growth+Ref Gas Supply+Increased Demand Response+Reduced Rankine Availability+Delayed Build+Constrained Operational Capacity | 209.2066 | 209.2066 | 209.2066
2027 | NIWCM | High Demand Growth+Ref Gas Supply+Increased Demand Response+Reduced Rankine Availability+Delayed Build+Constrained Operational Capacity | 4.4086 | 4.4086 | 4.4086
2028 | NIWCM | High Demand Growth+Ref Gas Supply+Increased Demand Response+Reduced Rankine Availability+Delayed Build+Constrained Operational Capacity | -40.9528 | -40.9528 | -40.9528
2029 | NIWCM | High Demand Growth+Ref Gas Supply+Increased Demand Response+Reduced Rankine Availability+Delayed Build+Constrained Operational Capacity | -335.0736 | -252.8911 | -252.8911
2030 | NIWCM | High Demand Growth+Ref Gas Supply+Increased Demand Response+Reduced Rankine Availability+Delayed Build+Constrained Operational Capacity | -659.6372 | -145.9704 | -28.0389
2031 | NIWCM | High Demand Growth+Ref Gas Supply+Increased Demand Response+Reduced Rankine Availability+Delayed Build+Constrained Operational Capacity | -937.1292 | -284.1864 | -124.8989
2032 | NIWCM | High Demand Growth+Ref Gas Supply+Increased Demand Response+Reduced Rankine Availability+Delayed Build+Constrained Operational Capacity | -1151.6769 | -435.8263 | -220.1632
2033 | NIWCM | High Demand Growth+Ref Gas Supply+Increased Demand Response+Reduced Rankine Availability+Delayed Build+Constrained Operational Capacity | -1279.3768 | -551.3212 | -277.0745
2034 | NIWCM | High Demand Growth+Ref Gas Supply+Increased Demand Response+Reduced Rankine Availability+Delayed Build+Constrained Operational Capacity | -1501.7344 | -776.0798 | -478.7392
2035 | NIWCM | High Demand Growth+Ref Gas Supply+Increased Demand Response+Reduced Rankine Availability+Delayed Build+Constrained Operational Capacity | -1612.7925 | -914.7587 | -604.7294
2026 | SIWEM_PERC | High Demand Growth+Ref Gas Supply+Increased Demand Response+Reduced Rankine Availability+Delayed Build+Constrained Operational Capacity | 19.4223 | 19.4223 | 19.4223
2027 | SIWEM_PERC | High Demand Growth+Ref Gas Supply+Increased Demand Response+Reduced Rankine Availability+Delayed Build+Constrained Operational Capacity | 13.1185 | 13.1862 | 13.1862
2028 | SIWEM_PERC | High Demand Growth+Ref Gas Supply+Increased Demand Response+Reduced Rankine Availability+Delayed Build+Constrained Operational Capacity | 9.1882 | 10.9655 | 10.9655
2029 | SIWEM_PERC | High Demand Growth+Ref Gas Supply+Increased Demand Response+Reduced Rankine Availability+Delayed Build+Constrained Operational Capacity | 2.6144 | 6.9288 | 6.9288
2030 | SIWEM_PERC | High Demand Growth+Ref Gas Supply+Increased Demand Response+Reduced Rankine Availability+Delayed Build+Constrained Operational Capacity | -3.4825 | 6.6977 | 17.5342
2031 | SIWEM_PERC | High Demand Growth+Ref Gas Supply+Increased Demand Response+Reduced Rankine Availability+Delayed Build+Constrained Operational Capacity | -8.7515 | 0.84595 | 12.6108
2032 | SIWEM_PERC | High Demand Growth+Ref Gas Supply+Increased Demand Response+Reduced Rankine Availability+Delayed Build+Constrained Operational Capacity | -10.5156 | 0.3411 | 16.3966
2033 | SIWEM_PERC | High Demand Growth+Ref Gas Supply+Increased Demand Response+Reduced Rankine Availability+Delayed Build+Constrained Operational Capacity | -12.1285 | -1.4995 | 22.9302
2034 | SIWEM_PERC | High Demand Growth+Ref Gas Supply+Increased Demand Response+Reduced Rankine Availability+Delayed Build+Constrained Operational Capacity | -13.8721 | -3.4891 | 19.1292
2035 | SIWEM_PERC | High Demand Growth+Ref Gas Supply+Increased Demand Response+Reduced Rankine Availability+Delayed Build+Constrained Operational Capacity | -15.1242 | -4.93 | 18.3564
2026 | NZWEM_PERC | High Demand Growth+Ref Gas Supply+Increased Demand Response+Reduced Rankine Availability+Delayed Build+Constrained Operational Capacity+Low Wind & Solar | 6.7137 | 6.7137 | 6.7137
2027 | NZWEM_PERC | High Demand Growth+Ref Gas Supply+Increased Demand Response+Reduced Rankine Availability+Delayed Build+Constrained Operational Capacity+Low Wind & Solar | -2.5024 | -2.3822 | -2.2397
2028 | NZWEM_PERC | High Demand Growth+Ref Gas Supply+Increased Demand Response+Reduced Rankine Availability+Delayed Build+Constrained Operational Capacity+Low Wind & Solar | -3.4702 | -2.2953 | -2.0396
2029 | NZWEM_PERC | High Demand Growth+Ref Gas Supply+Increased Demand Response+Reduced Rankine Availability+Delayed Build+Constrained Operational Capacity+Low Wind & Solar | -6.1674 | -3.9293 | -3.2341
2030 | NZWEM_PERC | High Demand Growth+Ref Gas Supply+Increased Demand Response+Reduced Rankine Availability+Delayed Build+Constrained Operational Capacity+Low Wind & Solar | -10.2205 | -3.39 | 2.3837
2031 | NZWEM_PERC | High Demand Growth+Ref Gas Supply+Increased Demand Response+Reduced Rankine Availability+Delayed Build+Constrained Operational Capacity+Low Wind & Solar | -13.8405 | -4.9907 | 1.4015
2032 | NZWEM_PERC | High Demand Growth+Ref Gas Supply+Increased Demand Response+Reduced Rankine Availability+Delayed Build+Constrained Operational Capacity+Low Wind & Solar | -15.9426 | -6.8422 | 3.5756
2033 | NZWEM_PERC | High Demand Growth+Ref Gas Supply+Increased Demand Response+Reduced Rankine Availability+Delayed Build+Constrained Operational Capacity+Low Wind & Solar | -17.7555 | -8.8153 | 5.6261
2034 | NZWEM_PERC | High Demand Growth+Ref Gas Supply+Increased Demand Response+Reduced Rankine Availability+Delayed Build+Constrained Operational Capacity+Low Wind & Solar | -19.5334 | -10.5777 | 4.1926
2035 | NZWEM_PERC | High Demand Growth+Ref Gas Supply+Increased Demand Response+Reduced Rankine Availability+Delayed Build+Constrained Operational Capacity+Low Wind & Solar | -20.9537 | -11.8301 | 3.8274
2026 | NIWCM | High Demand Growth+Ref Gas Supply+Increased Demand Response+Reduced Rankine Availability+Delayed Build+Constrained Operational Capacity+Low Wind & Solar | 209.2066 | 209.2066 | 209.2066
2027 | NIWCM | High Demand Growth+Ref Gas Supply+Increased Demand Response+Reduced Rankine Availability+Delayed Build+Constrained Operational Capacity+Low Wind & Solar | 4.4086 | 4.4086 | 4.4086
2028 | NIWCM | High Demand Growth+Ref Gas Supply+Increased Demand Response+Reduced Rankine Availability+Delayed Build+Constrained Operational Capacity+Low Wind & Solar | -40.9528 | -40.9528 | -40.9528
2029 | NIWCM | High Demand Growth+Ref Gas Supply+Increased Demand Response+Reduced Rankine Availability+Delayed Build+Constrained Operational Capacity+Low Wind & Solar | -335.0736 | -252.8911 | -252.8911
2030 | NIWCM | High Demand Growth+Ref Gas Supply+Increased Demand Response+Reduced Rankine Availability+Delayed Build+Constrained Operational Capacity+Low Wind & Solar | -659.6372 | -145.9704 | -28.0389
2031 | NIWCM | High Demand Growth+Ref Gas Supply+Increased Demand Response+Reduced Rankine Availability+Delayed Build+Constrained Operational Capacity+Low Wind & Solar | -937.1292 | -284.1864 | -124.8989
2032 | NIWCM | High Demand Growth+Ref Gas Supply+Increased Demand Response+Reduced Rankine Availability+Delayed Build+Constrained Operational Capacity+Low Wind & Solar | -1151.6769 | -435.8263 | -220.1632
2033 | NIWCM | High Demand Growth+Ref Gas Supply+Increased Demand Response+Reduced Rankine Availability+Delayed Build+Constrained Operational Capacity+Low Wind & Solar | -1279.3768 | -551.3212 | -277.0745
2034 | NIWCM | High Demand Growth+Ref Gas Supply+Increased Demand Response+Reduced Rankine Availability+Delayed Build+Constrained Operational Capacity+Low Wind & Solar | -1501.7344 | -776.0798 | -478.7392
2035 | NIWCM | High Demand Growth+Ref Gas Supply+Increased Demand Response+Reduced Rankine Availability+Delayed Build+Constrained Operational Capacity+Low Wind & Solar | -1612.7925 | -914.7587 | -604.7294
2026 | SIWEM_PERC | High Demand Growth+Ref Gas Supply+Increased Demand Response+Reduced Rankine Availability+Delayed Build+Constrained Operational Capacity+Low Wind & Solar | 17.2783 | 17.2783 | 17.2783
2027 | SIWEM_PERC | High Demand Growth+Ref Gas Supply+Increased Demand Response+Reduced Rankine Availability+Delayed Build+Constrained Operational Capacity+Low Wind & Solar | 12.6546 | 12.7157 | 12.7157
2028 | SIWEM_PERC | High Demand Growth+Ref Gas Supply+Increased Demand Response+Reduced Rankine Availability+Delayed Build+Constrained Operational Capacity+Low Wind & Solar | 8.4705 | 10.0745 | 10.0745
2029 | SIWEM_PERC | High Demand Growth+Ref Gas Supply+Increased Demand Response+Reduced Rankine Availability+Delayed Build+Constrained Operational Capacity+Low Wind & Solar | 1.9088 | 5.8024 | 5.8024
2030 | SIWEM_PERC | High Demand Growth+Ref Gas Supply+Increased Demand Response+Reduced Rankine Availability+Delayed Build+Constrained Operational Capacity+Low Wind & Solar | -4.2769 | 4.9103 | 14.6899
2031 | SIWEM_PERC | High Demand Growth+Ref Gas Supply+Increased Demand Response+Reduced Rankine Availability+Delayed Build+Constrained Operational Capacity+Low Wind & Solar | -9.5005 | -0.8391 | 9.7783
2032 | SIWEM_PERC | High Demand Growth+Ref Gas Supply+Increased Demand Response+Reduced Rankine Availability+Delayed Build+Constrained Operational Capacity+Low Wind & Solar | -11.248 | -1.4502 | 12.7842
2033 | SIWEM_PERC | High Demand Growth+Ref Gas Supply+Increased Demand Response+Reduced Rankine Availability+Delayed Build+Constrained Operational Capacity+Low Wind & Solar | -12.8456 | -3.2532 | 14.1177
2034 | SIWEM_PERC | High Demand Growth+Ref Gas Supply+Increased Demand Response+Reduced Rankine Availability+Delayed Build+Constrained Operational Capacity+Low Wind & Solar | -14.5725 | -5.2022 | 11.7666
2035 | SIWEM_PERC | High Demand Growth+Ref Gas Supply+Increased Demand Response+Reduced Rankine Availability+Delayed Build+Constrained Operational Capacity+Low Wind & Solar | -15.8119 | -6.612 | 10.0483
2026 | NZWEM_PERC | High Demand Growth+Ref Gas Supply+Increased Demand Response+Reduced Rankine Availability+Delayed Build+Upgraded HVDC | 7.5984 | 7.5984 | 7.5984
2027 | NZWEM_PERC | High Demand Growth+Ref Gas Supply+Increased Demand Response+Reduced Rankine Availability+Delayed Build+Upgraded HVDC | -1.602 | -1.469 | -1.311
2028 | NZWEM_PERC | High Demand Growth+Ref Gas Supply+Increased Demand Response+Reduced Rankine Availability+Delayed Build+Upgraded HVDC | -2.3854 | -1.0835 | -0.80014
2029 | NZWEM_PERC | High Demand Growth+Ref Gas Supply+Increased Demand Response+Reduced Rankine Availability+Delayed Build+Upgraded HVDC | -4.9948 | -2.5148 | -1.7445
2030 | NZWEM_PERC | High Demand Growth+Ref Gas Supply+Increased Demand Response+Reduced Rankine Availability+Delayed Build+Upgraded HVDC | -9.0283 | -1.4596 | 4.9381
2031 | NZWEM_PERC | High Demand Growth+Ref Gas Supply+Increased Demand Response+Reduced Rankine Availability+Delayed Build+Upgraded HVDC | -12.698 | -2.8917 | 4.1913
2032 | NZWEM_PERC | High Demand Growth+Ref Gas Supply+Increased Demand Response+Reduced Rankine Availability+Delayed Build+Upgraded HVDC | -14.8324 | -4.7484 | 6.7621
2033 | NZWEM_PERC | High Demand Growth+Ref Gas Supply+Increased Demand Response+Reduced Rankine Availability+Delayed Build+Upgraded HVDC | -16.6736 | -6.7749 | 9.1951
2034 | NZWEM_PERC | High Demand Growth+Ref Gas Supply+Increased Demand Response+Reduced Rankine Availability+Delayed Build+Upgraded HVDC | -18.4828 | -8.5667 | 7.7372
2035 | NZWEM_PERC | High Demand Growth+Ref Gas Supply+Increased Demand Response+Reduced Rankine Availability+Delayed Build+Upgraded HVDC | -19.9279 | -9.8666 | 7.422
2026 | NIWCM | High Demand Growth+Ref Gas Supply+Increased Demand Response+Reduced Rankine Availability+Delayed Build+Upgraded HVDC | 741.7097 | 741.7097 | 741.7097
2027 | NIWCM | High Demand Growth+Ref Gas Supply+Increased Demand Response+Reduced Rankine Availability+Delayed Build+Upgraded HVDC | 543.3008 | 545.3044 | 547.7769
2028 | NIWCM | High Demand Growth+Ref Gas Supply+Increased Demand Response+Reduced Rankine Availability+Delayed Build+Upgraded HVDC | 570.4704 | 591.0527 | 595.5892
2029 | NIWCM | High Demand Growth+Ref Gas Supply+Increased Demand Response+Reduced Rankine Availability+Delayed Build+Upgraded HVDC | 309.988 | 438.2941 | 451.8864
2030 | NIWCM | High Demand Growth+Ref Gas Supply+Increased Demand Response+Reduced Rankine Availability+Delayed Build+Upgraded HVDC | 19.2281 | 745.4805 | 1038.4801
2031 | NIWCM | High Demand Growth+Ref Gas Supply+Increased Demand Response+Reduced Rankine Availability+Delayed Build+Upgraded HVDC | -256.5236 | 682.0003 | 1043.5201
2032 | NIWCM | High Demand Growth+Ref Gas Supply+Increased Demand Response+Reduced Rankine Availability+Delayed Build+Upgraded HVDC | -471.415 | 542.8788 | 1131.8406
2033 | NIWCM | High Demand Growth+Ref Gas Supply+Increased Demand Response+Reduced Rankine Availability+Delayed Build+Upgraded HVDC | -595.3056 | 427.7255 | 1257.4496
2034 | NIWCM | High Demand Growth+Ref Gas Supply+Increased Demand Response+Reduced Rankine Availability+Delayed Build+Upgraded HVDC | -823.6946 | 220.2272 | 1087.721
2035 | NIWCM | High Demand Growth+Ref Gas Supply+Increased Demand Response+Reduced Rankine Availability+Delayed Build+Upgraded HVDC | -990.5654 | 84.6259 | 1022.7878
2026 | SIWEM_PERC | High Demand Growth+Ref Gas Supply+Increased Demand Response+Reduced Rankine Availability+Delayed Build+Upgraded HVDC | 19.4223 | 19.4223 | 19.4223
2027 | SIWEM_PERC | High Demand Growth+Ref Gas Supply+Increased Demand Response+Reduced Rankine Availability+Delayed Build+Upgraded HVDC | 13.1185 | 13.1862 | 13.1862
2028 | SIWEM_PERC | High Demand Growth+Ref Gas Supply+Increased Demand Response+Reduced Rankine Availability+Delayed Build+Upgraded HVDC | 9.1882 | 10.9655 | 10.9655
2029 | SIWEM_PERC | High Demand Growth+Ref Gas Supply+Increased Demand Response+Reduced Rankine Availability+Delayed Build+Upgraded HVDC | 2.6144 | 6.9288 | 6.9288
2030 | SIWEM_PERC | High Demand Growth+Ref Gas Supply+Increased Demand Response+Reduced Rankine Availability+Delayed Build+Upgraded HVDC | -3.4825 | 6.6977 | 17.5342
2031 | SIWEM_PERC | High Demand Growth+Ref Gas Supply+Increased Demand Response+Reduced Rankine Availability+Delayed Build+Upgraded HVDC | -8.7515 | 0.84595 | 12.6108
2032 | SIWEM_PERC | High Demand Growth+Ref Gas Supply+Increased Demand Response+Reduced Rankine Availability+Delayed Build+Upgraded HVDC | -10.5156 | 0.3411 | 16.3966
2033 | SIWEM_PERC | High Demand Growth+Ref Gas Supply+Increased Demand Response+Reduced Rankine Availability+Delayed Build+Upgraded HVDC | -12.1285 | -1.4995 | 22.9302
2034 | SIWEM_PERC | High Demand Growth+Ref Gas Supply+Increased Demand Response+Reduced Rankine Availability+Delayed Build+Upgraded HVDC | -13.8721 | -3.4891 | 19.1292
2035 | SIWEM_PERC | High Demand Growth+Ref Gas Supply+Increased Demand Response+Reduced Rankine Availability+Delayed Build+Upgraded HVDC | -15.1242 | -4.93 | 18.3564
2026 | NZWEM_PERC | High Demand Growth+Ref Gas Supply+Increased Demand Response+Reduced Rankine Availability+Delayed Build+Upgraded HVDC+Low Wind & Solar | 6.7137 | 6.7137 | 6.7137
2027 | NZWEM_PERC | High Demand Growth+Ref Gas Supply+Increased Demand Response+Reduced Rankine Availability+Delayed Build+Upgraded HVDC+Low Wind & Solar | -2.5024 | -2.3822 | -2.2397
2028 | NZWEM_PERC | High Demand Growth+Ref Gas Supply+Increased Demand Response+Reduced Rankine Availability+Delayed Build+Upgraded HVDC+Low Wind & Solar | -3.4702 | -2.2953 | -2.0396
2029 | NZWEM_PERC | High Demand Growth+Ref Gas Supply+Increased Demand Response+Reduced Rankine Availability+Delayed Build+Upgraded HVDC+Low Wind & Solar | -6.1674 | -3.9293 | -3.2341
2030 | NZWEM_PERC | High Demand Growth+Ref Gas Supply+Increased Demand Response+Reduced Rankine Availability+Delayed Build+Upgraded HVDC+Low Wind & Solar | -10.2205 | -3.39 | 2.3837
2031 | NZWEM_PERC | High Demand Growth+Ref Gas Supply+Increased Demand Response+Reduced Rankine Availability+Delayed Build+Upgraded HVDC+Low Wind & Solar | -13.8405 | -4.9907 | 1.4015
2032 | NZWEM_PERC | High Demand Growth+Ref Gas Supply+Increased Demand Response+Reduced Rankine Availability+Delayed Build+Upgraded HVDC+Low Wind & Solar | -15.9426 | -6.8422 | 3.5756
2033 | NZWEM_PERC | High Demand Growth+Ref Gas Supply+Increased Demand Response+Reduced Rankine Availability+Delayed Build+Upgraded HVDC+Low Wind & Solar | -17.7555 | -8.8153 | 5.6261
2034 | NZWEM_PERC | High Demand Growth+Ref Gas Supply+Increased Demand Response+Reduced Rankine Availability+Delayed Build+Upgraded HVDC+Low Wind & Solar | -19.5334 | -10.5777 | 4.1926
2035 | NZWEM_PERC | High Demand Growth+Ref Gas Supply+Increased Demand Response+Reduced Rankine Availability+Delayed Build+Upgraded HVDC+Low Wind & Solar | -20.9537 | -11.8301 | 3.8274
2026 | NIWCM | High Demand Growth+Ref Gas Supply+Increased Demand Response+Reduced Rankine Availability+Delayed Build+Upgraded HVDC+Low Wind & Solar | 741.7097 | 741.7097 | 741.7097
2027 | NIWCM | High Demand Growth+Ref Gas Supply+Increased Demand Response+Reduced Rankine Availability+Delayed Build+Upgraded HVDC+Low Wind & Solar | 543.3008 | 545.3044 | 547.7769
2028 | NIWCM | High Demand Growth+Ref Gas Supply+Increased Demand Response+Reduced Rankine Availability+Delayed Build+Upgraded HVDC+Low Wind & Solar | 570.4704 | 591.0527 | 595.5892
2029 | NIWCM | High Demand Growth+Ref Gas Supply+Increased Demand Response+Reduced Rankine Availability+Delayed Build+Upgraded HVDC+Low Wind & Solar | 309.988 | 438.2941 | 451.8864
2030 | NIWCM | High Demand Growth+Ref Gas Supply+Increased Demand Response+Reduced Rankine Availability+Delayed Build+Upgraded HVDC+Low Wind & Solar | 19.2281 | 745.4805 | 1038.4801
2031 | NIWCM | High Demand Growth+Ref Gas Supply+Increased Demand Response+Reduced Rankine Availability+Delayed Build+Upgraded HVDC+Low Wind & Solar | -256.5236 | 682.0003 | 1043.5201
2032 | NIWCM | High Demand Growth+Ref Gas Supply+Increased Demand Response+Reduced Rankine Availability+Delayed Build+Upgraded HVDC+Low Wind & Solar | -471.415 | 542.8788 | 1131.8406
2033 | NIWCM | High Demand Growth+Ref Gas Supply+Increased Demand Response+Reduced Rankine Availability+Delayed Build+Upgraded HVDC+Low Wind & Solar | -595.3056 | 427.7255 | 1257.4496
2034 | NIWCM | High Demand Growth+Ref Gas Supply+Increased Demand Response+Reduced Rankine Availability+Delayed Build+Upgraded HVDC+Low Wind & Solar | -823.6946 | 220.2272 | 1087.721
2035 | NIWCM | High Demand Growth+Ref Gas Supply+Increased Demand Response+Reduced Rankine Availability+Delayed Build+Upgraded HVDC+Low Wind & Solar | -990.5654 | 84.6259 | 1022.7878
2026 | SIWEM_PERC | High Demand Growth+Ref Gas Supply+Increased Demand Response+Reduced Rankine Availability+Delayed Build+Upgraded HVDC+Low Wind & Solar | 17.2783 | 17.2783 | 17.2783
2027 | SIWEM_PERC | High Demand Growth+Ref Gas Supply+Increased Demand Response+Reduced Rankine Availability+Delayed Build+Upgraded HVDC+Low Wind & Solar | 12.6546 | 12.7157 | 12.7157
2028 | SIWEM_PERC | High Demand Growth+Ref Gas Supply+Increased Demand Response+Reduced Rankine Availability+Delayed Build+Upgraded HVDC+Low Wind & Solar | 8.4705 | 10.0745 | 10.0745
2029 | SIWEM_PERC | High Demand Growth+Ref Gas Supply+Increased Demand Response+Reduced Rankine Availability+Delayed Build+Upgraded HVDC+Low Wind & Solar | 1.9088 | 5.8024 | 5.8024
2030 | SIWEM_PERC | High Demand Growth+Ref Gas Supply+Increased Demand Response+Reduced Rankine Availability+Delayed Build+Upgraded HVDC+Low Wind & Solar | -4.2769 | 4.9103 | 14.6899
2031 | SIWEM_PERC | High Demand Growth+Ref Gas Supply+Increased Demand Response+Reduced Rankine Availability+Delayed Build+Upgraded HVDC+Low Wind & Solar | -9.5005 | -0.8391 | 9.7783
2032 | SIWEM_PERC | High Demand Growth+Ref Gas Supply+Increased Demand Response+Reduced Rankine Availability+Delayed Build+Upgraded HVDC+Low Wind & Solar | -11.248 | -1.4502 | 12.7842
2033 | SIWEM_PERC | High Demand Growth+Ref Gas Supply+Increased Demand Response+Reduced Rankine Availability+Delayed Build+Upgraded HVDC+Low Wind & Solar | -12.8456 | -3.2532 | 14.1177
2034 | SIWEM_PERC | High Demand Growth+Ref Gas Supply+Increased Demand Response+Reduced Rankine Availability+Delayed Build+Upgraded HVDC+Low Wind & Solar | -14.5725 | -5.2022 | 11.7666
2035 | SIWEM_PERC | High Demand Growth+Ref Gas Supply+Increased Demand Response+Reduced Rankine Availability+Delayed Build+Upgraded HVDC+Low Wind & Solar | -15.8119 | -6.612 | 10.0483
2026 | NZWEM_PERC | High Demand Growth+Ref Gas Supply+Increased Demand Response+Reduced Rankine Availability+Delayed Build+Upgraded HVDC+Constrained Operational Capacity | 7.5984 | 7.5984 | 7.5984
2027 | NZWEM_PERC | High Demand Growth+Ref Gas Supply+Increased Demand Response+Reduced Rankine Availability+Delayed Build+Upgraded HVDC+Constrained Operational Capacity | -1.602 | -1.469 | -1.311
2028 | NZWEM_PERC | High Demand Growth+Ref Gas Supply+Increased Demand Response+Reduced Rankine Availability+Delayed Build+Upgraded HVDC+Constrained Operational Capacity | -2.3854 | -1.0835 | -0.80014
2029 | NZWEM_PERC | High Demand Growth+Ref Gas Supply+Increased Demand Response+Reduced Rankine Availability+Delayed Build+Upgraded HVDC+Constrained Operational Capacity | -4.9948 | -2.5148 | -1.7445
2030 | NZWEM_PERC | High Demand Growth+Ref Gas Supply+Increased Demand Response+Reduced Rankine Availability+Delayed Build+Upgraded HVDC+Constrained Operational Capacity | -9.0283 | -1.4596 | 4.9381
2031 | NZWEM_PERC | High Demand Growth+Ref Gas Supply+Increased Demand Response+Reduced Rankine Availability+Delayed Build+Upgraded HVDC+Constrained Operational Capacity | -12.698 | -2.8917 | 4.1913
2032 | NZWEM_PERC | High Demand Growth+Ref Gas Supply+Increased Demand Response+Reduced Rankine Availability+Delayed Build+Upgraded HVDC+Constrained Operational Capacity | -14.8324 | -4.7484 | 6.7621
2033 | NZWEM_PERC | High Demand Growth+Ref Gas Supply+Increased Demand Response+Reduced Rankine Availability+Delayed Build+Upgraded HVDC+Constrained Operational Capacity | -16.6736 | -6.7749 | 9.1951
2034 | NZWEM_PERC | High Demand Growth+Ref Gas Supply+Increased Demand Response+Reduced Rankine Availability+Delayed Build+Upgraded HVDC+Constrained Operational Capacity | -18.4828 | -8.5667 | 7.7372
2035 | NZWEM_PERC | High Demand Growth+Ref Gas Supply+Increased Demand Response+Reduced Rankine Availability+Delayed Build+Upgraded HVDC+Constrained Operational Capacity | -19.9279 | -9.8666 | 7.422
2026 | NIWCM | High Demand Growth+Ref Gas Supply+Increased Demand Response+Reduced Rankine Availability+Delayed Build+Upgraded HVDC+Constrained Operational Capacity | 209.2066 | 209.2066 | 209.2066
2027 | NIWCM | High Demand Growth+Ref Gas Supply+Increased Demand Response+Reduced Rankine Availability+Delayed Build+Upgraded HVDC+Constrained Operational Capacity | 4.4086 | 4.4086 | 4.4086
2028 | NIWCM | High Demand Growth+Ref Gas Supply+Increased Demand Response+Reduced Rankine Availability+Delayed Build+Upgraded HVDC+Constrained Operational Capacity | -40.9528 | -40.9528 | -40.9528
2029 | NIWCM | High Demand Growth+Ref Gas Supply+Increased Demand Response+Reduced Rankine Availability+Delayed Build+Upgraded HVDC+Constrained Operational Capacity | -335.0736 | -252.8911 | -252.8911
2030 | NIWCM | High Demand Growth+Ref Gas Supply+Increased Demand Response+Reduced Rankine Availability+Delayed Build+Upgraded HVDC+Constrained Operational Capacity | -659.6372 | -145.9704 | -28.0389
2031 | NIWCM | High Demand Growth+Ref Gas Supply+Increased Demand Response+Reduced Rankine Availability+Delayed Build+Upgraded HVDC+Constrained Operational Capacity | -937.1292 | -284.1864 | -124.8989
2032 | NIWCM | High Demand Growth+Ref Gas Supply+Increased Demand Response+Reduced Rankine Availability+Delayed Build+Upgraded HVDC+Constrained Operational Capacity | -1151.6769 | -435.8263 | -220.1632
2033 | NIWCM | High Demand Growth+Ref Gas Supply+Increased Demand Response+Reduced Rankine Availability+Delayed Build+Upgraded HVDC+Constrained Operational Capacity | -1279.3768 | -551.3212 | -277.0745
2034 | NIWCM | High Demand Growth+Ref Gas Supply+Increased Demand Response+Reduced Rankine Availability+Delayed Build+Upgraded HVDC+Constrained Operational Capacity | -1501.7344 | -776.0798 | -478.7392
2035 | NIWCM | High Demand Growth+Ref Gas Supply+Increased Demand Response+Reduced Rankine Availability+Delayed Build+Upgraded HVDC+Constrained Operational Capacity | -1612.7925 | -914.7587 | -604.7294
2026 | SIWEM_PERC | High Demand Growth+Ref Gas Supply+Increased Demand Response+Reduced Rankine Availability+Delayed Build+Upgraded HVDC+Constrained Operational Capacity | 19.4223 | 19.4223 | 19.4223
2027 | SIWEM_PERC | High Demand Growth+Ref Gas Supply+Increased Demand Response+Reduced Rankine Availability+Delayed Build+Upgraded HVDC+Constrained Operational Capacity | 13.1185 | 13.1862 | 13.1862
2028 | SIWEM_PERC | High Demand Growth+Ref Gas Supply+Increased Demand Response+Reduced Rankine Availability+Delayed Build+Upgraded HVDC+Constrained Operational Capacity | 9.1882 | 10.9655 | 10.9655
2029 | SIWEM_PERC | High Demand Growth+Ref Gas Supply+Increased Demand Response+Reduced Rankine Availability+Delayed Build+Upgraded HVDC+Constrained Operational Capacity | 2.6144 | 6.9288 | 6.9288
2030 | SIWEM_PERC | High Demand Growth+Ref Gas Supply+Increased Demand Response+Reduced Rankine Availability+Delayed Build+Upgraded HVDC+Constrained Operational Capacity | -3.4825 | 6.6977 | 17.5342
2031 | SIWEM_PERC | High Demand Growth+Ref Gas Supply+Increased Demand Response+Reduced Rankine Availability+Delayed Build+Upgraded HVDC+Constrained Operational Capacity | -8.7515 | 0.84595 | 12.6108
2032 | SIWEM_PERC | High Demand Growth+Ref Gas Supply+Increased Demand Response+Reduced Rankine Availability+Delayed Build+Upgraded HVDC+Constrained Operational Capacity | -10.5156 | 0.3411 | 16.3966
2033 | SIWEM_PERC | High Demand Growth+Ref Gas Supply+Increased Demand Response+Reduced Rankine Availability+Delayed Build+Upgraded HVDC+Constrained Operational Capacity | -12.1285 | -1.4995 | 22.9302
2034 | SIWEM_PERC | High Demand Growth+Ref Gas Supply+Increased Demand Response+Reduced Rankine Availability+Delayed Build+Upgraded HVDC+Constrained Operational Capacity | -13.8721 | -3.4891 | 19.1292
2035 | SIWEM_PERC | High Demand Growth+Ref Gas Supply+Increased Demand Response+Reduced Rankine Availability+Delayed Build+Upgraded HVDC+Constrained Operational Capacity | -15.1242 | -4.93 | 18.3564
2026 | NZWEM_PERC | High Demand Growth+Ref Gas Supply+Increased Demand Response+Reduced Rankine Availability+Delayed Build+Upgraded HVDC+Constrained Operational Capacity+Low Wind & Solar | 6.7137 | 6.7137 | 6.7137
2027 | NZWEM_PERC | High Demand Growth+Ref Gas Supply+Increased Demand Response+Reduced Rankine Availability+Delayed Build+Upgraded HVDC+Constrained Operational Capacity+Low Wind & Solar | -2.5024 | -2.3822 | -2.2397
2028 | NZWEM_PERC | High Demand Growth+Ref Gas Supply+Increased Demand Response+Reduced Rankine Availability+Delayed Build+Upgraded HVDC+Constrained Operational Capacity+Low Wind & Solar | -3.4702 | -2.2953 | -2.0396
2029 | NZWEM_PERC | High Demand Growth+Ref Gas Supply+Increased Demand Response+Reduced Rankine Availability+Delayed Build+Upgraded HVDC+Constrained Operational Capacity+Low Wind & Solar | -6.1674 | -3.9293 | -3.2341
2030 | NZWEM_PERC | High Demand Growth+Ref Gas Supply+Increased Demand Response+Reduced Rankine Availability+Delayed Build+Upgraded HVDC+Constrained Operational Capacity+Low Wind & Solar | -10.2205 | -3.39 | 2.3837
2031 | NZWEM_PERC | High Demand Growth+Ref Gas Supply+Increased Demand Response+Reduced Rankine Availability+Delayed Build+Upgraded HVDC+Constrained Operational Capacity+Low Wind & Solar | -13.8405 | -4.9907 | 1.4015
2032 | NZWEM_PERC | High Demand Growth+Ref Gas Supply+Increased Demand Response+Reduced Rankine Availability+Delayed Build+Upgraded HVDC+Constrained Operational Capacity+Low Wind & Solar | -15.9426 | -6.8422 | 3.5756
2033 | NZWEM_PERC | High Demand Growth+Ref Gas Supply+Increased Demand Response+Reduced Rankine Availability+Delayed Build+Upgraded HVDC+Constrained Operational Capacity+Low Wind & Solar | -17.7555 | -8.8153 | 5.6261
2034 | NZWEM_PERC | High Demand Growth+Ref Gas Supply+Increased Demand Response+Reduced Rankine Availability+Delayed Build+Upgraded HVDC+Constrained Operational Capacity+Low Wind & Solar | -19.5334 | -10.5777 | 4.1926
2035 | NZWEM_PERC | High Demand Growth+Ref Gas Supply+Increased Demand Response+Reduced Rankine Availability+Delayed Build+Upgraded HVDC+Constrained Operational Capacity+Low Wind & Solar | -20.9537 | -11.8301 | 3.8274
2026 | NIWCM | High Demand Growth+Ref Gas Supply+Increased Demand Response+Reduced Rankine Availability+Delayed Build+Upgraded HVDC+Constrained Operational Capacity+Low Wind & Solar | 209.2066 | 209.2066 | 209.2066
2027 | NIWCM | High Demand Growth+Ref Gas Supply+Increased Demand Response+Reduced Rankine Availability+Delayed Build+Upgraded HVDC+Constrained Operational Capacity+Low Wind & Solar | 4.4086 | 4.4086 | 4.4086
2028 | NIWCM | High Demand Growth+Ref Gas Supply+Increased Demand Response+Reduced Rankine Availability+Delayed Build+Upgraded HVDC+Constrained Operational Capacity+Low Wind & Solar | -40.9528 | -40.9528 | -40.9528
2029 | NIWCM | High Demand Growth+Ref Gas Supply+Increased Demand Response+Reduced Rankine Availability+Delayed Build+Upgraded HVDC+Constrained Operational Capacity+Low Wind & Solar | -335.0736 | -252.8911 | -252.8911
2030 | NIWCM | High Demand Growth+Ref Gas Supply+Increased Demand Response+Reduced Rankine Availability+Delayed Build+Upgraded HVDC+Constrained Operational Capacity+Low Wind & Solar | -659.6372 | -145.9704 | -28.0389
2031 | NIWCM | High Demand Growth+Ref Gas Supply+Increased Demand Response+Reduced Rankine Availability+Delayed Build+Upgraded HVDC+Constrained Operational Capacity+Low Wind & Solar | -937.1292 | -284.1864 | -124.8989
2032 | NIWCM | High Demand Growth+Ref Gas Supply+Increased Demand Response+Reduced Rankine Availability+Delayed Build+Upgraded HVDC+Constrained Operational Capacity+Low Wind & Solar | -1151.6769 | -435.8263 | -220.1632
2033 | NIWCM | High Demand Growth+Ref Gas Supply+Increased Demand Response+Reduced Rankine Availability+Delayed Build+Upgraded HVDC+Constrained Operational Capacity+Low Wind & Solar | -1279.3768 | -551.3212 | -277.0745
2034 | NIWCM | High Demand Growth+Ref Gas Supply+Increased Demand Response+Reduced Rankine Availability+Delayed Build+Upgraded HVDC+Constrained Operational Capacity+Low Wind & Solar | -1501.7344 | -776.0798 | -478.7392
2035 | NIWCM | High Demand Growth+Ref Gas Supply+Increased Demand Response+Reduced Rankine Availability+Delayed Build+Upgraded HVDC+Constrained Operational Capacity+Low Wind & Solar | -1612.7925 | -914.7587 | -604.7294
2026 | SIWEM_PERC | High Demand Growth+Ref Gas Supply+Increased Demand Response+Reduced Rankine Availability+Delayed Build+Upgraded HVDC+Constrained Operational Capacity+Low Wind & Solar | 17.2783 | 17.2783 | 17.2783
2027 | SIWEM_PERC | High Demand Growth+Ref Gas Supply+Increased Demand Response+Reduced Rankine Availability+Delayed Build+Upgraded HVDC+Constrained Operational Capacity+Low Wind & Solar | 12.6546 | 12.7157 | 12.7157
2028 | SIWEM_PERC | High Demand Growth+Ref Gas Supply+Increased Demand Response+Reduced Rankine Availability+Delayed Build+Upgraded HVDC+Constrained Operational Capacity+Low Wind & Solar | 8.4705 | 10.0745 | 10.0745
2029 | SIWEM_PERC | High Demand Growth+Ref Gas Supply+Increased Demand Response+Reduced Rankine Availability+Delayed Build+Upgraded HVDC+Constrained Operational Capacity+Low Wind & Solar | 1.9088 | 5.8024 | 5.8024
2030 | SIWEM_PERC | High Demand Growth+Ref Gas Supply+Increased Demand Response+Reduced Rankine Availability+Delayed Build+Upgraded HVDC+Constrained Operational Capacity+Low Wind & Solar | -4.2769 | 4.9103 | 14.6899
2031 | SIWEM_PERC | High Demand Growth+Ref Gas Supply+Increased Demand Response+Reduced Rankine Availability+Delayed Build+Upgraded HVDC+Constrained Operational Capacity+Low Wind & Solar | -9.5005 | -0.8391 | 9.7783
2032 | SIWEM_PERC | High Demand Growth+Ref Gas Supply+Increased Demand Response+Reduced Rankine Availability+Delayed Build+Upgraded HVDC+Constrained Operational Capacity+Low Wind & Solar | -11.248 | -1.4502 | 12.7842
2033 | SIWEM_PERC | High Demand Growth+Ref Gas Supply+Increased Demand Response+Reduced Rankine Availability+Delayed Build+Upgraded HVDC+Constrained Operational Capacity+Low Wind & Solar | -12.8456 | -3.2532 | 14.1177
2034 | SIWEM_PERC | High Demand Growth+Ref Gas Supply+Increased Demand Response+Reduced Rankine Availability+Delayed Build+Upgraded HVDC+Constrained Operational Capacity+Low Wind & Solar | -14.5725 | -5.2022 | 11.7666
2035 | SIWEM_PERC | High Demand Growth+Ref Gas Supply+Increased Demand Response+Reduced Rankine Availability+Delayed Build+Upgraded HVDC+Constrained Operational Capacity+Low Wind & Solar | -15.8119 | -6.612 | 10.0483
2026 | NZWEM_PERC | High Demand Growth+Very Low Gas Supply | 15.5244 | 15.5795 | 15.5795
2027 | NZWEM_PERC | High Demand Growth+Very Low Gas Supply | 12.4481 | 14.1689 | 14.4664
2028 | NZWEM_PERC | High Demand Growth+Very Low Gas Supply | 3.4677 | 10.7461 | 14.783
2029 | NZWEM_PERC | High Demand Growth+Very Low Gas Supply | -3.4871 | 6.415 | 14.2495
2030 | NZWEM_PERC | High Demand Growth+Very Low Gas Supply | -9.7133 | 1.4982 | 13.7955
2031 | NZWEM_PERC | High Demand Growth+Very Low Gas Supply | -13.0693 | -2.2498 | 14.528
2032 | NZWEM_PERC | High Demand Growth+Very Low Gas Supply | -15.1444 | -4.3104 | 12.8316
2033 | NZWEM_PERC | High Demand Growth+Very Low Gas Supply | -16.9055 | -6.3475 | 11.7947
2034 | NZWEM_PERC | High Demand Growth+Very Low Gas Supply | -18.8784 | -8.2807 | 9.3351
2035 | NZWEM_PERC | High Demand Growth+Very Low Gas Supply | -20.3166 | -9.8929 | 7.3075
2026 | NIWCM | High Demand Growth+Very Low Gas Supply | 861.0651 | 861.8649 | 861.8649
2027 | NIWCM | High Demand Growth+Very Low Gas Supply | 989.1942 | 1020.6942 | 1025.2307
2028 | NIWCM | High Demand Growth+Very Low Gas Supply | 852.4837 | 1511.8444 | 1594.489
2029 | NIWCM | High Demand Growth+Very Low Gas Supply | 286.4419 | 1189.2023 | 1529.1362
2030 | NIWCM | High Demand Growth+Very Low Gas Supply | -756.3875 | 278.3872 | 854.6374
2031 | NIWCM | High Demand Growth+Very Low Gas Supply | -1026.5555 | 23.911 | 852.0416
2032 | NIWCM | High Demand Growth+Very Low Gas Supply | -1248.0664 | -177.8232 | 688.811
2033 | NIWCM | High Demand Growth+Very Low Gas Supply | -1456.1299 | -380.7515 | 557.5918
2034 | NIWCM | High Demand Growth+Very Low Gas Supply | -1657.5682 | -571.8123 | 447.9777
2035 | NIWCM | High Demand Growth+Very Low Gas Supply | -1771.9663 | -729.642 | 292.1743
2026 | SIWEM_PERC | High Demand Growth+Very Low Gas Supply | 41.6258 | 41.7797 | 41.7797
2027 | SIWEM_PERC | High Demand Growth+Very Low Gas Supply | 32.463 | 37.2107 | 38.0314
2028 | SIWEM_PERC | High Demand Growth+Very Low Gas Supply | 9.4253 | 27.1905 | 38.1739
2029 | SIWEM_PERC | High Demand Growth+Very Low Gas Supply | 2.2232 | 15.0106 | 36.0499
2030 | SIWEM_PERC | High Demand Growth+Very Low Gas Supply | -5.5519 | 5.9718 | 33.9788
2031 | SIWEM_PERC | High Demand Growth+Very Low Gas Supply | -10.8611 | -0.015648 | 35.1423
2032 | SIWEM_PERC | High Demand Growth+Very Low Gas Supply | -12.6391 | -2.04 | 30.8476
2033 | SIWEM_PERC | High Demand Growth+Very Low Gas Supply | -14.2635 | -3.8927 | 28.1918
2034 | SIWEM_PERC | High Demand Growth+Very Low Gas Supply | -16.0174 | -5.893 | 21.8038
2035 | SIWEM_PERC | High Demand Growth+Very Low Gas Supply | -17.2782 | -7.3427 | 16.4975
2026 | NZWEM_PERC | High Demand Growth+Very Low Gas Supply+Low Wind & Solar | 14.3675 | 14.4173 | 14.4173
2027 | NZWEM_PERC | High Demand Growth+Very Low Gas Supply+Low Wind & Solar | 11.1861 | 12.7391 | 13.0076
2028 | NZWEM_PERC | High Demand Growth+Very Low Gas Supply+Low Wind & Solar | 2.169 | 8.7376 | 12.3807
2029 | NZWEM_PERC | High Demand Growth+Very Low Gas Supply+Low Wind & Solar | -4.7508 | 4.1855 | 11.2558
2030 | NZWEM_PERC | High Demand Growth+Very Low Gas Supply+Low Wind & Solar | -10.8994 | -0.73868 | 10.3911
2031 | NZWEM_PERC | High Demand Growth+Very Low Gas Supply+Low Wind & Solar | -14.206 | -4.3934 | 10.7785
2032 | NZWEM_PERC | High Demand Growth+Very Low Gas Supply+Low Wind & Solar | -16.249 | -6.4247 | 9.1048
2033 | NZWEM_PERC | High Demand Growth+Very Low Gas Supply+Low Wind & Solar | -17.982 | -8.408 | 8.0227
2034 | NZWEM_PERC | High Demand Growth+Very Low Gas Supply+Low Wind & Solar | -19.9236 | -10.2814 | 5.6725
2035 | NZWEM_PERC | High Demand Growth+Very Low Gas Supply+Low Wind & Solar | -21.3371 | -11.8464 | 3.7313
2026 | NIWCM | High Demand Growth+Very Low Gas Supply+Low Wind & Solar | 861.0651 | 861.8649 | 861.8649
2027 | NIWCM | High Demand Growth+Very Low Gas Supply+Low Wind & Solar | 989.1942 | 1020.6942 | 1025.2307
2028 | NIWCM | High Demand Growth+Very Low Gas Supply+Low Wind & Solar | 852.4837 | 1511.8444 | 1594.489
2029 | NIWCM | High Demand Growth+Very Low Gas Supply+Low Wind & Solar | 286.4419 | 1189.2023 | 1529.1362
2030 | NIWCM | High Demand Growth+Very Low Gas Supply+Low Wind & Solar | -756.3875 | 278.3872 | 854.6374
2031 | NIWCM | High Demand Growth+Very Low Gas Supply+Low Wind & Solar | -1026.5555 | 23.911 | 852.0416
2032 | NIWCM | High Demand Growth+Very Low Gas Supply+Low Wind & Solar | -1248.0664 | -177.8232 | 688.811
2033 | NIWCM | High Demand Growth+Very Low Gas Supply+Low Wind & Solar | -1456.1299 | -380.7515 | 557.5918
2034 | NIWCM | High Demand Growth+Very Low Gas Supply+Low Wind & Solar | -1657.5682 | -571.8123 | 447.9777
2035 | NIWCM | High Demand Growth+Very Low Gas Supply+Low Wind & Solar | -1771.9663 | -729.642 | 292.1743
2026 | SIWEM_PERC | High Demand Growth+Very Low Gas Supply+Low Wind & Solar | 38.3954 | 38.5342 | 38.5342
2027 | SIWEM_PERC | High Demand Growth+Very Low Gas Supply+Low Wind & Solar | 28.9814 | 33.2659 | 34.0067
2028 | SIWEM_PERC | High Demand Growth+Very Low Gas Supply+Low Wind & Solar | 8.5186 | 21.7256 | 31.6378
2029 | SIWEM_PERC | High Demand Growth+Very Low Gas Supply+Low Wind & Solar | 1.3791 | 11.1414 | 28.0106
2030 | SIWEM_PERC | High Demand Growth+Very Low Gas Supply+Low Wind & Solar | -6.3293 | 4.0704 | 25.0086
2031 | SIWEM_PERC | High Demand Growth+Very Low Gas Supply+Low Wind & Solar | -11.5927 | -1.8051 | 25.4399
2032 | SIWEM_PERC | High Demand Growth+Very Low Gas Supply+Low Wind & Solar | -13.3541 | -3.7888 | 21.1488
2033 | SIWEM_PERC | High Demand Growth+Very Low Gas Supply+Low Wind & Solar | -14.9631 | -5.6039 | 18.3358
2034 | SIWEM_PERC | High Demand Growth+Very Low Gas Supply+Low Wind & Solar | -16.7004 | -7.5635 | 12.182
2035 | SIWEM_PERC | High Demand Growth+Very Low Gas Supply+Low Wind & Solar | -17.9484 | -8.982 | 7.2554
2026 | NZWEM_PERC | High Demand Growth+Very Low Gas Supply+Constrained Operational Capacity | 15.5244 | 15.5795 | 15.5795
2027 | NZWEM_PERC | High Demand Growth+Very Low Gas Supply+Constrained Operational Capacity | 12.4481 | 14.1689 | 14.4664
2028 | NZWEM_PERC | High Demand Growth+Very Low Gas Supply+Constrained Operational Capacity | 3.4677 | 10.7461 | 14.783
2029 | NZWEM_PERC | High Demand Growth+Very Low Gas Supply+Constrained Operational Capacity | -3.4871 | 6.415 | 14.2495
2030 | NZWEM_PERC | High Demand Growth+Very Low Gas Supply+Constrained Operational Capacity | -9.7133 | 1.4982 | 13.7955
2031 | NZWEM_PERC | High Demand Growth+Very Low Gas Supply+Constrained Operational Capacity | -13.0693 | -2.2498 | 14.528
2032 | NZWEM_PERC | High Demand Growth+Very Low Gas Supply+Constrained Operational Capacity | -15.1444 | -4.3104 | 12.8316
2033 | NZWEM_PERC | High Demand Growth+Very Low Gas Supply+Constrained Operational Capacity | -16.9055 | -6.3475 | 11.7947
2034 | NZWEM_PERC | High Demand Growth+Very Low Gas Supply+Constrained Operational Capacity | -18.8784 | -8.2807 | 9.3351
2035 | NZWEM_PERC | High Demand Growth+Very Low Gas Supply+Constrained Operational Capacity | -20.3166 | -9.8929 | 7.3075
2026 | NIWCM | High Demand Growth+Very Low Gas Supply+Constrained Operational Capacity | 264.1721 | 264.1721 | 264.1721
2027 | NIWCM | High Demand Growth+Very Low Gas Supply+Constrained Operational Capacity | 362.7771 | 366.8832 | 366.8832
2028 | NIWCM | High Demand Growth+Very Low Gas Supply+Constrained Operational Capacity | 192.5593 | 688.5271 | 696.8696
2029 | NIWCM | High Demand Growth+Very Low Gas Supply+Constrained Operational Capacity | -389.3374 | 261.6038 | 419.4468
2030 | NIWCM | High Demand Growth+Very Low Gas Supply+Constrained Operational Capacity | -1436.7346 | -693.6708 | -479.0413
2031 | NIWCM | High Demand Growth+Very Low Gas Supply+Constrained Operational Capacity | -1709.5639 | -955.1761 | -680.808
2032 | NIWCM | High Demand Growth+Very Low Gas Supply+Constrained Operational Capacity | -1937.6689 | -1173.1896 | -876.4968
2033 | NIWCM | High Demand Growth+Very Low Gas Supply+Constrained Operational Capacity | -2076.0186 | -1380.2883 | -1070.1235
2034 | NIWCM | High Demand Growth+Very Low Gas Supply+Constrained Operational Capacity | -2232.4348 | -1554.5596 | -1188.1404
2035 | NIWCM | High Demand Growth+Very Low Gas Supply+Constrained Operational Capacity | -2346.8329 | -1659.2557 | -1346.5217
2026 | SIWEM_PERC | High Demand Growth+Very Low Gas Supply+Constrained Operational Capacity | 41.6258 | 41.7797 | 41.7797
2027 | SIWEM_PERC | High Demand Growth+Very Low Gas Supply+Constrained Operational Capacity | 32.463 | 37.2107 | 38.0314
2028 | SIWEM_PERC | High Demand Growth+Very Low Gas Supply+Constrained Operational Capacity | 9.4253 | 27.1905 | 38.1739
2029 | SIWEM_PERC | High Demand Growth+Very Low Gas Supply+Constrained Operational Capacity | 2.2232 | 15.0106 | 36.0499
2030 | SIWEM_PERC | High Demand Growth+Very Low Gas Supply+Constrained Operational Capacity | -5.5519 | 5.9718 | 33.9788
2031 | SIWEM_PERC | High Demand Growth+Very Low Gas Supply+Constrained Operational Capacity | -10.8611 | -0.015648 | 35.1423
2032 | SIWEM_PERC | High Demand Growth+Very Low Gas Supply+Constrained Operational Capacity | -12.6391 | -2.04 | 30.8476
2033 | SIWEM_PERC | High Demand Growth+Very Low Gas Supply+Constrained Operational Capacity | -14.2635 | -3.8927 | 28.1918
2034 | SIWEM_PERC | High Demand Growth+Very Low Gas Supply+Constrained Operational Capacity | -16.0174 | -5.893 | 21.8038
2035 | SIWEM_PERC | High Demand Growth+Very Low Gas Supply+Constrained Operational Capacity | -17.2782 | -7.3427 | 16.4975
2026 | NZWEM_PERC | High Demand Growth+Very Low Gas Supply+Constrained Operational Capacity+Low Wind & Solar | 14.3675 | 14.4173 | 14.4173
2027 | NZWEM_PERC | High Demand Growth+Very Low Gas Supply+Constrained Operational Capacity+Low Wind & Solar | 11.1861 | 12.7391 | 13.0076
2028 | NZWEM_PERC | High Demand Growth+Very Low Gas Supply+Constrained Operational Capacity+Low Wind & Solar | 2.169 | 8.7376 | 12.3807
2029 | NZWEM_PERC | High Demand Growth+Very Low Gas Supply+Constrained Operational Capacity+Low Wind & Solar | -4.7508 | 4.1855 | 11.2558
2030 | NZWEM_PERC | High Demand Growth+Very Low Gas Supply+Constrained Operational Capacity+Low Wind & Solar | -10.8994 | -0.73868 | 10.3911
2031 | NZWEM_PERC | High Demand Growth+Very Low Gas Supply+Constrained Operational Capacity+Low Wind & Solar | -14.206 | -4.3934 | 10.7785
2032 | NZWEM_PERC | High Demand Growth+Very Low Gas Supply+Constrained Operational Capacity+Low Wind & Solar | -16.249 | -6.4247 | 9.1048
2033 | NZWEM_PERC | High Demand Growth+Very Low Gas Supply+Constrained Operational Capacity+Low Wind & Solar | -17.982 | -8.408 | 8.0227
2034 | NZWEM_PERC | High Demand Growth+Very Low Gas Supply+Constrained Operational Capacity+Low Wind & Solar | -19.9236 | -10.2814 | 5.6725
2035 | NZWEM_PERC | High Demand Growth+Very Low Gas Supply+Constrained Operational Capacity+Low Wind & Solar | -21.3371 | -11.8464 | 3.7313
2026 | NIWCM | High Demand Growth+Very Low Gas Supply+Constrained Operational Capacity+Low Wind & Solar | 264.1721 | 264.1721 | 264.1721
2027 | NIWCM | High Demand Growth+Very Low Gas Supply+Constrained Operational Capacity+Low Wind & Solar | 362.7771 | 366.8832 | 366.8832
2028 | NIWCM | High Demand Growth+Very Low Gas Supply+Constrained Operational Capacity+Low Wind & Solar | 192.5593 | 688.5271 | 696.8696
2029 | NIWCM | High Demand Growth+Very Low Gas Supply+Constrained Operational Capacity+Low Wind & Solar | -389.3374 | 261.6038 | 419.4468
2030 | NIWCM | High Demand Growth+Very Low Gas Supply+Constrained Operational Capacity+Low Wind & Solar | -1436.7346 | -693.6708 | -479.0413
2031 | NIWCM | High Demand Growth+Very Low Gas Supply+Constrained Operational Capacity+Low Wind & Solar | -1709.5639 | -955.1761 | -680.808
2032 | NIWCM | High Demand Growth+Very Low Gas Supply+Constrained Operational Capacity+Low Wind & Solar | -1937.6689 | -1173.1896 | -876.4968
2033 | NIWCM | High Demand Growth+Very Low Gas Supply+Constrained Operational Capacity+Low Wind & Solar | -2076.0186 | -1380.2883 | -1070.1235
2034 | NIWCM | High Demand Growth+Very Low Gas Supply+Constrained Operational Capacity+Low Wind & Solar | -2232.4348 | -1554.5596 | -1188.1404
2035 | NIWCM | High Demand Growth+Very Low Gas Supply+Constrained Operational Capacity+Low Wind & Solar | -2346.8329 | -1659.2557 | -1346.5217
2026 | SIWEM_PERC | High Demand Growth+Very Low Gas Supply+Constrained Operational Capacity+Low Wind & Solar | 38.3954 | 38.5342 | 38.5342
2027 | SIWEM_PERC | High Demand Growth+Very Low Gas Supply+Constrained Operational Capacity+Low Wind & Solar | 28.9814 | 33.2659 | 34.0067
2028 | SIWEM_PERC | High Demand Growth+Very Low Gas Supply+Constrained Operational Capacity+Low Wind & Solar | 8.5186 | 21.7256 | 31.6378
2029 | SIWEM_PERC | High Demand Growth+Very Low Gas Supply+Constrained Operational Capacity+Low Wind & Solar | 1.3791 | 11.1414 | 28.0106
2030 | SIWEM_PERC | High Demand Growth+Very Low Gas Supply+Constrained Operational Capacity+Low Wind & Solar | -6.3293 | 4.0704 | 25.0086
2031 | SIWEM_PERC | High Demand Growth+Very Low Gas Supply+Constrained Operational Capacity+Low Wind & Solar | -11.5927 | -1.8051 | 25.4399
2032 | SIWEM_PERC | High Demand Growth+Very Low Gas Supply+Constrained Operational Capacity+Low Wind & Solar | -13.3541 | -3.7888 | 21.1488
2033 | SIWEM_PERC | High Demand Growth+Very Low Gas Supply+Constrained Operational Capacity+Low Wind & Solar | -14.9631 | -5.6039 | 18.3358
2034 | SIWEM_PERC | High Demand Growth+Very Low Gas Supply+Constrained Operational Capacity+Low Wind & Solar | -16.7004 | -7.5635 | 12.182
2035 | SIWEM_PERC | High Demand Growth+Very Low Gas Supply+Constrained Operational Capacity+Low Wind & Solar | -17.9484 | -8.982 | 7.2554
2026 | NZWEM_PERC | High Demand Growth+Very Low Gas Supply+Upgraded HVDC | 15.5244 | 15.5795 | 15.5795
2027 | NZWEM_PERC | High Demand Growth+Very Low Gas Supply+Upgraded HVDC | 12.4481 | 14.1689 | 14.4664
2028 | NZWEM_PERC | High Demand Growth+Very Low Gas Supply+Upgraded HVDC | 3.4677 | 10.7461 | 14.783
2029 | NZWEM_PERC | High Demand Growth+Very Low Gas Supply+Upgraded HVDC | -3.4871 | 6.415 | 14.2495
2030 | NZWEM_PERC | High Demand Growth+Very Low Gas Supply+Upgraded HVDC | -9.7133 | 1.4982 | 13.7955
2031 | NZWEM_PERC | High Demand Growth+Very Low Gas Supply+Upgraded HVDC | -13.0693 | -2.2498 | 14.528
2032 | NZWEM_PERC | High Demand Growth+Very Low Gas Supply+Upgraded HVDC | -15.1444 | -4.3104 | 12.8316
2033 | NZWEM_PERC | High Demand Growth+Very Low Gas Supply+Upgraded HVDC | -16.9055 | -6.3475 | 11.7947
2034 | NZWEM_PERC | High Demand Growth+Very Low Gas Supply+Upgraded HVDC | -18.8784 | -8.2807 | 9.3351
2035 | NZWEM_PERC | High Demand Growth+Very Low Gas Supply+Upgraded HVDC | -20.3166 | -9.8929 | 7.3075
2026 | NIWCM | High Demand Growth+Very Low Gas Supply+Upgraded HVDC | 861.0651 | 861.8649 | 861.8649
2027 | NIWCM | High Demand Growth+Very Low Gas Supply+Upgraded HVDC | 989.1942 | 1020.6942 | 1025.2307
2028 | NIWCM | High Demand Growth+Very Low Gas Supply+Upgraded HVDC | 852.4837 | 1511.8444 | 1594.489
2029 | NIWCM | High Demand Growth+Very Low Gas Supply+Upgraded HVDC | 286.4419 | 1189.2023 | 1529.1362
2030 | NIWCM | High Demand Growth+Very Low Gas Supply+Upgraded HVDC | -756.3875 | 278.3872 | 854.6374
2031 | NIWCM | High Demand Growth+Very Low Gas Supply+Upgraded HVDC | -1026.5555 | 23.911 | 852.0414
2032 | NIWCM | High Demand Growth+Very Low Gas Supply+Upgraded HVDC | -1248.0664 | -177.8232 | 688.811
2033 | NIWCM | High Demand Growth+Very Low Gas Supply+Upgraded HVDC | -1456.1299 | -380.7515 | 557.5918
2034 | NIWCM | High Demand Growth+Very Low Gas Supply+Upgraded HVDC | -1657.5682 | -571.8123 | 447.9777
2035 | NIWCM | High Demand Growth+Very Low Gas Supply+Upgraded HVDC | -1771.9663 | -729.642 | 292.1743
2026 | SIWEM_PERC | High Demand Growth+Very Low Gas Supply+Upgraded HVDC | 41.6258 | 41.7797 | 41.7797
2027 | SIWEM_PERC | High Demand Growth+Very Low Gas Supply+Upgraded HVDC | 32.463 | 37.2107 | 38.0314
2028 | SIWEM_PERC | High Demand Growth+Very Low Gas Supply+Upgraded HVDC | 9.4253 | 27.1905 | 38.1739
2029 | SIWEM_PERC | High Demand Growth+Very Low Gas Supply+Upgraded HVDC | 2.2232 | 15.0106 | 36.0499
2030 | SIWEM_PERC | High Demand Growth+Very Low Gas Supply+Upgraded HVDC | -5.5519 | 5.9718 | 33.9788
2031 | SIWEM_PERC | High Demand Growth+Very Low Gas Supply+Upgraded HVDC | -10.8611 | -0.015648 | 35.1423
2032 | SIWEM_PERC | High Demand Growth+Very Low Gas Supply+Upgraded HVDC | -12.6391 | -2.04 | 30.8476
2033 | SIWEM_PERC | High Demand Growth+Very Low Gas Supply+Upgraded HVDC | -14.2635 | -3.8927 | 28.1918
2034 | SIWEM_PERC | High Demand Growth+Very Low Gas Supply+Upgraded HVDC | -16.0174 | -5.893 | 21.8038
2035 | SIWEM_PERC | High Demand Growth+Very Low Gas Supply+Upgraded HVDC | -17.2782 | -7.3427 | 16.4975
2026 | NZWEM_PERC | High Demand Growth+Very Low Gas Supply+Upgraded HVDC+Low Wind & Solar | 14.3675 | 14.4173 | 14.4173
2027 | NZWEM_PERC | High Demand Growth+Very Low Gas Supply+Upgraded HVDC+Low Wind & Solar | 11.1861 | 12.7391 | 13.0076
2028 | NZWEM_PERC | High Demand Growth+Very Low Gas Supply+Upgraded HVDC+Low Wind & Solar | 2.169 | 8.7376 | 12.3807
2029 | NZWEM_PERC | High Demand Growth+Very Low Gas Supply+Upgraded HVDC+Low Wind & Solar | -4.7508 | 4.1855 | 11.2558
2030 | NZWEM_PERC | High Demand Growth+Very Low Gas Supply+Upgraded HVDC+Low Wind & Solar | -10.8994 | -0.73868 | 10.3911
2031 | NZWEM_PERC | High Demand Growth+Very Low Gas Supply+Upgraded HVDC+Low Wind & Solar | -14.206 | -4.3934 | 10.7785
2032 | NZWEM_PERC | High Demand Growth+Very Low Gas Supply+Upgraded HVDC+Low Wind & Solar | -16.249 | -6.4247 | 9.1048
2033 | NZWEM_PERC | High Demand Growth+Very Low Gas Supply+Upgraded HVDC+Low Wind & Solar | -17.982 | -8.408 | 8.0227
2034 | NZWEM_PERC | High Demand Growth+Very Low Gas Supply+Upgraded HVDC+Low Wind & Solar | -19.9236 | -10.2814 | 5.6725
2035 | NZWEM_PERC | High Demand Growth+Very Low Gas Supply+Upgraded HVDC+Low Wind & Solar | -21.3371 | -11.8464 | 3.7313
2026 | NIWCM | High Demand Growth+Very Low Gas Supply+Upgraded HVDC+Low Wind & Solar | 861.0651 | 861.8649 | 861.8649
2027 | NIWCM | High Demand Growth+Very Low Gas Supply+Upgraded HVDC+Low Wind & Solar | 989.1942 | 1020.6942 | 1025.2307
2028 | NIWCM | High Demand Growth+Very Low Gas Supply+Upgraded HVDC+Low Wind & Solar | 852.4837 | 1511.8444 | 1594.489
2029 | NIWCM | High Demand Growth+Very Low Gas Supply+Upgraded HVDC+Low Wind & Solar | 286.4419 | 1189.2023 | 1529.1362
2030 | NIWCM | High Demand Growth+Very Low Gas Supply+Upgraded HVDC+Low Wind & Solar | -756.3875 | 278.3872 | 854.6374
2031 | NIWCM | High Demand Growth+Very Low Gas Supply+Upgraded HVDC+Low Wind & Solar | -1026.5555 | 23.911 | 852.0414
2032 | NIWCM | High Demand Growth+Very Low Gas Supply+Upgraded HVDC+Low Wind & Solar | -1248.0664 | -177.8232 | 688.811
2033 | NIWCM | High Demand Growth+Very Low Gas Supply+Upgraded HVDC+Low Wind & Solar | -1456.1299 | -380.7515 | 557.5918
2034 | NIWCM | High Demand Growth+Very Low Gas Supply+Upgraded HVDC+Low Wind & Solar | -1657.5682 | -571.8123 | 447.9777
2035 | NIWCM | High Demand Growth+Very Low Gas Supply+Upgraded HVDC+Low Wind & Solar | -1771.9663 | -729.642 | 292.1743
2026 | SIWEM_PERC | High Demand Growth+Very Low Gas Supply+Upgraded HVDC+Low Wind & Solar | 38.3954 | 38.5342 | 38.5342
2027 | SIWEM_PERC | High Demand Growth+Very Low Gas Supply+Upgraded HVDC+Low Wind & Solar | 28.9814 | 33.2659 | 34.0067
2028 | SIWEM_PERC | High Demand Growth+Very Low Gas Supply+Upgraded HVDC+Low Wind & Solar | 8.5186 | 21.7256 | 31.6378
2029 | SIWEM_PERC | High Demand Growth+Very Low Gas Supply+Upgraded HVDC+Low Wind & Solar | 1.3791 | 11.1414 | 28.0106
2030 | SIWEM_PERC | High Demand Growth+Very Low Gas Supply+Upgraded HVDC+Low Wind & Solar | -6.3293 | 4.0704 | 25.0086
2031 | SIWEM_PERC | High Demand Growth+Very Low Gas Supply+Upgraded HVDC+Low Wind & Solar | -11.5927 | -1.8051 | 25.4399
2032 | SIWEM_PERC | High Demand Growth+Very Low Gas Supply+Upgraded HVDC+Low Wind & Solar | -13.3541 | -3.7888 | 21.1488
2033 | SIWEM_PERC | High Demand Growth+Very Low Gas Supply+Upgraded HVDC+Low Wind & Solar | -14.9631 | -5.6039 | 18.3358
2034 | SIWEM_PERC | High Demand Growth+Very Low Gas Supply+Upgraded HVDC+Low Wind & Solar | -16.7004 | -7.5635 | 12.182
2035 | SIWEM_PERC | High Demand Growth+Very Low Gas Supply+Upgraded HVDC+Low Wind & Solar | -17.9484 | -8.982 | 7.2554
2026 | NZWEM_PERC | High Demand Growth+Very Low Gas Supply+Upgraded HVDC+Constrained Operational Capacity | 15.5244 | 15.5795 | 15.5795
2027 | NZWEM_PERC | High Demand Growth+Very Low Gas Supply+Upgraded HVDC+Constrained Operational Capacity | 12.4481 | 14.1689 | 14.4664
2028 | NZWEM_PERC | High Demand Growth+Very Low Gas Supply+Upgraded HVDC+Constrained Operational Capacity | 3.4677 | 10.7461 | 14.783
2029 | NZWEM_PERC | High Demand Growth+Very Low Gas Supply+Upgraded HVDC+Constrained Operational Capacity | -3.4871 | 6.415 | 14.2495
2030 | NZWEM_PERC | High Demand Growth+Very Low Gas Supply+Upgraded HVDC+Constrained Operational Capacity | -9.7133 | 1.4982 | 13.7955
2031 | NZWEM_PERC | High Demand Growth+Very Low Gas Supply+Upgraded HVDC+Constrained Operational Capacity | -13.0693 | -2.2498 | 14.528
2032 | NZWEM_PERC | High Demand Growth+Very Low Gas Supply+Upgraded HVDC+Constrained Operational Capacity | -15.1444 | -4.3104 | 12.8316
2033 | NZWEM_PERC | High Demand Growth+Very Low Gas Supply+Upgraded HVDC+Constrained Operational Capacity | -16.9055 | -6.3475 | 11.7947
2034 | NZWEM_PERC | High Demand Growth+Very Low Gas Supply+Upgraded HVDC+Constrained Operational Capacity | -18.8784 | -8.2807 | 9.3351
2035 | NZWEM_PERC | High Demand Growth+Very Low Gas Supply+Upgraded HVDC+Constrained Operational Capacity | -20.3166 | -9.8929 | 7.3075
2026 | NIWCM | High Demand Growth+Very Low Gas Supply+Upgraded HVDC+Constrained Operational Capacity | 264.1721 | 264.1721 | 264.1721
2027 | NIWCM | High Demand Growth+Very Low Gas Supply+Upgraded HVDC+Constrained Operational Capacity | 362.7771 | 366.8832 | 366.8832
2028 | NIWCM | High Demand Growth+Very Low Gas Supply+Upgraded HVDC+Constrained Operational Capacity | 192.5593 | 688.5271 | 696.8696
2029 | NIWCM | High Demand Growth+Very Low Gas Supply+Upgraded HVDC+Constrained Operational Capacity | -389.3374 | 261.6038 | 419.4468
2030 | NIWCM | High Demand Growth+Very Low Gas Supply+Upgraded HVDC+Constrained Operational Capacity | -1436.7346 | -693.6708 | -479.0413
2031 | NIWCM | High Demand Growth+Very Low Gas Supply+Upgraded HVDC+Constrained Operational Capacity | -1709.5639 | -955.1761 | -680.808
2032 | NIWCM | High Demand Growth+Very Low Gas Supply+Upgraded HVDC+Constrained Operational Capacity | -1937.6689 | -1173.1896 | -876.4968
2033 | NIWCM | High Demand Growth+Very Low Gas Supply+Upgraded HVDC+Constrained Operational Capacity | -2076.0186 | -1380.2883 | -1070.1235
2034 | NIWCM | High Demand Growth+Very Low Gas Supply+Upgraded HVDC+Constrained Operational Capacity | -2232.4348 | -1554.5596 | -1188.1404
2035 | NIWCM | High Demand Growth+Very Low Gas Supply+Upgraded HVDC+Constrained Operational Capacity | -2346.8329 | -1659.2557 | -1346.5217
2026 | SIWEM_PERC | High Demand Growth+Very Low Gas Supply+Upgraded HVDC+Constrained Operational Capacity | 41.6258 | 41.7797 | 41.7797
2027 | SIWEM_PERC | High Demand Growth+Very Low Gas Supply+Upgraded HVDC+Constrained Operational Capacity | 32.463 | 37.2107 | 38.0314
2028 | SIWEM_PERC | High Demand Growth+Very Low Gas Supply+Upgraded HVDC+Constrained Operational Capacity | 9.4253 | 27.1905 | 38.1739
2029 | SIWEM_PERC | High Demand Growth+Very Low Gas Supply+Upgraded HVDC+Constrained Operational Capacity | 2.2232 | 15.0106 | 36.0499
2030 | SIWEM_PERC | High Demand Growth+Very Low Gas Supply+Upgraded HVDC+Constrained Operational Capacity | -5.5519 | 5.9718 | 33.9788
2031 | SIWEM_PERC | High Demand Growth+Very Low Gas Supply+Upgraded HVDC+Constrained Operational Capacity | -10.8611 | -0.015648 | 35.1423
2032 | SIWEM_PERC | High Demand Growth+Very Low Gas Supply+Upgraded HVDC+Constrained Operational Capacity | -12.6391 | -2.04 | 30.8476
2033 | SIWEM_PERC | High Demand Growth+Very Low Gas Supply+Upgraded HVDC+Constrained Operational Capacity | -14.2635 | -3.8927 | 28.1918
2034 | SIWEM_PERC | High Demand Growth+Very Low Gas Supply+Upgraded HVDC+Constrained Operational Capacity | -16.0174 | -5.893 | 21.8038
2035 | SIWEM_PERC | High Demand Growth+Very Low Gas Supply+Upgraded HVDC+Constrained Operational Capacity | -17.2782 | -7.3427 | 16.4975
2026 | NZWEM_PERC | High Demand Growth+Very Low Gas Supply+Upgraded HVDC+Constrained Operational Capacity+Low Wind & Solar | 14.3675 | 14.4173 | 14.4173
2027 | NZWEM_PERC | High Demand Growth+Very Low Gas Supply+Upgraded HVDC+Constrained Operational Capacity+Low Wind & Solar | 11.1861 | 12.7391 | 13.0076
2028 | NZWEM_PERC | High Demand Growth+Very Low Gas Supply+Upgraded HVDC+Constrained Operational Capacity+Low Wind & Solar | 2.169 | 8.7376 | 12.3807
2029 | NZWEM_PERC | High Demand Growth+Very Low Gas Supply+Upgraded HVDC+Constrained Operational Capacity+Low Wind & Solar | -4.7508 | 4.1855 | 11.2558
2030 | NZWEM_PERC | High Demand Growth+Very Low Gas Supply+Upgraded HVDC+Constrained Operational Capacity+Low Wind & Solar | -10.8994 | -0.73868 | 10.3911
2031 | NZWEM_PERC | High Demand Growth+Very Low Gas Supply+Upgraded HVDC+Constrained Operational Capacity+Low Wind & Solar | -14.206 | -4.3934 | 10.7785
2032 | NZWEM_PERC | High Demand Growth+Very Low Gas Supply+Upgraded HVDC+Constrained Operational Capacity+Low Wind & Solar | -16.249 | -6.4247 | 9.1048
2033 | NZWEM_PERC | High Demand Growth+Very Low Gas Supply+Upgraded HVDC+Constrained Operational Capacity+Low Wind & Solar | -17.982 | -8.408 | 8.0227
2034 | NZWEM_PERC | High Demand Growth+Very Low Gas Supply+Upgraded HVDC+Constrained Operational Capacity+Low Wind & Solar | -19.9236 | -10.2814 | 5.6725
2035 | NZWEM_PERC | High Demand Growth+Very Low Gas Supply+Upgraded HVDC+Constrained Operational Capacity+Low Wind & Solar | -21.3371 | -11.8464 | 3.7313
2026 | NIWCM | High Demand Growth+Very Low Gas Supply+Upgraded HVDC+Constrained Operational Capacity+Low Wind & Solar | 264.1721 | 264.1721 | 264.1721
2027 | NIWCM | High Demand Growth+Very Low Gas Supply+Upgraded HVDC+Constrained Operational Capacity+Low Wind & Solar | 362.7771 | 366.8832 | 366.8832
2028 | NIWCM | High Demand Growth+Very Low Gas Supply+Upgraded HVDC+Constrained Operational Capacity+Low Wind & Solar | 192.5593 | 688.5271 | 696.8696
2029 | NIWCM | High Demand Growth+Very Low Gas Supply+Upgraded HVDC+Constrained Operational Capacity+Low Wind & Solar | -389.3374 | 261.6038 | 419.4468
2030 | NIWCM | High Demand Growth+Very Low Gas Supply+Upgraded HVDC+Constrained Operational Capacity+Low Wind & Solar | -1436.7346 | -693.6708 | -479.0413
2031 | NIWCM | High Demand Growth+Very Low Gas Supply+Upgraded HVDC+Constrained Operational Capacity+Low Wind & Solar | -1709.5639 | -955.1761 | -680.808
2032 | NIWCM | High Demand Growth+Very Low Gas Supply+Upgraded HVDC+Constrained Operational Capacity+Low Wind & Solar | -1937.6689 | -1173.1896 | -876.4968
2033 | NIWCM | High Demand Growth+Very Low Gas Supply+Upgraded HVDC+Constrained Operational Capacity+Low Wind & Solar | -2076.0186 | -1380.2883 | -1070.1235
2034 | NIWCM | High Demand Growth+Very Low Gas Supply+Upgraded HVDC+Constrained Operational Capacity+Low Wind & Solar | -2232.4348 | -1554.5596 | -1188.1404
2035 | NIWCM | High Demand Growth+Very Low Gas Supply+Upgraded HVDC+Constrained Operational Capacity+Low Wind & Solar | -2346.8329 | -1659.2557 | -1346.5217
2026 | SIWEM_PERC | High Demand Growth+Very Low Gas Supply+Upgraded HVDC+Constrained Operational Capacity+Low Wind & Solar | 38.3954 | 38.5342 | 38.5342
2027 | SIWEM_PERC | High Demand Growth+Very Low Gas Supply+Upgraded HVDC+Constrained Operational Capacity+Low Wind & Solar | 28.9814 | 33.2659 | 34.0067
2028 | SIWEM_PERC | High Demand Growth+Very Low Gas Supply+Upgraded HVDC+Constrained Operational Capacity+Low Wind & Solar | 8.5186 | 21.7256 | 31.6378
2029 | SIWEM_PERC | High Demand Growth+Very Low Gas Supply+Upgraded HVDC+Constrained Operational Capacity+Low Wind & Solar | 1.3791 | 11.1414 | 28.0106
2030 | SIWEM_PERC | High Demand Growth+Very Low Gas Supply+Upgraded HVDC+Constrained Operational Capacity+Low Wind & Solar | -6.3293 | 4.0704 | 25.0086
2031 | SIWEM_PERC | High Demand Growth+Very Low Gas Supply+Upgraded HVDC+Constrained Operational Capacity+Low Wind & Solar | -11.5927 | -1.8051 | 25.4399
2032 | SIWEM_PERC | High Demand Growth+Very Low Gas Supply+Upgraded HVDC+Constrained Operational Capacity+Low Wind & Solar | -13.3541 | -3.7888 | 21.1488
2033 | SIWEM_PERC | High Demand Growth+Very Low Gas Supply+Upgraded HVDC+Constrained Operational Capacity+Low Wind & Solar | -14.9631 | -5.6039 | 18.3358
2034 | SIWEM_PERC | High Demand Growth+Very Low Gas Supply+Upgraded HVDC+Constrained Operational Capacity+Low Wind & Solar | -16.7004 | -7.5635 | 12.182
2035 | SIWEM_PERC | High Demand Growth+Very Low Gas Supply+Upgraded HVDC+Constrained Operational Capacity+Low Wind & Solar | -17.9484 | -8.982 | 7.2554
2026 | NZWEM_PERC | High Demand Growth+Very Low Gas Supply+Delayed Build | 11.0538 | 11.0538 | 11.0538
2027 | NZWEM_PERC | High Demand Growth+Very Low Gas Supply+Delayed Build | 5.5446 | 5.677 | 5.8341
2028 | NZWEM_PERC | High Demand Growth+Very Low Gas Supply+Delayed Build | -0.28624 | 1.009 | 1.2909
2029 | NZWEM_PERC | High Demand Growth+Very Low Gas Supply+Delayed Build | -4.4824 | -2.015 | -1.2486
2030 | NZWEM_PERC | High Demand Growth+Very Low Gas Supply+Delayed Build | -9.7133 | -2.1833 | 4.1818
2031 | NZWEM_PERC | High Demand Growth+Very Low Gas Supply+Delayed Build | -13.0693 | -3.3131 | 3.7338
2032 | NZWEM_PERC | High Demand Growth+Very Low Gas Supply+Delayed Build | -15.1444 | -5.1119 | 6.3399
2033 | NZWEM_PERC | High Demand Growth+Very Low Gas Supply+Delayed Build | -16.9055 | -7.0574 | 8.8311
2034 | NZWEM_PERC | High Demand Growth+Very Low Gas Supply+Delayed Build | -18.8784 | -9.0129 | 7.2079
2035 | NZWEM_PERC | High Demand Growth+Very Low Gas Supply+Delayed Build | -20.3166 | -10.3066 | 6.8938
2026 | NIWCM | High Demand Growth+Very Low Gas Supply+Delayed Build | 567.4665 | 567.4665 | 567.4665
2027 | NIWCM | High Demand Growth+Very Low Gas Supply+Delayed Build | 587.7296 | 589.7773 | 592.2498
2028 | NIWCM | High Demand Growth+Very Low Gas Supply+Delayed Build | 595.4577 | 616.3802 | 620.9167
2029 | NIWCM | High Demand Growth+Very Low Gas Supply+Delayed Build | 77.1486 | 206.5806 | 220.1729
2030 | NIWCM | High Demand Growth+Very Low Gas Supply+Delayed Build | -812.164 | -80.9701 | 218.054
2031 | NIWCM | High Demand Growth+Very Low Gas Supply+Delayed Build | -1099.494 | -158.8276 | 207.6467
2032 | NIWCM | High Demand Growth+Very Low Gas Supply+Delayed Build | -1321.0049 | -304.1309 | 293.6525
2033 | NIWCM | High Demand Growth+Very Low Gas Supply+Delayed Build | -1456.1299 | -425.7907 | 413.1501
2034 | NIWCM | High Demand Growth+Very Low Gas Supply+Delayed Build | -1657.5682 | -641.9015 | 233.4595
2035 | NIWCM | High Demand Growth+Very Low Gas Supply+Delayed Build | -1771.9663 | -781.974 | 162.6133
2026 | SIWEM_PERC | High Demand Growth+Very Low Gas Supply+Delayed Build | 29.1422 | 29.1422 | 29.1422
2027 | SIWEM_PERC | High Demand Growth+Very Low Gas Supply+Delayed Build | 13.4172 | 13.7826 | 14.216
2028 | SIWEM_PERC | High Demand Growth+Very Low Gas Supply+Delayed Build | 7.3647 | 9.1124 | 9.1124
2029 | SIWEM_PERC | High Demand Growth+Very Low Gas Supply+Delayed Build | 0.6655 | 4.8979 | 4.8979
2030 | SIWEM_PERC | High Demand Growth+Very Low Gas Supply+Delayed Build | -5.5519 | 4.4101 | 15.0142
2031 | SIWEM_PERC | High Demand Growth+Very Low Gas Supply+Delayed Build | -10.8611 | -1.4855 | 10.0074
2032 | SIWEM_PERC | High Demand Growth+Very Low Gas Supply+Delayed Build | -12.6391 | -2.04 | 13.9533
2033 | SIWEM_PERC | High Demand Growth+Very Low Gas Supply+Delayed Build | -14.2635 | -3.8927 | 20.4481
2034 | SIWEM_PERC | High Demand Growth+Very Low Gas Supply+Delayed Build | -16.0174 | -5.893 | 16.2154
2035 | SIWEM_PERC | High Demand Growth+Very Low Gas Supply+Delayed Build | -17.2782 | -7.3427 | 15.4052
2026 | NZWEM_PERC | High Demand Growth+Very Low Gas Supply+Delayed Build+Low Wind & Solar | 10.1737 | 10.1737 | 10.1737
2027 | NZWEM_PERC | High Demand Growth+Very Low Gas Supply+Delayed Build+Low Wind & Solar | 4.6489 | 4.7684 | 4.9102
2028 | NZWEM_PERC | High Demand Growth+Very Low Gas Supply+Delayed Build+Low Wind & Solar | -1.3655 | -0.19662 | 0.057771
2029 | NZWEM_PERC | High Demand Growth+Very Low Gas Supply+Delayed Build+Low Wind & Solar | -5.649 | -3.4223 | -2.7306
2030 | NZWEM_PERC | High Demand Growth+Very Low Gas Supply+Delayed Build+Low Wind & Solar | -10.8994 | -4.1038 | 1.6405
2031 | NZWEM_PERC | High Demand Growth+Very Low Gas Supply+Delayed Build+Low Wind & Solar | -14.206 | -5.4013 | 0.95826
2032 | NZWEM_PERC | High Demand Growth+Very Low Gas Supply+Delayed Build+Low Wind & Solar | -16.249 | -7.195 | 3.1696
2033 | NZWEM_PERC | High Demand Growth+Very Low Gas Supply+Delayed Build+Low Wind & Solar | -17.982 | -9.0874 | 5.2804
2034 | NZWEM_PERC | High Demand Growth+Very Low Gas Supply+Delayed Build+Low Wind & Solar | -19.9236 | -11.0136 | 3.6813
2035 | NZWEM_PERC | High Demand Growth+Very Low Gas Supply+Delayed Build+Low Wind & Solar | -21.3371 | -12.2601 | 3.3176
2026 | NIWCM | High Demand Growth+Very Low Gas Supply+Delayed Build+Low Wind & Solar | 567.4665 | 567.4665 | 567.4665
2027 | NIWCM | High Demand Growth+Very Low Gas Supply+Delayed Build+Low Wind & Solar | 587.7296 | 589.7773 | 592.2498
2028 | NIWCM | High Demand Growth+Very Low Gas Supply+Delayed Build+Low Wind & Solar | 595.4577 | 616.3802 | 620.9167
2029 | NIWCM | High Demand Growth+Very Low Gas Supply+Delayed Build+Low Wind & Solar | 77.1486 | 206.5806 | 220.1729
2030 | NIWCM | High Demand Growth+Very Low Gas Supply+Delayed Build+Low Wind & Solar | -812.164 | -80.9701 | 218.054
2031 | NIWCM | High Demand Growth+Very Low Gas Supply+Delayed Build+Low Wind & Solar | -1099.494 | -158.8276 | 207.6467
2032 | NIWCM | High Demand Growth+Very Low Gas Supply+Delayed Build+Low Wind & Solar | -1321.0049 | -304.1309 | 293.6525
2033 | NIWCM | High Demand Growth+Very Low Gas Supply+Delayed Build+Low Wind & Solar | -1456.1299 | -425.7907 | 413.1501
2034 | NIWCM | High Demand Growth+Very Low Gas Supply+Delayed Build+Low Wind & Solar | -1657.5682 | -641.9015 | 233.4595
2035 | NIWCM | High Demand Growth+Very Low Gas Supply+Delayed Build+Low Wind & Solar | -1771.9663 | -781.974 | 162.6133
2026 | SIWEM_PERC | High Demand Growth+Very Low Gas Supply+Delayed Build+Low Wind & Solar | 26.6846 | 26.6846 | 26.6846
2027 | SIWEM_PERC | High Demand Growth+Very Low Gas Supply+Delayed Build+Low Wind & Solar | 11.0361 | 11.2758 | 11.667
2028 | SIWEM_PERC | High Demand Growth+Very Low Gas Supply+Delayed Build+Low Wind & Solar | 6.659 | 8.2362 | 8.2362
2029 | SIWEM_PERC | High Demand Growth+Very Low Gas Supply+Delayed Build+Low Wind & Solar | -0.026737 | 3.7929 | 3.7929
2030 | SIWEM_PERC | High Demand Growth+Very Low Gas Supply+Delayed Build+Low Wind & Solar | -6.3293 | 2.661 | 12.2309
2031 | SIWEM_PERC | High Demand Growth+Very Low Gas Supply+Delayed Build+Low Wind & Solar | -11.5927 | -3.1316 | 7.2404
2032 | SIWEM_PERC | High Demand Growth+Very Low Gas Supply+Delayed Build+Low Wind & Solar | -13.3541 | -3.7888 | 10.1078
2033 | SIWEM_PERC | High Demand Growth+Very Low Gas Supply+Delayed Build+Low Wind & Solar | -14.9631 | -5.6039 | 11.345
2034 | SIWEM_PERC | High Demand Growth+Very Low Gas Supply+Delayed Build+Low Wind & Solar | -16.7004 | -7.5635 | 8.9827
2035 | SIWEM_PERC | High Demand Growth+Very Low Gas Supply+Delayed Build+Low Wind & Solar | -17.9484 | -8.982 | 7.2554
2026 | NZWEM_PERC | High Demand Growth+Very Low Gas Supply+Delayed Build+Constrained Operational Capacity | 11.0538 | 11.0538 | 11.0538
2027 | NZWEM_PERC | High Demand Growth+Very Low Gas Supply+Delayed Build+Constrained Operational Capacity | 5.5446 | 5.677 | 5.8341
2028 | NZWEM_PERC | High Demand Growth+Very Low Gas Supply+Delayed Build+Constrained Operational Capacity | -0.28624 | 1.009 | 1.2909
2029 | NZWEM_PERC | High Demand Growth+Very Low Gas Supply+Delayed Build+Constrained Operational Capacity | -4.4824 | -2.015 | -1.2486
2030 | NZWEM_PERC | High Demand Growth+Very Low Gas Supply+Delayed Build+Constrained Operational Capacity | -9.7133 | -2.1833 | 4.1818
2031 | NZWEM_PERC | High Demand Growth+Very Low Gas Supply+Delayed Build+Constrained Operational Capacity | -13.0693 | -3.3131 | 3.7338
2032 | NZWEM_PERC | High Demand Growth+Very Low Gas Supply+Delayed Build+Constrained Operational Capacity | -15.1444 | -5.1119 | 6.3399
2033 | NZWEM_PERC | High Demand Growth+Very Low Gas Supply+Delayed Build+Constrained Operational Capacity | -16.9055 | -7.0574 | 8.8311
2034 | NZWEM_PERC | High Demand Growth+Very Low Gas Supply+Delayed Build+Constrained Operational Capacity | -18.8784 | -9.0129 | 7.2079
2035 | NZWEM_PERC | High Demand Growth+Very Low Gas Supply+Delayed Build+Constrained Operational Capacity | -20.3166 | -10.3066 | 6.8938
2026 | NIWCM | High Demand Growth+Very Low Gas Supply+Delayed Build+Constrained Operational Capacity | 33.1014 | 33.1014 | 33.1014
2027 | NIWCM | High Demand Growth+Very Low Gas Supply+Delayed Build+Constrained Operational Capacity | 43.4476 | 43.4476 | 43.4476
2028 | NIWCM | High Demand Growth+Very Low Gas Supply+Delayed Build+Constrained Operational Capacity | -17.6468 | -17.6468 | -17.6468
2029 | NIWCM | High Demand Growth+Very Low Gas Supply+Delayed Build+Constrained Operational Capacity | -569.6575 | -487.434 | -487.434
2030 | NIWCM | High Demand Growth+Very Low Gas Supply+Delayed Build+Constrained Operational Capacity | -1492.5111 | -977.4548 | -859.4756
2031 | NIWCM | High Demand Growth+Very Low Gas Supply+Delayed Build+Constrained Operational Capacity | -1782.5024 | -1126.8187 | -967.4996
2032 | NIWCM | High Demand Growth+Very Low Gas Supply+Delayed Build+Constrained Operational Capacity | -2010.6074 | -1284.9173 | -1069.1533
2033 | NIWCM | High Demand Growth+Very Low Gas Supply+Delayed Build+Constrained Operational Capacity | -2076.0186 | -1410.7475 | -1132.0352
2034 | NIWCM | High Demand Growth+Very Low Gas Supply+Delayed Build+Constrained Operational Capacity | -2232.4348 | -1624.6488 | -1345.4586
2035 | NIWCM | High Demand Growth+Very Low Gas Supply+Delayed Build+Constrained Operational Capacity | -2346.8329 | -1711.5877 | -1476.0827
2026 | SIWEM_PERC | High Demand Growth+Very Low Gas Supply+Delayed Build+Constrained Operational Capacity | 29.1422 | 29.1422 | 29.1422
2027 | SIWEM_PERC | High Demand Growth+Very Low Gas Supply+Delayed Build+Constrained Operational Capacity | 13.4172 | 13.7826 | 14.216
2028 | SIWEM_PERC | High Demand Growth+Very Low Gas Supply+Delayed Build+Constrained Operational Capacity | 7.3647 | 9.1124 | 9.1124
2029 | SIWEM_PERC | High Demand Growth+Very Low Gas Supply+Delayed Build+Constrained Operational Capacity | 0.6655 | 4.8979 | 4.8979
2030 | SIWEM_PERC | High Demand Growth+Very Low Gas Supply+Delayed Build+Constrained Operational Capacity | -5.5519 | 4.4101 | 15.0142
2031 | SIWEM_PERC | High Demand Growth+Very Low Gas Supply+Delayed Build+Constrained Operational Capacity | -10.8611 | -1.4855 | 10.0074
2032 | SIWEM_PERC | High Demand Growth+Very Low Gas Supply+Delayed Build+Constrained Operational Capacity | -12.6391 | -2.04 | 13.9533
2033 | SIWEM_PERC | High Demand Growth+Very Low Gas Supply+Delayed Build+Constrained Operational Capacity | -14.2635 | -3.8927 | 20.4481
2034 | SIWEM_PERC | High Demand Growth+Very Low Gas Supply+Delayed Build+Constrained Operational Capacity | -16.0174 | -5.893 | 16.2154
2035 | SIWEM_PERC | High Demand Growth+Very Low Gas Supply+Delayed Build+Constrained Operational Capacity | -17.2782 | -7.3427 | 15.4052
2026 | NZWEM_PERC | High Demand Growth+Very Low Gas Supply+Delayed Build+Constrained Operational Capacity+Low Wind & Solar | 10.1737 | 10.1737 | 10.1737
2027 | NZWEM_PERC | High Demand Growth+Very Low Gas Supply+Delayed Build+Constrained Operational Capacity+Low Wind & Solar | 4.6489 | 4.7684 | 4.9102
2028 | NZWEM_PERC | High Demand Growth+Very Low Gas Supply+Delayed Build+Constrained Operational Capacity+Low Wind & Solar | -1.3655 | -0.19662 | 0.057771
2029 | NZWEM_PERC | High Demand Growth+Very Low Gas Supply+Delayed Build+Constrained Operational Capacity+Low Wind & Solar | -5.649 | -3.4223 | -2.7306
2030 | NZWEM_PERC | High Demand Growth+Very Low Gas Supply+Delayed Build+Constrained Operational Capacity+Low Wind & Solar | -10.8994 | -4.1038 | 1.6405
2031 | NZWEM_PERC | High Demand Growth+Very Low Gas Supply+Delayed Build+Constrained Operational Capacity+Low Wind & Solar | -14.206 | -5.4013 | 0.95826
2032 | NZWEM_PERC | High Demand Growth+Very Low Gas Supply+Delayed Build+Constrained Operational Capacity+Low Wind & Solar | -16.249 | -7.195 | 3.1696
2033 | NZWEM_PERC | High Demand Growth+Very Low Gas Supply+Delayed Build+Constrained Operational Capacity+Low Wind & Solar | -17.982 | -9.0874 | 5.2804
2034 | NZWEM_PERC | High Demand Growth+Very Low Gas Supply+Delayed Build+Constrained Operational Capacity+Low Wind & Solar | -19.9236 | -11.0136 | 3.6813
2035 | NZWEM_PERC | High Demand Growth+Very Low Gas Supply+Delayed Build+Constrained Operational Capacity+Low Wind & Solar | -21.3371 | -12.2601 | 3.3176
2026 | NIWCM | High Demand Growth+Very Low Gas Supply+Delayed Build+Constrained Operational Capacity+Low Wind & Solar | 33.1014 | 33.1014 | 33.1014
2027 | NIWCM | High Demand Growth+Very Low Gas Supply+Delayed Build+Constrained Operational Capacity+Low Wind & Solar | 43.4476 | 43.4476 | 43.4476
2028 | NIWCM | High Demand Growth+Very Low Gas Supply+Delayed Build+Constrained Operational Capacity+Low Wind & Solar | -17.6468 | -17.6468 | -17.6468
2029 | NIWCM | High Demand Growth+Very Low Gas Supply+Delayed Build+Constrained Operational Capacity+Low Wind & Solar | -569.6575 | -487.434 | -487.434
2030 | NIWCM | High Demand Growth+Very Low Gas Supply+Delayed Build+Constrained Operational Capacity+Low Wind & Solar | -1492.5111 | -977.4548 | -859.4756
2031 | NIWCM | High Demand Growth+Very Low Gas Supply+Delayed Build+Constrained Operational Capacity+Low Wind & Solar | -1782.5024 | -1126.8187 | -967.4996
2032 | NIWCM | High Demand Growth+Very Low Gas Supply+Delayed Build+Constrained Operational Capacity+Low Wind & Solar | -2010.6074 | -1284.9173 | -1069.1533
2033 | NIWCM | High Demand Growth+Very Low Gas Supply+Delayed Build+Constrained Operational Capacity+Low Wind & Solar | -2076.0186 | -1410.7475 | -1132.0352
2034 | NIWCM | High Demand Growth+Very Low Gas Supply+Delayed Build+Constrained Operational Capacity+Low Wind & Solar | -2232.4348 | -1624.6488 | -1345.4586
2035 | NIWCM | High Demand Growth+Very Low Gas Supply+Delayed Build+Constrained Operational Capacity+Low Wind & Solar | -2346.8329 | -1711.5877 | -1476.0827
2026 | SIWEM_PERC | High Demand Growth+Very Low Gas Supply+Delayed Build+Constrained Operational Capacity+Low Wind & Solar | 26.6846 | 26.6846 | 26.6846
2027 | SIWEM_PERC | High Demand Growth+Very Low Gas Supply+Delayed Build+Constrained Operational Capacity+Low Wind & Solar | 11.0361 | 11.2758 | 11.667
2028 | SIWEM_PERC | High Demand Growth+Very Low Gas Supply+Delayed Build+Constrained Operational Capacity+Low Wind & Solar | 6.659 | 8.2362 | 8.2362
2029 | SIWEM_PERC | High Demand Growth+Very Low Gas Supply+Delayed Build+Constrained Operational Capacity+Low Wind & Solar | -0.026737 | 3.7929 | 3.7929
2030 | SIWEM_PERC | High Demand Growth+Very Low Gas Supply+Delayed Build+Constrained Operational Capacity+Low Wind & Solar | -6.3293 | 2.661 | 12.2309
2031 | SIWEM_PERC | High Demand Growth+Very Low Gas Supply+Delayed Build+Constrained Operational Capacity+Low Wind & Solar | -11.5927 | -3.1316 | 7.2404
2032 | SIWEM_PERC | High Demand Growth+Very Low Gas Supply+Delayed Build+Constrained Operational Capacity+Low Wind & Solar | -13.3541 | -3.7888 | 10.1078
2033 | SIWEM_PERC | High Demand Growth+Very Low Gas Supply+Delayed Build+Constrained Operational Capacity+Low Wind & Solar | -14.9631 | -5.6039 | 11.345
2034 | SIWEM_PERC | High Demand Growth+Very Low Gas Supply+Delayed Build+Constrained Operational Capacity+Low Wind & Solar | -16.7004 | -7.5635 | 8.9827
2035 | SIWEM_PERC | High Demand Growth+Very Low Gas Supply+Delayed Build+Constrained Operational Capacity+Low Wind & Solar | -17.9484 | -8.982 | 7.2554
2026 | NZWEM_PERC | High Demand Growth+Very Low Gas Supply+Delayed Build+Upgraded HVDC | 11.0538 | 11.0538 | 11.0538
2027 | NZWEM_PERC | High Demand Growth+Very Low Gas Supply+Delayed Build+Upgraded HVDC | 5.5446 | 5.677 | 5.8341
2028 | NZWEM_PERC | High Demand Growth+Very Low Gas Supply+Delayed Build+Upgraded HVDC | -0.28624 | 1.009 | 1.2909
2029 | NZWEM_PERC | High Demand Growth+Very Low Gas Supply+Delayed Build+Upgraded HVDC | -4.4824 | -2.015 | -1.2486
2030 | NZWEM_PERC | High Demand Growth+Very Low Gas Supply+Delayed Build+Upgraded HVDC | -9.7133 | -2.1833 | 4.1818
2031 | NZWEM_PERC | High Demand Growth+Very Low Gas Supply+Delayed Build+Upgraded HVDC | -13.0693 | -3.3131 | 3.7338
2032 | NZWEM_PERC | High Demand Growth+Very Low Gas Supply+Delayed Build+Upgraded HVDC | -15.1444 | -5.1119 | 6.3399
2033 | NZWEM_PERC | High Demand Growth+Very Low Gas Supply+Delayed Build+Upgraded HVDC | -16.9055 | -7.0574 | 8.8311
2034 | NZWEM_PERC | High Demand Growth+Very Low Gas Supply+Delayed Build+Upgraded HVDC | -18.8784 | -9.0129 | 7.2079
2035 | NZWEM_PERC | High Demand Growth+Very Low Gas Supply+Delayed Build+Upgraded HVDC | -20.3166 | -10.3066 | 6.8938
2026 | NIWCM | High Demand Growth+Very Low Gas Supply+Delayed Build+Upgraded HVDC | 567.4665 | 567.4665 | 567.4665
2027 | NIWCM | High Demand Growth+Very Low Gas Supply+Delayed Build+Upgraded HVDC | 587.7296 | 589.7773 | 592.2498
2028 | NIWCM | High Demand Growth+Very Low Gas Supply+Delayed Build+Upgraded HVDC | 595.4577 | 616.3802 | 620.9167
2029 | NIWCM | High Demand Growth+Very Low Gas Supply+Delayed Build+Upgraded HVDC | 77.1486 | 206.5806 | 220.1729
2030 | NIWCM | High Demand Growth+Very Low Gas Supply+Delayed Build+Upgraded HVDC | -812.164 | -80.9701 | 218.054
2031 | NIWCM | High Demand Growth+Very Low Gas Supply+Delayed Build+Upgraded HVDC | -1099.494 | -158.8276 | 207.6467
2032 | NIWCM | High Demand Growth+Very Low Gas Supply+Delayed Build+Upgraded HVDC | -1321.0049 | -304.1309 | 293.6525
2033 | NIWCM | High Demand Growth+Very Low Gas Supply+Delayed Build+Upgraded HVDC | -1456.1299 | -425.7907 | 413.1501
2034 | NIWCM | High Demand Growth+Very Low Gas Supply+Delayed Build+Upgraded HVDC | -1657.5682 | -641.9015 | 233.4595
2035 | NIWCM | High Demand Growth+Very Low Gas Supply+Delayed Build+Upgraded HVDC | -1771.9663 | -781.974 | 162.6133
2026 | SIWEM_PERC | High Demand Growth+Very Low Gas Supply+Delayed Build+Upgraded HVDC | 29.1422 | 29.1422 | 29.1422
2027 | SIWEM_PERC | High Demand Growth+Very Low Gas Supply+Delayed Build+Upgraded HVDC | 13.4172 | 13.7826 | 14.216
2028 | SIWEM_PERC | High Demand Growth+Very Low Gas Supply+Delayed Build+Upgraded HVDC | 7.3647 | 9.1124 | 9.1124
2029 | SIWEM_PERC | High Demand Growth+Very Low Gas Supply+Delayed Build+Upgraded HVDC | 0.6655 | 4.8979 | 4.8979
2030 | SIWEM_PERC | High Demand Growth+Very Low Gas Supply+Delayed Build+Upgraded HVDC | -5.5519 | 4.4101 | 15.0142
2031 | SIWEM_PERC | High Demand Growth+Very Low Gas Supply+Delayed Build+Upgraded HVDC | -10.8611 | -1.4855 | 10.0074
2032 | SIWEM_PERC | High Demand Growth+Very Low Gas Supply+Delayed Build+Upgraded HVDC | -12.6391 | -2.04 | 13.9533
2033 | SIWEM_PERC | High Demand Growth+Very Low Gas Supply+Delayed Build+Upgraded HVDC | -14.2635 | -3.8927 | 20.4481
2034 | SIWEM_PERC | High Demand Growth+Very Low Gas Supply+Delayed Build+Upgraded HVDC | -16.0174 | -5.893 | 16.2154
2035 | SIWEM_PERC | High Demand Growth+Very Low Gas Supply+Delayed Build+Upgraded HVDC | -17.2782 | -7.3427 | 15.4052
2026 | NZWEM_PERC | High Demand Growth+Very Low Gas Supply+Delayed Build+Upgraded HVDC+Low Wind & Solar | 10.1737 | 10.1737 | 10.1737
2027 | NZWEM_PERC | High Demand Growth+Very Low Gas Supply+Delayed Build+Upgraded HVDC+Low Wind & Solar | 4.6489 | 4.7684 | 4.9102
2028 | NZWEM_PERC | High Demand Growth+Very Low Gas Supply+Delayed Build+Upgraded HVDC+Low Wind & Solar | -1.3655 | -0.19662 | 0.057771
2029 | NZWEM_PERC | High Demand Growth+Very Low Gas Supply+Delayed Build+Upgraded HVDC+Low Wind & Solar | -5.649 | -3.4223 | -2.7306
2030 | NZWEM_PERC | High Demand Growth+Very Low Gas Supply+Delayed Build+Upgraded HVDC+Low Wind & Solar | -10.8994 | -4.1038 | 1.6405
2031 | NZWEM_PERC | High Demand Growth+Very Low Gas Supply+Delayed Build+Upgraded HVDC+Low Wind & Solar | -14.206 | -5.4013 | 0.95826
2032 | NZWEM_PERC | High Demand Growth+Very Low Gas Supply+Delayed Build+Upgraded HVDC+Low Wind & Solar | -16.249 | -7.195 | 3.1696
2033 | NZWEM_PERC | High Demand Growth+Very Low Gas Supply+Delayed Build+Upgraded HVDC+Low Wind & Solar | -17.982 | -9.0874 | 5.2804
2034 | NZWEM_PERC | High Demand Growth+Very Low Gas Supply+Delayed Build+Upgraded HVDC+Low Wind & Solar | -19.9236 | -11.0136 | 3.6813
2035 | NZWEM_PERC | High Demand Growth+Very Low Gas Supply+Delayed Build+Upgraded HVDC+Low Wind & Solar | -21.3371 | -12.2601 | 3.3176
2026 | NIWCM | High Demand Growth+Very Low Gas Supply+Delayed Build+Upgraded HVDC+Low Wind & Solar | 567.4665 | 567.4665 | 567.4665
2027 | NIWCM | High Demand Growth+Very Low Gas Supply+Delayed Build+Upgraded HVDC+Low Wind & Solar | 587.7296 | 589.7773 | 592.2498
2028 | NIWCM | High Demand Growth+Very Low Gas Supply+Delayed Build+Upgraded HVDC+Low Wind & Solar | 595.4577 | 616.3802 | 620.9167
2029 | NIWCM | High Demand Growth+Very Low Gas Supply+Delayed Build+Upgraded HVDC+Low Wind & Solar | 77.1486 | 206.5806 | 220.1729
2030 | NIWCM | High Demand Growth+Very Low Gas Supply+Delayed Build+Upgraded HVDC+Low Wind & Solar | -812.164 | -80.9701 | 218.054
2031 | NIWCM | High Demand Growth+Very Low Gas Supply+Delayed Build+Upgraded HVDC+Low Wind & Solar | -1099.494 | -158.8276 | 207.6467
2032 | NIWCM | High Demand Growth+Very Low Gas Supply+Delayed Build+Upgraded HVDC+Low Wind & Solar | -1321.0049 | -304.1309 | 293.6525
2033 | NIWCM | High Demand Growth+Very Low Gas Supply+Delayed Build+Upgraded HVDC+Low Wind & Solar | -1456.1299 | -425.7907 | 413.1501
2034 | NIWCM | High Demand Growth+Very Low Gas Supply+Delayed Build+Upgraded HVDC+Low Wind & Solar | -1657.5682 | -641.9015 | 233.4595
2035 | NIWCM | High Demand Growth+Very Low Gas Supply+Delayed Build+Upgraded HVDC+Low Wind & Solar | -1771.9663 | -781.974 | 162.6133
2026 | SIWEM_PERC | High Demand Growth+Very Low Gas Supply+Delayed Build+Upgraded HVDC+Low Wind & Solar | 26.6846 | 26.6846 | 26.6846
2027 | SIWEM_PERC | High Demand Growth+Very Low Gas Supply+Delayed Build+Upgraded HVDC+Low Wind & Solar | 11.0361 | 11.2758 | 11.667
2028 | SIWEM_PERC | High Demand Growth+Very Low Gas Supply+Delayed Build+Upgraded HVDC+Low Wind & Solar | 6.659 | 8.2362 | 8.2362
2029 | SIWEM_PERC | High Demand Growth+Very Low Gas Supply+Delayed Build+Upgraded HVDC+Low Wind & Solar | -0.026737 | 3.7929 | 3.7929
2030 | SIWEM_PERC | High Demand Growth+Very Low Gas Supply+Delayed Build+Upgraded HVDC+Low Wind & Solar | -6.3293 | 2.661 | 12.2309
2031 | SIWEM_PERC | High Demand Growth+Very Low Gas Supply+Delayed Build+Upgraded HVDC+Low Wind & Solar | -11.5927 | -3.1316 | 7.2404
2032 | SIWEM_PERC | High Demand Growth+Very Low Gas Supply+Delayed Build+Upgraded HVDC+Low Wind & Solar | -13.3541 | -3.7888 | 10.1078
2033 | SIWEM_PERC | High Demand Growth+Very Low Gas Supply+Delayed Build+Upgraded HVDC+Low Wind & Solar | -14.9631 | -5.6039 | 11.345
2034 | SIWEM_PERC | High Demand Growth+Very Low Gas Supply+Delayed Build+Upgraded HVDC+Low Wind & Solar | -16.7004 | -7.5635 | 8.9827
2035 | SIWEM_PERC | High Demand Growth+Very Low Gas Supply+Delayed Build+Upgraded HVDC+Low Wind & Solar | -17.9484 | -8.982 | 7.2554
2026 | NZWEM_PERC | High Demand Growth+Very Low Gas Supply+Delayed Build+Upgraded HVDC+Constrained Operational Capacity | 11.0538 | 11.0538 | 11.0538
2027 | NZWEM_PERC | High Demand Growth+Very Low Gas Supply+Delayed Build+Upgraded HVDC+Constrained Operational Capacity | 5.5446 | 5.677 | 5.8341
2028 | NZWEM_PERC | High Demand Growth+Very Low Gas Supply+Delayed Build+Upgraded HVDC+Constrained Operational Capacity | -0.28624 | 1.009 | 1.2909
2029 | NZWEM_PERC | High Demand Growth+Very Low Gas Supply+Delayed Build+Upgraded HVDC+Constrained Operational Capacity | -4.4824 | -2.015 | -1.2486
2030 | NZWEM_PERC | High Demand Growth+Very Low Gas Supply+Delayed Build+Upgraded HVDC+Constrained Operational Capacity | -9.7133 | -2.1833 | 4.1818
2031 | NZWEM_PERC | High Demand Growth+Very Low Gas Supply+Delayed Build+Upgraded HVDC+Constrained Operational Capacity | -13.0693 | -3.3131 | 3.7338
2032 | NZWEM_PERC | High Demand Growth+Very Low Gas Supply+Delayed Build+Upgraded HVDC+Constrained Operational Capacity | -15.1444 | -5.1119 | 6.3399
2033 | NZWEM_PERC | High Demand Growth+Very Low Gas Supply+Delayed Build+Upgraded HVDC+Constrained Operational Capacity | -16.9055 | -7.0574 | 8.8311
2034 | NZWEM_PERC | High Demand Growth+Very Low Gas Supply+Delayed Build+Upgraded HVDC+Constrained Operational Capacity | -18.8784 | -9.0129 | 7.2079
2035 | NZWEM_PERC | High Demand Growth+Very Low Gas Supply+Delayed Build+Upgraded HVDC+Constrained Operational Capacity | -20.3166 | -10.3066 | 6.8938
2026 | NIWCM | High Demand Growth+Very Low Gas Supply+Delayed Build+Upgraded HVDC+Constrained Operational Capacity | 33.1014 | 33.1014 | 33.1014
2027 | NIWCM | High Demand Growth+Very Low Gas Supply+Delayed Build+Upgraded HVDC+Constrained Operational Capacity | 43.4476 | 43.4476 | 43.4476
2028 | NIWCM | High Demand Growth+Very Low Gas Supply+Delayed Build+Upgraded HVDC+Constrained Operational Capacity | -17.6468 | -17.6468 | -17.6468
2029 | NIWCM | High Demand Growth+Very Low Gas Supply+Delayed Build+Upgraded HVDC+Constrained Operational Capacity | -569.6575 | -487.434 | -487.434
2030 | NIWCM | High Demand Growth+Very Low Gas Supply+Delayed Build+Upgraded HVDC+Constrained Operational Capacity | -1492.5111 | -977.4548 | -859.4756
2031 | NIWCM | High Demand Growth+Very Low Gas Supply+Delayed Build+Upgraded HVDC+Constrained Operational Capacity | -1782.5024 | -1126.8187 | -967.4996
2032 | NIWCM | High Demand Growth+Very Low Gas Supply+Delayed Build+Upgraded HVDC+Constrained Operational Capacity | -2010.6074 | -1284.9173 | -1069.1533
2033 | NIWCM | High Demand Growth+Very Low Gas Supply+Delayed Build+Upgraded HVDC+Constrained Operational Capacity | -2076.0186 | -1410.7475 | -1132.0352
2034 | NIWCM | High Demand Growth+Very Low Gas Supply+Delayed Build+Upgraded HVDC+Constrained Operational Capacity | -2232.4348 | -1624.6488 | -1345.4586
2035 | NIWCM | High Demand Growth+Very Low Gas Supply+Delayed Build+Upgraded HVDC+Constrained Operational Capacity | -2346.8329 | -1711.5877 | -1476.0827
2026 | SIWEM_PERC | High Demand Growth+Very Low Gas Supply+Delayed Build+Upgraded HVDC+Constrained Operational Capacity | 29.1422 | 29.1422 | 29.1422
2027 | SIWEM_PERC | High Demand Growth+Very Low Gas Supply+Delayed Build+Upgraded HVDC+Constrained Operational Capacity | 13.4172 | 13.7826 | 14.216
2028 | SIWEM_PERC | High Demand Growth+Very Low Gas Supply+Delayed Build+Upgraded HVDC+Constrained Operational Capacity | 7.3647 | 9.1124 | 9.1124
2029 | SIWEM_PERC | High Demand Growth+Very Low Gas Supply+Delayed Build+Upgraded HVDC+Constrained Operational Capacity | 0.6655 | 4.8979 | 4.8979
2030 | SIWEM_PERC | High Demand Growth+Very Low Gas Supply+Delayed Build+Upgraded HVDC+Constrained Operational Capacity | -5.5519 | 4.4101 | 15.0142
2031 | SIWEM_PERC | High Demand Growth+Very Low Gas Supply+Delayed Build+Upgraded HVDC+Constrained Operational Capacity | -10.8611 | -1.4855 | 10.0074
2032 | SIWEM_PERC | High Demand Growth+Very Low Gas Supply+Delayed Build+Upgraded HVDC+Constrained Operational Capacity | -12.6391 | -2.04 | 13.9533
2033 | SIWEM_PERC | High Demand Growth+Very Low Gas Supply+Delayed Build+Upgraded HVDC+Constrained Operational Capacity | -14.2635 | -3.8927 | 20.4481
2034 | SIWEM_PERC | High Demand Growth+Very Low Gas Supply+Delayed Build+Upgraded HVDC+Constrained Operational Capacity | -16.0174 | -5.893 | 16.2154
2035 | SIWEM_PERC | High Demand Growth+Very Low Gas Supply+Delayed Build+Upgraded HVDC+Constrained Operational Capacity | -17.2782 | -7.3427 | 15.4052
2026 | NZWEM_PERC | High Demand Growth+Very Low Gas Supply+Delayed Build+Upgraded HVDC+Constrained Operational Capacity+Low Wind & Solar | 10.1737 | 10.1737 | 10.1737
2027 | NZWEM_PERC | High Demand Growth+Very Low Gas Supply+Delayed Build+Upgraded HVDC+Constrained Operational Capacity+Low Wind & Solar | 4.6489 | 4.7684 | 4.9102
2028 | NZWEM_PERC | High Demand Growth+Very Low Gas Supply+Delayed Build+Upgraded HVDC+Constrained Operational Capacity+Low Wind & Solar | -1.3655 | -0.19662 | 0.057771
2029 | NZWEM_PERC | High Demand Growth+Very Low Gas Supply+Delayed Build+Upgraded HVDC+Constrained Operational Capacity+Low Wind & Solar | -5.649 | -3.4223 | -2.7306
2030 | NZWEM_PERC | High Demand Growth+Very Low Gas Supply+Delayed Build+Upgraded HVDC+Constrained Operational Capacity+Low Wind & Solar | -10.8994 | -4.1038 | 1.6405
2031 | NZWEM_PERC | High Demand Growth+Very Low Gas Supply+Delayed Build+Upgraded HVDC+Constrained Operational Capacity+Low Wind & Solar | -14.206 | -5.4013 | 0.95826
2032 | NZWEM_PERC | High Demand Growth+Very Low Gas Supply+Delayed Build+Upgraded HVDC+Constrained Operational Capacity+Low Wind & Solar | -16.249 | -7.195 | 3.1696
2033 | NZWEM_PERC | High Demand Growth+Very Low Gas Supply+Delayed Build+Upgraded HVDC+Constrained Operational Capacity+Low Wind & Solar | -17.982 | -9.0874 | 5.2804
2034 | NZWEM_PERC | High Demand Growth+Very Low Gas Supply+Delayed Build+Upgraded HVDC+Constrained Operational Capacity+Low Wind & Solar | -19.9236 | -11.0136 | 3.6813
2035 | NZWEM_PERC | High Demand Growth+Very Low Gas Supply+Delayed Build+Upgraded HVDC+Constrained Operational Capacity+Low Wind & Solar | -21.3371 | -12.2601 | 3.3176
2026 | NIWCM | High Demand Growth+Very Low Gas Supply+Delayed Build+Upgraded HVDC+Constrained Operational Capacity+Low Wind & Solar | 33.1014 | 33.1014 | 33.1014
2027 | NIWCM | High Demand Growth+Very Low Gas Supply+Delayed Build+Upgraded HVDC+Constrained Operational Capacity+Low Wind & Solar | 43.4476 | 43.4476 | 43.4476
2028 | NIWCM | High Demand Growth+Very Low Gas Supply+Delayed Build+Upgraded HVDC+Constrained Operational Capacity+Low Wind & Solar | -17.6468 | -17.6468 | -17.6468
2029 | NIWCM | High Demand Growth+Very Low Gas Supply+Delayed Build+Upgraded HVDC+Constrained Operational Capacity+Low Wind & Solar | -569.6575 | -487.434 | -487.434
2030 | NIWCM | High Demand Growth+Very Low Gas Supply+Delayed Build+Upgraded HVDC+Constrained Operational Capacity+Low Wind & Solar | -1492.5111 | -977.4548 | -859.4756
2031 | NIWCM | High Demand Growth+Very Low Gas Supply+Delayed Build+Upgraded HVDC+Constrained Operational Capacity+Low Wind & Solar | -1782.5024 | -1126.8187 | -967.4996
2032 | NIWCM | High Demand Growth+Very Low Gas Supply+Delayed Build+Upgraded HVDC+Constrained Operational Capacity+Low Wind & Solar | -2010.6074 | -1284.9173 | -1069.1533
2033 | NIWCM | High Demand Growth+Very Low Gas Supply+Delayed Build+Upgraded HVDC+Constrained Operational Capacity+Low Wind & Solar | -2076.0186 | -1410.7475 | -1132.0352
2034 | NIWCM | High Demand Growth+Very Low Gas Supply+Delayed Build+Upgraded HVDC+Constrained Operational Capacity+Low Wind & Solar | -2232.4348 | -1624.6488 | -1345.4586
2035 | NIWCM | High Demand Growth+Very Low Gas Supply+Delayed Build+Upgraded HVDC+Constrained Operational Capacity+Low Wind & Solar | -2346.8329 | -1711.5877 | -1476.0827
2026 | SIWEM_PERC | High Demand Growth+Very Low Gas Supply+Delayed Build+Upgraded HVDC+Constrained Operational Capacity+Low Wind & Solar | 26.6846 | 26.6846 | 26.6846
2027 | SIWEM_PERC | High Demand Growth+Very Low Gas Supply+Delayed Build+Upgraded HVDC+Constrained Operational Capacity+Low Wind & Solar | 11.0361 | 11.2758 | 11.667
2028 | SIWEM_PERC | High Demand Growth+Very Low Gas Supply+Delayed Build+Upgraded HVDC+Constrained Operational Capacity+Low Wind & Solar | 6.659 | 8.2362 | 8.2362
2029 | SIWEM_PERC | High Demand Growth+Very Low Gas Supply+Delayed Build+Upgraded HVDC+Constrained Operational Capacity+Low Wind & Solar | -0.026737 | 3.7929 | 3.7929
2030 | SIWEM_PERC | High Demand Growth+Very Low Gas Supply+Delayed Build+Upgraded HVDC+Constrained Operational Capacity+Low Wind & Solar | -6.3293 | 2.661 | 12.2309
2031 | SIWEM_PERC | High Demand Growth+Very Low Gas Supply+Delayed Build+Upgraded HVDC+Constrained Operational Capacity+Low Wind & Solar | -11.5927 | -3.1316 | 7.2404
2032 | SIWEM_PERC | High Demand Growth+Very Low Gas Supply+Delayed Build+Upgraded HVDC+Constrained Operational Capacity+Low Wind & Solar | -13.3541 | -3.7888 | 10.1078
2033 | SIWEM_PERC | High Demand Growth+Very Low Gas Supply+Delayed Build+Upgraded HVDC+Constrained Operational Capacity+Low Wind & Solar | -14.9631 | -5.6039 | 11.345
2034 | SIWEM_PERC | High Demand Growth+Very Low Gas Supply+Delayed Build+Upgraded HVDC+Constrained Operational Capacity+Low Wind & Solar | -16.7004 | -7.5635 | 8.9827
2035 | SIWEM_PERC | High Demand Growth+Very Low Gas Supply+Delayed Build+Upgraded HVDC+Constrained Operational Capacity+Low Wind & Solar | -17.9484 | -8.982 | 7.2554
2026 | NZWEM_PERC | High Demand Growth+Very Low Gas Supply+Reduced Rankine Availability | 11.52 | 11.5751 | 11.5751
2027 | NZWEM_PERC | High Demand Growth+Very Low Gas Supply+Reduced Rankine Availability | 4.7994 | 6.5203 | 6.8178
2028 | NZWEM_PERC | High Demand Growth+Very Low Gas Supply+Reduced Rankine Availability | -3.7795 | 3.499 | 7.5358
2029 | NZWEM_PERC | High Demand Growth+Very Low Gas Supply+Reduced Rankine Availability | -10.3233 | -0.42119 | 7.4133
2030 | NZWEM_PERC | High Demand Growth+Very Low Gas Supply+Reduced Rankine Availability | -16.1297 | -4.9182 | 7.3791
2031 | NZWEM_PERC | High Demand Growth+Very Low Gas Supply+Reduced Rankine Availability | -19.2183 | -8.3988 | 8.379
2032 | NZWEM_PERC | High Demand Growth+Very Low Gas Supply+Reduced Rankine Availability | -21.1197 | -10.2856 | 6.8564
2033 | NZWEM_PERC | High Demand Growth+Very Low Gas Supply+Reduced Rankine Availability | -22.7286 | -12.1705 | 5.9717
2034 | NZWEM_PERC | High Demand Growth+Very Low Gas Supply+Reduced Rankine Availability | -24.5325 | -13.9348 | 3.6811
2035 | NZWEM_PERC | High Demand Growth+Very Low Gas Supply+Reduced Rankine Availability | -25.8373 | -15.4136 | 1.7868
2026 | NIWCM | High Demand Growth+Very Low Gas Supply+Reduced Rankine Availability | 861.0651 | 861.8649 | 861.8649
2027 | NIWCM | High Demand Growth+Very Low Gas Supply+Reduced Rankine Availability | 758.7942 | 790.2942 | 794.8307
2028 | NIWCM | High Demand Growth+Very Low Gas Supply+Reduced Rankine Availability | 622.0837 | 1281.4444 | 1364.089
2029 | NIWCM | High Demand Growth+Very Low Gas Supply+Reduced Rankine Availability | 56.0419 | 958.8023 | 1298.7362
2030 | NIWCM | High Demand Growth+Very Low Gas Supply+Reduced Rankine Availability | -986.7875 | 47.9872 | 624.2374
2031 | NIWCM | High Demand Growth+Very Low Gas Supply+Reduced Rankine Availability | -1256.9555 | -206.489 | 621.6416
2032 | NIWCM | High Demand Growth+Very Low Gas Supply+Reduced Rankine Availability | -1478.4664 | -408.2232 | 458.411
2033 | NIWCM | High Demand Growth+Very Low Gas Supply+Reduced Rankine Availability | -1686.5299 | -611.1515 | 327.1918
2034 | NIWCM | High Demand Growth+Very Low Gas Supply+Reduced Rankine Availability | -1887.9682 | -802.2123 | 217.5777
2035 | NIWCM | High Demand Growth+Very Low Gas Supply+Reduced Rankine Availability | -2002.3663 | -960.042 | 61.7743
2026 | SIWEM_PERC | High Demand Growth+Very Low Gas Supply+Reduced Rankine Availability | 30.4441 | 30.598 | 30.598
2027 | SIWEM_PERC | High Demand Growth+Very Low Gas Supply+Reduced Rankine Availability | 14.9631 | 17.3952 | 17.3952
2028 | SIWEM_PERC | High Demand Growth+Very Low Gas Supply+Reduced Rankine Availability | 9.4253 | 21.0437 | 27.5608
2029 | SIWEM_PERC | High Demand Growth+Very Low Gas Supply+Reduced Rankine Availability | 2.2232 | 13.0406 | 26.3009
2030 | SIWEM_PERC | High Demand Growth+Very Low Gas Supply+Reduced Rankine Availability | -5.5519 | 5.9718 | 22.7136
2031 | SIWEM_PERC | High Demand Growth+Very Low Gas Supply+Reduced Rankine Availability | -10.8611 | -0.015648 | 19.6245
2032 | SIWEM_PERC | High Demand Growth+Very Low Gas Supply+Reduced Rankine Availability | -12.6391 | -2.04 | 17.1541
2033 | SIWEM_PERC | High Demand Growth+Very Low Gas Supply+Reduced Rankine Availability | -14.2635 | -3.8927 | 14.8879
2034 | SIWEM_PERC | High Demand Growth+Very Low Gas Supply+Reduced Rankine Availability | -16.0174 | -5.893 | 12.4414
2035 | SIWEM_PERC | High Demand Growth+Very Low Gas Supply+Reduced Rankine Availability | -17.2782 | -7.3427 | 10.6496
2026 | NZWEM_PERC | High Demand Growth+Very Low Gas Supply+Reduced Rankine Availability+Low Wind & Solar | 10.3631 | 10.4129 | 10.4129
2027 | NZWEM_PERC | High Demand Growth+Very Low Gas Supply+Reduced Rankine Availability+Low Wind & Solar | 3.5374 | 5.0904 | 5.3589
2028 | NZWEM_PERC | High Demand Growth+Very Low Gas Supply+Reduced Rankine Availability+Low Wind & Solar | -5.0781 | 1.4904 | 5.1336
2029 | NZWEM_PERC | High Demand Growth+Very Low Gas Supply+Reduced Rankine Availability+Low Wind & Solar | -11.587 | -2.6507 | 4.4197
2030 | NZWEM_PERC | High Demand Growth+Very Low Gas Supply+Reduced Rankine Availability+Low Wind & Solar | -17.3158 | -7.155 | 3.9747
2031 | NZWEM_PERC | High Demand Growth+Very Low Gas Supply+Reduced Rankine Availability+Low Wind & Solar | -20.3549 | -10.5424 | 4.6296
2032 | NZWEM_PERC | High Demand Growth+Very Low Gas Supply+Reduced Rankine Availability+Low Wind & Solar | -22.2242 | -12.3999 | 3.1296
2033 | NZWEM_PERC | High Demand Growth+Very Low Gas Supply+Reduced Rankine Availability+Low Wind & Solar | -23.805 | -14.231 | 2.1997
2034 | NZWEM_PERC | High Demand Growth+Very Low Gas Supply+Reduced Rankine Availability+Low Wind & Solar | -25.5777 | -15.9355 | 0.018456
2035 | NZWEM_PERC | High Demand Growth+Very Low Gas Supply+Reduced Rankine Availability+Low Wind & Solar | -26.8579 | -17.3671 | -1.7894
2026 | NIWCM | High Demand Growth+Very Low Gas Supply+Reduced Rankine Availability+Low Wind & Solar | 861.0651 | 861.8649 | 861.8649
2027 | NIWCM | High Demand Growth+Very Low Gas Supply+Reduced Rankine Availability+Low Wind & Solar | 758.7942 | 790.2942 | 794.8307
2028 | NIWCM | High Demand Growth+Very Low Gas Supply+Reduced Rankine Availability+Low Wind & Solar | 622.0837 | 1281.4444 | 1364.089
2029 | NIWCM | High Demand Growth+Very Low Gas Supply+Reduced Rankine Availability+Low Wind & Solar | 56.0419 | 958.8023 | 1298.7362
2030 | NIWCM | High Demand Growth+Very Low Gas Supply+Reduced Rankine Availability+Low Wind & Solar | -986.7875 | 47.9872 | 624.2374
2031 | NIWCM | High Demand Growth+Very Low Gas Supply+Reduced Rankine Availability+Low Wind & Solar | -1256.9555 | -206.489 | 621.6416
2032 | NIWCM | High Demand Growth+Very Low Gas Supply+Reduced Rankine Availability+Low Wind & Solar | -1478.4664 | -408.2232 | 458.411
2033 | NIWCM | High Demand Growth+Very Low Gas Supply+Reduced Rankine Availability+Low Wind & Solar | -1686.5299 | -611.1515 | 327.1918
2034 | NIWCM | High Demand Growth+Very Low Gas Supply+Reduced Rankine Availability+Low Wind & Solar | -1887.9682 | -802.2123 | 217.5777
2035 | NIWCM | High Demand Growth+Very Low Gas Supply+Reduced Rankine Availability+Low Wind & Solar | -2002.3663 | -960.042 | 61.7743
2026 | SIWEM_PERC | High Demand Growth+Very Low Gas Supply+Reduced Rankine Availability+Low Wind & Solar | 27.2137 | 27.3525 | 27.3525
2027 | SIWEM_PERC | High Demand Growth+Very Low Gas Supply+Reduced Rankine Availability+Low Wind & Solar | 14.1675 | 16.3623 | 16.3623
2028 | SIWEM_PERC | High Demand Growth+Very Low Gas Supply+Reduced Rankine Availability+Low Wind & Solar | 8.5186 | 19.0039 | 24.8853
2029 | SIWEM_PERC | High Demand Growth+Very Low Gas Supply+Reduced Rankine Availability+Low Wind & Solar | 1.3791 | 11.1414 | 23.1083
2030 | SIWEM_PERC | High Demand Growth+Very Low Gas Supply+Reduced Rankine Availability+Low Wind & Solar | -6.3293 | 4.0704 | 19.1793
2031 | SIWEM_PERC | High Demand Growth+Very Low Gas Supply+Reduced Rankine Availability+Low Wind & Solar | -11.5927 | -1.8051 | 15.9195
2032 | SIWEM_PERC | High Demand Growth+Very Low Gas Supply+Reduced Rankine Availability+Low Wind & Solar | -13.3541 | -3.7888 | 13.5332
2033 | SIWEM_PERC | High Demand Growth+Very Low Gas Supply+Reduced Rankine Availability+Low Wind & Solar | -14.9631 | -5.6039 | 11.345
2034 | SIWEM_PERC | High Demand Growth+Very Low Gas Supply+Reduced Rankine Availability+Low Wind & Solar | -16.7004 | -7.5635 | 8.9827
2035 | SIWEM_PERC | High Demand Growth+Very Low Gas Supply+Reduced Rankine Availability+Low Wind & Solar | -17.9484 | -8.982 | 7.2554
2026 | NZWEM_PERC | High Demand Growth+Very Low Gas Supply+Reduced Rankine Availability+Constrained Operational Capacity | 11.52 | 11.5751 | 11.5751
2027 | NZWEM_PERC | High Demand Growth+Very Low Gas Supply+Reduced Rankine Availability+Constrained Operational Capacity | 4.7994 | 6.5203 | 6.8178
2028 | NZWEM_PERC | High Demand Growth+Very Low Gas Supply+Reduced Rankine Availability+Constrained Operational Capacity | -3.7795 | 3.499 | 7.5358
2029 | NZWEM_PERC | High Demand Growth+Very Low Gas Supply+Reduced Rankine Availability+Constrained Operational Capacity | -10.3233 | -0.42119 | 7.4133
2030 | NZWEM_PERC | High Demand Growth+Very Low Gas Supply+Reduced Rankine Availability+Constrained Operational Capacity | -16.1297 | -4.9182 | 7.3791
2031 | NZWEM_PERC | High Demand Growth+Very Low Gas Supply+Reduced Rankine Availability+Constrained Operational Capacity | -19.2183 | -8.3988 | 8.379
2032 | NZWEM_PERC | High Demand Growth+Very Low Gas Supply+Reduced Rankine Availability+Constrained Operational Capacity | -21.1197 | -10.2856 | 6.8564
2033 | NZWEM_PERC | High Demand Growth+Very Low Gas Supply+Reduced Rankine Availability+Constrained Operational Capacity | -22.7286 | -12.1705 | 5.9717
2034 | NZWEM_PERC | High Demand Growth+Very Low Gas Supply+Reduced Rankine Availability+Constrained Operational Capacity | -24.5325 | -13.9348 | 3.6811
2035 | NZWEM_PERC | High Demand Growth+Very Low Gas Supply+Reduced Rankine Availability+Constrained Operational Capacity | -25.8373 | -15.4136 | 1.7868
2026 | NIWCM | High Demand Growth+Very Low Gas Supply+Reduced Rankine Availability+Constrained Operational Capacity | 264.1721 | 264.1721 | 264.1721
2027 | NIWCM | High Demand Growth+Very Low Gas Supply+Reduced Rankine Availability+Constrained Operational Capacity | 132.3771 | 136.4832 | 136.4832
2028 | NIWCM | High Demand Growth+Very Low Gas Supply+Reduced Rankine Availability+Constrained Operational Capacity | -37.8407 | 458.1271 | 466.4696
2029 | NIWCM | High Demand Growth+Very Low Gas Supply+Reduced Rankine Availability+Constrained Operational Capacity | -619.7374 | 31.2038 | 189.0468
2030 | NIWCM | High Demand Growth+Very Low Gas Supply+Reduced Rankine Availability+Constrained Operational Capacity | -1667.1346 | -924.0708 | -709.4413
2031 | NIWCM | High Demand Growth+Very Low Gas Supply+Reduced Rankine Availability+Constrained Operational Capacity | -1939.9639 | -1185.5761 | -911.208
2032 | NIWCM | High Demand Growth+Very Low Gas Supply+Reduced Rankine Availability+Constrained Operational Capacity | -2168.0689 | -1403.5896 | -1106.8968
2033 | NIWCM | High Demand Growth+Very Low Gas Supply+Reduced Rankine Availability+Constrained Operational Capacity | -2306.4186 | -1610.6883 | -1300.5235
2034 | NIWCM | High Demand Growth+Very Low Gas Supply+Reduced Rankine Availability+Constrained Operational Capacity | -2462.8348 | -1784.9596 | -1418.5404
2035 | NIWCM | High Demand Growth+Very Low Gas Supply+Reduced Rankine Availability+Constrained Operational Capacity | -2577.2329 | -1889.6557 | -1576.9217
2026 | SIWEM_PERC | High Demand Growth+Very Low Gas Supply+Reduced Rankine Availability+Constrained Operational Capacity | 30.4441 | 30.598 | 30.598
2027 | SIWEM_PERC | High Demand Growth+Very Low Gas Supply+Reduced Rankine Availability+Constrained Operational Capacity | 14.9631 | 17.3952 | 17.3952
2028 | SIWEM_PERC | High Demand Growth+Very Low Gas Supply+Reduced Rankine Availability+Constrained Operational Capacity | 9.4253 | 21.0437 | 27.5608
2029 | SIWEM_PERC | High Demand Growth+Very Low Gas Supply+Reduced Rankine Availability+Constrained Operational Capacity | 2.2232 | 13.0406 | 26.3009
2030 | SIWEM_PERC | High Demand Growth+Very Low Gas Supply+Reduced Rankine Availability+Constrained Operational Capacity | -5.5519 | 5.9718 | 22.7136
2031 | SIWEM_PERC | High Demand Growth+Very Low Gas Supply+Reduced Rankine Availability+Constrained Operational Capacity | -10.8611 | -0.015648 | 19.6245
2032 | SIWEM_PERC | High Demand Growth+Very Low Gas Supply+Reduced Rankine Availability+Constrained Operational Capacity | -12.6391 | -2.04 | 17.1541
2033 | SIWEM_PERC | High Demand Growth+Very Low Gas Supply+Reduced Rankine Availability+Constrained Operational Capacity | -14.2635 | -3.8927 | 14.8879
2034 | SIWEM_PERC | High Demand Growth+Very Low Gas Supply+Reduced Rankine Availability+Constrained Operational Capacity | -16.0174 | -5.893 | 12.4414
2035 | SIWEM_PERC | High Demand Growth+Very Low Gas Supply+Reduced Rankine Availability+Constrained Operational Capacity | -17.2782 | -7.3427 | 10.6496
2026 | NZWEM_PERC | High Demand Growth+Very Low Gas Supply+Reduced Rankine Availability+Constrained Operational Capacity+Low Wind & Solar | 10.3631 | 10.4129 | 10.4129
2027 | NZWEM_PERC | High Demand Growth+Very Low Gas Supply+Reduced Rankine Availability+Constrained Operational Capacity+Low Wind & Solar | 3.5374 | 5.0904 | 5.3589
2028 | NZWEM_PERC | High Demand Growth+Very Low Gas Supply+Reduced Rankine Availability+Constrained Operational Capacity+Low Wind & Solar | -5.0781 | 1.4904 | 5.1336
2029 | NZWEM_PERC | High Demand Growth+Very Low Gas Supply+Reduced Rankine Availability+Constrained Operational Capacity+Low Wind & Solar | -11.587 | -2.6507 | 4.4197
2030 | NZWEM_PERC | High Demand Growth+Very Low Gas Supply+Reduced Rankine Availability+Constrained Operational Capacity+Low Wind & Solar | -17.3158 | -7.155 | 3.9747
2031 | NZWEM_PERC | High Demand Growth+Very Low Gas Supply+Reduced Rankine Availability+Constrained Operational Capacity+Low Wind & Solar | -20.3549 | -10.5424 | 4.6296
2032 | NZWEM_PERC | High Demand Growth+Very Low Gas Supply+Reduced Rankine Availability+Constrained Operational Capacity+Low Wind & Solar | -22.2242 | -12.3999 | 3.1296
2033 | NZWEM_PERC | High Demand Growth+Very Low Gas Supply+Reduced Rankine Availability+Constrained Operational Capacity+Low Wind & Solar | -23.805 | -14.231 | 2.1997
2034 | NZWEM_PERC | High Demand Growth+Very Low Gas Supply+Reduced Rankine Availability+Constrained Operational Capacity+Low Wind & Solar | -25.5777 | -15.9355 | 0.018456
2035 | NZWEM_PERC | High Demand Growth+Very Low Gas Supply+Reduced Rankine Availability+Constrained Operational Capacity+Low Wind & Solar | -26.8579 | -17.3671 | -1.7894
2026 | NIWCM | High Demand Growth+Very Low Gas Supply+Reduced Rankine Availability+Constrained Operational Capacity+Low Wind & Solar | 264.1721 | 264.1721 | 264.1721
2027 | NIWCM | High Demand Growth+Very Low Gas Supply+Reduced Rankine Availability+Constrained Operational Capacity+Low Wind & Solar | 132.3771 | 136.4832 | 136.4832
2028 | NIWCM | High Demand Growth+Very Low Gas Supply+Reduced Rankine Availability+Constrained Operational Capacity+Low Wind & Solar | -37.8407 | 458.1271 | 466.4696
2029 | NIWCM | High Demand Growth+Very Low Gas Supply+Reduced Rankine Availability+Constrained Operational Capacity+Low Wind & Solar | -619.7374 | 31.2038 | 189.0468
2030 | NIWCM | High Demand Growth+Very Low Gas Supply+Reduced Rankine Availability+Constrained Operational Capacity+Low Wind & Solar | -1667.1346 | -924.0708 | -709.4413
2031 | NIWCM | High Demand Growth+Very Low Gas Supply+Reduced Rankine Availability+Constrained Operational Capacity+Low Wind & Solar | -1939.9639 | -1185.5761 | -911.208
2032 | NIWCM | High Demand Growth+Very Low Gas Supply+Reduced Rankine Availability+Constrained Operational Capacity+Low Wind & Solar | -2168.0689 | -1403.5896 | -1106.8968
2033 | NIWCM | High Demand Growth+Very Low Gas Supply+Reduced Rankine Availability+Constrained Operational Capacity+Low Wind & Solar | -2306.4186 | -1610.6883 | -1300.5235
2034 | NIWCM | High Demand Growth+Very Low Gas Supply+Reduced Rankine Availability+Constrained Operational Capacity+Low Wind & Solar | -2462.8348 | -1784.9596 | -1418.5404
2035 | NIWCM | High Demand Growth+Very Low Gas Supply+Reduced Rankine Availability+Constrained Operational Capacity+Low Wind & Solar | -2577.2329 | -1889.6557 | -1576.9217
2026 | SIWEM_PERC | High Demand Growth+Very Low Gas Supply+Reduced Rankine Availability+Constrained Operational Capacity+Low Wind & Solar | 27.2137 | 27.3525 | 27.3525
2027 | SIWEM_PERC | High Demand Growth+Very Low Gas Supply+Reduced Rankine Availability+Constrained Operational Capacity+Low Wind & Solar | 14.1675 | 16.3623 | 16.3623
2028 | SIWEM_PERC | High Demand Growth+Very Low Gas Supply+Reduced Rankine Availability+Constrained Operational Capacity+Low Wind & Solar | 8.5186 | 19.0039 | 24.8853
2029 | SIWEM_PERC | High Demand Growth+Very Low Gas Supply+Reduced Rankine Availability+Constrained Operational Capacity+Low Wind & Solar | 1.3791 | 11.1414 | 23.1083
2030 | SIWEM_PERC | High Demand Growth+Very Low Gas Supply+Reduced Rankine Availability+Constrained Operational Capacity+Low Wind & Solar | -6.3293 | 4.0704 | 19.1793
2031 | SIWEM_PERC | High Demand Growth+Very Low Gas Supply+Reduced Rankine Availability+Constrained Operational Capacity+Low Wind & Solar | -11.5927 | -1.8051 | 15.9195
2032 | SIWEM_PERC | High Demand Growth+Very Low Gas Supply+Reduced Rankine Availability+Constrained Operational Capacity+Low Wind & Solar | -13.3541 | -3.7888 | 13.5332
2033 | SIWEM_PERC | High Demand Growth+Very Low Gas Supply+Reduced Rankine Availability+Constrained Operational Capacity+Low Wind & Solar | -14.9631 | -5.6039 | 11.345
2034 | SIWEM_PERC | High Demand Growth+Very Low Gas Supply+Reduced Rankine Availability+Constrained Operational Capacity+Low Wind & Solar | -16.7004 | -7.5635 | 8.9827
2035 | SIWEM_PERC | High Demand Growth+Very Low Gas Supply+Reduced Rankine Availability+Constrained Operational Capacity+Low Wind & Solar | -17.9484 | -8.982 | 7.2554
2026 | NZWEM_PERC | High Demand Growth+Very Low Gas Supply+Reduced Rankine Availability+Upgraded HVDC | 11.52 | 11.5751 | 11.5751
2027 | NZWEM_PERC | High Demand Growth+Very Low Gas Supply+Reduced Rankine Availability+Upgraded HVDC | 4.7994 | 6.5203 | 6.8178
2028 | NZWEM_PERC | High Demand Growth+Very Low Gas Supply+Reduced Rankine Availability+Upgraded HVDC | -3.7795 | 3.499 | 7.5358
2029 | NZWEM_PERC | High Demand Growth+Very Low Gas Supply+Reduced Rankine Availability+Upgraded HVDC | -10.3233 | -0.42119 | 7.4133
2030 | NZWEM_PERC | High Demand Growth+Very Low Gas Supply+Reduced Rankine Availability+Upgraded HVDC | -16.1297 | -4.9182 | 7.3791
2031 | NZWEM_PERC | High Demand Growth+Very Low Gas Supply+Reduced Rankine Availability+Upgraded HVDC | -19.2183 | -8.3988 | 8.379
2032 | NZWEM_PERC | High Demand Growth+Very Low Gas Supply+Reduced Rankine Availability+Upgraded HVDC | -21.1197 | -10.2856 | 6.8564
2033 | NZWEM_PERC | High Demand Growth+Very Low Gas Supply+Reduced Rankine Availability+Upgraded HVDC | -22.7286 | -12.1705 | 5.9717
2034 | NZWEM_PERC | High Demand Growth+Very Low Gas Supply+Reduced Rankine Availability+Upgraded HVDC | -24.5325 | -13.9348 | 3.6811
2035 | NZWEM_PERC | High Demand Growth+Very Low Gas Supply+Reduced Rankine Availability+Upgraded HVDC | -25.8373 | -15.4136 | 1.7868
2026 | NIWCM | High Demand Growth+Very Low Gas Supply+Reduced Rankine Availability+Upgraded HVDC | 861.0651 | 861.8649 | 861.8649
2027 | NIWCM | High Demand Growth+Very Low Gas Supply+Reduced Rankine Availability+Upgraded HVDC | 758.7942 | 790.2942 | 794.8307
2028 | NIWCM | High Demand Growth+Very Low Gas Supply+Reduced Rankine Availability+Upgraded HVDC | 622.0837 | 1281.4444 | 1364.089
2029 | NIWCM | High Demand Growth+Very Low Gas Supply+Reduced Rankine Availability+Upgraded HVDC | 56.0419 | 958.8023 | 1298.7362
2030 | NIWCM | High Demand Growth+Very Low Gas Supply+Reduced Rankine Availability+Upgraded HVDC | -986.7875 | 47.9872 | 624.2374
2031 | NIWCM | High Demand Growth+Very Low Gas Supply+Reduced Rankine Availability+Upgraded HVDC | -1256.9555 | -206.489 | 621.6414
2032 | NIWCM | High Demand Growth+Very Low Gas Supply+Reduced Rankine Availability+Upgraded HVDC | -1478.4664 | -408.2232 | 458.411
2033 | NIWCM | High Demand Growth+Very Low Gas Supply+Reduced Rankine Availability+Upgraded HVDC | -1686.5299 | -611.1515 | 327.1918
2034 | NIWCM | High Demand Growth+Very Low Gas Supply+Reduced Rankine Availability+Upgraded HVDC | -1887.9682 | -802.2123 | 217.5777
2035 | NIWCM | High Demand Growth+Very Low Gas Supply+Reduced Rankine Availability+Upgraded HVDC | -2002.3663 | -960.042 | 61.7743
2026 | SIWEM_PERC | High Demand Growth+Very Low Gas Supply+Reduced Rankine Availability+Upgraded HVDC | 30.4441 | 30.598 | 30.598
2027 | SIWEM_PERC | High Demand Growth+Very Low Gas Supply+Reduced Rankine Availability+Upgraded HVDC | 14.9631 | 17.3952 | 17.3952
2028 | SIWEM_PERC | High Demand Growth+Very Low Gas Supply+Reduced Rankine Availability+Upgraded HVDC | 9.4253 | 21.0437 | 27.5608
2029 | SIWEM_PERC | High Demand Growth+Very Low Gas Supply+Reduced Rankine Availability+Upgraded HVDC | 2.2232 | 13.0406 | 26.3009
2030 | SIWEM_PERC | High Demand Growth+Very Low Gas Supply+Reduced Rankine Availability+Upgraded HVDC | -5.5519 | 5.9718 | 22.7136
2031 | SIWEM_PERC | High Demand Growth+Very Low Gas Supply+Reduced Rankine Availability+Upgraded HVDC | -10.8611 | -0.015648 | 19.6245
2032 | SIWEM_PERC | High Demand Growth+Very Low Gas Supply+Reduced Rankine Availability+Upgraded HVDC | -12.6391 | -2.04 | 17.1541
2033 | SIWEM_PERC | High Demand Growth+Very Low Gas Supply+Reduced Rankine Availability+Upgraded HVDC | -14.2635 | -3.8927 | 14.8879
2034 | SIWEM_PERC | High Demand Growth+Very Low Gas Supply+Reduced Rankine Availability+Upgraded HVDC | -16.0174 | -5.893 | 12.4414
2035 | SIWEM_PERC | High Demand Growth+Very Low Gas Supply+Reduced Rankine Availability+Upgraded HVDC | -17.2782 | -7.3427 | 10.6496
2026 | NZWEM_PERC | High Demand Growth+Very Low Gas Supply+Reduced Rankine Availability+Upgraded HVDC+Low Wind & Solar | 10.3631 | 10.4129 | 10.4129
2027 | NZWEM_PERC | High Demand Growth+Very Low Gas Supply+Reduced Rankine Availability+Upgraded HVDC+Low Wind & Solar | 3.5374 | 5.0904 | 5.3589
2028 | NZWEM_PERC | High Demand Growth+Very Low Gas Supply+Reduced Rankine Availability+Upgraded HVDC+Low Wind & Solar | -5.0781 | 1.4904 | 5.1336
2029 | NZWEM_PERC | High Demand Growth+Very Low Gas Supply+Reduced Rankine Availability+Upgraded HVDC+Low Wind & Solar | -11.587 | -2.6507 | 4.4197
2030 | NZWEM_PERC | High Demand Growth+Very Low Gas Supply+Reduced Rankine Availability+Upgraded HVDC+Low Wind & Solar | -17.3158 | -7.155 | 3.9747
2031 | NZWEM_PERC | High Demand Growth+Very Low Gas Supply+Reduced Rankine Availability+Upgraded HVDC+Low Wind & Solar | -20.3549 | -10.5424 | 4.6296
2032 | NZWEM_PERC | High Demand Growth+Very Low Gas Supply+Reduced Rankine Availability+Upgraded HVDC+Low Wind & Solar | -22.2242 | -12.3999 | 3.1296
2033 | NZWEM_PERC | High Demand Growth+Very Low Gas Supply+Reduced Rankine Availability+Upgraded HVDC+Low Wind & Solar | -23.805 | -14.231 | 2.1997
2034 | NZWEM_PERC | High Demand Growth+Very Low Gas Supply+Reduced Rankine Availability+Upgraded HVDC+Low Wind & Solar | -25.5777 | -15.9355 | 0.018456
2035 | NZWEM_PERC | High Demand Growth+Very Low Gas Supply+Reduced Rankine Availability+Upgraded HVDC+Low Wind & Solar | -26.8579 | -17.3671 | -1.7894
2026 | NIWCM | High Demand Growth+Very Low Gas Supply+Reduced Rankine Availability+Upgraded HVDC+Low Wind & Solar | 861.0651 | 861.8649 | 861.8649
2027 | NIWCM | High Demand Growth+Very Low Gas Supply+Reduced Rankine Availability+Upgraded HVDC+Low Wind & Solar | 758.7942 | 790.2942 | 794.8307
2028 | NIWCM | High Demand Growth+Very Low Gas Supply+Reduced Rankine Availability+Upgraded HVDC+Low Wind & Solar | 622.0837 | 1281.4444 | 1364.089
2029 | NIWCM | High Demand Growth+Very Low Gas Supply+Reduced Rankine Availability+Upgraded HVDC+Low Wind & Solar | 56.0419 | 958.8023 | 1298.7362
2030 | NIWCM | High Demand Growth+Very Low Gas Supply+Reduced Rankine Availability+Upgraded HVDC+Low Wind & Solar | -986.7875 | 47.9872 | 624.2374
2031 | NIWCM | High Demand Growth+Very Low Gas Supply+Reduced Rankine Availability+Upgraded HVDC+Low Wind & Solar | -1256.9555 | -206.489 | 621.6414
2032 | NIWCM | High Demand Growth+Very Low Gas Supply+Reduced Rankine Availability+Upgraded HVDC+Low Wind & Solar | -1478.4664 | -408.2232 | 458.411
2033 | NIWCM | High Demand Growth+Very Low Gas Supply+Reduced Rankine Availability+Upgraded HVDC+Low Wind & Solar | -1686.5299 | -611.1515 | 327.1918
2034 | NIWCM | High Demand Growth+Very Low Gas Supply+Reduced Rankine Availability+Upgraded HVDC+Low Wind & Solar | -1887.9682 | -802.2123 | 217.5777
2035 | NIWCM | High Demand Growth+Very Low Gas Supply+Reduced Rankine Availability+Upgraded HVDC+Low Wind & Solar | -2002.3663 | -960.042 | 61.7743
2026 | SIWEM_PERC | High Demand Growth+Very Low Gas Supply+Reduced Rankine Availability+Upgraded HVDC+Low Wind & Solar | 27.2137 | 27.3525 | 27.3525
2027 | SIWEM_PERC | High Demand Growth+Very Low Gas Supply+Reduced Rankine Availability+Upgraded HVDC+Low Wind & Solar | 14.1675 | 16.3623 | 16.3623
2028 | SIWEM_PERC | High Demand Growth+Very Low Gas Supply+Reduced Rankine Availability+Upgraded HVDC+Low Wind & Solar | 8.5186 | 19.0039 | 24.8853
2029 | SIWEM_PERC | High Demand Growth+Very Low Gas Supply+Reduced Rankine Availability+Upgraded HVDC+Low Wind & Solar | 1.3791 | 11.1414 | 23.1083
2030 | SIWEM_PERC | High Demand Growth+Very Low Gas Supply+Reduced Rankine Availability+Upgraded HVDC+Low Wind & Solar | -6.3293 | 4.0704 | 19.1793
2031 | SIWEM_PERC | High Demand Growth+Very Low Gas Supply+Reduced Rankine Availability+Upgraded HVDC+Low Wind & Solar | -11.5927 | -1.8051 | 15.9195
2032 | SIWEM_PERC | High Demand Growth+Very Low Gas Supply+Reduced Rankine Availability+Upgraded HVDC+Low Wind & Solar | -13.3541 | -3.7888 | 13.5332
2033 | SIWEM_PERC | High Demand Growth+Very Low Gas Supply+Reduced Rankine Availability+Upgraded HVDC+Low Wind & Solar | -14.9631 | -5.6039 | 11.345
2034 | SIWEM_PERC | High Demand Growth+Very Low Gas Supply+Reduced Rankine Availability+Upgraded HVDC+Low Wind & Solar | -16.7004 | -7.5635 | 8.9827
2035 | SIWEM_PERC | High Demand Growth+Very Low Gas Supply+Reduced Rankine Availability+Upgraded HVDC+Low Wind & Solar | -17.9484 | -8.982 | 7.2554
2026 | NZWEM_PERC | High Demand Growth+Very Low Gas Supply+Reduced Rankine Availability+Upgraded HVDC+Constrained Operational Capacity | 11.52 | 11.5751 | 11.5751
2027 | NZWEM_PERC | High Demand Growth+Very Low Gas Supply+Reduced Rankine Availability+Upgraded HVDC+Constrained Operational Capacity | 4.7994 | 6.5203 | 6.8178
2028 | NZWEM_PERC | High Demand Growth+Very Low Gas Supply+Reduced Rankine Availability+Upgraded HVDC+Constrained Operational Capacity | -3.7795 | 3.499 | 7.5358
2029 | NZWEM_PERC | High Demand Growth+Very Low Gas Supply+Reduced Rankine Availability+Upgraded HVDC+Constrained Operational Capacity | -10.3233 | -0.42119 | 7.4133
2030 | NZWEM_PERC | High Demand Growth+Very Low Gas Supply+Reduced Rankine Availability+Upgraded HVDC+Constrained Operational Capacity | -16.1297 | -4.9182 | 7.3791
2031 | NZWEM_PERC | High Demand Growth+Very Low Gas Supply+Reduced Rankine Availability+Upgraded HVDC+Constrained Operational Capacity | -19.2183 | -8.3988 | 8.379
2032 | NZWEM_PERC | High Demand Growth+Very Low Gas Supply+Reduced Rankine Availability+Upgraded HVDC+Constrained Operational Capacity | -21.1197 | -10.2856 | 6.8564
2033 | NZWEM_PERC | High Demand Growth+Very Low Gas Supply+Reduced Rankine Availability+Upgraded HVDC+Constrained Operational Capacity | -22.7286 | -12.1705 | 5.9717
2034 | NZWEM_PERC | High Demand Growth+Very Low Gas Supply+Reduced Rankine Availability+Upgraded HVDC+Constrained Operational Capacity | -24.5325 | -13.9348 | 3.6811
2035 | NZWEM_PERC | High Demand Growth+Very Low Gas Supply+Reduced Rankine Availability+Upgraded HVDC+Constrained Operational Capacity | -25.8373 | -15.4136 | 1.7868
2026 | NIWCM | High Demand Growth+Very Low Gas Supply+Reduced Rankine Availability+Upgraded HVDC+Constrained Operational Capacity | 264.1721 | 264.1721 | 264.1721
2027 | NIWCM | High Demand Growth+Very Low Gas Supply+Reduced Rankine Availability+Upgraded HVDC+Constrained Operational Capacity | 132.3771 | 136.4832 | 136.4832
2028 | NIWCM | High Demand Growth+Very Low Gas Supply+Reduced Rankine Availability+Upgraded HVDC+Constrained Operational Capacity | -37.8407 | 458.1271 | 466.4696
2029 | NIWCM | High Demand Growth+Very Low Gas Supply+Reduced Rankine Availability+Upgraded HVDC+Constrained Operational Capacity | -619.7374 | 31.2038 | 189.0468
2030 | NIWCM | High Demand Growth+Very Low Gas Supply+Reduced Rankine Availability+Upgraded HVDC+Constrained Operational Capacity | -1667.1346 | -924.0708 | -709.4413
2031 | NIWCM | High Demand Growth+Very Low Gas Supply+Reduced Rankine Availability+Upgraded HVDC+Constrained Operational Capacity | -1939.9639 | -1185.5761 | -911.208
2032 | NIWCM | High Demand Growth+Very Low Gas Supply+Reduced Rankine Availability+Upgraded HVDC+Constrained Operational Capacity | -2168.0689 | -1403.5896 | -1106.8968
2033 | NIWCM | High Demand Growth+Very Low Gas Supply+Reduced Rankine Availability+Upgraded HVDC+Constrained Operational Capacity | -2306.4186 | -1610.6883 | -1300.5235
2034 | NIWCM | High Demand Growth+Very Low Gas Supply+Reduced Rankine Availability+Upgraded HVDC+Constrained Operational Capacity | -2462.8348 | -1784.9596 | -1418.5404
2035 | NIWCM | High Demand Growth+Very Low Gas Supply+Reduced Rankine Availability+Upgraded HVDC+Constrained Operational Capacity | -2577.2329 | -1889.6557 | -1576.9217
2026 | SIWEM_PERC | High Demand Growth+Very Low Gas Supply+Reduced Rankine Availability+Upgraded HVDC+Constrained Operational Capacity | 30.4441 | 30.598 | 30.598
2027 | SIWEM_PERC | High Demand Growth+Very Low Gas Supply+Reduced Rankine Availability+Upgraded HVDC+Constrained Operational Capacity | 14.9631 | 17.3952 | 17.3952
2028 | SIWEM_PERC | High Demand Growth+Very Low Gas Supply+Reduced Rankine Availability+Upgraded HVDC+Constrained Operational Capacity | 9.4253 | 21.0437 | 27.5608
2029 | SIWEM_PERC | High Demand Growth+Very Low Gas Supply+Reduced Rankine Availability+Upgraded HVDC+Constrained Operational Capacity | 2.2232 | 13.0406 | 26.3009
2030 | SIWEM_PERC | High Demand Growth+Very Low Gas Supply+Reduced Rankine Availability+Upgraded HVDC+Constrained Operational Capacity | -5.5519 | 5.9718 | 22.7136
2031 | SIWEM_PERC | High Demand Growth+Very Low Gas Supply+Reduced Rankine Availability+Upgraded HVDC+Constrained Operational Capacity | -10.8611 | -0.015648 | 19.6245
2032 | SIWEM_PERC | High Demand Growth+Very Low Gas Supply+Reduced Rankine Availability+Upgraded HVDC+Constrained Operational Capacity | -12.6391 | -2.04 | 17.1541
2033 | SIWEM_PERC | High Demand Growth+Very Low Gas Supply+Reduced Rankine Availability+Upgraded HVDC+Constrained Operational Capacity | -14.2635 | -3.8927 | 14.8879
2034 | SIWEM_PERC | High Demand Growth+Very Low Gas Supply+Reduced Rankine Availability+Upgraded HVDC+Constrained Operational Capacity | -16.0174 | -5.893 | 12.4414
2035 | SIWEM_PERC | High Demand Growth+Very Low Gas Supply+Reduced Rankine Availability+Upgraded HVDC+Constrained Operational Capacity | -17.2782 | -7.3427 | 10.6496
2026 | NZWEM_PERC | High Demand Growth+Very Low Gas Supply+Reduced Rankine Availability+Upgraded HVDC+Constrained Operational Capacity+Low Wind & Solar | 10.3631 | 10.4129 | 10.4129
2027 | NZWEM_PERC | High Demand Growth+Very Low Gas Supply+Reduced Rankine Availability+Upgraded HVDC+Constrained Operational Capacity+Low Wind & Solar | 3.5374 | 5.0904 | 5.3589
2028 | NZWEM_PERC | High Demand Growth+Very Low Gas Supply+Reduced Rankine Availability+Upgraded HVDC+Constrained Operational Capacity+Low Wind & Solar | -5.0781 | 1.4904 | 5.1336
2029 | NZWEM_PERC | High Demand Growth+Very Low Gas Supply+Reduced Rankine Availability+Upgraded HVDC+Constrained Operational Capacity+Low Wind & Solar | -11.587 | -2.6507 | 4.4197
2030 | NZWEM_PERC | High Demand Growth+Very Low Gas Supply+Reduced Rankine Availability+Upgraded HVDC+Constrained Operational Capacity+Low Wind & Solar | -17.3158 | -7.155 | 3.9747
2031 | NZWEM_PERC | High Demand Growth+Very Low Gas Supply+Reduced Rankine Availability+Upgraded HVDC+Constrained Operational Capacity+Low Wind & Solar | -20.3549 | -10.5424 | 4.6296
2032 | NZWEM_PERC | High Demand Growth+Very Low Gas Supply+Reduced Rankine Availability+Upgraded HVDC+Constrained Operational Capacity+Low Wind & Solar | -22.2242 | -12.3999 | 3.1296
2033 | NZWEM_PERC | High Demand Growth+Very Low Gas Supply+Reduced Rankine Availability+Upgraded HVDC+Constrained Operational Capacity+Low Wind & Solar | -23.805 | -14.231 | 2.1997
2034 | NZWEM_PERC | High Demand Growth+Very Low Gas Supply+Reduced Rankine Availability+Upgraded HVDC+Constrained Operational Capacity+Low Wind & Solar | -25.5777 | -15.9355 | 0.018456
2035 | NZWEM_PERC | High Demand Growth+Very Low Gas Supply+Reduced Rankine Availability+Upgraded HVDC+Constrained Operational Capacity+Low Wind & Solar | -26.8579 | -17.3671 | -1.7894
2026 | NIWCM | High Demand Growth+Very Low Gas Supply+Reduced Rankine Availability+Upgraded HVDC+Constrained Operational Capacity+Low Wind & Solar | 264.1721 | 264.1721 | 264.1721
2027 | NIWCM | High Demand Growth+Very Low Gas Supply+Reduced Rankine Availability+Upgraded HVDC+Constrained Operational Capacity+Low Wind & Solar | 132.3771 | 136.4832 | 136.4832
2028 | NIWCM | High Demand Growth+Very Low Gas Supply+Reduced Rankine Availability+Upgraded HVDC+Constrained Operational Capacity+Low Wind & Solar | -37.8407 | 458.1271 | 466.4696
2029 | NIWCM | High Demand Growth+Very Low Gas Supply+Reduced Rankine Availability+Upgraded HVDC+Constrained Operational Capacity+Low Wind & Solar | -619.7374 | 31.2038 | 189.0468
2030 | NIWCM | High Demand Growth+Very Low Gas Supply+Reduced Rankine Availability+Upgraded HVDC+Constrained Operational Capacity+Low Wind & Solar | -1667.1346 | -924.0708 | -709.4413
2031 | NIWCM | High Demand Growth+Very Low Gas Supply+Reduced Rankine Availability+Upgraded HVDC+Constrained Operational Capacity+Low Wind & Solar | -1939.9639 | -1185.5761 | -911.208
2032 | NIWCM | High Demand Growth+Very Low Gas Supply+Reduced Rankine Availability+Upgraded HVDC+Constrained Operational Capacity+Low Wind & Solar | -2168.0689 | -1403.5896 | -1106.8968
2033 | NIWCM | High Demand Growth+Very Low Gas Supply+Reduced Rankine Availability+Upgraded HVDC+Constrained Operational Capacity+Low Wind & Solar | -2306.4186 | -1610.6883 | -1300.5235
2034 | NIWCM | High Demand Growth+Very Low Gas Supply+Reduced Rankine Availability+Upgraded HVDC+Constrained Operational Capacity+Low Wind & Solar | -2462.8348 | -1784.9596 | -1418.5404
2035 | NIWCM | High Demand Growth+Very Low Gas Supply+Reduced Rankine Availability+Upgraded HVDC+Constrained Operational Capacity+Low Wind & Solar | -2577.2329 | -1889.6557 | -1576.9217
2026 | SIWEM_PERC | High Demand Growth+Very Low Gas Supply+Reduced Rankine Availability+Upgraded HVDC+Constrained Operational Capacity+Low Wind & Solar | 27.2137 | 27.3525 | 27.3525
2027 | SIWEM_PERC | High Demand Growth+Very Low Gas Supply+Reduced Rankine Availability+Upgraded HVDC+Constrained Operational Capacity+Low Wind & Solar | 14.1675 | 16.3623 | 16.3623
2028 | SIWEM_PERC | High Demand Growth+Very Low Gas Supply+Reduced Rankine Availability+Upgraded HVDC+Constrained Operational Capacity+Low Wind & Solar | 8.5186 | 19.0039 | 24.8853
2029 | SIWEM_PERC | High Demand Growth+Very Low Gas Supply+Reduced Rankine Availability+Upgraded HVDC+Constrained Operational Capacity+Low Wind & Solar | 1.3791 | 11.1414 | 23.1083
2030 | SIWEM_PERC | High Demand Growth+Very Low Gas Supply+Reduced Rankine Availability+Upgraded HVDC+Constrained Operational Capacity+Low Wind & Solar | -6.3293 | 4.0704 | 19.1793
2031 | SIWEM_PERC | High Demand Growth+Very Low Gas Supply+Reduced Rankine Availability+Upgraded HVDC+Constrained Operational Capacity+Low Wind & Solar | -11.5927 | -1.8051 | 15.9195
2032 | SIWEM_PERC | High Demand Growth+Very Low Gas Supply+Reduced Rankine Availability+Upgraded HVDC+Constrained Operational Capacity+Low Wind & Solar | -13.3541 | -3.7888 | 13.5332
2033 | SIWEM_PERC | High Demand Growth+Very Low Gas Supply+Reduced Rankine Availability+Upgraded HVDC+Constrained Operational Capacity+Low Wind & Solar | -14.9631 | -5.6039 | 11.345
2034 | SIWEM_PERC | High Demand Growth+Very Low Gas Supply+Reduced Rankine Availability+Upgraded HVDC+Constrained Operational Capacity+Low Wind & Solar | -16.7004 | -7.5635 | 8.9827
2035 | SIWEM_PERC | High Demand Growth+Very Low Gas Supply+Reduced Rankine Availability+Upgraded HVDC+Constrained Operational Capacity+Low Wind & Solar | -17.9484 | -8.982 | 7.2554
2026 | NZWEM_PERC | High Demand Growth+Very Low Gas Supply+Reduced Rankine Availability+Delayed Build | 7.0494 | 7.0494 | 7.0494
2027 | NZWEM_PERC | High Demand Growth+Very Low Gas Supply+Reduced Rankine Availability+Delayed Build | -2.1041 | -1.9717 | -1.8145
2028 | NZWEM_PERC | High Demand Growth+Very Low Gas Supply+Reduced Rankine Availability+Delayed Build | -7.5334 | -6.2381 | -5.9562
2029 | NZWEM_PERC | High Demand Growth+Very Low Gas Supply+Reduced Rankine Availability+Delayed Build | -11.3186 | -8.8511 | -8.0848
2030 | NZWEM_PERC | High Demand Growth+Very Low Gas Supply+Reduced Rankine Availability+Delayed Build | -16.1297 | -8.5996 | -2.2346
2031 | NZWEM_PERC | High Demand Growth+Very Low Gas Supply+Reduced Rankine Availability+Delayed Build | -19.2183 | -9.4621 | -2.4151
2032 | NZWEM_PERC | High Demand Growth+Very Low Gas Supply+Reduced Rankine Availability+Delayed Build | -21.1197 | -11.0872 | 0.36466
2033 | NZWEM_PERC | High Demand Growth+Very Low Gas Supply+Reduced Rankine Availability+Delayed Build | -22.7286 | -12.8804 | 3.0081
2034 | NZWEM_PERC | High Demand Growth+Very Low Gas Supply+Reduced Rankine Availability+Delayed Build | -24.5325 | -14.667 | 1.5538
2035 | NZWEM_PERC | High Demand Growth+Very Low Gas Supply+Reduced Rankine Availability+Delayed Build | -25.8373 | -15.8274 | 1.3731
2026 | NIWCM | High Demand Growth+Very Low Gas Supply+Reduced Rankine Availability+Delayed Build | 567.4665 | 567.4665 | 567.4665
2027 | NIWCM | High Demand Growth+Very Low Gas Supply+Reduced Rankine Availability+Delayed Build | 357.3296 | 359.3773 | 361.8498
2028 | NIWCM | High Demand Growth+Very Low Gas Supply+Reduced Rankine Availability+Delayed Build | 365.0577 | 385.9802 | 390.5167
2029 | NIWCM | High Demand Growth+Very Low Gas Supply+Reduced Rankine Availability+Delayed Build | -153.2514 | -23.8194 | -10.2271
2030 | NIWCM | High Demand Growth+Very Low Gas Supply+Reduced Rankine Availability+Delayed Build | -1042.564 | -311.3701 | -12.346
2031 | NIWCM | High Demand Growth+Very Low Gas Supply+Reduced Rankine Availability+Delayed Build | -1329.894 | -389.2276 | -22.7533
2032 | NIWCM | High Demand Growth+Very Low Gas Supply+Reduced Rankine Availability+Delayed Build | -1551.4049 | -534.5309 | 63.2525
2033 | NIWCM | High Demand Growth+Very Low Gas Supply+Reduced Rankine Availability+Delayed Build | -1686.5299 | -656.1907 | 182.7501
2034 | NIWCM | High Demand Growth+Very Low Gas Supply+Reduced Rankine Availability+Delayed Build | -1887.9682 | -872.3015 | 3.0595
2035 | NIWCM | High Demand Growth+Very Low Gas Supply+Reduced Rankine Availability+Delayed Build | -2002.3663 | -1012.374 | -67.7867
2026 | SIWEM_PERC | High Demand Growth+Very Low Gas Supply+Reduced Rankine Availability+Delayed Build | 17.9605 | 17.9605 | 17.9605
2027 | SIWEM_PERC | High Demand Growth+Very Low Gas Supply+Reduced Rankine Availability+Delayed Build | 11.4933 | 11.56 | 11.56
2028 | SIWEM_PERC | High Demand Growth+Very Low Gas Supply+Reduced Rankine Availability+Delayed Build | 7.3647 | 9.1124 | 9.1124
2029 | SIWEM_PERC | High Demand Growth+Very Low Gas Supply+Reduced Rankine Availability+Delayed Build | 0.6655 | 4.8979 | 4.8979
2030 | SIWEM_PERC | High Demand Growth+Very Low Gas Supply+Reduced Rankine Availability+Delayed Build | -5.5519 | 4.4101 | 15.0142
2031 | SIWEM_PERC | High Demand Growth+Very Low Gas Supply+Reduced Rankine Availability+Delayed Build | -10.8611 | -1.4855 | 10.0074
2032 | SIWEM_PERC | High Demand Growth+Very Low Gas Supply+Reduced Rankine Availability+Delayed Build | -12.6391 | -2.04 | 13.3585
2033 | SIWEM_PERC | High Demand Growth+Very Low Gas Supply+Reduced Rankine Availability+Delayed Build | -14.2635 | -3.8927 | 14.8879
2034 | SIWEM_PERC | High Demand Growth+Very Low Gas Supply+Reduced Rankine Availability+Delayed Build | -16.0174 | -5.893 | 12.4414
2035 | SIWEM_PERC | High Demand Growth+Very Low Gas Supply+Reduced Rankine Availability+Delayed Build | -17.2782 | -7.3427 | 10.6496
2026 | NZWEM_PERC | High Demand Growth+Very Low Gas Supply+Reduced Rankine Availability+Delayed Build+Low Wind & Solar | 6.1693 | 6.1693 | 6.1693
2027 | NZWEM_PERC | High Demand Growth+Very Low Gas Supply+Reduced Rankine Availability+Delayed Build+Low Wind & Solar | -2.9998 | -2.8803 | -2.7385
2028 | NZWEM_PERC | High Demand Growth+Very Low Gas Supply+Reduced Rankine Availability+Delayed Build+Low Wind & Solar | -8.6127 | -7.4438 | -7.1894
2029 | NZWEM_PERC | High Demand Growth+Very Low Gas Supply+Reduced Rankine Availability+Delayed Build+Low Wind & Solar | -12.4852 | -10.2584 | -9.5668
2030 | NZWEM_PERC | High Demand Growth+Very Low Gas Supply+Reduced Rankine Availability+Delayed Build+Low Wind & Solar | -17.3158 | -10.5202 | -4.7759
2031 | NZWEM_PERC | High Demand Growth+Very Low Gas Supply+Reduced Rankine Availability+Delayed Build+Low Wind & Solar | -20.3549 | -11.5503 | -5.1907
2032 | NZWEM_PERC | High Demand Growth+Very Low Gas Supply+Reduced Rankine Availability+Delayed Build+Low Wind & Solar | -22.2242 | -13.1702 | -2.8056
2033 | NZWEM_PERC | High Demand Growth+Very Low Gas Supply+Reduced Rankine Availability+Delayed Build+Low Wind & Solar | -23.805 | -14.9104 | -0.54265
2034 | NZWEM_PERC | High Demand Growth+Very Low Gas Supply+Reduced Rankine Availability+Delayed Build+Low Wind & Solar | -25.5777 | -16.6677 | -1.9727
2035 | NZWEM_PERC | High Demand Growth+Very Low Gas Supply+Reduced Rankine Availability+Delayed Build+Low Wind & Solar | -26.8579 | -17.7808 | -2.2032
2026 | NIWCM | High Demand Growth+Very Low Gas Supply+Reduced Rankine Availability+Delayed Build+Low Wind & Solar | 567.4665 | 567.4665 | 567.4665
2027 | NIWCM | High Demand Growth+Very Low Gas Supply+Reduced Rankine Availability+Delayed Build+Low Wind & Solar | 357.3296 | 359.3773 | 361.8498
2028 | NIWCM | High Demand Growth+Very Low Gas Supply+Reduced Rankine Availability+Delayed Build+Low Wind & Solar | 365.0577 | 385.9802 | 390.5167
2029 | NIWCM | High Demand Growth+Very Low Gas Supply+Reduced Rankine Availability+Delayed Build+Low Wind & Solar | -153.2514 | -23.8194 | -10.2271
2030 | NIWCM | High Demand Growth+Very Low Gas Supply+Reduced Rankine Availability+Delayed Build+Low Wind & Solar | -1042.564 | -311.3701 | -12.346
2031 | NIWCM | High Demand Growth+Very Low Gas Supply+Reduced Rankine Availability+Delayed Build+Low Wind & Solar | -1329.894 | -389.2276 | -22.7533
2032 | NIWCM | High Demand Growth+Very Low Gas Supply+Reduced Rankine Availability+Delayed Build+Low Wind & Solar | -1551.4049 | -534.5309 | 63.2525
2033 | NIWCM | High Demand Growth+Very Low Gas Supply+Reduced Rankine Availability+Delayed Build+Low Wind & Solar | -1686.5299 | -656.1907 | 182.7501
2034 | NIWCM | High Demand Growth+Very Low Gas Supply+Reduced Rankine Availability+Delayed Build+Low Wind & Solar | -1887.9682 | -872.3015 | 3.0595
2035 | NIWCM | High Demand Growth+Very Low Gas Supply+Reduced Rankine Availability+Delayed Build+Low Wind & Solar | -2002.3663 | -1012.374 | -67.7867
2026 | SIWEM_PERC | High Demand Growth+Very Low Gas Supply+Reduced Rankine Availability+Delayed Build+Low Wind & Solar | 15.8428 | 15.8428 | 15.8428
2027 | SIWEM_PERC | High Demand Growth+Very Low Gas Supply+Reduced Rankine Availability+Delayed Build+Low Wind & Solar | 11.0361 | 11.0963 | 11.0963
2028 | SIWEM_PERC | High Demand Growth+Very Low Gas Supply+Reduced Rankine Availability+Delayed Build+Low Wind & Solar | 6.659 | 8.2362 | 8.2362
2029 | SIWEM_PERC | High Demand Growth+Very Low Gas Supply+Reduced Rankine Availability+Delayed Build+Low Wind & Solar | -0.026737 | 3.7929 | 3.7929
2030 | SIWEM_PERC | High Demand Growth+Very Low Gas Supply+Reduced Rankine Availability+Delayed Build+Low Wind & Solar | -6.3293 | 2.661 | 12.2309
2031 | SIWEM_PERC | High Demand Growth+Very Low Gas Supply+Reduced Rankine Availability+Delayed Build+Low Wind & Solar | -11.5927 | -3.1316 | 7.2404
2032 | SIWEM_PERC | High Demand Growth+Very Low Gas Supply+Reduced Rankine Availability+Delayed Build+Low Wind & Solar | -13.3541 | -3.7888 | 10.1078
2033 | SIWEM_PERC | High Demand Growth+Very Low Gas Supply+Reduced Rankine Availability+Delayed Build+Low Wind & Solar | -14.9631 | -5.6039 | 11.345
2034 | SIWEM_PERC | High Demand Growth+Very Low Gas Supply+Reduced Rankine Availability+Delayed Build+Low Wind & Solar | -16.7004 | -7.5635 | 8.9827
2035 | SIWEM_PERC | High Demand Growth+Very Low Gas Supply+Reduced Rankine Availability+Delayed Build+Low Wind & Solar | -17.9484 | -8.982 | 7.2554
2026 | NZWEM_PERC | High Demand Growth+Very Low Gas Supply+Reduced Rankine Availability+Delayed Build+Constrained Operational Capacity | 7.0494 | 7.0494 | 7.0494
2027 | NZWEM_PERC | High Demand Growth+Very Low Gas Supply+Reduced Rankine Availability+Delayed Build+Constrained Operational Capacity | -2.1041 | -1.9717 | -1.8145
2028 | NZWEM_PERC | High Demand Growth+Very Low Gas Supply+Reduced Rankine Availability+Delayed Build+Constrained Operational Capacity | -7.5334 | -6.2381 | -5.9562
2029 | NZWEM_PERC | High Demand Growth+Very Low Gas Supply+Reduced Rankine Availability+Delayed Build+Constrained Operational Capacity | -11.3186 | -8.8511 | -8.0848
2030 | NZWEM_PERC | High Demand Growth+Very Low Gas Supply+Reduced Rankine Availability+Delayed Build+Constrained Operational Capacity | -16.1297 | -8.5996 | -2.2346
2031 | NZWEM_PERC | High Demand Growth+Very Low Gas Supply+Reduced Rankine Availability+Delayed Build+Constrained Operational Capacity | -19.2183 | -9.4621 | -2.4151
2032 | NZWEM_PERC | High Demand Growth+Very Low Gas Supply+Reduced Rankine Availability+Delayed Build+Constrained Operational Capacity | -21.1197 | -11.0872 | 0.36466
2033 | NZWEM_PERC | High Demand Growth+Very Low Gas Supply+Reduced Rankine Availability+Delayed Build+Constrained Operational Capacity | -22.7286 | -12.8804 | 3.0081
2034 | NZWEM_PERC | High Demand Growth+Very Low Gas Supply+Reduced Rankine Availability+Delayed Build+Constrained Operational Capacity | -24.5325 | -14.667 | 1.5538
2035 | NZWEM_PERC | High Demand Growth+Very Low Gas Supply+Reduced Rankine Availability+Delayed Build+Constrained Operational Capacity | -25.8373 | -15.8274 | 1.3731
2026 | NIWCM | High Demand Growth+Very Low Gas Supply+Reduced Rankine Availability+Delayed Build+Constrained Operational Capacity | 33.1014 | 33.1014 | 33.1014
2027 | NIWCM | High Demand Growth+Very Low Gas Supply+Reduced Rankine Availability+Delayed Build+Constrained Operational Capacity | -186.9524 | -186.9524 | -186.9524
2028 | NIWCM | High Demand Growth+Very Low Gas Supply+Reduced Rankine Availability+Delayed Build+Constrained Operational Capacity | -248.0468 | -248.0468 | -248.0468
2029 | NIWCM | High Demand Growth+Very Low Gas Supply+Reduced Rankine Availability+Delayed Build+Constrained Operational Capacity | -800.0575 | -717.834 | -717.834
2030 | NIWCM | High Demand Growth+Very Low Gas Supply+Reduced Rankine Availability+Delayed Build+Constrained Operational Capacity | -1722.9111 | -1207.8548 | -1089.8756
2031 | NIWCM | High Demand Growth+Very Low Gas Supply+Reduced Rankine Availability+Delayed Build+Constrained Operational Capacity | -2012.9024 | -1357.2187 | -1197.8996
2032 | NIWCM | High Demand Growth+Very Low Gas Supply+Reduced Rankine Availability+Delayed Build+Constrained Operational Capacity | -2241.0074 | -1515.3173 | -1299.5533
2033 | NIWCM | High Demand Growth+Very Low Gas Supply+Reduced Rankine Availability+Delayed Build+Constrained Operational Capacity | -2306.4186 | -1641.1475 | -1362.4352
2034 | NIWCM | High Demand Growth+Very Low Gas Supply+Reduced Rankine Availability+Delayed Build+Constrained Operational Capacity | -2462.8348 | -1855.0488 | -1575.8586
2035 | NIWCM | High Demand Growth+Very Low Gas Supply+Reduced Rankine Availability+Delayed Build+Constrained Operational Capacity | -2577.2329 | -1941.9877 | -1706.4827
2026 | SIWEM_PERC | High Demand Growth+Very Low Gas Supply+Reduced Rankine Availability+Delayed Build+Constrained Operational Capacity | 17.9605 | 17.9605 | 17.9605
2027 | SIWEM_PERC | High Demand Growth+Very Low Gas Supply+Reduced Rankine Availability+Delayed Build+Constrained Operational Capacity | 11.4933 | 11.56 | 11.56
2028 | SIWEM_PERC | High Demand Growth+Very Low Gas Supply+Reduced Rankine Availability+Delayed Build+Constrained Operational Capacity | 7.3647 | 9.1124 | 9.1124
2029 | SIWEM_PERC | High Demand Growth+Very Low Gas Supply+Reduced Rankine Availability+Delayed Build+Constrained Operational Capacity | 0.6655 | 4.8979 | 4.8979
2030 | SIWEM_PERC | High Demand Growth+Very Low Gas Supply+Reduced Rankine Availability+Delayed Build+Constrained Operational Capacity | -5.5519 | 4.4101 | 15.0142
2031 | SIWEM_PERC | High Demand Growth+Very Low Gas Supply+Reduced Rankine Availability+Delayed Build+Constrained Operational Capacity | -10.8611 | -1.4855 | 10.0074
2032 | SIWEM_PERC | High Demand Growth+Very Low Gas Supply+Reduced Rankine Availability+Delayed Build+Constrained Operational Capacity | -12.6391 | -2.04 | 13.3585
2033 | SIWEM_PERC | High Demand Growth+Very Low Gas Supply+Reduced Rankine Availability+Delayed Build+Constrained Operational Capacity | -14.2635 | -3.8927 | 14.8879
2034 | SIWEM_PERC | High Demand Growth+Very Low Gas Supply+Reduced Rankine Availability+Delayed Build+Constrained Operational Capacity | -16.0174 | -5.893 | 12.4414
2035 | SIWEM_PERC | High Demand Growth+Very Low Gas Supply+Reduced Rankine Availability+Delayed Build+Constrained Operational Capacity | -17.2782 | -7.3427 | 10.6496
2026 | NZWEM_PERC | High Demand Growth+Very Low Gas Supply+Reduced Rankine Availability+Delayed Build+Constrained Operational Capacity+Low Wind & Solar | 6.1693 | 6.1693 | 6.1693
2027 | NZWEM_PERC | High Demand Growth+Very Low Gas Supply+Reduced Rankine Availability+Delayed Build+Constrained Operational Capacity+Low Wind & Solar | -2.9998 | -2.8803 | -2.7385
2028 | NZWEM_PERC | High Demand Growth+Very Low Gas Supply+Reduced Rankine Availability+Delayed Build+Constrained Operational Capacity+Low Wind & Solar | -8.6127 | -7.4438 | -7.1894
2029 | NZWEM_PERC | High Demand Growth+Very Low Gas Supply+Reduced Rankine Availability+Delayed Build+Constrained Operational Capacity+Low Wind & Solar | -12.4852 | -10.2584 | -9.5668
2030 | NZWEM_PERC | High Demand Growth+Very Low Gas Supply+Reduced Rankine Availability+Delayed Build+Constrained Operational Capacity+Low Wind & Solar | -17.3158 | -10.5202 | -4.7759
2031 | NZWEM_PERC | High Demand Growth+Very Low Gas Supply+Reduced Rankine Availability+Delayed Build+Constrained Operational Capacity+Low Wind & Solar | -20.3549 | -11.5503 | -5.1907
2032 | NZWEM_PERC | High Demand Growth+Very Low Gas Supply+Reduced Rankine Availability+Delayed Build+Constrained Operational Capacity+Low Wind & Solar | -22.2242 | -13.1702 | -2.8056
2033 | NZWEM_PERC | High Demand Growth+Very Low Gas Supply+Reduced Rankine Availability+Delayed Build+Constrained Operational Capacity+Low Wind & Solar | -23.805 | -14.9104 | -0.54265
2034 | NZWEM_PERC | High Demand Growth+Very Low Gas Supply+Reduced Rankine Availability+Delayed Build+Constrained Operational Capacity+Low Wind & Solar | -25.5777 | -16.6677 | -1.9727
2035 | NZWEM_PERC | High Demand Growth+Very Low Gas Supply+Reduced Rankine Availability+Delayed Build+Constrained Operational Capacity+Low Wind & Solar | -26.8579 | -17.7808 | -2.2032
2026 | NIWCM | High Demand Growth+Very Low Gas Supply+Reduced Rankine Availability+Delayed Build+Constrained Operational Capacity+Low Wind & Solar | 33.1014 | 33.1014 | 33.1014
2027 | NIWCM | High Demand Growth+Very Low Gas Supply+Reduced Rankine Availability+Delayed Build+Constrained Operational Capacity+Low Wind & Solar | -186.9524 | -186.9524 | -186.9524
2028 | NIWCM | High Demand Growth+Very Low Gas Supply+Reduced Rankine Availability+Delayed Build+Constrained Operational Capacity+Low Wind & Solar | -248.0468 | -248.0468 | -248.0468
2029 | NIWCM | High Demand Growth+Very Low Gas Supply+Reduced Rankine Availability+Delayed Build+Constrained Operational Capacity+Low Wind & Solar | -800.0575 | -717.834 | -717.834
2030 | NIWCM | High Demand Growth+Very Low Gas Supply+Reduced Rankine Availability+Delayed Build+Constrained Operational Capacity+Low Wind & Solar | -1722.9111 | -1207.8548 | -1089.8756
2031 | NIWCM | High Demand Growth+Very Low Gas Supply+Reduced Rankine Availability+Delayed Build+Constrained Operational Capacity+Low Wind & Solar | -2012.9024 | -1357.2187 | -1197.8996
2032 | NIWCM | High Demand Growth+Very Low Gas Supply+Reduced Rankine Availability+Delayed Build+Constrained Operational Capacity+Low Wind & Solar | -2241.0074 | -1515.3173 | -1299.5533
2033 | NIWCM | High Demand Growth+Very Low Gas Supply+Reduced Rankine Availability+Delayed Build+Constrained Operational Capacity+Low Wind & Solar | -2306.4186 | -1641.1475 | -1362.4352
2034 | NIWCM | High Demand Growth+Very Low Gas Supply+Reduced Rankine Availability+Delayed Build+Constrained Operational Capacity+Low Wind & Solar | -2462.8348 | -1855.0488 | -1575.8586
2035 | NIWCM | High Demand Growth+Very Low Gas Supply+Reduced Rankine Availability+Delayed Build+Constrained Operational Capacity+Low Wind & Solar | -2577.2329 | -1941.9877 | -1706.4827
2026 | SIWEM_PERC | High Demand Growth+Very Low Gas Supply+Reduced Rankine Availability+Delayed Build+Constrained Operational Capacity+Low Wind & Solar | 15.8428 | 15.8428 | 15.8428
2027 | SIWEM_PERC | High Demand Growth+Very Low Gas Supply+Reduced Rankine Availability+Delayed Build+Constrained Operational Capacity+Low Wind & Solar | 11.0361 | 11.0963 | 11.0963
2028 | SIWEM_PERC | High Demand Growth+Very Low Gas Supply+Reduced Rankine Availability+Delayed Build+Constrained Operational Capacity+Low Wind & Solar | 6.659 | 8.2362 | 8.2362
2029 | SIWEM_PERC | High Demand Growth+Very Low Gas Supply+Reduced Rankine Availability+Delayed Build+Constrained Operational Capacity+Low Wind & Solar | -0.026737 | 3.7929 | 3.7929
2030 | SIWEM_PERC | High Demand Growth+Very Low Gas Supply+Reduced Rankine Availability+Delayed Build+Constrained Operational Capacity+Low Wind & Solar | -6.3293 | 2.661 | 12.2309
2031 | SIWEM_PERC | High Demand Growth+Very Low Gas Supply+Reduced Rankine Availability+Delayed Build+Constrained Operational Capacity+Low Wind & Solar | -11.5927 | -3.1316 | 7.2404
2032 | SIWEM_PERC | High Demand Growth+Very Low Gas Supply+Reduced Rankine Availability+Delayed Build+Constrained Operational Capacity+Low Wind & Solar | -13.3541 | -3.7888 | 10.1078
2033 | SIWEM_PERC | High Demand Growth+Very Low Gas Supply+Reduced Rankine Availability+Delayed Build+Constrained Operational Capacity+Low Wind & Solar | -14.9631 | -5.6039 | 11.345
2034 | SIWEM_PERC | High Demand Growth+Very Low Gas Supply+Reduced Rankine Availability+Delayed Build+Constrained Operational Capacity+Low Wind & Solar | -16.7004 | -7.5635 | 8.9827
2035 | SIWEM_PERC | High Demand Growth+Very Low Gas Supply+Reduced Rankine Availability+Delayed Build+Constrained Operational Capacity+Low Wind & Solar | -17.9484 | -8.982 | 7.2554
2026 | NZWEM_PERC | High Demand Growth+Very Low Gas Supply+Reduced Rankine Availability+Delayed Build+Upgraded HVDC | 7.0494 | 7.0494 | 7.0494
2027 | NZWEM_PERC | High Demand Growth+Very Low Gas Supply+Reduced Rankine Availability+Delayed Build+Upgraded HVDC | -2.1041 | -1.9717 | -1.8145
2028 | NZWEM_PERC | High Demand Growth+Very Low Gas Supply+Reduced Rankine Availability+Delayed Build+Upgraded HVDC | -7.5334 | -6.2381 | -5.9562
2029 | NZWEM_PERC | High Demand Growth+Very Low Gas Supply+Reduced Rankine Availability+Delayed Build+Upgraded HVDC | -11.3186 | -8.8511 | -8.0848
2030 | NZWEM_PERC | High Demand Growth+Very Low Gas Supply+Reduced Rankine Availability+Delayed Build+Upgraded HVDC | -16.1297 | -8.5996 | -2.2346
2031 | NZWEM_PERC | High Demand Growth+Very Low Gas Supply+Reduced Rankine Availability+Delayed Build+Upgraded HVDC | -19.2183 | -9.4621 | -2.4151
2032 | NZWEM_PERC | High Demand Growth+Very Low Gas Supply+Reduced Rankine Availability+Delayed Build+Upgraded HVDC | -21.1197 | -11.0872 | 0.36466
2033 | NZWEM_PERC | High Demand Growth+Very Low Gas Supply+Reduced Rankine Availability+Delayed Build+Upgraded HVDC | -22.7286 | -12.8804 | 3.0081
2034 | NZWEM_PERC | High Demand Growth+Very Low Gas Supply+Reduced Rankine Availability+Delayed Build+Upgraded HVDC | -24.5325 | -14.667 | 1.5538
2035 | NZWEM_PERC | High Demand Growth+Very Low Gas Supply+Reduced Rankine Availability+Delayed Build+Upgraded HVDC | -25.8373 | -15.8274 | 1.3731
2026 | NIWCM | High Demand Growth+Very Low Gas Supply+Reduced Rankine Availability+Delayed Build+Upgraded HVDC | 567.4665 | 567.4665 | 567.4665
2027 | NIWCM | High Demand Growth+Very Low Gas Supply+Reduced Rankine Availability+Delayed Build+Upgraded HVDC | 357.3296 | 359.3773 | 361.8498
2028 | NIWCM | High Demand Growth+Very Low Gas Supply+Reduced Rankine Availability+Delayed Build+Upgraded HVDC | 365.0577 | 385.9802 | 390.5167
2029 | NIWCM | High Demand Growth+Very Low Gas Supply+Reduced Rankine Availability+Delayed Build+Upgraded HVDC | -153.2514 | -23.8194 | -10.2271
2030 | NIWCM | High Demand Growth+Very Low Gas Supply+Reduced Rankine Availability+Delayed Build+Upgraded HVDC | -1042.564 | -311.3701 | -12.346
2031 | NIWCM | High Demand Growth+Very Low Gas Supply+Reduced Rankine Availability+Delayed Build+Upgraded HVDC | -1329.894 | -389.2276 | -22.7533
2032 | NIWCM | High Demand Growth+Very Low Gas Supply+Reduced Rankine Availability+Delayed Build+Upgraded HVDC | -1551.4049 | -534.5309 | 63.2525
2033 | NIWCM | High Demand Growth+Very Low Gas Supply+Reduced Rankine Availability+Delayed Build+Upgraded HVDC | -1686.5299 | -656.1907 | 182.7501
2034 | NIWCM | High Demand Growth+Very Low Gas Supply+Reduced Rankine Availability+Delayed Build+Upgraded HVDC | -1887.9682 | -872.3015 | 3.0595
2035 | NIWCM | High Demand Growth+Very Low Gas Supply+Reduced Rankine Availability+Delayed Build+Upgraded HVDC | -2002.3663 | -1012.374 | -67.7867
2026 | SIWEM_PERC | High Demand Growth+Very Low Gas Supply+Reduced Rankine Availability+Delayed Build+Upgraded HVDC | 17.9605 | 17.9605 | 17.9605
2027 | SIWEM_PERC | High Demand Growth+Very Low Gas Supply+Reduced Rankine Availability+Delayed Build+Upgraded HVDC | 11.4933 | 11.56 | 11.56
2028 | SIWEM_PERC | High Demand Growth+Very Low Gas Supply+Reduced Rankine Availability+Delayed Build+Upgraded HVDC | 7.3647 | 9.1124 | 9.1124
2029 | SIWEM_PERC | High Demand Growth+Very Low Gas Supply+Reduced Rankine Availability+Delayed Build+Upgraded HVDC | 0.6655 | 4.8979 | 4.8979
2030 | SIWEM_PERC | High Demand Growth+Very Low Gas Supply+Reduced Rankine Availability+Delayed Build+Upgraded HVDC | -5.5519 | 4.4101 | 15.0142
2031 | SIWEM_PERC | High Demand Growth+Very Low Gas Supply+Reduced Rankine Availability+Delayed Build+Upgraded HVDC | -10.8611 | -1.4855 | 10.0074
2032 | SIWEM_PERC | High Demand Growth+Very Low Gas Supply+Reduced Rankine Availability+Delayed Build+Upgraded HVDC | -12.6391 | -2.04 | 13.3585
2033 | SIWEM_PERC | High Demand Growth+Very Low Gas Supply+Reduced Rankine Availability+Delayed Build+Upgraded HVDC | -14.2635 | -3.8927 | 14.8879
2034 | SIWEM_PERC | High Demand Growth+Very Low Gas Supply+Reduced Rankine Availability+Delayed Build+Upgraded HVDC | -16.0174 | -5.893 | 12.4414
2035 | SIWEM_PERC | High Demand Growth+Very Low Gas Supply+Reduced Rankine Availability+Delayed Build+Upgraded HVDC | -17.2782 | -7.3427 | 10.6496
2026 | NZWEM_PERC | High Demand Growth+Very Low Gas Supply+Reduced Rankine Availability+Delayed Build+Upgraded HVDC+Low Wind & Solar | 6.1693 | 6.1693 | 6.1693
2027 | NZWEM_PERC | High Demand Growth+Very Low Gas Supply+Reduced Rankine Availability+Delayed Build+Upgraded HVDC+Low Wind & Solar | -2.9998 | -2.8803 | -2.7385
2028 | NZWEM_PERC | High Demand Growth+Very Low Gas Supply+Reduced Rankine Availability+Delayed Build+Upgraded HVDC+Low Wind & Solar | -8.6127 | -7.4438 | -7.1894
2029 | NZWEM_PERC | High Demand Growth+Very Low Gas Supply+Reduced Rankine Availability+Delayed Build+Upgraded HVDC+Low Wind & Solar | -12.4852 | -10.2584 | -9.5668
2030 | NZWEM_PERC | High Demand Growth+Very Low Gas Supply+Reduced Rankine Availability+Delayed Build+Upgraded HVDC+Low Wind & Solar | -17.3158 | -10.5202 | -4.7759
2031 | NZWEM_PERC | High Demand Growth+Very Low Gas Supply+Reduced Rankine Availability+Delayed Build+Upgraded HVDC+Low Wind & Solar | -20.3549 | -11.5503 | -5.1907
2032 | NZWEM_PERC | High Demand Growth+Very Low Gas Supply+Reduced Rankine Availability+Delayed Build+Upgraded HVDC+Low Wind & Solar | -22.2242 | -13.1702 | -2.8056
2033 | NZWEM_PERC | High Demand Growth+Very Low Gas Supply+Reduced Rankine Availability+Delayed Build+Upgraded HVDC+Low Wind & Solar | -23.805 | -14.9104 | -0.54265
2034 | NZWEM_PERC | High Demand Growth+Very Low Gas Supply+Reduced Rankine Availability+Delayed Build+Upgraded HVDC+Low Wind & Solar | -25.5777 | -16.6677 | -1.9727
2035 | NZWEM_PERC | High Demand Growth+Very Low Gas Supply+Reduced Rankine Availability+Delayed Build+Upgraded HVDC+Low Wind & Solar | -26.8579 | -17.7808 | -2.2032
2026 | NIWCM | High Demand Growth+Very Low Gas Supply+Reduced Rankine Availability+Delayed Build+Upgraded HVDC+Low Wind & Solar | 567.4665 | 567.4665 | 567.4665
2027 | NIWCM | High Demand Growth+Very Low Gas Supply+Reduced Rankine Availability+Delayed Build+Upgraded HVDC+Low Wind & Solar | 357.3296 | 359.3773 | 361.8498
2028 | NIWCM | High Demand Growth+Very Low Gas Supply+Reduced Rankine Availability+Delayed Build+Upgraded HVDC+Low Wind & Solar | 365.0577 | 385.9802 | 390.5167
2029 | NIWCM | High Demand Growth+Very Low Gas Supply+Reduced Rankine Availability+Delayed Build+Upgraded HVDC+Low Wind & Solar | -153.2514 | -23.8194 | -10.2271
2030 | NIWCM | High Demand Growth+Very Low Gas Supply+Reduced Rankine Availability+Delayed Build+Upgraded HVDC+Low Wind & Solar | -1042.564 | -311.3701 | -12.346
2031 | NIWCM | High Demand Growth+Very Low Gas Supply+Reduced Rankine Availability+Delayed Build+Upgraded HVDC+Low Wind & Solar | -1329.894 | -389.2276 | -22.7533
2032 | NIWCM | High Demand Growth+Very Low Gas Supply+Reduced Rankine Availability+Delayed Build+Upgraded HVDC+Low Wind & Solar | -1551.4049 | -534.5309 | 63.2525
2033 | NIWCM | High Demand Growth+Very Low Gas Supply+Reduced Rankine Availability+Delayed Build+Upgraded HVDC+Low Wind & Solar | -1686.5299 | -656.1907 | 182.7501
2034 | NIWCM | High Demand Growth+Very Low Gas Supply+Reduced Rankine Availability+Delayed Build+Upgraded HVDC+Low Wind & Solar | -1887.9682 | -872.3015 | 3.0595
2035 | NIWCM | High Demand Growth+Very Low Gas Supply+Reduced Rankine Availability+Delayed Build+Upgraded HVDC+Low Wind & Solar | -2002.3663 | -1012.374 | -67.7867
2026 | SIWEM_PERC | High Demand Growth+Very Low Gas Supply+Reduced Rankine Availability+Delayed Build+Upgraded HVDC+Low Wind & Solar | 15.8428 | 15.8428 | 15.8428
2027 | SIWEM_PERC | High Demand Growth+Very Low Gas Supply+Reduced Rankine Availability+Delayed Build+Upgraded HVDC+Low Wind & Solar | 11.0361 | 11.0963 | 11.0963
2028 | SIWEM_PERC | High Demand Growth+Very Low Gas Supply+Reduced Rankine Availability+Delayed Build+Upgraded HVDC+Low Wind & Solar | 6.659 | 8.2362 | 8.2362
2029 | SIWEM_PERC | High Demand Growth+Very Low Gas Supply+Reduced Rankine Availability+Delayed Build+Upgraded HVDC+Low Wind & Solar | -0.026737 | 3.7929 | 3.7929
2030 | SIWEM_PERC | High Demand Growth+Very Low Gas Supply+Reduced Rankine Availability+Delayed Build+Upgraded HVDC+Low Wind & Solar | -6.3293 | 2.661 | 12.2309
2031 | SIWEM_PERC | High Demand Growth+Very Low Gas Supply+Reduced Rankine Availability+Delayed Build+Upgraded HVDC+Low Wind & Solar | -11.5927 | -3.1316 | 7.2404
2032 | SIWEM_PERC | High Demand Growth+Very Low Gas Supply+Reduced Rankine Availability+Delayed Build+Upgraded HVDC+Low Wind & Solar | -13.3541 | -3.7888 | 10.1078
2033 | SIWEM_PERC | High Demand Growth+Very Low Gas Supply+Reduced Rankine Availability+Delayed Build+Upgraded HVDC+Low Wind & Solar | -14.9631 | -5.6039 | 11.345
2034 | SIWEM_PERC | High Demand Growth+Very Low Gas Supply+Reduced Rankine Availability+Delayed Build+Upgraded HVDC+Low Wind & Solar | -16.7004 | -7.5635 | 8.9827
2035 | SIWEM_PERC | High Demand Growth+Very Low Gas Supply+Reduced Rankine Availability+Delayed Build+Upgraded HVDC+Low Wind & Solar | -17.9484 | -8.982 | 7.2554
2026 | NZWEM_PERC | High Demand Growth+Very Low Gas Supply+Reduced Rankine Availability+Delayed Build+Upgraded HVDC+Constrained Operational Capacity | 7.0494 | 7.0494 | 7.0494
2027 | NZWEM_PERC | High Demand Growth+Very Low Gas Supply+Reduced Rankine Availability+Delayed Build+Upgraded HVDC+Constrained Operational Capacity | -2.1041 | -1.9717 | -1.8145
2028 | NZWEM_PERC | High Demand Growth+Very Low Gas Supply+Reduced Rankine Availability+Delayed Build+Upgraded HVDC+Constrained Operational Capacity | -7.5334 | -6.2381 | -5.9562
2029 | NZWEM_PERC | High Demand Growth+Very Low Gas Supply+Reduced Rankine Availability+Delayed Build+Upgraded HVDC+Constrained Operational Capacity | -11.3186 | -8.8511 | -8.0848
2030 | NZWEM_PERC | High Demand Growth+Very Low Gas Supply+Reduced Rankine Availability+Delayed Build+Upgraded HVDC+Constrained Operational Capacity | -16.1297 | -8.5996 | -2.2346
2031 | NZWEM_PERC | High Demand Growth+Very Low Gas Supply+Reduced Rankine Availability+Delayed Build+Upgraded HVDC+Constrained Operational Capacity | -19.2183 | -9.4621 | -2.4151
2032 | NZWEM_PERC | High Demand Growth+Very Low Gas Supply+Reduced Rankine Availability+Delayed Build+Upgraded HVDC+Constrained Operational Capacity | -21.1197 | -11.0872 | 0.36466
2033 | NZWEM_PERC | High Demand Growth+Very Low Gas Supply+Reduced Rankine Availability+Delayed Build+Upgraded HVDC+Constrained Operational Capacity | -22.7286 | -12.8804 | 3.0081
2034 | NZWEM_PERC | High Demand Growth+Very Low Gas Supply+Reduced Rankine Availability+Delayed Build+Upgraded HVDC+Constrained Operational Capacity | -24.5325 | -14.667 | 1.5538
2035 | NZWEM_PERC | High Demand Growth+Very Low Gas Supply+Reduced Rankine Availability+Delayed Build+Upgraded HVDC+Constrained Operational Capacity | -25.8373 | -15.8274 | 1.3731
2026 | NIWCM | High Demand Growth+Very Low Gas Supply+Reduced Rankine Availability+Delayed Build+Upgraded HVDC+Constrained Operational Capacity | 33.1014 | 33.1014 | 33.1014
2027 | NIWCM | High Demand Growth+Very Low Gas Supply+Reduced Rankine Availability+Delayed Build+Upgraded HVDC+Constrained Operational Capacity | -186.9524 | -186.9524 | -186.9524
2028 | NIWCM | High Demand Growth+Very Low Gas Supply+Reduced Rankine Availability+Delayed Build+Upgraded HVDC+Constrained Operational Capacity | -248.0468 | -248.0468 | -248.0468
2029 | NIWCM | High Demand Growth+Very Low Gas Supply+Reduced Rankine Availability+Delayed Build+Upgraded HVDC+Constrained Operational Capacity | -800.0575 | -717.834 | -717.834
2030 | NIWCM | High Demand Growth+Very Low Gas Supply+Reduced Rankine Availability+Delayed Build+Upgraded HVDC+Constrained Operational Capacity | -1722.9111 | -1207.8548 | -1089.8756
2031 | NIWCM | High Demand Growth+Very Low Gas Supply+Reduced Rankine Availability+Delayed Build+Upgraded HVDC+Constrained Operational Capacity | -2012.9024 | -1357.2187 | -1197.8996
2032 | NIWCM | High Demand Growth+Very Low Gas Supply+Reduced Rankine Availability+Delayed Build+Upgraded HVDC+Constrained Operational Capacity | -2241.0074 | -1515.3173 | -1299.5533
2033 | NIWCM | High Demand Growth+Very Low Gas Supply+Reduced Rankine Availability+Delayed Build+Upgraded HVDC+Constrained Operational Capacity | -2306.4186 | -1641.1475 | -1362.4352
2034 | NIWCM | High Demand Growth+Very Low Gas Supply+Reduced Rankine Availability+Delayed Build+Upgraded HVDC+Constrained Operational Capacity | -2462.8348 | -1855.0488 | -1575.8586
2035 | NIWCM | High Demand Growth+Very Low Gas Supply+Reduced Rankine Availability+Delayed Build+Upgraded HVDC+Constrained Operational Capacity | -2577.2329 | -1941.9877 | -1706.4827
2026 | SIWEM_PERC | High Demand Growth+Very Low Gas Supply+Reduced Rankine Availability+Delayed Build+Upgraded HVDC+Constrained Operational Capacity | 17.9605 | 17.9605 | 17.9605
2027 | SIWEM_PERC | High Demand Growth+Very Low Gas Supply+Reduced Rankine Availability+Delayed Build+Upgraded HVDC+Constrained Operational Capacity | 11.4933 | 11.56 | 11.56
2028 | SIWEM_PERC | High Demand Growth+Very Low Gas Supply+Reduced Rankine Availability+Delayed Build+Upgraded HVDC+Constrained Operational Capacity | 7.3647 | 9.1124 | 9.1124
2029 | SIWEM_PERC | High Demand Growth+Very Low Gas Supply+Reduced Rankine Availability+Delayed Build+Upgraded HVDC+Constrained Operational Capacity | 0.6655 | 4.8979 | 4.8979
2030 | SIWEM_PERC | High Demand Growth+Very Low Gas Supply+Reduced Rankine Availability+Delayed Build+Upgraded HVDC+Constrained Operational Capacity | -5.5519 | 4.4101 | 15.0142
2031 | SIWEM_PERC | High Demand Growth+Very Low Gas Supply+Reduced Rankine Availability+Delayed Build+Upgraded HVDC+Constrained Operational Capacity | -10.8611 | -1.4855 | 10.0074
2032 | SIWEM_PERC | High Demand Growth+Very Low Gas Supply+Reduced Rankine Availability+Delayed Build+Upgraded HVDC+Constrained Operational Capacity | -12.6391 | -2.04 | 13.3585
2033 | SIWEM_PERC | High Demand Growth+Very Low Gas Supply+Reduced Rankine Availability+Delayed Build+Upgraded HVDC+Constrained Operational Capacity | -14.2635 | -3.8927 | 14.8879
2034 | SIWEM_PERC | High Demand Growth+Very Low Gas Supply+Reduced Rankine Availability+Delayed Build+Upgraded HVDC+Constrained Operational Capacity | -16.0174 | -5.893 | 12.4414
2035 | SIWEM_PERC | High Demand Growth+Very Low Gas Supply+Reduced Rankine Availability+Delayed Build+Upgraded HVDC+Constrained Operational Capacity | -17.2782 | -7.3427 | 10.6496
2026 | NZWEM_PERC | High Demand Growth+Very Low Gas Supply+Reduced Rankine Availability+Delayed Build+Upgraded HVDC+Constrained Operational Capacity+Low Wind & Solar | 6.1693 | 6.1693 | 6.1693
2027 | NZWEM_PERC | High Demand Growth+Very Low Gas Supply+Reduced Rankine Availability+Delayed Build+Upgraded HVDC+Constrained Operational Capacity+Low Wind & Solar | -2.9998 | -2.8803 | -2.7385
2028 | NZWEM_PERC | High Demand Growth+Very Low Gas Supply+Reduced Rankine Availability+Delayed Build+Upgraded HVDC+Constrained Operational Capacity+Low Wind & Solar | -8.6127 | -7.4438 | -7.1894
2029 | NZWEM_PERC | High Demand Growth+Very Low Gas Supply+Reduced Rankine Availability+Delayed Build+Upgraded HVDC+Constrained Operational Capacity+Low Wind & Solar | -12.4852 | -10.2584 | -9.5668
2030 | NZWEM_PERC | High Demand Growth+Very Low Gas Supply+Reduced Rankine Availability+Delayed Build+Upgraded HVDC+Constrained Operational Capacity+Low Wind & Solar | -17.3158 | -10.5202 | -4.7759
2031 | NZWEM_PERC | High Demand Growth+Very Low Gas Supply+Reduced Rankine Availability+Delayed Build+Upgraded HVDC+Constrained Operational Capacity+Low Wind & Solar | -20.3549 | -11.5503 | -5.1907
2032 | NZWEM_PERC | High Demand Growth+Very Low Gas Supply+Reduced Rankine Availability+Delayed Build+Upgraded HVDC+Constrained Operational Capacity+Low Wind & Solar | -22.2242 | -13.1702 | -2.8056
2033 | NZWEM_PERC | High Demand Growth+Very Low Gas Supply+Reduced Rankine Availability+Delayed Build+Upgraded HVDC+Constrained Operational Capacity+Low Wind & Solar | -23.805 | -14.9104 | -0.54265
2034 | NZWEM_PERC | High Demand Growth+Very Low Gas Supply+Reduced Rankine Availability+Delayed Build+Upgraded HVDC+Constrained Operational Capacity+Low Wind & Solar | -25.5777 | -16.6677 | -1.9727
2035 | NZWEM_PERC | High Demand Growth+Very Low Gas Supply+Reduced Rankine Availability+Delayed Build+Upgraded HVDC+Constrained Operational Capacity+Low Wind & Solar | -26.8579 | -17.7808 | -2.2032
2026 | NIWCM | High Demand Growth+Very Low Gas Supply+Reduced Rankine Availability+Delayed Build+Upgraded HVDC+Constrained Operational Capacity+Low Wind & Solar | 33.1014 | 33.1014 | 33.1014
2027 | NIWCM | High Demand Growth+Very Low Gas Supply+Reduced Rankine Availability+Delayed Build+Upgraded HVDC+Constrained Operational Capacity+Low Wind & Solar | -186.9524 | -186.9524 | -186.9524
2028 | NIWCM | High Demand Growth+Very Low Gas Supply+Reduced Rankine Availability+Delayed Build+Upgraded HVDC+Constrained Operational Capacity+Low Wind & Solar | -248.0468 | -248.0468 | -248.0468
2029 | NIWCM | High Demand Growth+Very Low Gas Supply+Reduced Rankine Availability+Delayed Build+Upgraded HVDC+Constrained Operational Capacity+Low Wind & Solar | -800.0575 | -717.834 | -717.834
2030 | NIWCM | High Demand Growth+Very Low Gas Supply+Reduced Rankine Availability+Delayed Build+Upgraded HVDC+Constrained Operational Capacity+Low Wind & Solar | -1722.9111 | -1207.8548 | -1089.8756
2031 | NIWCM | High Demand Growth+Very Low Gas Supply+Reduced Rankine Availability+Delayed Build+Upgraded HVDC+Constrained Operational Capacity+Low Wind & Solar | -2012.9024 | -1357.2187 | -1197.8996
2032 | NIWCM | High Demand Growth+Very Low Gas Supply+Reduced Rankine Availability+Delayed Build+Upgraded HVDC+Constrained Operational Capacity+Low Wind & Solar | -2241.0074 | -1515.3173 | -1299.5533
2033 | NIWCM | High Demand Growth+Very Low Gas Supply+Reduced Rankine Availability+Delayed Build+Upgraded HVDC+Constrained Operational Capacity+Low Wind & Solar | -2306.4186 | -1641.1475 | -1362.4352
2034 | NIWCM | High Demand Growth+Very Low Gas Supply+Reduced Rankine Availability+Delayed Build+Upgraded HVDC+Constrained Operational Capacity+Low Wind & Solar | -2462.8348 | -1855.0488 | -1575.8586
2035 | NIWCM | High Demand Growth+Very Low Gas Supply+Reduced Rankine Availability+Delayed Build+Upgraded HVDC+Constrained Operational Capacity+Low Wind & Solar | -2577.2329 | -1941.9877 | -1706.4827
2026 | SIWEM_PERC | High Demand Growth+Very Low Gas Supply+Reduced Rankine Availability+Delayed Build+Upgraded HVDC+Constrained Operational Capacity+Low Wind & Solar | 15.8428 | 15.8428 | 15.8428
2027 | SIWEM_PERC | High Demand Growth+Very Low Gas Supply+Reduced Rankine Availability+Delayed Build+Upgraded HVDC+Constrained Operational Capacity+Low Wind & Solar | 11.0361 | 11.0963 | 11.0963
2028 | SIWEM_PERC | High Demand Growth+Very Low Gas Supply+Reduced Rankine Availability+Delayed Build+Upgraded HVDC+Constrained Operational Capacity+Low Wind & Solar | 6.659 | 8.2362 | 8.2362
2029 | SIWEM_PERC | High Demand Growth+Very Low Gas Supply+Reduced Rankine Availability+Delayed Build+Upgraded HVDC+Constrained Operational Capacity+Low Wind & Solar | -0.026737 | 3.7929 | 3.7929
2030 | SIWEM_PERC | High Demand Growth+Very Low Gas Supply+Reduced Rankine Availability+Delayed Build+Upgraded HVDC+Constrained Operational Capacity+Low Wind & Solar | -6.3293 | 2.661 | 12.2309
2031 | SIWEM_PERC | High Demand Growth+Very Low Gas Supply+Reduced Rankine Availability+Delayed Build+Upgraded HVDC+Constrained Operational Capacity+Low Wind & Solar | -11.5927 | -3.1316 | 7.2404
2032 | SIWEM_PERC | High Demand Growth+Very Low Gas Supply+Reduced Rankine Availability+Delayed Build+Upgraded HVDC+Constrained Operational Capacity+Low Wind & Solar | -13.3541 | -3.7888 | 10.1078
2033 | SIWEM_PERC | High Demand Growth+Very Low Gas Supply+Reduced Rankine Availability+Delayed Build+Upgraded HVDC+Constrained Operational Capacity+Low Wind & Solar | -14.9631 | -5.6039 | 11.345
2034 | SIWEM_PERC | High Demand Growth+Very Low Gas Supply+Reduced Rankine Availability+Delayed Build+Upgraded HVDC+Constrained Operational Capacity+Low Wind & Solar | -16.7004 | -7.5635 | 8.9827
2035 | SIWEM_PERC | High Demand Growth+Very Low Gas Supply+Reduced Rankine Availability+Delayed Build+Upgraded HVDC+Constrained Operational Capacity+Low Wind & Solar | -17.9484 | -8.982 | 7.2554
2026 | NZWEM_PERC | High Demand Growth+Very Low Gas Supply+Increased Demand Response | 16.1169 | 16.1722 | 16.1722
2027 | NZWEM_PERC | High Demand Growth+Very Low Gas Supply+Increased Demand Response | 13.0247 | 14.7544 | 15.0535
2028 | NZWEM_PERC | High Demand Growth+Very Low Gas Supply+Increased Demand Response | 3.9983 | 11.314 | 15.3716
2029 | NZWEM_PERC | High Demand Growth+Very Low Gas Supply+Increased Demand Response | -2.9922 | 6.9607 | 14.8354
2030 | NZWEM_PERC | High Demand Growth+Very Low Gas Supply+Increased Demand Response | -9.2503 | 2.0187 | 14.379
2031 | NZWEM_PERC | High Demand Growth+Very Low Gas Supply+Increased Demand Response | -12.6235 | -1.7485 | 15.1153
2032 | NZWEM_PERC | High Demand Growth+Very Low Gas Supply+Increased Demand Response | -14.7093 | -3.8197 | 13.4103
2033 | NZWEM_PERC | High Demand Growth+Very Low Gas Supply+Increased Demand Response | -16.4794 | -5.8672 | 12.368
2034 | NZWEM_PERC | High Demand Growth+Very Low Gas Supply+Increased Demand Response | -18.4624 | -7.8104 | 9.8958
2035 | NZWEM_PERC | High Demand Growth+Very Low Gas Supply+Increased Demand Response | -19.9079 | -9.4308 | 7.8578
2026 | NIWCM | High Demand Growth+Very Low Gas Supply+Increased Demand Response | 1020.1216 | 1020.9214 | 1020.9214
2027 | NIWCM | High Demand Growth+Very Low Gas Supply+Increased Demand Response | 1173.2326 | 1204.8335 | 1209.37
2028 | NIWCM | High Demand Growth+Very Low Gas Supply+Increased Demand Response | 1056.3289 | 1704.7514 | 1774.7903
2029 | NIWCM | High Demand Growth+Very Low Gas Supply+Increased Demand Response | 507.3823 | 1402.5048 | 1731.5344
2030 | NIWCM | High Demand Growth+Very Low Gas Supply+Increased Demand Response | -516.8154 | 509.8885 | 1070.0151
2031 | NIWCM | High Demand Growth+Very Low Gas Supply+Increased Demand Response | -775.4051 | 271.0536 | 1086.6463
2032 | NIWCM | High Demand Growth+Very Low Gas Supply+Increased Demand Response | -990.2965 | 77.3665 | 932.9912
2033 | NIWCM | High Demand Growth+Very Low Gas Supply+Increased Demand Response | -1187.1256 | -119.0553 | 810.0713
2034 | NIWCM | High Demand Growth+Very Low Gas Supply+Increased Demand Response | -1415.5146 | -301.5036 | 710.4192
2035 | NIWCM | High Demand Growth+Very Low Gas Supply+Increased Demand Response | -1582.3854 | -454.8621 | 560.5288
2026 | SIWEM_PERC | High Demand Growth+Very Low Gas Supply+Increased Demand Response | 43.3808 | 43.5366 | 43.5366
2027 | SIWEM_PERC | High Demand Growth+Very Low Gas Supply+Increased Demand Response | 34.3939 | 39.2108 | 40.0435
2028 | SIWEM_PERC | High Demand Growth+Very Low Gas Supply+Increased Demand Response | 11.2837 | 29.3506 | 40.5206
2029 | SIWEM_PERC | High Demand Growth+Very Low Gas Supply+Increased Demand Response | 4.2023 | 17.2373 | 38.6839
2030 | SIWEM_PERC | High Demand Growth+Very Low Gas Supply+Increased Demand Response | -3.4825 | 8.2937 | 36.9142
2031 | SIWEM_PERC | High Demand Growth+Very Low Gas Supply+Increased Demand Response | -8.7515 | 2.3505 | 38.3405
2032 | SIWEM_PERC | High Demand Growth+Very Low Gas Supply+Increased Demand Response | -10.5156 | 0.3411 | 34.0281
2033 | SIWEM_PERC | High Demand Growth+Very Low Gas Supply+Increased Demand Response | -12.1285 | -1.4995 | 31.384
2034 | SIWEM_PERC | High Demand Growth+Very Low Gas Supply+Increased Demand Response | -13.8721 | -3.4891 | 24.9152
2035 | SIWEM_PERC | High Demand Growth+Very Low Gas Supply+Increased Demand Response | -15.1242 | -4.93 | 19.531
2026 | NZWEM_PERC | High Demand Growth+Very Low Gas Supply+Increased Demand Response+Low Wind & Solar | 14.954 | 15.004 | 15.004
2027 | NZWEM_PERC | High Demand Growth+Very Low Gas Supply+Increased Demand Response+Low Wind & Solar | 11.7563 | 13.3173 | 13.5871
2028 | NZWEM_PERC | High Demand Growth+Very Low Gas Supply+Increased Demand Response+Low Wind & Solar | 2.693 | 9.2952 | 12.957
2029 | NZWEM_PERC | High Demand Growth+Very Low Gas Supply+Increased Demand Response+Low Wind & Solar | -4.2624 | 4.7198 | 11.8264
2030 | NZWEM_PERC | High Demand Growth+Very Low Gas Supply+Increased Demand Response+Low Wind & Solar | -10.4425 | -0.22964 | 10.9572
2031 | NZWEM_PERC | High Demand Growth+Very Low Gas Supply+Increased Demand Response+Low Wind & Solar | -13.766 | -3.9032 | 11.3466
2032 | NZWEM_PERC | High Demand Growth+Very Low Gas Supply+Increased Demand Response+Low Wind & Solar | -15.8195 | -5.9448 | 9.6643
2033 | NZWEM_PERC | High Demand Growth+Very Low Gas Supply+Increased Demand Response+Low Wind & Solar | -17.5614 | -7.9382 | 8.5766
2034 | NZWEM_PERC | High Demand Growth+Very Low Gas Supply+Increased Demand Response+Low Wind & Solar | -19.5129 | -9.8213 | 6.2145
2035 | NZWEM_PERC | High Demand Growth+Very Low Gas Supply+Increased Demand Response+Low Wind & Solar | -20.9337 | -11.3943 | 4.2633
2026 | NIWCM | High Demand Growth+Very Low Gas Supply+Increased Demand Response+Low Wind & Solar | 1020.1216 | 1020.9214 | 1020.9214
2027 | NIWCM | High Demand Growth+Very Low Gas Supply+Increased Demand Response+Low Wind & Solar | 1173.2326 | 1204.8335 | 1209.37
2028 | NIWCM | High Demand Growth+Very Low Gas Supply+Increased Demand Response+Low Wind & Solar | 1056.3289 | 1704.7514 | 1774.7903
2029 | NIWCM | High Demand Growth+Very Low Gas Supply+Increased Demand Response+Low Wind & Solar | 507.3823 | 1402.5048 | 1731.5344
2030 | NIWCM | High Demand Growth+Very Low Gas Supply+Increased Demand Response+Low Wind & Solar | -516.8154 | 509.8885 | 1070.0151
2031 | NIWCM | High Demand Growth+Very Low Gas Supply+Increased Demand Response+Low Wind & Solar | -775.4051 | 271.0536 | 1086.6463
2032 | NIWCM | High Demand Growth+Very Low Gas Supply+Increased Demand Response+Low Wind & Solar | -990.2965 | 77.3665 | 932.9912
2033 | NIWCM | High Demand Growth+Very Low Gas Supply+Increased Demand Response+Low Wind & Solar | -1187.1256 | -119.0553 | 810.0713
2034 | NIWCM | High Demand Growth+Very Low Gas Supply+Increased Demand Response+Low Wind & Solar | -1415.5146 | -301.5036 | 710.4192
2035 | NIWCM | High Demand Growth+Very Low Gas Supply+Increased Demand Response+Low Wind & Solar | -1582.3854 | -454.8621 | 560.5288
2026 | SIWEM_PERC | High Demand Growth+Very Low Gas Supply+Increased Demand Response+Low Wind & Solar | 40.1103 | 40.2509 | 40.2509
2027 | SIWEM_PERC | High Demand Growth+Very Low Gas Supply+Increased Demand Response+Low Wind & Solar | 30.8615 | 35.2085 | 35.9601
2028 | SIWEM_PERC | High Demand Growth+Very Low Gas Supply+Increased Demand Response+Low Wind & Solar | 10.3616 | 23.793 | 33.8735
2029 | SIWEM_PERC | High Demand Growth+Very Low Gas Supply+Increased Demand Response+Low Wind & Solar | 3.3418 | 13.2931 | 30.4889
2030 | SIWEM_PERC | High Demand Growth+Very Low Gas Supply+Increased Demand Response+Low Wind & Solar | -4.2769 | 6.3506 | 27.7475
2031 | SIWEM_PERC | High Demand Growth+Very Low Gas Supply+Increased Demand Response+Low Wind & Solar | -9.5005 | 0.51875 | 28.4085
2032 | SIWEM_PERC | High Demand Growth+Very Low Gas Supply+Increased Demand Response+Low Wind & Solar | -11.248 | -1.4502 | 24.0936
2033 | SIWEM_PERC | High Demand Growth+Very Low Gas Supply+Increased Demand Response+Low Wind & Solar | -12.8456 | -3.2532 | 21.2826
2034 | SIWEM_PERC | High Demand Growth+Very Low Gas Supply+Increased Demand Response+Low Wind & Solar | -14.5725 | -5.2022 | 15.0476
2035 | SIWEM_PERC | High Demand Growth+Very Low Gas Supply+Increased Demand Response+Low Wind & Solar | -15.8119 | -6.612 | 10.0483
2026 | NZWEM_PERC | High Demand Growth+Very Low Gas Supply+Increased Demand Response+Constrained Operational Capacity | 16.1169 | 16.1722 | 16.1722
2027 | NZWEM_PERC | High Demand Growth+Very Low Gas Supply+Increased Demand Response+Constrained Operational Capacity | 13.0247 | 14.7544 | 15.0535
2028 | NZWEM_PERC | High Demand Growth+Very Low Gas Supply+Increased Demand Response+Constrained Operational Capacity | 3.9983 | 11.314 | 15.3716
2029 | NZWEM_PERC | High Demand Growth+Very Low Gas Supply+Increased Demand Response+Constrained Operational Capacity | -2.9922 | 6.9607 | 14.8354
2030 | NZWEM_PERC | High Demand Growth+Very Low Gas Supply+Increased Demand Response+Constrained Operational Capacity | -9.2503 | 2.0187 | 14.379
2031 | NZWEM_PERC | High Demand Growth+Very Low Gas Supply+Increased Demand Response+Constrained Operational Capacity | -12.6235 | -1.7485 | 15.1153
2032 | NZWEM_PERC | High Demand Growth+Very Low Gas Supply+Increased Demand Response+Constrained Operational Capacity | -14.7093 | -3.8197 | 13.4103
2033 | NZWEM_PERC | High Demand Growth+Very Low Gas Supply+Increased Demand Response+Constrained Operational Capacity | -16.4794 | -5.8672 | 12.368
2034 | NZWEM_PERC | High Demand Growth+Very Low Gas Supply+Increased Demand Response+Constrained Operational Capacity | -18.4624 | -7.8104 | 9.8958
2035 | NZWEM_PERC | High Demand Growth+Very Low Gas Supply+Increased Demand Response+Constrained Operational Capacity | -19.9079 | -9.4308 | 7.8578
2026 | NIWCM | High Demand Growth+Very Low Gas Supply+Increased Demand Response+Constrained Operational Capacity | 439.5221 | 439.5221 | 439.5221
2027 | NIWCM | High Demand Growth+Very Low Gas Supply+Increased Demand Response+Constrained Operational Capacity | 551.3465 | 555.2176 | 555.2176
2028 | NIWCM | High Demand Growth+Very Low Gas Supply+Increased Demand Response+Constrained Operational Capacity | 399.4221 | 894.0563 | 902.3906
2029 | NIWCM | High Demand Growth+Very Low Gas Supply+Increased Demand Response+Constrained Operational Capacity | -165.9374 | 483.7135 | 641.0986
2030 | NIWCM | High Demand Growth+Very Low Gas Supply+Increased Demand Response+Constrained Operational Capacity | -1195.6807 | -454.2113 | -240.875
2031 | NIWCM | High Demand Growth+Very Low Gas Supply+Increased Demand Response+Constrained Operational Capacity | -1456.0107 | -703.7915 | -430.0829
2032 | NIWCM | High Demand Growth+Very Low Gas Supply+Increased Demand Response+Constrained Operational Capacity | -1670.5584 | -915.9186 | -618.8391
2033 | NIWCM | High Demand Growth+Very Low Gas Supply+Increased Demand Response+Constrained Operational Capacity | -1871.1968 | -1112.682 | -806.9828
2034 | NIWCM | High Demand Growth+Very Low Gas Supply+Increased Demand Response+Constrained Operational Capacity | -2093.5544 | -1297.8106 | -913.241
2035 | NIWCM | High Demand Growth+Very Low Gas Supply+Increased Demand Response+Constrained Operational Capacity | -2204.6125 | -1454.2467 | -1066.9884
2026 | SIWEM_PERC | High Demand Growth+Very Low Gas Supply+Increased Demand Response+Constrained Operational Capacity | 43.3808 | 43.5366 | 43.5366
2027 | SIWEM_PERC | High Demand Growth+Very Low Gas Supply+Increased Demand Response+Constrained Operational Capacity | 34.3939 | 39.2108 | 40.0435
2028 | SIWEM_PERC | High Demand Growth+Very Low Gas Supply+Increased Demand Response+Constrained Operational Capacity | 11.2837 | 29.3506 | 40.5206
2029 | SIWEM_PERC | High Demand Growth+Very Low Gas Supply+Increased Demand Response+Constrained Operational Capacity | 4.2023 | 17.2373 | 38.6839
2030 | SIWEM_PERC | High Demand Growth+Very Low Gas Supply+Increased Demand Response+Constrained Operational Capacity | -3.4825 | 8.2937 | 36.9142
2031 | SIWEM_PERC | High Demand Growth+Very Low Gas Supply+Increased Demand Response+Constrained Operational Capacity | -8.7515 | 2.3505 | 38.3405
2032 | SIWEM_PERC | High Demand Growth+Very Low Gas Supply+Increased Demand Response+Constrained Operational Capacity | -10.5156 | 0.3411 | 34.0281
2033 | SIWEM_PERC | High Demand Growth+Very Low Gas Supply+Increased Demand Response+Constrained Operational Capacity | -12.1285 | -1.4995 | 31.384
2034 | SIWEM_PERC | High Demand Growth+Very Low Gas Supply+Increased Demand Response+Constrained Operational Capacity | -13.8721 | -3.4891 | 24.9152
2035 | SIWEM_PERC | High Demand Growth+Very Low Gas Supply+Increased Demand Response+Constrained Operational Capacity | -15.1242 | -4.93 | 19.531
2026 | NZWEM_PERC | High Demand Growth+Very Low Gas Supply+Increased Demand Response+Constrained Operational Capacity+Low Wind & Solar | 14.954 | 15.004 | 15.004
2027 | NZWEM_PERC | High Demand Growth+Very Low Gas Supply+Increased Demand Response+Constrained Operational Capacity+Low Wind & Solar | 11.7563 | 13.3173 | 13.5871
2028 | NZWEM_PERC | High Demand Growth+Very Low Gas Supply+Increased Demand Response+Constrained Operational Capacity+Low Wind & Solar | 2.693 | 9.2952 | 12.957
2029 | NZWEM_PERC | High Demand Growth+Very Low Gas Supply+Increased Demand Response+Constrained Operational Capacity+Low Wind & Solar | -4.2624 | 4.7198 | 11.8264
2030 | NZWEM_PERC | High Demand Growth+Very Low Gas Supply+Increased Demand Response+Constrained Operational Capacity+Low Wind & Solar | -10.4425 | -0.22964 | 10.9572
2031 | NZWEM_PERC | High Demand Growth+Very Low Gas Supply+Increased Demand Response+Constrained Operational Capacity+Low Wind & Solar | -13.766 | -3.9032 | 11.3466
2032 | NZWEM_PERC | High Demand Growth+Very Low Gas Supply+Increased Demand Response+Constrained Operational Capacity+Low Wind & Solar | -15.8195 | -5.9448 | 9.6643
2033 | NZWEM_PERC | High Demand Growth+Very Low Gas Supply+Increased Demand Response+Constrained Operational Capacity+Low Wind & Solar | -17.5614 | -7.9382 | 8.5766
2034 | NZWEM_PERC | High Demand Growth+Very Low Gas Supply+Increased Demand Response+Constrained Operational Capacity+Low Wind & Solar | -19.5129 | -9.8213 | 6.2145
2035 | NZWEM_PERC | High Demand Growth+Very Low Gas Supply+Increased Demand Response+Constrained Operational Capacity+Low Wind & Solar | -20.9337 | -11.3943 | 4.2633
2026 | NIWCM | High Demand Growth+Very Low Gas Supply+Increased Demand Response+Constrained Operational Capacity+Low Wind & Solar | 439.5221 | 439.5221 | 439.5221
2027 | NIWCM | High Demand Growth+Very Low Gas Supply+Increased Demand Response+Constrained Operational Capacity+Low Wind & Solar | 551.3465 | 555.2176 | 555.2176
2028 | NIWCM | High Demand Growth+Very Low Gas Supply+Increased Demand Response+Constrained Operational Capacity+Low Wind & Solar | 399.4221 | 894.0563 | 902.3906
2029 | NIWCM | High Demand Growth+Very Low Gas Supply+Increased Demand Response+Constrained Operational Capacity+Low Wind & Solar | -165.9374 | 483.7135 | 641.0986
2030 | NIWCM | High Demand Growth+Very Low Gas Supply+Increased Demand Response+Constrained Operational Capacity+Low Wind & Solar | -1195.6807 | -454.2113 | -240.875
2031 | NIWCM | High Demand Growth+Very Low Gas Supply+Increased Demand Response+Constrained Operational Capacity+Low Wind & Solar | -1456.0107 | -703.7915 | -430.0829
2032 | NIWCM | High Demand Growth+Very Low Gas Supply+Increased Demand Response+Constrained Operational Capacity+Low Wind & Solar | -1670.5584 | -915.9186 | -618.8391
2033 | NIWCM | High Demand Growth+Very Low Gas Supply+Increased Demand Response+Constrained Operational Capacity+Low Wind & Solar | -1871.1968 | -1112.682 | -806.9828
2034 | NIWCM | High Demand Growth+Very Low Gas Supply+Increased Demand Response+Constrained Operational Capacity+Low Wind & Solar | -2093.5544 | -1297.8106 | -913.241
2035 | NIWCM | High Demand Growth+Very Low Gas Supply+Increased Demand Response+Constrained Operational Capacity+Low Wind & Solar | -2204.6125 | -1454.2467 | -1066.9884
2026 | SIWEM_PERC | High Demand Growth+Very Low Gas Supply+Increased Demand Response+Constrained Operational Capacity+Low Wind & Solar | 40.1103 | 40.2509 | 40.2509
2027 | SIWEM_PERC | High Demand Growth+Very Low Gas Supply+Increased Demand Response+Constrained Operational Capacity+Low Wind & Solar | 30.8615 | 35.2085 | 35.9601
2028 | SIWEM_PERC | High Demand Growth+Very Low Gas Supply+Increased Demand Response+Constrained Operational Capacity+Low Wind & Solar | 10.3616 | 23.793 | 33.8735
2029 | SIWEM_PERC | High Demand Growth+Very Low Gas Supply+Increased Demand Response+Constrained Operational Capacity+Low Wind & Solar | 3.3418 | 13.2931 | 30.4889
2030 | SIWEM_PERC | High Demand Growth+Very Low Gas Supply+Increased Demand Response+Constrained Operational Capacity+Low Wind & Solar | -4.2769 | 6.3506 | 27.7475
2031 | SIWEM_PERC | High Demand Growth+Very Low Gas Supply+Increased Demand Response+Constrained Operational Capacity+Low Wind & Solar | -9.5005 | 0.51875 | 28.4085
2032 | SIWEM_PERC | High Demand Growth+Very Low Gas Supply+Increased Demand Response+Constrained Operational Capacity+Low Wind & Solar | -11.248 | -1.4502 | 24.0936
2033 | SIWEM_PERC | High Demand Growth+Very Low Gas Supply+Increased Demand Response+Constrained Operational Capacity+Low Wind & Solar | -12.8456 | -3.2532 | 21.2826
2034 | SIWEM_PERC | High Demand Growth+Very Low Gas Supply+Increased Demand Response+Constrained Operational Capacity+Low Wind & Solar | -14.5725 | -5.2022 | 15.0476
2035 | SIWEM_PERC | High Demand Growth+Very Low Gas Supply+Increased Demand Response+Constrained Operational Capacity+Low Wind & Solar | -15.8119 | -6.612 | 10.0483
2026 | NZWEM_PERC | High Demand Growth+Very Low Gas Supply+Increased Demand Response+Upgraded HVDC | 16.1169 | 16.1722 | 16.1722
2027 | NZWEM_PERC | High Demand Growth+Very Low Gas Supply+Increased Demand Response+Upgraded HVDC | 13.0247 | 14.7544 | 15.0535
2028 | NZWEM_PERC | High Demand Growth+Very Low Gas Supply+Increased Demand Response+Upgraded HVDC | 3.9983 | 11.314 | 15.3716
2029 | NZWEM_PERC | High Demand Growth+Very Low Gas Supply+Increased Demand Response+Upgraded HVDC | -2.9922 | 6.9607 | 14.8354
2030 | NZWEM_PERC | High Demand Growth+Very Low Gas Supply+Increased Demand Response+Upgraded HVDC | -9.2503 | 2.0187 | 14.379
2031 | NZWEM_PERC | High Demand Growth+Very Low Gas Supply+Increased Demand Response+Upgraded HVDC | -12.6235 | -1.7485 | 15.1153
2032 | NZWEM_PERC | High Demand Growth+Very Low Gas Supply+Increased Demand Response+Upgraded HVDC | -14.7093 | -3.8197 | 13.4103
2033 | NZWEM_PERC | High Demand Growth+Very Low Gas Supply+Increased Demand Response+Upgraded HVDC | -16.4794 | -5.8672 | 12.368
2034 | NZWEM_PERC | High Demand Growth+Very Low Gas Supply+Increased Demand Response+Upgraded HVDC | -18.4624 | -7.8104 | 9.8958
2035 | NZWEM_PERC | High Demand Growth+Very Low Gas Supply+Increased Demand Response+Upgraded HVDC | -19.9079 | -9.4308 | 7.8578
2026 | NIWCM | High Demand Growth+Very Low Gas Supply+Increased Demand Response+Upgraded HVDC | 1020.1216 | 1020.9214 | 1020.9214
2027 | NIWCM | High Demand Growth+Very Low Gas Supply+Increased Demand Response+Upgraded HVDC | 1173.2326 | 1204.8335 | 1209.37
2028 | NIWCM | High Demand Growth+Very Low Gas Supply+Increased Demand Response+Upgraded HVDC | 1056.3289 | 1704.7514 | 1774.7903
2029 | NIWCM | High Demand Growth+Very Low Gas Supply+Increased Demand Response+Upgraded HVDC | 507.3823 | 1402.5048 | 1731.5344
2030 | NIWCM | High Demand Growth+Very Low Gas Supply+Increased Demand Response+Upgraded HVDC | -516.8154 | 509.8885 | 1070.0151
2031 | NIWCM | High Demand Growth+Very Low Gas Supply+Increased Demand Response+Upgraded HVDC | -775.4051 | 271.0536 | 1086.6441
2032 | NIWCM | High Demand Growth+Very Low Gas Supply+Increased Demand Response+Upgraded HVDC | -990.2965 | 77.3665 | 932.992
2033 | NIWCM | High Demand Growth+Very Low Gas Supply+Increased Demand Response+Upgraded HVDC | -1187.1256 | -119.0553 | 810.0713
2034 | NIWCM | High Demand Growth+Very Low Gas Supply+Increased Demand Response+Upgraded HVDC | -1415.5146 | -301.5036 | 710.4192
2035 | NIWCM | High Demand Growth+Very Low Gas Supply+Increased Demand Response+Upgraded HVDC | -1582.3854 | -454.8621 | 560.5288
2026 | SIWEM_PERC | High Demand Growth+Very Low Gas Supply+Increased Demand Response+Upgraded HVDC | 43.3808 | 43.5366 | 43.5366
2027 | SIWEM_PERC | High Demand Growth+Very Low Gas Supply+Increased Demand Response+Upgraded HVDC | 34.3939 | 39.2108 | 40.0435
2028 | SIWEM_PERC | High Demand Growth+Very Low Gas Supply+Increased Demand Response+Upgraded HVDC | 11.2837 | 29.3506 | 40.5206
2029 | SIWEM_PERC | High Demand Growth+Very Low Gas Supply+Increased Demand Response+Upgraded HVDC | 4.2023 | 17.2373 | 38.6839
2030 | SIWEM_PERC | High Demand Growth+Very Low Gas Supply+Increased Demand Response+Upgraded HVDC | -3.4825 | 8.2937 | 36.9142
2031 | SIWEM_PERC | High Demand Growth+Very Low Gas Supply+Increased Demand Response+Upgraded HVDC | -8.7515 | 2.3505 | 38.3405
2032 | SIWEM_PERC | High Demand Growth+Very Low Gas Supply+Increased Demand Response+Upgraded HVDC | -10.5156 | 0.3411 | 34.0281
2033 | SIWEM_PERC | High Demand Growth+Very Low Gas Supply+Increased Demand Response+Upgraded HVDC | -12.1285 | -1.4995 | 31.384
2034 | SIWEM_PERC | High Demand Growth+Very Low Gas Supply+Increased Demand Response+Upgraded HVDC | -13.8721 | -3.4891 | 24.9152
2035 | SIWEM_PERC | High Demand Growth+Very Low Gas Supply+Increased Demand Response+Upgraded HVDC | -15.1242 | -4.93 | 19.531
2026 | NZWEM_PERC | High Demand Growth+Very Low Gas Supply+Increased Demand Response+Upgraded HVDC+Low Wind & Solar | 14.954 | 15.004 | 15.004
2027 | NZWEM_PERC | High Demand Growth+Very Low Gas Supply+Increased Demand Response+Upgraded HVDC+Low Wind & Solar | 11.7563 | 13.3173 | 13.5871
2028 | NZWEM_PERC | High Demand Growth+Very Low Gas Supply+Increased Demand Response+Upgraded HVDC+Low Wind & Solar | 2.693 | 9.2952 | 12.957
2029 | NZWEM_PERC | High Demand Growth+Very Low Gas Supply+Increased Demand Response+Upgraded HVDC+Low Wind & Solar | -4.2624 | 4.7198 | 11.8264
2030 | NZWEM_PERC | High Demand Growth+Very Low Gas Supply+Increased Demand Response+Upgraded HVDC+Low Wind & Solar | -10.4425 | -0.22964 | 10.9572
2031 | NZWEM_PERC | High Demand Growth+Very Low Gas Supply+Increased Demand Response+Upgraded HVDC+Low Wind & Solar | -13.766 | -3.9032 | 11.3466
2032 | NZWEM_PERC | High Demand Growth+Very Low Gas Supply+Increased Demand Response+Upgraded HVDC+Low Wind & Solar | -15.8195 | -5.9448 | 9.6643
2033 | NZWEM_PERC | High Demand Growth+Very Low Gas Supply+Increased Demand Response+Upgraded HVDC+Low Wind & Solar | -17.5614 | -7.9382 | 8.5766
2034 | NZWEM_PERC | High Demand Growth+Very Low Gas Supply+Increased Demand Response+Upgraded HVDC+Low Wind & Solar | -19.5129 | -9.8213 | 6.2145
2035 | NZWEM_PERC | High Demand Growth+Very Low Gas Supply+Increased Demand Response+Upgraded HVDC+Low Wind & Solar | -20.9337 | -11.3943 | 4.2633
2026 | NIWCM | High Demand Growth+Very Low Gas Supply+Increased Demand Response+Upgraded HVDC+Low Wind & Solar | 1020.1216 | 1020.9214 | 1020.9214
2027 | NIWCM | High Demand Growth+Very Low Gas Supply+Increased Demand Response+Upgraded HVDC+Low Wind & Solar | 1173.2326 | 1204.8335 | 1209.37
2028 | NIWCM | High Demand Growth+Very Low Gas Supply+Increased Demand Response+Upgraded HVDC+Low Wind & Solar | 1056.3289 | 1704.7514 | 1774.7903
2029 | NIWCM | High Demand Growth+Very Low Gas Supply+Increased Demand Response+Upgraded HVDC+Low Wind & Solar | 507.3823 | 1402.5048 | 1731.5344
2030 | NIWCM | High Demand Growth+Very Low Gas Supply+Increased Demand Response+Upgraded HVDC+Low Wind & Solar | -516.8154 | 509.8885 | 1070.0151
2031 | NIWCM | High Demand Growth+Very Low Gas Supply+Increased Demand Response+Upgraded HVDC+Low Wind & Solar | -775.4051 | 271.0536 | 1086.6441
2032 | NIWCM | High Demand Growth+Very Low Gas Supply+Increased Demand Response+Upgraded HVDC+Low Wind & Solar | -990.2965 | 77.3665 | 932.992
2033 | NIWCM | High Demand Growth+Very Low Gas Supply+Increased Demand Response+Upgraded HVDC+Low Wind & Solar | -1187.1256 | -119.0553 | 810.0713
2034 | NIWCM | High Demand Growth+Very Low Gas Supply+Increased Demand Response+Upgraded HVDC+Low Wind & Solar | -1415.5146 | -301.5036 | 710.4192
2035 | NIWCM | High Demand Growth+Very Low Gas Supply+Increased Demand Response+Upgraded HVDC+Low Wind & Solar | -1582.3854 | -454.8621 | 560.5288
2026 | SIWEM_PERC | High Demand Growth+Very Low Gas Supply+Increased Demand Response+Upgraded HVDC+Low Wind & Solar | 40.1103 | 40.2509 | 40.2509
2027 | SIWEM_PERC | High Demand Growth+Very Low Gas Supply+Increased Demand Response+Upgraded HVDC+Low Wind & Solar | 30.8615 | 35.2085 | 35.9601
2028 | SIWEM_PERC | High Demand Growth+Very Low Gas Supply+Increased Demand Response+Upgraded HVDC+Low Wind & Solar | 10.3616 | 23.793 | 33.8735
2029 | SIWEM_PERC | High Demand Growth+Very Low Gas Supply+Increased Demand Response+Upgraded HVDC+Low Wind & Solar | 3.3418 | 13.2931 | 30.4889
2030 | SIWEM_PERC | High Demand Growth+Very Low Gas Supply+Increased Demand Response+Upgraded HVDC+Low Wind & Solar | -4.2769 | 6.3506 | 27.7475
2031 | SIWEM_PERC | High Demand Growth+Very Low Gas Supply+Increased Demand Response+Upgraded HVDC+Low Wind & Solar | -9.5005 | 0.51875 | 28.4085
2032 | SIWEM_PERC | High Demand Growth+Very Low Gas Supply+Increased Demand Response+Upgraded HVDC+Low Wind & Solar | -11.248 | -1.4502 | 24.0936
2033 | SIWEM_PERC | High Demand Growth+Very Low Gas Supply+Increased Demand Response+Upgraded HVDC+Low Wind & Solar | -12.8456 | -3.2532 | 21.2826
2034 | SIWEM_PERC | High Demand Growth+Very Low Gas Supply+Increased Demand Response+Upgraded HVDC+Low Wind & Solar | -14.5725 | -5.2022 | 15.0476
2035 | SIWEM_PERC | High Demand Growth+Very Low Gas Supply+Increased Demand Response+Upgraded HVDC+Low Wind & Solar | -15.8119 | -6.612 | 10.0483
2026 | NZWEM_PERC | High Demand Growth+Very Low Gas Supply+Increased Demand Response+Upgraded HVDC+Constrained Operational Capacity | 16.1169 | 16.1722 | 16.1722
2027 | NZWEM_PERC | High Demand Growth+Very Low Gas Supply+Increased Demand Response+Upgraded HVDC+Constrained Operational Capacity | 13.0247 | 14.7544 | 15.0535
2028 | NZWEM_PERC | High Demand Growth+Very Low Gas Supply+Increased Demand Response+Upgraded HVDC+Constrained Operational Capacity | 3.9983 | 11.314 | 15.3716
2029 | NZWEM_PERC | High Demand Growth+Very Low Gas Supply+Increased Demand Response+Upgraded HVDC+Constrained Operational Capacity | -2.9922 | 6.9607 | 14.8354
2030 | NZWEM_PERC | High Demand Growth+Very Low Gas Supply+Increased Demand Response+Upgraded HVDC+Constrained Operational Capacity | -9.2503 | 2.0187 | 14.379
2031 | NZWEM_PERC | High Demand Growth+Very Low Gas Supply+Increased Demand Response+Upgraded HVDC+Constrained Operational Capacity | -12.6235 | -1.7485 | 15.1153
2032 | NZWEM_PERC | High Demand Growth+Very Low Gas Supply+Increased Demand Response+Upgraded HVDC+Constrained Operational Capacity | -14.7093 | -3.8197 | 13.4103
2033 | NZWEM_PERC | High Demand Growth+Very Low Gas Supply+Increased Demand Response+Upgraded HVDC+Constrained Operational Capacity | -16.4794 | -5.8672 | 12.368
2034 | NZWEM_PERC | High Demand Growth+Very Low Gas Supply+Increased Demand Response+Upgraded HVDC+Constrained Operational Capacity | -18.4624 | -7.8104 | 9.8958
2035 | NZWEM_PERC | High Demand Growth+Very Low Gas Supply+Increased Demand Response+Upgraded HVDC+Constrained Operational Capacity | -19.9079 | -9.4308 | 7.8578
2026 | NIWCM | High Demand Growth+Very Low Gas Supply+Increased Demand Response+Upgraded HVDC+Constrained Operational Capacity | 439.5221 | 439.5221 | 439.5221
2027 | NIWCM | High Demand Growth+Very Low Gas Supply+Increased Demand Response+Upgraded HVDC+Constrained Operational Capacity | 551.3465 | 555.2176 | 555.2176
2028 | NIWCM | High Demand Growth+Very Low Gas Supply+Increased Demand Response+Upgraded HVDC+Constrained Operational Capacity | 399.4221 | 894.0563 | 902.3906
2029 | NIWCM | High Demand Growth+Very Low Gas Supply+Increased Demand Response+Upgraded HVDC+Constrained Operational Capacity | -165.9374 | 483.7135 | 641.0986
2030 | NIWCM | High Demand Growth+Very Low Gas Supply+Increased Demand Response+Upgraded HVDC+Constrained Operational Capacity | -1195.6807 | -454.2113 | -240.875
2031 | NIWCM | High Demand Growth+Very Low Gas Supply+Increased Demand Response+Upgraded HVDC+Constrained Operational Capacity | -1456.0107 | -703.7915 | -430.0829
2032 | NIWCM | High Demand Growth+Very Low Gas Supply+Increased Demand Response+Upgraded HVDC+Constrained Operational Capacity | -1670.5584 | -915.9186 | -618.8391
2033 | NIWCM | High Demand Growth+Very Low Gas Supply+Increased Demand Response+Upgraded HVDC+Constrained Operational Capacity | -1871.1968 | -1112.682 | -806.9828
2034 | NIWCM | High Demand Growth+Very Low Gas Supply+Increased Demand Response+Upgraded HVDC+Constrained Operational Capacity | -2093.5544 | -1297.8106 | -913.241
2035 | NIWCM | High Demand Growth+Very Low Gas Supply+Increased Demand Response+Upgraded HVDC+Constrained Operational Capacity | -2204.6125 | -1454.2467 | -1066.9884
2026 | SIWEM_PERC | High Demand Growth+Very Low Gas Supply+Increased Demand Response+Upgraded HVDC+Constrained Operational Capacity | 43.3808 | 43.5366 | 43.5366
2027 | SIWEM_PERC | High Demand Growth+Very Low Gas Supply+Increased Demand Response+Upgraded HVDC+Constrained Operational Capacity | 34.3939 | 39.2108 | 40.0435
2028 | SIWEM_PERC | High Demand Growth+Very Low Gas Supply+Increased Demand Response+Upgraded HVDC+Constrained Operational Capacity | 11.2837 | 29.3506 | 40.5206
2029 | SIWEM_PERC | High Demand Growth+Very Low Gas Supply+Increased Demand Response+Upgraded HVDC+Constrained Operational Capacity | 4.2023 | 17.2373 | 38.6839
2030 | SIWEM_PERC | High Demand Growth+Very Low Gas Supply+Increased Demand Response+Upgraded HVDC+Constrained Operational Capacity | -3.4825 | 8.2937 | 36.9142
2031 | SIWEM_PERC | High Demand Growth+Very Low Gas Supply+Increased Demand Response+Upgraded HVDC+Constrained Operational Capacity | -8.7515 | 2.3505 | 38.3405
2032 | SIWEM_PERC | High Demand Growth+Very Low Gas Supply+Increased Demand Response+Upgraded HVDC+Constrained Operational Capacity | -10.5156 | 0.3411 | 34.0281
2033 | SIWEM_PERC | High Demand Growth+Very Low Gas Supply+Increased Demand Response+Upgraded HVDC+Constrained Operational Capacity | -12.1285 | -1.4995 | 31.384
2034 | SIWEM_PERC | High Demand Growth+Very Low Gas Supply+Increased Demand Response+Upgraded HVDC+Constrained Operational Capacity | -13.8721 | -3.4891 | 24.9152
2035 | SIWEM_PERC | High Demand Growth+Very Low Gas Supply+Increased Demand Response+Upgraded HVDC+Constrained Operational Capacity | -15.1242 | -4.93 | 19.531
2026 | NZWEM_PERC | High Demand Growth+Very Low Gas Supply+Increased Demand Response+Upgraded HVDC+Constrained Operational Capacity+Low Wind & Solar | 14.954 | 15.004 | 15.004
2027 | NZWEM_PERC | High Demand Growth+Very Low Gas Supply+Increased Demand Response+Upgraded HVDC+Constrained Operational Capacity+Low Wind & Solar | 11.7563 | 13.3173 | 13.5871
2028 | NZWEM_PERC | High Demand Growth+Very Low Gas Supply+Increased Demand Response+Upgraded HVDC+Constrained Operational Capacity+Low Wind & Solar | 2.693 | 9.2952 | 12.957
2029 | NZWEM_PERC | High Demand Growth+Very Low Gas Supply+Increased Demand Response+Upgraded HVDC+Constrained Operational Capacity+Low Wind & Solar | -4.2624 | 4.7198 | 11.8264
2030 | NZWEM_PERC | High Demand Growth+Very Low Gas Supply+Increased Demand Response+Upgraded HVDC+Constrained Operational Capacity+Low Wind & Solar | -10.4425 | -0.22964 | 10.9572
2031 | NZWEM_PERC | High Demand Growth+Very Low Gas Supply+Increased Demand Response+Upgraded HVDC+Constrained Operational Capacity+Low Wind & Solar | -13.766 | -3.9032 | 11.3466
2032 | NZWEM_PERC | High Demand Growth+Very Low Gas Supply+Increased Demand Response+Upgraded HVDC+Constrained Operational Capacity+Low Wind & Solar | -15.8195 | -5.9448 | 9.6643
2033 | NZWEM_PERC | High Demand Growth+Very Low Gas Supply+Increased Demand Response+Upgraded HVDC+Constrained Operational Capacity+Low Wind & Solar | -17.5614 | -7.9382 | 8.5766
2034 | NZWEM_PERC | High Demand Growth+Very Low Gas Supply+Increased Demand Response+Upgraded HVDC+Constrained Operational Capacity+Low Wind & Solar | -19.5129 | -9.8213 | 6.2145
2035 | NZWEM_PERC | High Demand Growth+Very Low Gas Supply+Increased Demand Response+Upgraded HVDC+Constrained Operational Capacity+Low Wind & Solar | -20.9337 | -11.3943 | 4.2633
2026 | NIWCM | High Demand Growth+Very Low Gas Supply+Increased Demand Response+Upgraded HVDC+Constrained Operational Capacity+Low Wind & Solar | 439.5221 | 439.5221 | 439.5221
2027 | NIWCM | High Demand Growth+Very Low Gas Supply+Increased Demand Response+Upgraded HVDC+Constrained Operational Capacity+Low Wind & Solar | 551.3465 | 555.2176 | 555.2176
2028 | NIWCM | High Demand Growth+Very Low Gas Supply+Increased Demand Response+Upgraded HVDC+Constrained Operational Capacity+Low Wind & Solar | 399.4221 | 894.0563 | 902.3906
2029 | NIWCM | High Demand Growth+Very Low Gas Supply+Increased Demand Response+Upgraded HVDC+Constrained Operational Capacity+Low Wind & Solar | -165.9374 | 483.7135 | 641.0986
2030 | NIWCM | High Demand Growth+Very Low Gas Supply+Increased Demand Response+Upgraded HVDC+Constrained Operational Capacity+Low Wind & Solar | -1195.6807 | -454.2113 | -240.875
2031 | NIWCM | High Demand Growth+Very Low Gas Supply+Increased Demand Response+Upgraded HVDC+Constrained Operational Capacity+Low Wind & Solar | -1456.0107 | -703.7915 | -430.0829
2032 | NIWCM | High Demand Growth+Very Low Gas Supply+Increased Demand Response+Upgraded HVDC+Constrained Operational Capacity+Low Wind & Solar | -1670.5584 | -915.9186 | -618.8391
2033 | NIWCM | High Demand Growth+Very Low Gas Supply+Increased Demand Response+Upgraded HVDC+Constrained Operational Capacity+Low Wind & Solar | -1871.1968 | -1112.682 | -806.9828
2034 | NIWCM | High Demand Growth+Very Low Gas Supply+Increased Demand Response+Upgraded HVDC+Constrained Operational Capacity+Low Wind & Solar | -2093.5544 | -1297.8106 | -913.241
2035 | NIWCM | High Demand Growth+Very Low Gas Supply+Increased Demand Response+Upgraded HVDC+Constrained Operational Capacity+Low Wind & Solar | -2204.6125 | -1454.2467 | -1066.9884
2026 | SIWEM_PERC | High Demand Growth+Very Low Gas Supply+Increased Demand Response+Upgraded HVDC+Constrained Operational Capacity+Low Wind & Solar | 40.1103 | 40.2509 | 40.2509
2027 | SIWEM_PERC | High Demand Growth+Very Low Gas Supply+Increased Demand Response+Upgraded HVDC+Constrained Operational Capacity+Low Wind & Solar | 30.8615 | 35.2085 | 35.9601
2028 | SIWEM_PERC | High Demand Growth+Very Low Gas Supply+Increased Demand Response+Upgraded HVDC+Constrained Operational Capacity+Low Wind & Solar | 10.3616 | 23.793 | 33.8735
2029 | SIWEM_PERC | High Demand Growth+Very Low Gas Supply+Increased Demand Response+Upgraded HVDC+Constrained Operational Capacity+Low Wind & Solar | 3.3418 | 13.2931 | 30.4889
2030 | SIWEM_PERC | High Demand Growth+Very Low Gas Supply+Increased Demand Response+Upgraded HVDC+Constrained Operational Capacity+Low Wind & Solar | -4.2769 | 6.3506 | 27.7475
2031 | SIWEM_PERC | High Demand Growth+Very Low Gas Supply+Increased Demand Response+Upgraded HVDC+Constrained Operational Capacity+Low Wind & Solar | -9.5005 | 0.51875 | 28.4085
2032 | SIWEM_PERC | High Demand Growth+Very Low Gas Supply+Increased Demand Response+Upgraded HVDC+Constrained Operational Capacity+Low Wind & Solar | -11.248 | -1.4502 | 24.0936
2033 | SIWEM_PERC | High Demand Growth+Very Low Gas Supply+Increased Demand Response+Upgraded HVDC+Constrained Operational Capacity+Low Wind & Solar | -12.8456 | -3.2532 | 21.2826
2034 | SIWEM_PERC | High Demand Growth+Very Low Gas Supply+Increased Demand Response+Upgraded HVDC+Constrained Operational Capacity+Low Wind & Solar | -14.5725 | -5.2022 | 15.0476
2035 | SIWEM_PERC | High Demand Growth+Very Low Gas Supply+Increased Demand Response+Upgraded HVDC+Constrained Operational Capacity+Low Wind & Solar | -15.8119 | -6.612 | 10.0483
2026 | NZWEM_PERC | High Demand Growth+Very Low Gas Supply+Increased Demand Response+Delayed Build | 11.6233 | 11.6233 | 11.6233
2027 | NZWEM_PERC | High Demand Growth+Very Low Gas Supply+Increased Demand Response+Delayed Build | 6.0858 | 6.2189 | 6.3769
2028 | NZWEM_PERC | High Demand Growth+Very Low Gas Supply+Increased Demand Response+Delayed Build | 0.22511 | 1.527 | 1.8103
2029 | NZWEM_PERC | High Demand Growth+Very Low Gas Supply+Increased Demand Response+Delayed Build | -3.9925 | -1.5125 | -0.74218
2030 | NZWEM_PERC | High Demand Growth+Very Low Gas Supply+Increased Demand Response+Delayed Build | -9.2503 | -1.6816 | 4.7161
2031 | NZWEM_PERC | High Demand Growth+Very Low Gas Supply+Increased Demand Response+Delayed Build | -12.6235 | -2.8173 | 4.2658
2032 | NZWEM_PERC | High Demand Growth+Very Low Gas Supply+Increased Demand Response+Delayed Build | -14.7093 | -4.6253 | 6.8852
2033 | NZWEM_PERC | High Demand Growth+Very Low Gas Supply+Increased Demand Response+Delayed Build | -16.4794 | -6.5807 | 9.3892
2034 | NZWEM_PERC | High Demand Growth+Very Low Gas Supply+Increased Demand Response+Delayed Build | -18.4624 | -8.5463 | 7.7577
2035 | NZWEM_PERC | High Demand Growth+Very Low Gas Supply+Increased Demand Response+Delayed Build | -19.9079 | -9.8467 | 7.442
2026 | NIWCM | High Demand Growth+Very Low Gas Supply+Increased Demand Response+Delayed Build | 741.7097 | 741.7097 | 741.7097
2027 | NIWCM | High Demand Growth+Very Low Gas Supply+Increased Demand Response+Delayed Build | 773.7008 | 775.7044 | 778.1769
2028 | NIWCM | High Demand Growth+Very Low Gas Supply+Increased Demand Response+Delayed Build | 800.8704 | 821.4527 | 825.9892
2029 | NIWCM | High Demand Growth+Very Low Gas Supply+Increased Demand Response+Delayed Build | 298.916 | 427.2221 | 440.8144
2030 | NIWCM | High Demand Growth+Very Low Gas Supply+Increased Demand Response+Delayed Build | -572.5919 | 153.6605 | 446.6601
2031 | NIWCM | High Demand Growth+Very Low Gas Supply+Increased Demand Response+Delayed Build | -848.3436 | 90.1803 | 451.7001
2032 | NIWCM | High Demand Growth+Very Low Gas Supply+Increased Demand Response+Delayed Build | -1063.235 | -48.9412 | 540.0208
2033 | NIWCM | High Demand Growth+Very Low Gas Supply+Increased Demand Response+Delayed Build | -1187.1256 | -164.0945 | 665.6296
2034 | NIWCM | High Demand Growth+Very Low Gas Supply+Increased Demand Response+Delayed Build | -1415.5146 | -371.5928 | 495.901
2035 | NIWCM | High Demand Growth+Very Low Gas Supply+Increased Demand Response+Delayed Build | -1582.3854 | -507.1941 | 430.9678
2026 | SIWEM_PERC | High Demand Growth+Very Low Gas Supply+Increased Demand Response+Delayed Build | 30.7425 | 30.7425 | 30.7425
2027 | SIWEM_PERC | High Demand Growth+Very Low Gas Supply+Increased Demand Response+Delayed Build | 15.0705 | 15.4411 | 15.8809
2028 | SIWEM_PERC | High Demand Growth+Very Low Gas Supply+Increased Demand Response+Delayed Build | 9.1882 | 10.9655 | 10.9655
2029 | SIWEM_PERC | High Demand Growth+Very Low Gas Supply+Increased Demand Response+Delayed Build | 2.6144 | 6.9288 | 6.9288
2030 | SIWEM_PERC | High Demand Growth+Very Low Gas Supply+Increased Demand Response+Delayed Build | -3.4825 | 6.6977 | 17.5342
2031 | SIWEM_PERC | High Demand Growth+Very Low Gas Supply+Increased Demand Response+Delayed Build | -8.7515 | 0.84595 | 12.6108
2032 | SIWEM_PERC | High Demand Growth+Very Low Gas Supply+Increased Demand Response+Delayed Build | -10.5156 | 0.3411 | 16.7231
2033 | SIWEM_PERC | High Demand Growth+Very Low Gas Supply+Increased Demand Response+Delayed Build | -12.1285 | -1.4995 | 23.4475
2034 | SIWEM_PERC | High Demand Growth+Very Low Gas Supply+Increased Demand Response+Delayed Build | -13.8721 | -3.4891 | 19.184
2035 | SIWEM_PERC | High Demand Growth+Very Low Gas Supply+Increased Demand Response+Delayed Build | -15.1242 | -4.93 | 18.4102
2026 | NZWEM_PERC | High Demand Growth+Very Low Gas Supply+Increased Demand Response+Delayed Build+Low Wind & Solar | 10.7387 | 10.7387 | 10.7387
2027 | NZWEM_PERC | High Demand Growth+Very Low Gas Supply+Increased Demand Response+Delayed Build+Low Wind & Solar | 5.1855 | 5.3056 | 5.4482
2028 | NZWEM_PERC | High Demand Growth+Very Low Gas Supply+Increased Demand Response+Delayed Build+Low Wind & Solar | -0.85972 | 0.31519 | 0.57089
2029 | NZWEM_PERC | High Demand Growth+Very Low Gas Supply+Increased Demand Response+Delayed Build+Low Wind & Solar | -5.1652 | -2.927 | -2.2318
2030 | NZWEM_PERC | High Demand Growth+Very Low Gas Supply+Increased Demand Response+Delayed Build+Low Wind & Solar | -10.4425 | -3.612 | 2.1617
2031 | NZWEM_PERC | High Demand Growth+Very Low Gas Supply+Increased Demand Response+Delayed Build+Low Wind & Solar | -13.766 | -4.9162 | 1.476
2032 | NZWEM_PERC | High Demand Growth+Very Low Gas Supply+Increased Demand Response+Delayed Build+Low Wind & Solar | -15.8195 | -6.7191 | 3.6987
2033 | NZWEM_PERC | High Demand Growth+Very Low Gas Supply+Increased Demand Response+Delayed Build+Low Wind & Solar | -17.5614 | -8.6211 | 5.8203
2034 | NZWEM_PERC | High Demand Growth+Very Low Gas Supply+Increased Demand Response+Delayed Build+Low Wind & Solar | -19.5129 | -10.5572 | 4.213
2035 | NZWEM_PERC | High Demand Growth+Very Low Gas Supply+Increased Demand Response+Delayed Build+Low Wind & Solar | -20.9337 | -11.8102 | 3.8474
2026 | NIWCM | High Demand Growth+Very Low Gas Supply+Increased Demand Response+Delayed Build+Low Wind & Solar | 741.7097 | 741.7097 | 741.7097
2027 | NIWCM | High Demand Growth+Very Low Gas Supply+Increased Demand Response+Delayed Build+Low Wind & Solar | 773.7008 | 775.7044 | 778.1769
2028 | NIWCM | High Demand Growth+Very Low Gas Supply+Increased Demand Response+Delayed Build+Low Wind & Solar | 800.8704 | 821.4527 | 825.9892
2029 | NIWCM | High Demand Growth+Very Low Gas Supply+Increased Demand Response+Delayed Build+Low Wind & Solar | 298.916 | 427.2221 | 440.8144
2030 | NIWCM | High Demand Growth+Very Low Gas Supply+Increased Demand Response+Delayed Build+Low Wind & Solar | -572.5919 | 153.6605 | 446.6601
2031 | NIWCM | High Demand Growth+Very Low Gas Supply+Increased Demand Response+Delayed Build+Low Wind & Solar | -848.3436 | 90.1803 | 451.7001
2032 | NIWCM | High Demand Growth+Very Low Gas Supply+Increased Demand Response+Delayed Build+Low Wind & Solar | -1063.235 | -48.9412 | 540.0208
2033 | NIWCM | High Demand Growth+Very Low Gas Supply+Increased Demand Response+Delayed Build+Low Wind & Solar | -1187.1256 | -164.0945 | 665.6296
2034 | NIWCM | High Demand Growth+Very Low Gas Supply+Increased Demand Response+Delayed Build+Low Wind & Solar | -1415.5146 | -371.5928 | 495.901
2035 | NIWCM | High Demand Growth+Very Low Gas Supply+Increased Demand Response+Delayed Build+Low Wind & Solar | -1582.3854 | -507.1941 | 430.9678
2026 | SIWEM_PERC | High Demand Growth+Very Low Gas Supply+Increased Demand Response+Delayed Build+Low Wind & Solar | 28.2544 | 28.2544 | 28.2544
2027 | SIWEM_PERC | High Demand Growth+Very Low Gas Supply+Increased Demand Response+Delayed Build+Low Wind & Solar | 12.6546 | 12.8978 | 13.2947
2028 | SIWEM_PERC | High Demand Growth+Very Low Gas Supply+Increased Demand Response+Delayed Build+Low Wind & Solar | 8.4705 | 10.0745 | 10.0745
2029 | SIWEM_PERC | High Demand Growth+Very Low Gas Supply+Increased Demand Response+Delayed Build+Low Wind & Solar | 1.9088 | 5.8024 | 5.8024
2030 | SIWEM_PERC | High Demand Growth+Very Low Gas Supply+Increased Demand Response+Delayed Build+Low Wind & Solar | -4.2769 | 4.9103 | 14.6899
2031 | SIWEM_PERC | High Demand Growth+Very Low Gas Supply+Increased Demand Response+Delayed Build+Low Wind & Solar | -9.5005 | -0.8391 | 9.7783
2032 | SIWEM_PERC | High Demand Growth+Very Low Gas Supply+Increased Demand Response+Delayed Build+Low Wind & Solar | -11.248 | -1.4502 | 12.7842
2033 | SIWEM_PERC | High Demand Growth+Very Low Gas Supply+Increased Demand Response+Delayed Build+Low Wind & Solar | -12.8456 | -3.2532 | 14.1177
2034 | SIWEM_PERC | High Demand Growth+Very Low Gas Supply+Increased Demand Response+Delayed Build+Low Wind & Solar | -14.5725 | -5.2022 | 11.7666
2035 | SIWEM_PERC | High Demand Growth+Very Low Gas Supply+Increased Demand Response+Delayed Build+Low Wind & Solar | -15.8119 | -6.612 | 10.0483
2026 | NZWEM_PERC | High Demand Growth+Very Low Gas Supply+Increased Demand Response+Delayed Build+Constrained Operational Capacity | 11.6233 | 11.6233 | 11.6233
2027 | NZWEM_PERC | High Demand Growth+Very Low Gas Supply+Increased Demand Response+Delayed Build+Constrained Operational Capacity | 6.0858 | 6.2189 | 6.3769
2028 | NZWEM_PERC | High Demand Growth+Very Low Gas Supply+Increased Demand Response+Delayed Build+Constrained Operational Capacity | 0.22511 | 1.527 | 1.8103
2029 | NZWEM_PERC | High Demand Growth+Very Low Gas Supply+Increased Demand Response+Delayed Build+Constrained Operational Capacity | -3.9925 | -1.5125 | -0.74218
2030 | NZWEM_PERC | High Demand Growth+Very Low Gas Supply+Increased Demand Response+Delayed Build+Constrained Operational Capacity | -9.2503 | -1.6816 | 4.7161
2031 | NZWEM_PERC | High Demand Growth+Very Low Gas Supply+Increased Demand Response+Delayed Build+Constrained Operational Capacity | -12.6235 | -2.8173 | 4.2658
2032 | NZWEM_PERC | High Demand Growth+Very Low Gas Supply+Increased Demand Response+Delayed Build+Constrained Operational Capacity | -14.7093 | -4.6253 | 6.8852
2033 | NZWEM_PERC | High Demand Growth+Very Low Gas Supply+Increased Demand Response+Delayed Build+Constrained Operational Capacity | -16.4794 | -6.5807 | 9.3892
2034 | NZWEM_PERC | High Demand Growth+Very Low Gas Supply+Increased Demand Response+Delayed Build+Constrained Operational Capacity | -18.4624 | -8.5463 | 7.7577
2035 | NZWEM_PERC | High Demand Growth+Very Low Gas Supply+Increased Demand Response+Delayed Build+Constrained Operational Capacity | -19.9079 | -9.8467 | 7.442
2026 | NIWCM | High Demand Growth+Very Low Gas Supply+Increased Demand Response+Delayed Build+Constrained Operational Capacity | 209.2066 | 209.2066 | 209.2066
2027 | NIWCM | High Demand Growth+Very Low Gas Supply+Increased Demand Response+Delayed Build+Constrained Operational Capacity | 234.8086 | 234.8086 | 234.8086
2028 | NIWCM | High Demand Growth+Very Low Gas Supply+Increased Demand Response+Delayed Build+Constrained Operational Capacity | 189.4472 | 189.4472 | 189.4472
2029 | NIWCM | High Demand Growth+Very Low Gas Supply+Increased Demand Response+Delayed Build+Constrained Operational Capacity | -346.1456 | -263.9631 | -263.9631
2030 | NIWCM | High Demand Growth+Very Low Gas Supply+Increased Demand Response+Delayed Build+Constrained Operational Capacity | -1251.4572 | -737.7904 | -619.8589
2031 | NIWCM | High Demand Growth+Very Low Gas Supply+Increased Demand Response+Delayed Build+Constrained Operational Capacity | -1528.9492 | -876.0064 | -716.7189
2032 | NIWCM | High Demand Growth+Very Low Gas Supply+Increased Demand Response+Delayed Build+Constrained Operational Capacity | -1743.4969 | -1027.6463 | -811.9832
2033 | NIWCM | High Demand Growth+Very Low Gas Supply+Increased Demand Response+Delayed Build+Constrained Operational Capacity | -1871.1968 | -1143.1412 | -868.8945
2034 | NIWCM | High Demand Growth+Very Low Gas Supply+Increased Demand Response+Delayed Build+Constrained Operational Capacity | -2093.5544 | -1367.8998 | -1070.5592
2035 | NIWCM | High Demand Growth+Very Low Gas Supply+Increased Demand Response+Delayed Build+Constrained Operational Capacity | -2204.6125 | -1506.5787 | -1196.5494
2026 | SIWEM_PERC | High Demand Growth+Very Low Gas Supply+Increased Demand Response+Delayed Build+Constrained Operational Capacity | 30.7425 | 30.7425 | 30.7425
2027 | SIWEM_PERC | High Demand Growth+Very Low Gas Supply+Increased Demand Response+Delayed Build+Constrained Operational Capacity | 15.0705 | 15.4411 | 15.8809
2028 | SIWEM_PERC | High Demand Growth+Very Low Gas Supply+Increased Demand Response+Delayed Build+Constrained Operational Capacity | 9.1882 | 10.9655 | 10.9655
2029 | SIWEM_PERC | High Demand Growth+Very Low Gas Supply+Increased Demand Response+Delayed Build+Constrained Operational Capacity | 2.6144 | 6.9288 | 6.9288
2030 | SIWEM_PERC | High Demand Growth+Very Low Gas Supply+Increased Demand Response+Delayed Build+Constrained Operational Capacity | -3.4825 | 6.6977 | 17.5342
2031 | SIWEM_PERC | High Demand Growth+Very Low Gas Supply+Increased Demand Response+Delayed Build+Constrained Operational Capacity | -8.7515 | 0.84595 | 12.6108
2032 | SIWEM_PERC | High Demand Growth+Very Low Gas Supply+Increased Demand Response+Delayed Build+Constrained Operational Capacity | -10.5156 | 0.3411 | 16.7231
2033 | SIWEM_PERC | High Demand Growth+Very Low Gas Supply+Increased Demand Response+Delayed Build+Constrained Operational Capacity | -12.1285 | -1.4995 | 23.4475
2034 | SIWEM_PERC | High Demand Growth+Very Low Gas Supply+Increased Demand Response+Delayed Build+Constrained Operational Capacity | -13.8721 | -3.4891 | 19.184
2035 | SIWEM_PERC | High Demand Growth+Very Low Gas Supply+Increased Demand Response+Delayed Build+Constrained Operational Capacity | -15.1242 | -4.93 | 18.4102
2026 | NZWEM_PERC | High Demand Growth+Very Low Gas Supply+Increased Demand Response+Delayed Build+Constrained Operational Capacity+Low Wind & Solar | 10.7387 | 10.7387 | 10.7387
2027 | NZWEM_PERC | High Demand Growth+Very Low Gas Supply+Increased Demand Response+Delayed Build+Constrained Operational Capacity+Low Wind & Solar | 5.1855 | 5.3056 | 5.4482
2028 | NZWEM_PERC | High Demand Growth+Very Low Gas Supply+Increased Demand Response+Delayed Build+Constrained Operational Capacity+Low Wind & Solar | -0.85972 | 0.31519 | 0.57089
2029 | NZWEM_PERC | High Demand Growth+Very Low Gas Supply+Increased Demand Response+Delayed Build+Constrained Operational Capacity+Low Wind & Solar | -5.1652 | -2.927 | -2.2318
2030 | NZWEM_PERC | High Demand Growth+Very Low Gas Supply+Increased Demand Response+Delayed Build+Constrained Operational Capacity+Low Wind & Solar | -10.4425 | -3.612 | 2.1617
2031 | NZWEM_PERC | High Demand Growth+Very Low Gas Supply+Increased Demand Response+Delayed Build+Constrained Operational Capacity+Low Wind & Solar | -13.766 | -4.9162 | 1.476
2032 | NZWEM_PERC | High Demand Growth+Very Low Gas Supply+Increased Demand Response+Delayed Build+Constrained Operational Capacity+Low Wind & Solar | -15.8195 | -6.7191 | 3.6987
2033 | NZWEM_PERC | High Demand Growth+Very Low Gas Supply+Increased Demand Response+Delayed Build+Constrained Operational Capacity+Low Wind & Solar | -17.5614 | -8.6211 | 5.8203
2034 | NZWEM_PERC | High Demand Growth+Very Low Gas Supply+Increased Demand Response+Delayed Build+Constrained Operational Capacity+Low Wind & Solar | -19.5129 | -10.5572 | 4.213
2035 | NZWEM_PERC | High Demand Growth+Very Low Gas Supply+Increased Demand Response+Delayed Build+Constrained Operational Capacity+Low Wind & Solar | -20.9337 | -11.8102 | 3.8474
2026 | NIWCM | High Demand Growth+Very Low Gas Supply+Increased Demand Response+Delayed Build+Constrained Operational Capacity+Low Wind & Solar | 209.2066 | 209.2066 | 209.2066
2027 | NIWCM | High Demand Growth+Very Low Gas Supply+Increased Demand Response+Delayed Build+Constrained Operational Capacity+Low Wind & Solar | 234.8086 | 234.8086 | 234.8086
2028 | NIWCM | High Demand Growth+Very Low Gas Supply+Increased Demand Response+Delayed Build+Constrained Operational Capacity+Low Wind & Solar | 189.4472 | 189.4472 | 189.4472
2029 | NIWCM | High Demand Growth+Very Low Gas Supply+Increased Demand Response+Delayed Build+Constrained Operational Capacity+Low Wind & Solar | -346.1456 | -263.9631 | -263.9631
2030 | NIWCM | High Demand Growth+Very Low Gas Supply+Increased Demand Response+Delayed Build+Constrained Operational Capacity+Low Wind & Solar | -1251.4572 | -737.7904 | -619.8589
2031 | NIWCM | High Demand Growth+Very Low Gas Supply+Increased Demand Response+Delayed Build+Constrained Operational Capacity+Low Wind & Solar | -1528.9492 | -876.0064 | -716.7189
2032 | NIWCM | High Demand Growth+Very Low Gas Supply+Increased Demand Response+Delayed Build+Constrained Operational Capacity+Low Wind & Solar | -1743.4969 | -1027.6463 | -811.9832
2033 | NIWCM | High Demand Growth+Very Low Gas Supply+Increased Demand Response+Delayed Build+Constrained Operational Capacity+Low Wind & Solar | -1871.1968 | -1143.1412 | -868.8945
2034 | NIWCM | High Demand Growth+Very Low Gas Supply+Increased Demand Response+Delayed Build+Constrained Operational Capacity+Low Wind & Solar | -2093.5544 | -1367.8998 | -1070.5592
2035 | NIWCM | High Demand Growth+Very Low Gas Supply+Increased Demand Response+Delayed Build+Constrained Operational Capacity+Low Wind & Solar | -2204.6125 | -1506.5787 | -1196.5494
2026 | SIWEM_PERC | High Demand Growth+Very Low Gas Supply+Increased Demand Response+Delayed Build+Constrained Operational Capacity+Low Wind & Solar | 28.2544 | 28.2544 | 28.2544
2027 | SIWEM_PERC | High Demand Growth+Very Low Gas Supply+Increased Demand Response+Delayed Build+Constrained Operational Capacity+Low Wind & Solar | 12.6546 | 12.8978 | 13.2947
2028 | SIWEM_PERC | High Demand Growth+Very Low Gas Supply+Increased Demand Response+Delayed Build+Constrained Operational Capacity+Low Wind & Solar | 8.4705 | 10.0745 | 10.0745
2029 | SIWEM_PERC | High Demand Growth+Very Low Gas Supply+Increased Demand Response+Delayed Build+Constrained Operational Capacity+Low Wind & Solar | 1.9088 | 5.8024 | 5.8024
2030 | SIWEM_PERC | High Demand Growth+Very Low Gas Supply+Increased Demand Response+Delayed Build+Constrained Operational Capacity+Low Wind & Solar | -4.2769 | 4.9103 | 14.6899
2031 | SIWEM_PERC | High Demand Growth+Very Low Gas Supply+Increased Demand Response+Delayed Build+Constrained Operational Capacity+Low Wind & Solar | -9.5005 | -0.8391 | 9.7783
2032 | SIWEM_PERC | High Demand Growth+Very Low Gas Supply+Increased Demand Response+Delayed Build+Constrained Operational Capacity+Low Wind & Solar | -11.248 | -1.4502 | 12.7842
2033 | SIWEM_PERC | High Demand Growth+Very Low Gas Supply+Increased Demand Response+Delayed Build+Constrained Operational Capacity+Low Wind & Solar | -12.8456 | -3.2532 | 14.1177
2034 | SIWEM_PERC | High Demand Growth+Very Low Gas Supply+Increased Demand Response+Delayed Build+Constrained Operational Capacity+Low Wind & Solar | -14.5725 | -5.2022 | 11.7666
2035 | SIWEM_PERC | High Demand Growth+Very Low Gas Supply+Increased Demand Response+Delayed Build+Constrained Operational Capacity+Low Wind & Solar | -15.8119 | -6.612 | 10.0483
2026 | NZWEM_PERC | High Demand Growth+Very Low Gas Supply+Increased Demand Response+Delayed Build+Upgraded HVDC | 11.6233 | 11.6233 | 11.6233
2027 | NZWEM_PERC | High Demand Growth+Very Low Gas Supply+Increased Demand Response+Delayed Build+Upgraded HVDC | 6.0858 | 6.2189 | 6.3769
2028 | NZWEM_PERC | High Demand Growth+Very Low Gas Supply+Increased Demand Response+Delayed Build+Upgraded HVDC | 0.22511 | 1.527 | 1.8103
2029 | NZWEM_PERC | High Demand Growth+Very Low Gas Supply+Increased Demand Response+Delayed Build+Upgraded HVDC | -3.9925 | -1.5125 | -0.74218
2030 | NZWEM_PERC | High Demand Growth+Very Low Gas Supply+Increased Demand Response+Delayed Build+Upgraded HVDC | -9.2503 | -1.6816 | 4.7161
2031 | NZWEM_PERC | High Demand Growth+Very Low Gas Supply+Increased Demand Response+Delayed Build+Upgraded HVDC | -12.6235 | -2.8173 | 4.2658
2032 | NZWEM_PERC | High Demand Growth+Very Low Gas Supply+Increased Demand Response+Delayed Build+Upgraded HVDC | -14.7093 | -4.6253 | 6.8852
2033 | NZWEM_PERC | High Demand Growth+Very Low Gas Supply+Increased Demand Response+Delayed Build+Upgraded HVDC | -16.4794 | -6.5807 | 9.3892
2034 | NZWEM_PERC | High Demand Growth+Very Low Gas Supply+Increased Demand Response+Delayed Build+Upgraded HVDC | -18.4624 | -8.5463 | 7.7577
2035 | NZWEM_PERC | High Demand Growth+Very Low Gas Supply+Increased Demand Response+Delayed Build+Upgraded HVDC | -19.9079 | -9.8467 | 7.442
2026 | NIWCM | High Demand Growth+Very Low Gas Supply+Increased Demand Response+Delayed Build+Upgraded HVDC | 741.7097 | 741.7097 | 741.7097
2027 | NIWCM | High Demand Growth+Very Low Gas Supply+Increased Demand Response+Delayed Build+Upgraded HVDC | 773.7008 | 775.7044 | 778.1769
2028 | NIWCM | High Demand Growth+Very Low Gas Supply+Increased Demand Response+Delayed Build+Upgraded HVDC | 800.8704 | 821.4527 | 825.9892
2029 | NIWCM | High Demand Growth+Very Low Gas Supply+Increased Demand Response+Delayed Build+Upgraded HVDC | 298.916 | 427.2221 | 440.8144
2030 | NIWCM | High Demand Growth+Very Low Gas Supply+Increased Demand Response+Delayed Build+Upgraded HVDC | -572.5919 | 153.6605 | 446.6601
2031 | NIWCM | High Demand Growth+Very Low Gas Supply+Increased Demand Response+Delayed Build+Upgraded HVDC | -848.3436 | 90.1803 | 451.7001
2032 | NIWCM | High Demand Growth+Very Low Gas Supply+Increased Demand Response+Delayed Build+Upgraded HVDC | -1063.235 | -48.9412 | 540.0206
2033 | NIWCM | High Demand Growth+Very Low Gas Supply+Increased Demand Response+Delayed Build+Upgraded HVDC | -1187.1256 | -164.0945 | 665.6296
2034 | NIWCM | High Demand Growth+Very Low Gas Supply+Increased Demand Response+Delayed Build+Upgraded HVDC | -1415.5146 | -371.5928 | 495.901
2035 | NIWCM | High Demand Growth+Very Low Gas Supply+Increased Demand Response+Delayed Build+Upgraded HVDC | -1582.3854 | -507.1941 | 430.9678
2026 | SIWEM_PERC | High Demand Growth+Very Low Gas Supply+Increased Demand Response+Delayed Build+Upgraded HVDC | 30.7425 | 30.7425 | 30.7425
2027 | SIWEM_PERC | High Demand Growth+Very Low Gas Supply+Increased Demand Response+Delayed Build+Upgraded HVDC | 15.0705 | 15.4411 | 15.8809
2028 | SIWEM_PERC | High Demand Growth+Very Low Gas Supply+Increased Demand Response+Delayed Build+Upgraded HVDC | 9.1882 | 10.9655 | 10.9655
2029 | SIWEM_PERC | High Demand Growth+Very Low Gas Supply+Increased Demand Response+Delayed Build+Upgraded HVDC | 2.6144 | 6.9288 | 6.9288
2030 | SIWEM_PERC | High Demand Growth+Very Low Gas Supply+Increased Demand Response+Delayed Build+Upgraded HVDC | -3.4825 | 6.6977 | 17.5342
2031 | SIWEM_PERC | High Demand Growth+Very Low Gas Supply+Increased Demand Response+Delayed Build+Upgraded HVDC | -8.7515 | 0.84595 | 12.6108
2032 | SIWEM_PERC | High Demand Growth+Very Low Gas Supply+Increased Demand Response+Delayed Build+Upgraded HVDC | -10.5156 | 0.3411 | 16.7231
2033 | SIWEM_PERC | High Demand Growth+Very Low Gas Supply+Increased Demand Response+Delayed Build+Upgraded HVDC | -12.1285 | -1.4995 | 23.4475
2034 | SIWEM_PERC | High Demand Growth+Very Low Gas Supply+Increased Demand Response+Delayed Build+Upgraded HVDC | -13.8721 | -3.4891 | 19.184
2035 | SIWEM_PERC | High Demand Growth+Very Low Gas Supply+Increased Demand Response+Delayed Build+Upgraded HVDC | -15.1242 | -4.93 | 18.4102
2026 | NZWEM_PERC | High Demand Growth+Very Low Gas Supply+Increased Demand Response+Delayed Build+Upgraded HVDC+Low Wind & Solar | 10.7387 | 10.7387 | 10.7387
2027 | NZWEM_PERC | High Demand Growth+Very Low Gas Supply+Increased Demand Response+Delayed Build+Upgraded HVDC+Low Wind & Solar | 5.1855 | 5.3056 | 5.4482
2028 | NZWEM_PERC | High Demand Growth+Very Low Gas Supply+Increased Demand Response+Delayed Build+Upgraded HVDC+Low Wind & Solar | -0.85972 | 0.31519 | 0.57089
2029 | NZWEM_PERC | High Demand Growth+Very Low Gas Supply+Increased Demand Response+Delayed Build+Upgraded HVDC+Low Wind & Solar | -5.1652 | -2.927 | -2.2318
2030 | NZWEM_PERC | High Demand Growth+Very Low Gas Supply+Increased Demand Response+Delayed Build+Upgraded HVDC+Low Wind & Solar | -10.4425 | -3.612 | 2.1617
2031 | NZWEM_PERC | High Demand Growth+Very Low Gas Supply+Increased Demand Response+Delayed Build+Upgraded HVDC+Low Wind & Solar | -13.766 | -4.9162 | 1.476
2032 | NZWEM_PERC | High Demand Growth+Very Low Gas Supply+Increased Demand Response+Delayed Build+Upgraded HVDC+Low Wind & Solar | -15.8195 | -6.7191 | 3.6987
2033 | NZWEM_PERC | High Demand Growth+Very Low Gas Supply+Increased Demand Response+Delayed Build+Upgraded HVDC+Low Wind & Solar | -17.5614 | -8.6211 | 5.8203
2034 | NZWEM_PERC | High Demand Growth+Very Low Gas Supply+Increased Demand Response+Delayed Build+Upgraded HVDC+Low Wind & Solar | -19.5129 | -10.5572 | 4.213
2035 | NZWEM_PERC | High Demand Growth+Very Low Gas Supply+Increased Demand Response+Delayed Build+Upgraded HVDC+Low Wind & Solar | -20.9337 | -11.8102 | 3.8474
2026 | NIWCM | High Demand Growth+Very Low Gas Supply+Increased Demand Response+Delayed Build+Upgraded HVDC+Low Wind & Solar | 741.7097 | 741.7097 | 741.7097
2027 | NIWCM | High Demand Growth+Very Low Gas Supply+Increased Demand Response+Delayed Build+Upgraded HVDC+Low Wind & Solar | 773.7008 | 775.7044 | 778.1769
2028 | NIWCM | High Demand Growth+Very Low Gas Supply+Increased Demand Response+Delayed Build+Upgraded HVDC+Low Wind & Solar | 800.8704 | 821.4527 | 825.9892
2029 | NIWCM | High Demand Growth+Very Low Gas Supply+Increased Demand Response+Delayed Build+Upgraded HVDC+Low Wind & Solar | 298.916 | 427.2221 | 440.8144
2030 | NIWCM | High Demand Growth+Very Low Gas Supply+Increased Demand Response+Delayed Build+Upgraded HVDC+Low Wind & Solar | -572.5919 | 153.6605 | 446.6601
2031 | NIWCM | High Demand Growth+Very Low Gas Supply+Increased Demand Response+Delayed Build+Upgraded HVDC+Low Wind & Solar | -848.3436 | 90.1803 | 451.7001
2032 | NIWCM | High Demand Growth+Very Low Gas Supply+Increased Demand Response+Delayed Build+Upgraded HVDC+Low Wind & Solar | -1063.235 | -48.9412 | 540.0206
2033 | NIWCM | High Demand Growth+Very Low Gas Supply+Increased Demand Response+Delayed Build+Upgraded HVDC+Low Wind & Solar | -1187.1256 | -164.0945 | 665.6296
2034 | NIWCM | High Demand Growth+Very Low Gas Supply+Increased Demand Response+Delayed Build+Upgraded HVDC+Low Wind & Solar | -1415.5146 | -371.5928 | 495.901
2035 | NIWCM | High Demand Growth+Very Low Gas Supply+Increased Demand Response+Delayed Build+Upgraded HVDC+Low Wind & Solar | -1582.3854 | -507.1941 | 430.9678
2026 | SIWEM_PERC | High Demand Growth+Very Low Gas Supply+Increased Demand Response+Delayed Build+Upgraded HVDC+Low Wind & Solar | 28.2544 | 28.2544 | 28.2544
2027 | SIWEM_PERC | High Demand Growth+Very Low Gas Supply+Increased Demand Response+Delayed Build+Upgraded HVDC+Low Wind & Solar | 12.6546 | 12.8978 | 13.2947
2028 | SIWEM_PERC | High Demand Growth+Very Low Gas Supply+Increased Demand Response+Delayed Build+Upgraded HVDC+Low Wind & Solar | 8.4705 | 10.0745 | 10.0745
2029 | SIWEM_PERC | High Demand Growth+Very Low Gas Supply+Increased Demand Response+Delayed Build+Upgraded HVDC+Low Wind & Solar | 1.9088 | 5.8024 | 5.8024
2030 | SIWEM_PERC | High Demand Growth+Very Low Gas Supply+Increased Demand Response+Delayed Build+Upgraded HVDC+Low Wind & Solar | -4.2769 | 4.9103 | 14.6899
2031 | SIWEM_PERC | High Demand Growth+Very Low Gas Supply+Increased Demand Response+Delayed Build+Upgraded HVDC+Low Wind & Solar | -9.5005 | -0.8391 | 9.7783
2032 | SIWEM_PERC | High Demand Growth+Very Low Gas Supply+Increased Demand Response+Delayed Build+Upgraded HVDC+Low Wind & Solar | -11.248 | -1.4502 | 12.7842
2033 | SIWEM_PERC | High Demand Growth+Very Low Gas Supply+Increased Demand Response+Delayed Build+Upgraded HVDC+Low Wind & Solar | -12.8456 | -3.2532 | 14.1177
2034 | SIWEM_PERC | High Demand Growth+Very Low Gas Supply+Increased Demand Response+Delayed Build+Upgraded HVDC+Low Wind & Solar | -14.5725 | -5.2022 | 11.7666
2035 | SIWEM_PERC | High Demand Growth+Very Low Gas Supply+Increased Demand Response+Delayed Build+Upgraded HVDC+Low Wind & Solar | -15.8119 | -6.612 | 10.0483
2026 | NZWEM_PERC | High Demand Growth+Very Low Gas Supply+Increased Demand Response+Delayed Build+Upgraded HVDC+Constrained Operational Capacity | 11.6233 | 11.6233 | 11.6233
2027 | NZWEM_PERC | High Demand Growth+Very Low Gas Supply+Increased Demand Response+Delayed Build+Upgraded HVDC+Constrained Operational Capacity | 6.0858 | 6.2189 | 6.3769
2028 | NZWEM_PERC | High Demand Growth+Very Low Gas Supply+Increased Demand Response+Delayed Build+Upgraded HVDC+Constrained Operational Capacity | 0.22511 | 1.527 | 1.8103
2029 | NZWEM_PERC | High Demand Growth+Very Low Gas Supply+Increased Demand Response+Delayed Build+Upgraded HVDC+Constrained Operational Capacity | -3.9925 | -1.5125 | -0.74218
2030 | NZWEM_PERC | High Demand Growth+Very Low Gas Supply+Increased Demand Response+Delayed Build+Upgraded HVDC+Constrained Operational Capacity | -9.2503 | -1.6816 | 4.7161
2031 | NZWEM_PERC | High Demand Growth+Very Low Gas Supply+Increased Demand Response+Delayed Build+Upgraded HVDC+Constrained Operational Capacity | -12.6235 | -2.8173 | 4.2658
2032 | NZWEM_PERC | High Demand Growth+Very Low Gas Supply+Increased Demand Response+Delayed Build+Upgraded HVDC+Constrained Operational Capacity | -14.7093 | -4.6253 | 6.8852
2033 | NZWEM_PERC | High Demand Growth+Very Low Gas Supply+Increased Demand Response+Delayed Build+Upgraded HVDC+Constrained Operational Capacity | -16.4794 | -6.5807 | 9.3892
2034 | NZWEM_PERC | High Demand Growth+Very Low Gas Supply+Increased Demand Response+Delayed Build+Upgraded HVDC+Constrained Operational Capacity | -18.4624 | -8.5463 | 7.7577
2035 | NZWEM_PERC | High Demand Growth+Very Low Gas Supply+Increased Demand Response+Delayed Build+Upgraded HVDC+Constrained Operational Capacity | -19.9079 | -9.8467 | 7.442
2026 | NIWCM | High Demand Growth+Very Low Gas Supply+Increased Demand Response+Delayed Build+Upgraded HVDC+Constrained Operational Capacity | 209.2066 | 209.2066 | 209.2066
2027 | NIWCM | High Demand Growth+Very Low Gas Supply+Increased Demand Response+Delayed Build+Upgraded HVDC+Constrained Operational Capacity | 234.8086 | 234.8086 | 234.8086
2028 | NIWCM | High Demand Growth+Very Low Gas Supply+Increased Demand Response+Delayed Build+Upgraded HVDC+Constrained Operational Capacity | 189.4472 | 189.4472 | 189.4472
2029 | NIWCM | High Demand Growth+Very Low Gas Supply+Increased Demand Response+Delayed Build+Upgraded HVDC+Constrained Operational Capacity | -346.1456 | -263.9631 | -263.9631
2030 | NIWCM | High Demand Growth+Very Low Gas Supply+Increased Demand Response+Delayed Build+Upgraded HVDC+Constrained Operational Capacity | -1251.4572 | -737.7904 | -619.8589
2031 | NIWCM | High Demand Growth+Very Low Gas Supply+Increased Demand Response+Delayed Build+Upgraded HVDC+Constrained Operational Capacity | -1528.9492 | -876.0064 | -716.7189
2032 | NIWCM | High Demand Growth+Very Low Gas Supply+Increased Demand Response+Delayed Build+Upgraded HVDC+Constrained Operational Capacity | -1743.4969 | -1027.6463 | -811.9832
2033 | NIWCM | High Demand Growth+Very Low Gas Supply+Increased Demand Response+Delayed Build+Upgraded HVDC+Constrained Operational Capacity | -1871.1968 | -1143.1412 | -868.8945
2034 | NIWCM | High Demand Growth+Very Low Gas Supply+Increased Demand Response+Delayed Build+Upgraded HVDC+Constrained Operational Capacity | -2093.5544 | -1367.8998 | -1070.5592
2035 | NIWCM | High Demand Growth+Very Low Gas Supply+Increased Demand Response+Delayed Build+Upgraded HVDC+Constrained Operational Capacity | -2204.6125 | -1506.5787 | -1196.5494
2026 | SIWEM_PERC | High Demand Growth+Very Low Gas Supply+Increased Demand Response+Delayed Build+Upgraded HVDC+Constrained Operational Capacity | 30.7425 | 30.7425 | 30.7425
2027 | SIWEM_PERC | High Demand Growth+Very Low Gas Supply+Increased Demand Response+Delayed Build+Upgraded HVDC+Constrained Operational Capacity | 15.0705 | 15.4411 | 15.8809
2028 | SIWEM_PERC | High Demand Growth+Very Low Gas Supply+Increased Demand Response+Delayed Build+Upgraded HVDC+Constrained Operational Capacity | 9.1882 | 10.9655 | 10.9655
2029 | SIWEM_PERC | High Demand Growth+Very Low Gas Supply+Increased Demand Response+Delayed Build+Upgraded HVDC+Constrained Operational Capacity | 2.6144 | 6.9288 | 6.9288
2030 | SIWEM_PERC | High Demand Growth+Very Low Gas Supply+Increased Demand Response+Delayed Build+Upgraded HVDC+Constrained Operational Capacity | -3.4825 | 6.6977 | 17.5342
2031 | SIWEM_PERC | High Demand Growth+Very Low Gas Supply+Increased Demand Response+Delayed Build+Upgraded HVDC+Constrained Operational Capacity | -8.7515 | 0.84595 | 12.6108
2032 | SIWEM_PERC | High Demand Growth+Very Low Gas Supply+Increased Demand Response+Delayed Build+Upgraded HVDC+Constrained Operational Capacity | -10.5156 | 0.3411 | 16.7231
2033 | SIWEM_PERC | High Demand Growth+Very Low Gas Supply+Increased Demand Response+Delayed Build+Upgraded HVDC+Constrained Operational Capacity | -12.1285 | -1.4995 | 23.4475
2034 | SIWEM_PERC | High Demand Growth+Very Low Gas Supply+Increased Demand Response+Delayed Build+Upgraded HVDC+Constrained Operational Capacity | -13.8721 | -3.4891 | 19.184
2035 | SIWEM_PERC | High Demand Growth+Very Low Gas Supply+Increased Demand Response+Delayed Build+Upgraded HVDC+Constrained Operational Capacity | -15.1242 | -4.93 | 18.4102
2026 | NZWEM_PERC | High Demand Growth+Very Low Gas Supply+Increased Demand Response+Delayed Build+Upgraded HVDC+Constrained Operational Capacity+Low Wind & Solar | 10.7387 | 10.7387 | 10.7387
2027 | NZWEM_PERC | High Demand Growth+Very Low Gas Supply+Increased Demand Response+Delayed Build+Upgraded HVDC+Constrained Operational Capacity+Low Wind & Solar | 5.1855 | 5.3056 | 5.4482
2028 | NZWEM_PERC | High Demand Growth+Very Low Gas Supply+Increased Demand Response+Delayed Build+Upgraded HVDC+Constrained Operational Capacity+Low Wind & Solar | -0.85972 | 0.31519 | 0.57089
2029 | NZWEM_PERC | High Demand Growth+Very Low Gas Supply+Increased Demand Response+Delayed Build+Upgraded HVDC+Constrained Operational Capacity+Low Wind & Solar | -5.1652 | -2.927 | -2.2318
2030 | NZWEM_PERC | High Demand Growth+Very Low Gas Supply+Increased Demand Response+Delayed Build+Upgraded HVDC+Constrained Operational Capacity+Low Wind & Solar | -10.4425 | -3.612 | 2.1617
2031 | NZWEM_PERC | High Demand Growth+Very Low Gas Supply+Increased Demand Response+Delayed Build+Upgraded HVDC+Constrained Operational Capacity+Low Wind & Solar | -13.766 | -4.9162 | 1.476
2032 | NZWEM_PERC | High Demand Growth+Very Low Gas Supply+Increased Demand Response+Delayed Build+Upgraded HVDC+Constrained Operational Capacity+Low Wind & Solar | -15.8195 | -6.7191 | 3.6987
2033 | NZWEM_PERC | High Demand Growth+Very Low Gas Supply+Increased Demand Response+Delayed Build+Upgraded HVDC+Constrained Operational Capacity+Low Wind & Solar | -17.5614 | -8.6211 | 5.8203
2034 | NZWEM_PERC | High Demand Growth+Very Low Gas Supply+Increased Demand Response+Delayed Build+Upgraded HVDC+Constrained Operational Capacity+Low Wind & Solar | -19.5129 | -10.5572 | 4.213
2035 | NZWEM_PERC | High Demand Growth+Very Low Gas Supply+Increased Demand Response+Delayed Build+Upgraded HVDC+Constrained Operational Capacity+Low Wind & Solar | -20.9337 | -11.8102 | 3.8474
2026 | NIWCM | High Demand Growth+Very Low Gas Supply+Increased Demand Response+Delayed Build+Upgraded HVDC+Constrained Operational Capacity+Low Wind & Solar | 209.2066 | 209.2066 | 209.2066
2027 | NIWCM | High Demand Growth+Very Low Gas Supply+Increased Demand Response+Delayed Build+Upgraded HVDC+Constrained Operational Capacity+Low Wind & Solar | 234.8086 | 234.8086 | 234.8086
2028 | NIWCM | High Demand Growth+Very Low Gas Supply+Increased Demand Response+Delayed Build+Upgraded HVDC+Constrained Operational Capacity+Low Wind & Solar | 189.4472 | 189.4472 | 189.4472
2029 | NIWCM | High Demand Growth+Very Low Gas Supply+Increased Demand Response+Delayed Build+Upgraded HVDC+Constrained Operational Capacity+Low Wind & Solar | -346.1456 | -263.9631 | -263.9631
2030 | NIWCM | High Demand Growth+Very Low Gas Supply+Increased Demand Response+Delayed Build+Upgraded HVDC+Constrained Operational Capacity+Low Wind & Solar | -1251.4572 | -737.7904 | -619.8589
2031 | NIWCM | High Demand Growth+Very Low Gas Supply+Increased Demand Response+Delayed Build+Upgraded HVDC+Constrained Operational Capacity+Low Wind & Solar | -1528.9492 | -876.0064 | -716.7189
2032 | NIWCM | High Demand Growth+Very Low Gas Supply+Increased Demand Response+Delayed Build+Upgraded HVDC+Constrained Operational Capacity+Low Wind & Solar | -1743.4969 | -1027.6463 | -811.9832
2033 | NIWCM | High Demand Growth+Very Low Gas Supply+Increased Demand Response+Delayed Build+Upgraded HVDC+Constrained Operational Capacity+Low Wind & Solar | -1871.1968 | -1143.1412 | -868.8945
2034 | NIWCM | High Demand Growth+Very Low Gas Supply+Increased Demand Response+Delayed Build+Upgraded HVDC+Constrained Operational Capacity+Low Wind & Solar | -2093.5544 | -1367.8998 | -1070.5592
2035 | NIWCM | High Demand Growth+Very Low Gas Supply+Increased Demand Response+Delayed Build+Upgraded HVDC+Constrained Operational Capacity+Low Wind & Solar | -2204.6125 | -1506.5787 | -1196.5494
2026 | SIWEM_PERC | High Demand Growth+Very Low Gas Supply+Increased Demand Response+Delayed Build+Upgraded HVDC+Constrained Operational Capacity+Low Wind & Solar | 28.2544 | 28.2544 | 28.2544
2027 | SIWEM_PERC | High Demand Growth+Very Low Gas Supply+Increased Demand Response+Delayed Build+Upgraded HVDC+Constrained Operational Capacity+Low Wind & Solar | 12.6546 | 12.8978 | 13.2947
2028 | SIWEM_PERC | High Demand Growth+Very Low Gas Supply+Increased Demand Response+Delayed Build+Upgraded HVDC+Constrained Operational Capacity+Low Wind & Solar | 8.4705 | 10.0745 | 10.0745
2029 | SIWEM_PERC | High Demand Growth+Very Low Gas Supply+Increased Demand Response+Delayed Build+Upgraded HVDC+Constrained Operational Capacity+Low Wind & Solar | 1.9088 | 5.8024 | 5.8024
2030 | SIWEM_PERC | High Demand Growth+Very Low Gas Supply+Increased Demand Response+Delayed Build+Upgraded HVDC+Constrained Operational Capacity+Low Wind & Solar | -4.2769 | 4.9103 | 14.6899
2031 | SIWEM_PERC | High Demand Growth+Very Low Gas Supply+Increased Demand Response+Delayed Build+Upgraded HVDC+Constrained Operational Capacity+Low Wind & Solar | -9.5005 | -0.8391 | 9.7783
2032 | SIWEM_PERC | High Demand Growth+Very Low Gas Supply+Increased Demand Response+Delayed Build+Upgraded HVDC+Constrained Operational Capacity+Low Wind & Solar | -11.248 | -1.4502 | 12.7842
2033 | SIWEM_PERC | High Demand Growth+Very Low Gas Supply+Increased Demand Response+Delayed Build+Upgraded HVDC+Constrained Operational Capacity+Low Wind & Solar | -12.8456 | -3.2532 | 14.1177
2034 | SIWEM_PERC | High Demand Growth+Very Low Gas Supply+Increased Demand Response+Delayed Build+Upgraded HVDC+Constrained Operational Capacity+Low Wind & Solar | -14.5725 | -5.2022 | 11.7666
2035 | SIWEM_PERC | High Demand Growth+Very Low Gas Supply+Increased Demand Response+Delayed Build+Upgraded HVDC+Constrained Operational Capacity+Low Wind & Solar | -15.8119 | -6.612 | 10.0483
2026 | NZWEM_PERC | High Demand Growth+Very Low Gas Supply+Increased Demand Response+Reduced Rankine Availability | 12.0919 | 12.1473 | 12.1473
2027 | NZWEM_PERC | High Demand Growth+Very Low Gas Supply+Increased Demand Response+Reduced Rankine Availability | 5.3368 | 7.0665 | 7.3656
2028 | NZWEM_PERC | High Demand Growth+Very Low Gas Supply+Increased Demand Response+Reduced Rankine Availability | -3.286 | 4.0297 | 8.0873
2029 | NZWEM_PERC | High Demand Growth+Very Low Gas Supply+Increased Demand Response+Reduced Rankine Availability | -9.8634 | 0.089468 | 7.9641
2030 | NZWEM_PERC | High Demand Growth+Very Low Gas Supply+Increased Demand Response+Reduced Rankine Availability | -15.6996 | -4.4306 | 7.9298
2031 | NZWEM_PERC | High Demand Growth+Very Low Gas Supply+Increased Demand Response+Reduced Rankine Availability | -18.804 | -7.929 | 8.9348
2032 | NZWEM_PERC | High Demand Growth+Very Low Gas Supply+Increased Demand Response+Reduced Rankine Availability | -20.7151 | -9.8256 | 7.4044
2033 | NZWEM_PERC | High Demand Growth+Very Low Gas Supply+Increased Demand Response+Reduced Rankine Availability | -22.3323 | -11.7201 | 6.5151
2034 | NZWEM_PERC | High Demand Growth+Very Low Gas Supply+Increased Demand Response+Reduced Rankine Availability | -24.1455 | -13.4935 | 4.2127
2035 | NZWEM_PERC | High Demand Growth+Very Low Gas Supply+Increased Demand Response+Reduced Rankine Availability | -25.457 | -14.9799 | 2.3088
2026 | NIWCM | High Demand Growth+Very Low Gas Supply+Increased Demand Response+Reduced Rankine Availability | 1020.1216 | 1020.9214 | 1020.9214
2027 | NIWCM | High Demand Growth+Very Low Gas Supply+Increased Demand Response+Reduced Rankine Availability | 942.8326 | 974.4335 | 978.97
2028 | NIWCM | High Demand Growth+Very Low Gas Supply+Increased Demand Response+Reduced Rankine Availability | 825.9289 | 1474.3514 | 1544.3903
2029 | NIWCM | High Demand Growth+Very Low Gas Supply+Increased Demand Response+Reduced Rankine Availability | 276.9823 | 1172.1048 | 1501.1344
2030 | NIWCM | High Demand Growth+Very Low Gas Supply+Increased Demand Response+Reduced Rankine Availability | -747.2154 | 279.4885 | 839.6151
2031 | NIWCM | High Demand Growth+Very Low Gas Supply+Increased Demand Response+Reduced Rankine Availability | -1005.8051 | 40.6536 | 856.2463
2032 | NIWCM | High Demand Growth+Very Low Gas Supply+Increased Demand Response+Reduced Rankine Availability | -1220.6965 | -153.0335 | 702.5912
2033 | NIWCM | High Demand Growth+Very Low Gas Supply+Increased Demand Response+Reduced Rankine Availability | -1417.5256 | -349.4553 | 579.6713
2034 | NIWCM | High Demand Growth+Very Low Gas Supply+Increased Demand Response+Reduced Rankine Availability | -1645.9146 | -531.9036 | 480.0192
2035 | NIWCM | High Demand Growth+Very Low Gas Supply+Increased Demand Response+Reduced Rankine Availability | -1812.7854 | -685.2621 | 330.1288
2026 | SIWEM_PERC | High Demand Growth+Very Low Gas Supply+Increased Demand Response+Reduced Rankine Availability | 32.0605 | 32.2163 | 32.2163
2027 | SIWEM_PERC | High Demand Growth+Very Low Gas Supply+Increased Demand Response+Reduced Rankine Availability | 16.6389 | 19.1065 | 19.1065
2028 | SIWEM_PERC | High Demand Growth+Very Low Gas Supply+Increased Demand Response+Reduced Rankine Availability | 11.2837 | 23.0995 | 29.7273
2029 | SIWEM_PERC | High Demand Growth+Very Low Gas Supply+Increased Demand Response+Reduced Rankine Availability | 4.2023 | 15.2291 | 28.7461
2030 | SIWEM_PERC | High Demand Growth+Very Low Gas Supply+Increased Demand Response+Reduced Rankine Availability | -3.4825 | 8.2937 | 25.4022
2031 | SIWEM_PERC | High Demand Growth+Very Low Gas Supply+Increased Demand Response+Reduced Rankine Availability | -8.7515 | 2.3505 | 22.4555
2032 | SIWEM_PERC | High Demand Growth+Very Low Gas Supply+Increased Demand Response+Reduced Rankine Availability | -10.5156 | 0.3411 | 20.0017
2033 | SIWEM_PERC | High Demand Growth+Very Low Gas Supply+Increased Demand Response+Reduced Rankine Availability | -12.1285 | -1.4995 | 17.7488
2034 | SIWEM_PERC | High Demand Growth+Very Low Gas Supply+Increased Demand Response+Reduced Rankine Availability | -13.8721 | -3.4891 | 15.3136
2035 | SIWEM_PERC | High Demand Growth+Very Low Gas Supply+Increased Demand Response+Reduced Rankine Availability | -15.1242 | -4.93 | 13.5308
2026 | NZWEM_PERC | High Demand Growth+Very Low Gas Supply+Increased Demand Response+Reduced Rankine Availability+Low Wind & Solar | 10.9291 | 10.9791 | 10.9791
2027 | NZWEM_PERC | High Demand Growth+Very Low Gas Supply+Increased Demand Response+Reduced Rankine Availability+Low Wind & Solar | 4.0684 | 5.6294 | 5.8992
2028 | NZWEM_PERC | High Demand Growth+Very Low Gas Supply+Increased Demand Response+Reduced Rankine Availability+Low Wind & Solar | -4.5913 | 2.0109 | 5.6727
2029 | NZWEM_PERC | High Demand Growth+Very Low Gas Supply+Increased Demand Response+Reduced Rankine Availability+Low Wind & Solar | -11.1336 | -2.1515 | 4.9551
2030 | NZWEM_PERC | High Demand Growth+Very Low Gas Supply+Increased Demand Response+Reduced Rankine Availability+Low Wind & Solar | -16.8918 | -6.6789 | 4.508
2031 | NZWEM_PERC | High Demand Growth+Very Low Gas Supply+Increased Demand Response+Reduced Rankine Availability+Low Wind & Solar | -19.9465 | -10.0836 | 5.1661
2032 | NZWEM_PERC | High Demand Growth+Very Low Gas Supply+Increased Demand Response+Reduced Rankine Availability+Low Wind & Solar | -21.8254 | -11.9507 | 3.6585
2033 | NZWEM_PERC | High Demand Growth+Very Low Gas Supply+Increased Demand Response+Reduced Rankine Availability+Low Wind & Solar | -23.4142 | -13.7911 | 2.7238
2034 | NZWEM_PERC | High Demand Growth+Very Low Gas Supply+Increased Demand Response+Reduced Rankine Availability+Low Wind & Solar | -25.196 | -15.5044 | 0.53137
2035 | NZWEM_PERC | High Demand Growth+Very Low Gas Supply+Increased Demand Response+Reduced Rankine Availability+Low Wind & Solar | -26.4828 | -16.9434 | -1.2858
2026 | NIWCM | High Demand Growth+Very Low Gas Supply+Increased Demand Response+Reduced Rankine Availability+Low Wind & Solar | 1020.1216 | 1020.9214 | 1020.9214
2027 | NIWCM | High Demand Growth+Very Low Gas Supply+Increased Demand Response+Reduced Rankine Availability+Low Wind & Solar | 942.8326 | 974.4335 | 978.97
2028 | NIWCM | High Demand Growth+Very Low Gas Supply+Increased Demand Response+Reduced Rankine Availability+Low Wind & Solar | 825.9289 | 1474.3514 | 1544.3903
2029 | NIWCM | High Demand Growth+Very Low Gas Supply+Increased Demand Response+Reduced Rankine Availability+Low Wind & Solar | 276.9823 | 1172.1048 | 1501.1344
2030 | NIWCM | High Demand Growth+Very Low Gas Supply+Increased Demand Response+Reduced Rankine Availability+Low Wind & Solar | -747.2154 | 279.4885 | 839.6151
2031 | NIWCM | High Demand Growth+Very Low Gas Supply+Increased Demand Response+Reduced Rankine Availability+Low Wind & Solar | -1005.8051 | 40.6536 | 856.2463
2032 | NIWCM | High Demand Growth+Very Low Gas Supply+Increased Demand Response+Reduced Rankine Availability+Low Wind & Solar | -1220.6965 | -153.0335 | 702.5912
2033 | NIWCM | High Demand Growth+Very Low Gas Supply+Increased Demand Response+Reduced Rankine Availability+Low Wind & Solar | -1417.5256 | -349.4553 | 579.6713
2034 | NIWCM | High Demand Growth+Very Low Gas Supply+Increased Demand Response+Reduced Rankine Availability+Low Wind & Solar | -1645.9146 | -531.9036 | 480.0192
2035 | NIWCM | High Demand Growth+Very Low Gas Supply+Increased Demand Response+Reduced Rankine Availability+Low Wind & Solar | -1812.7854 | -685.2621 | 330.1288
2026 | SIWEM_PERC | High Demand Growth+Very Low Gas Supply+Increased Demand Response+Reduced Rankine Availability+Low Wind & Solar | 28.7901 | 28.9307 | 28.9307
2027 | SIWEM_PERC | High Demand Growth+Very Low Gas Supply+Increased Demand Response+Reduced Rankine Availability+Low Wind & Solar | 15.8317 | 18.0585 | 18.0585
2028 | SIWEM_PERC | High Demand Growth+Very Low Gas Supply+Increased Demand Response+Reduced Rankine Availability+Low Wind & Solar | 10.3616 | 21.025 | 27.0063
2029 | SIWEM_PERC | High Demand Growth+Very Low Gas Supply+Increased Demand Response+Reduced Rankine Availability+Low Wind & Solar | 3.3418 | 13.2931 | 25.4917
2030 | SIWEM_PERC | High Demand Growth+Very Low Gas Supply+Increased Demand Response+Reduced Rankine Availability+Low Wind & Solar | -4.2769 | 6.3506 | 21.7905
2031 | SIWEM_PERC | High Demand Growth+Very Low Gas Supply+Increased Demand Response+Reduced Rankine Availability+Low Wind & Solar | -9.5005 | 0.51875 | 18.6628
2032 | SIWEM_PERC | High Demand Growth+Very Low Gas Supply+Increased Demand Response+Reduced Rankine Availability+Low Wind & Solar | -11.248 | -1.4502 | 16.2928
2033 | SIWEM_PERC | High Demand Growth+Very Low Gas Supply+Increased Demand Response+Reduced Rankine Availability+Low Wind & Solar | -12.8456 | -3.2532 | 14.1177
2034 | SIWEM_PERC | High Demand Growth+Very Low Gas Supply+Increased Demand Response+Reduced Rankine Availability+Low Wind & Solar | -14.5725 | -5.2022 | 11.7666
2035 | SIWEM_PERC | High Demand Growth+Very Low Gas Supply+Increased Demand Response+Reduced Rankine Availability+Low Wind & Solar | -15.8119 | -6.612 | 10.0483
2026 | NZWEM_PERC | High Demand Growth+Very Low Gas Supply+Increased Demand Response+Reduced Rankine Availability+Constrained Operational Capacity | 12.0919 | 12.1473 | 12.1473
2027 | NZWEM_PERC | High Demand Growth+Very Low Gas Supply+Increased Demand Response+Reduced Rankine Availability+Constrained Operational Capacity | 5.3368 | 7.0665 | 7.3656
2028 | NZWEM_PERC | High Demand Growth+Very Low Gas Supply+Increased Demand Response+Reduced Rankine Availability+Constrained Operational Capacity | -3.286 | 4.0297 | 8.0873
2029 | NZWEM_PERC | High Demand Growth+Very Low Gas Supply+Increased Demand Response+Reduced Rankine Availability+Constrained Operational Capacity | -9.8634 | 0.089468 | 7.9641
2030 | NZWEM_PERC | High Demand Growth+Very Low Gas Supply+Increased Demand Response+Reduced Rankine Availability+Constrained Operational Capacity | -15.6996 | -4.4306 | 7.9298
2031 | NZWEM_PERC | High Demand Growth+Very Low Gas Supply+Increased Demand Response+Reduced Rankine Availability+Constrained Operational Capacity | -18.804 | -7.929 | 8.9348
2032 | NZWEM_PERC | High Demand Growth+Very Low Gas Supply+Increased Demand Response+Reduced Rankine Availability+Constrained Operational Capacity | -20.7151 | -9.8256 | 7.4044
2033 | NZWEM_PERC | High Demand Growth+Very Low Gas Supply+Increased Demand Response+Reduced Rankine Availability+Constrained Operational Capacity | -22.3323 | -11.7201 | 6.5151
2034 | NZWEM_PERC | High Demand Growth+Very Low Gas Supply+Increased Demand Response+Reduced Rankine Availability+Constrained Operational Capacity | -24.1455 | -13.4935 | 4.2127
2035 | NZWEM_PERC | High Demand Growth+Very Low Gas Supply+Increased Demand Response+Reduced Rankine Availability+Constrained Operational Capacity | -25.457 | -14.9799 | 2.3088
2026 | NIWCM | High Demand Growth+Very Low Gas Supply+Increased Demand Response+Reduced Rankine Availability+Constrained Operational Capacity | 439.5221 | 439.5221 | 439.5221
2027 | NIWCM | High Demand Growth+Very Low Gas Supply+Increased Demand Response+Reduced Rankine Availability+Constrained Operational Capacity | 320.9465 | 324.8176 | 324.8176
2028 | NIWCM | High Demand Growth+Very Low Gas Supply+Increased Demand Response+Reduced Rankine Availability+Constrained Operational Capacity | 169.0221 | 663.6563 | 671.9906
2029 | NIWCM | High Demand Growth+Very Low Gas Supply+Increased Demand Response+Reduced Rankine Availability+Constrained Operational Capacity | -396.3374 | 253.3135 | 410.6986
2030 | NIWCM | High Demand Growth+Very Low Gas Supply+Increased Demand Response+Reduced Rankine Availability+Constrained Operational Capacity | -1426.0807 | -684.6113 | -471.275
2031 | NIWCM | High Demand Growth+Very Low Gas Supply+Increased Demand Response+Reduced Rankine Availability+Constrained Operational Capacity | -1686.4107 | -934.1915 | -660.4829
2032 | NIWCM | High Demand Growth+Very Low Gas Supply+Increased Demand Response+Reduced Rankine Availability+Constrained Operational Capacity | -1900.9584 | -1146.3186 | -849.2391
2033 | NIWCM | High Demand Growth+Very Low Gas Supply+Increased Demand Response+Reduced Rankine Availability+Constrained Operational Capacity | -2101.5968 | -1343.082 | -1037.3828
2034 | NIWCM | High Demand Growth+Very Low Gas Supply+Increased Demand Response+Reduced Rankine Availability+Constrained Operational Capacity | -2323.9544 | -1528.2106 | -1143.641
2035 | NIWCM | High Demand Growth+Very Low Gas Supply+Increased Demand Response+Reduced Rankine Availability+Constrained Operational Capacity | -2435.0125 | -1684.6467 | -1297.3884
2026 | SIWEM_PERC | High Demand Growth+Very Low Gas Supply+Increased Demand Response+Reduced Rankine Availability+Constrained Operational Capacity | 32.0605 | 32.2163 | 32.2163
2027 | SIWEM_PERC | High Demand Growth+Very Low Gas Supply+Increased Demand Response+Reduced Rankine Availability+Constrained Operational Capacity | 16.6389 | 19.1065 | 19.1065
2028 | SIWEM_PERC | High Demand Growth+Very Low Gas Supply+Increased Demand Response+Reduced Rankine Availability+Constrained Operational Capacity | 11.2837 | 23.0995 | 29.7273
2029 | SIWEM_PERC | High Demand Growth+Very Low Gas Supply+Increased Demand Response+Reduced Rankine Availability+Constrained Operational Capacity | 4.2023 | 15.2291 | 28.7461
2030 | SIWEM_PERC | High Demand Growth+Very Low Gas Supply+Increased Demand Response+Reduced Rankine Availability+Constrained Operational Capacity | -3.4825 | 8.2937 | 25.4022
2031 | SIWEM_PERC | High Demand Growth+Very Low Gas Supply+Increased Demand Response+Reduced Rankine Availability+Constrained Operational Capacity | -8.7515 | 2.3505 | 22.4555
2032 | SIWEM_PERC | High Demand Growth+Very Low Gas Supply+Increased Demand Response+Reduced Rankine Availability+Constrained Operational Capacity | -10.5156 | 0.3411 | 20.0017
2033 | SIWEM_PERC | High Demand Growth+Very Low Gas Supply+Increased Demand Response+Reduced Rankine Availability+Constrained Operational Capacity | -12.1285 | -1.4995 | 17.7488
2034 | SIWEM_PERC | High Demand Growth+Very Low Gas Supply+Increased Demand Response+Reduced Rankine Availability+Constrained Operational Capacity | -13.8721 | -3.4891 | 15.3136
2035 | SIWEM_PERC | High Demand Growth+Very Low Gas Supply+Increased Demand Response+Reduced Rankine Availability+Constrained Operational Capacity | -15.1242 | -4.93 | 13.5308
2026 | NZWEM_PERC | High Demand Growth+Very Low Gas Supply+Increased Demand Response+Reduced Rankine Availability+Constrained Operational Capacity+Low Wind & Solar | 10.9291 | 10.9791 | 10.9791
2027 | NZWEM_PERC | High Demand Growth+Very Low Gas Supply+Increased Demand Response+Reduced Rankine Availability+Constrained Operational Capacity+Low Wind & Solar | 4.0684 | 5.6294 | 5.8992
2028 | NZWEM_PERC | High Demand Growth+Very Low Gas Supply+Increased Demand Response+Reduced Rankine Availability+Constrained Operational Capacity+Low Wind & Solar | -4.5913 | 2.0109 | 5.6727
2029 | NZWEM_PERC | High Demand Growth+Very Low Gas Supply+Increased Demand Response+Reduced Rankine Availability+Constrained Operational Capacity+Low Wind & Solar | -11.1336 | -2.1515 | 4.9551
2030 | NZWEM_PERC | High Demand Growth+Very Low Gas Supply+Increased Demand Response+Reduced Rankine Availability+Constrained Operational Capacity+Low Wind & Solar | -16.8918 | -6.6789 | 4.508
2031 | NZWEM_PERC | High Demand Growth+Very Low Gas Supply+Increased Demand Response+Reduced Rankine Availability+Constrained Operational Capacity+Low Wind & Solar | -19.9465 | -10.0836 | 5.1661
2032 | NZWEM_PERC | High Demand Growth+Very Low Gas Supply+Increased Demand Response+Reduced Rankine Availability+Constrained Operational Capacity+Low Wind & Solar | -21.8254 | -11.9507 | 3.6585
2033 | NZWEM_PERC | High Demand Growth+Very Low Gas Supply+Increased Demand Response+Reduced Rankine Availability+Constrained Operational Capacity+Low Wind & Solar | -23.4142 | -13.7911 | 2.7238
2034 | NZWEM_PERC | High Demand Growth+Very Low Gas Supply+Increased Demand Response+Reduced Rankine Availability+Constrained Operational Capacity+Low Wind & Solar | -25.196 | -15.5044 | 0.53137
2035 | NZWEM_PERC | High Demand Growth+Very Low Gas Supply+Increased Demand Response+Reduced Rankine Availability+Constrained Operational Capacity+Low Wind & Solar | -26.4828 | -16.9434 | -1.2858
2026 | NIWCM | High Demand Growth+Very Low Gas Supply+Increased Demand Response+Reduced Rankine Availability+Constrained Operational Capacity+Low Wind & Solar | 439.5221 | 439.5221 | 439.5221
2027 | NIWCM | High Demand Growth+Very Low Gas Supply+Increased Demand Response+Reduced Rankine Availability+Constrained Operational Capacity+Low Wind & Solar | 320.9465 | 324.8176 | 324.8176
2028 | NIWCM | High Demand Growth+Very Low Gas Supply+Increased Demand Response+Reduced Rankine Availability+Constrained Operational Capacity+Low Wind & Solar | 169.0221 | 663.6563 | 671.9906
2029 | NIWCM | High Demand Growth+Very Low Gas Supply+Increased Demand Response+Reduced Rankine Availability+Constrained Operational Capacity+Low Wind & Solar | -396.3374 | 253.3135 | 410.6986
2030 | NIWCM | High Demand Growth+Very Low Gas Supply+Increased Demand Response+Reduced Rankine Availability+Constrained Operational Capacity+Low Wind & Solar | -1426.0807 | -684.6113 | -471.275
2031 | NIWCM | High Demand Growth+Very Low Gas Supply+Increased Demand Response+Reduced Rankine Availability+Constrained Operational Capacity+Low Wind & Solar | -1686.4107 | -934.1915 | -660.4829
2032 | NIWCM | High Demand Growth+Very Low Gas Supply+Increased Demand Response+Reduced Rankine Availability+Constrained Operational Capacity+Low Wind & Solar | -1900.9584 | -1146.3186 | -849.2391
2033 | NIWCM | High Demand Growth+Very Low Gas Supply+Increased Demand Response+Reduced Rankine Availability+Constrained Operational Capacity+Low Wind & Solar | -2101.5968 | -1343.082 | -1037.3828
2034 | NIWCM | High Demand Growth+Very Low Gas Supply+Increased Demand Response+Reduced Rankine Availability+Constrained Operational Capacity+Low Wind & Solar | -2323.9544 | -1528.2106 | -1143.641
2035 | NIWCM | High Demand Growth+Very Low Gas Supply+Increased Demand Response+Reduced Rankine Availability+Constrained Operational Capacity+Low Wind & Solar | -2435.0125 | -1684.6467 | -1297.3884
2026 | SIWEM_PERC | High Demand Growth+Very Low Gas Supply+Increased Demand Response+Reduced Rankine Availability+Constrained Operational Capacity+Low Wind & Solar | 28.7901 | 28.9307 | 28.9307
2027 | SIWEM_PERC | High Demand Growth+Very Low Gas Supply+Increased Demand Response+Reduced Rankine Availability+Constrained Operational Capacity+Low Wind & Solar | 15.8317 | 18.0585 | 18.0585
2028 | SIWEM_PERC | High Demand Growth+Very Low Gas Supply+Increased Demand Response+Reduced Rankine Availability+Constrained Operational Capacity+Low Wind & Solar | 10.3616 | 21.025 | 27.0063
2029 | SIWEM_PERC | High Demand Growth+Very Low Gas Supply+Increased Demand Response+Reduced Rankine Availability+Constrained Operational Capacity+Low Wind & Solar | 3.3418 | 13.2931 | 25.4917
2030 | SIWEM_PERC | High Demand Growth+Very Low Gas Supply+Increased Demand Response+Reduced Rankine Availability+Constrained Operational Capacity+Low Wind & Solar | -4.2769 | 6.3506 | 21.7905
2031 | SIWEM_PERC | High Demand Growth+Very Low Gas Supply+Increased Demand Response+Reduced Rankine Availability+Constrained Operational Capacity+Low Wind & Solar | -9.5005 | 0.51875 | 18.6628
2032 | SIWEM_PERC | High Demand Growth+Very Low Gas Supply+Increased Demand Response+Reduced Rankine Availability+Constrained Operational Capacity+Low Wind & Solar | -11.248 | -1.4502 | 16.2928
2033 | SIWEM_PERC | High Demand Growth+Very Low Gas Supply+Increased Demand Response+Reduced Rankine Availability+Constrained Operational Capacity+Low Wind & Solar | -12.8456 | -3.2532 | 14.1177
2034 | SIWEM_PERC | High Demand Growth+Very Low Gas Supply+Increased Demand Response+Reduced Rankine Availability+Constrained Operational Capacity+Low Wind & Solar | -14.5725 | -5.2022 | 11.7666
2035 | SIWEM_PERC | High Demand Growth+Very Low Gas Supply+Increased Demand Response+Reduced Rankine Availability+Constrained Operational Capacity+Low Wind & Solar | -15.8119 | -6.612 | 10.0483
2026 | NZWEM_PERC | High Demand Growth+Very Low Gas Supply+Increased Demand Response+Reduced Rankine Availability+Upgraded HVDC | 12.0919 | 12.1473 | 12.1473
2027 | NZWEM_PERC | High Demand Growth+Very Low Gas Supply+Increased Demand Response+Reduced Rankine Availability+Upgraded HVDC | 5.3368 | 7.0665 | 7.3656
2028 | NZWEM_PERC | High Demand Growth+Very Low Gas Supply+Increased Demand Response+Reduced Rankine Availability+Upgraded HVDC | -3.286 | 4.0297 | 8.0873
2029 | NZWEM_PERC | High Demand Growth+Very Low Gas Supply+Increased Demand Response+Reduced Rankine Availability+Upgraded HVDC | -9.8634 | 0.089468 | 7.9641
2030 | NZWEM_PERC | High Demand Growth+Very Low Gas Supply+Increased Demand Response+Reduced Rankine Availability+Upgraded HVDC | -15.6996 | -4.4306 | 7.9298
2031 | NZWEM_PERC | High Demand Growth+Very Low Gas Supply+Increased Demand Response+Reduced Rankine Availability+Upgraded HVDC | -18.804 | -7.929 | 8.9348
2032 | NZWEM_PERC | High Demand Growth+Very Low Gas Supply+Increased Demand Response+Reduced Rankine Availability+Upgraded HVDC | -20.7151 | -9.8256 | 7.4044
2033 | NZWEM_PERC | High Demand Growth+Very Low Gas Supply+Increased Demand Response+Reduced Rankine Availability+Upgraded HVDC | -22.3323 | -11.7201 | 6.5151
2034 | NZWEM_PERC | High Demand Growth+Very Low Gas Supply+Increased Demand Response+Reduced Rankine Availability+Upgraded HVDC | -24.1455 | -13.4935 | 4.2127
2035 | NZWEM_PERC | High Demand Growth+Very Low Gas Supply+Increased Demand Response+Reduced Rankine Availability+Upgraded HVDC | -25.457 | -14.9799 | 2.3088
2026 | NIWCM | High Demand Growth+Very Low Gas Supply+Increased Demand Response+Reduced Rankine Availability+Upgraded HVDC | 1020.1216 | 1020.9214 | 1020.9214
2027 | NIWCM | High Demand Growth+Very Low Gas Supply+Increased Demand Response+Reduced Rankine Availability+Upgraded HVDC | 942.8326 | 974.4335 | 978.97
2028 | NIWCM | High Demand Growth+Very Low Gas Supply+Increased Demand Response+Reduced Rankine Availability+Upgraded HVDC | 825.9289 | 1474.3514 | 1544.3903
2029 | NIWCM | High Demand Growth+Very Low Gas Supply+Increased Demand Response+Reduced Rankine Availability+Upgraded HVDC | 276.9823 | 1172.1048 | 1501.1344
2030 | NIWCM | High Demand Growth+Very Low Gas Supply+Increased Demand Response+Reduced Rankine Availability+Upgraded HVDC | -747.2154 | 279.4885 | 839.6151
2031 | NIWCM | High Demand Growth+Very Low Gas Supply+Increased Demand Response+Reduced Rankine Availability+Upgraded HVDC | -1005.8051 | 40.6536 | 856.2441
2032 | NIWCM | High Demand Growth+Very Low Gas Supply+Increased Demand Response+Reduced Rankine Availability+Upgraded HVDC | -1220.6965 | -153.0335 | 702.592
2033 | NIWCM | High Demand Growth+Very Low Gas Supply+Increased Demand Response+Reduced Rankine Availability+Upgraded HVDC | -1417.5256 | -349.4553 | 579.6713
2034 | NIWCM | High Demand Growth+Very Low Gas Supply+Increased Demand Response+Reduced Rankine Availability+Upgraded HVDC | -1645.9146 | -531.9036 | 480.0192
2035 | NIWCM | High Demand Growth+Very Low Gas Supply+Increased Demand Response+Reduced Rankine Availability+Upgraded HVDC | -1812.7854 | -685.2621 | 330.1288
2026 | SIWEM_PERC | High Demand Growth+Very Low Gas Supply+Increased Demand Response+Reduced Rankine Availability+Upgraded HVDC | 32.0605 | 32.2163 | 32.2163
2027 | SIWEM_PERC | High Demand Growth+Very Low Gas Supply+Increased Demand Response+Reduced Rankine Availability+Upgraded HVDC | 16.6389 | 19.1065 | 19.1065
2028 | SIWEM_PERC | High Demand Growth+Very Low Gas Supply+Increased Demand Response+Reduced Rankine Availability+Upgraded HVDC | 11.2837 | 23.0995 | 29.7273
2029 | SIWEM_PERC | High Demand Growth+Very Low Gas Supply+Increased Demand Response+Reduced Rankine Availability+Upgraded HVDC | 4.2023 | 15.2291 | 28.7461
2030 | SIWEM_PERC | High Demand Growth+Very Low Gas Supply+Increased Demand Response+Reduced Rankine Availability+Upgraded HVDC | -3.4825 | 8.2937 | 25.4022
2031 | SIWEM_PERC | High Demand Growth+Very Low Gas Supply+Increased Demand Response+Reduced Rankine Availability+Upgraded HVDC | -8.7515 | 2.3505 | 22.4555
2032 | SIWEM_PERC | High Demand Growth+Very Low Gas Supply+Increased Demand Response+Reduced Rankine Availability+Upgraded HVDC | -10.5156 | 0.3411 | 20.0017
2033 | SIWEM_PERC | High Demand Growth+Very Low Gas Supply+Increased Demand Response+Reduced Rankine Availability+Upgraded HVDC | -12.1285 | -1.4995 | 17.7488
2034 | SIWEM_PERC | High Demand Growth+Very Low Gas Supply+Increased Demand Response+Reduced Rankine Availability+Upgraded HVDC | -13.8721 | -3.4891 | 15.3136
2035 | SIWEM_PERC | High Demand Growth+Very Low Gas Supply+Increased Demand Response+Reduced Rankine Availability+Upgraded HVDC | -15.1242 | -4.93 | 13.5308
2026 | NZWEM_PERC | High Demand Growth+Very Low Gas Supply+Increased Demand Response+Reduced Rankine Availability+Upgraded HVDC+Low Wind & Solar | 10.9291 | 10.9791 | 10.9791
2027 | NZWEM_PERC | High Demand Growth+Very Low Gas Supply+Increased Demand Response+Reduced Rankine Availability+Upgraded HVDC+Low Wind & Solar | 4.0684 | 5.6294 | 5.8992
2028 | NZWEM_PERC | High Demand Growth+Very Low Gas Supply+Increased Demand Response+Reduced Rankine Availability+Upgraded HVDC+Low Wind & Solar | -4.5913 | 2.0109 | 5.6727
2029 | NZWEM_PERC | High Demand Growth+Very Low Gas Supply+Increased Demand Response+Reduced Rankine Availability+Upgraded HVDC+Low Wind & Solar | -11.1336 | -2.1515 | 4.9551
2030 | NZWEM_PERC | High Demand Growth+Very Low Gas Supply+Increased Demand Response+Reduced Rankine Availability+Upgraded HVDC+Low Wind & Solar | -16.8918 | -6.6789 | 4.508
2031 | NZWEM_PERC | High Demand Growth+Very Low Gas Supply+Increased Demand Response+Reduced Rankine Availability+Upgraded HVDC+Low Wind & Solar | -19.9465 | -10.0836 | 5.1661
2032 | NZWEM_PERC | High Demand Growth+Very Low Gas Supply+Increased Demand Response+Reduced Rankine Availability+Upgraded HVDC+Low Wind & Solar | -21.8254 | -11.9507 | 3.6585
2033 | NZWEM_PERC | High Demand Growth+Very Low Gas Supply+Increased Demand Response+Reduced Rankine Availability+Upgraded HVDC+Low Wind & Solar | -23.4142 | -13.7911 | 2.7238
2034 | NZWEM_PERC | High Demand Growth+Very Low Gas Supply+Increased Demand Response+Reduced Rankine Availability+Upgraded HVDC+Low Wind & Solar | -25.196 | -15.5044 | 0.53137
2035 | NZWEM_PERC | High Demand Growth+Very Low Gas Supply+Increased Demand Response+Reduced Rankine Availability+Upgraded HVDC+Low Wind & Solar | -26.4828 | -16.9434 | -1.2858
2026 | NIWCM | High Demand Growth+Very Low Gas Supply+Increased Demand Response+Reduced Rankine Availability+Upgraded HVDC+Low Wind & Solar | 1020.1216 | 1020.9214 | 1020.9214
2027 | NIWCM | High Demand Growth+Very Low Gas Supply+Increased Demand Response+Reduced Rankine Availability+Upgraded HVDC+Low Wind & Solar | 942.8326 | 974.4335 | 978.97
2028 | NIWCM | High Demand Growth+Very Low Gas Supply+Increased Demand Response+Reduced Rankine Availability+Upgraded HVDC+Low Wind & Solar | 825.9289 | 1474.3514 | 1544.3903
2029 | NIWCM | High Demand Growth+Very Low Gas Supply+Increased Demand Response+Reduced Rankine Availability+Upgraded HVDC+Low Wind & Solar | 276.9823 | 1172.1048 | 1501.1344
2030 | NIWCM | High Demand Growth+Very Low Gas Supply+Increased Demand Response+Reduced Rankine Availability+Upgraded HVDC+Low Wind & Solar | -747.2154 | 279.4885 | 839.6151
2031 | NIWCM | High Demand Growth+Very Low Gas Supply+Increased Demand Response+Reduced Rankine Availability+Upgraded HVDC+Low Wind & Solar | -1005.8051 | 40.6536 | 856.2441
2032 | NIWCM | High Demand Growth+Very Low Gas Supply+Increased Demand Response+Reduced Rankine Availability+Upgraded HVDC+Low Wind & Solar | -1220.6965 | -153.0335 | 702.592
2033 | NIWCM | High Demand Growth+Very Low Gas Supply+Increased Demand Response+Reduced Rankine Availability+Upgraded HVDC+Low Wind & Solar | -1417.5256 | -349.4553 | 579.6713
2034 | NIWCM | High Demand Growth+Very Low Gas Supply+Increased Demand Response+Reduced Rankine Availability+Upgraded HVDC+Low Wind & Solar | -1645.9146 | -531.9036 | 480.0192
2035 | NIWCM | High Demand Growth+Very Low Gas Supply+Increased Demand Response+Reduced Rankine Availability+Upgraded HVDC+Low Wind & Solar | -1812.7854 | -685.2621 | 330.1288
2026 | SIWEM_PERC | High Demand Growth+Very Low Gas Supply+Increased Demand Response+Reduced Rankine Availability+Upgraded HVDC+Low Wind & Solar | 28.7901 | 28.9307 | 28.9307
2027 | SIWEM_PERC | High Demand Growth+Very Low Gas Supply+Increased Demand Response+Reduced Rankine Availability+Upgraded HVDC+Low Wind & Solar | 15.8317 | 18.0585 | 18.0585
2028 | SIWEM_PERC | High Demand Growth+Very Low Gas Supply+Increased Demand Response+Reduced Rankine Availability+Upgraded HVDC+Low Wind & Solar | 10.3616 | 21.025 | 27.0063
2029 | SIWEM_PERC | High Demand Growth+Very Low Gas Supply+Increased Demand Response+Reduced Rankine Availability+Upgraded HVDC+Low Wind & Solar | 3.3418 | 13.2931 | 25.4917
2030 | SIWEM_PERC | High Demand Growth+Very Low Gas Supply+Increased Demand Response+Reduced Rankine Availability+Upgraded HVDC+Low Wind & Solar | -4.2769 | 6.3506 | 21.7905
2031 | SIWEM_PERC | High Demand Growth+Very Low Gas Supply+Increased Demand Response+Reduced Rankine Availability+Upgraded HVDC+Low Wind & Solar | -9.5005 | 0.51875 | 18.6628
2032 | SIWEM_PERC | High Demand Growth+Very Low Gas Supply+Increased Demand Response+Reduced Rankine Availability+Upgraded HVDC+Low Wind & Solar | -11.248 | -1.4502 | 16.2928
2033 | SIWEM_PERC | High Demand Growth+Very Low Gas Supply+Increased Demand Response+Reduced Rankine Availability+Upgraded HVDC+Low Wind & Solar | -12.8456 | -3.2532 | 14.1177
2034 | SIWEM_PERC | High Demand Growth+Very Low Gas Supply+Increased Demand Response+Reduced Rankine Availability+Upgraded HVDC+Low Wind & Solar | -14.5725 | -5.2022 | 11.7666
2035 | SIWEM_PERC | High Demand Growth+Very Low Gas Supply+Increased Demand Response+Reduced Rankine Availability+Upgraded HVDC+Low Wind & Solar | -15.8119 | -6.612 | 10.0483
2026 | NZWEM_PERC | High Demand Growth+Very Low Gas Supply+Increased Demand Response+Reduced Rankine Availability+Upgraded HVDC+Constrained Operational Capacity | 12.0919 | 12.1473 | 12.1473
2027 | NZWEM_PERC | High Demand Growth+Very Low Gas Supply+Increased Demand Response+Reduced Rankine Availability+Upgraded HVDC+Constrained Operational Capacity | 5.3368 | 7.0665 | 7.3656
2028 | NZWEM_PERC | High Demand Growth+Very Low Gas Supply+Increased Demand Response+Reduced Rankine Availability+Upgraded HVDC+Constrained Operational Capacity | -3.286 | 4.0297 | 8.0873
2029 | NZWEM_PERC | High Demand Growth+Very Low Gas Supply+Increased Demand Response+Reduced Rankine Availability+Upgraded HVDC+Constrained Operational Capacity | -9.8634 | 0.089468 | 7.9641
2030 | NZWEM_PERC | High Demand Growth+Very Low Gas Supply+Increased Demand Response+Reduced Rankine Availability+Upgraded HVDC+Constrained Operational Capacity | -15.6996 | -4.4306 | 7.9298
2031 | NZWEM_PERC | High Demand Growth+Very Low Gas Supply+Increased Demand Response+Reduced Rankine Availability+Upgraded HVDC+Constrained Operational Capacity | -18.804 | -7.929 | 8.9348
2032 | NZWEM_PERC | High Demand Growth+Very Low Gas Supply+Increased Demand Response+Reduced Rankine Availability+Upgraded HVDC+Constrained Operational Capacity | -20.7151 | -9.8256 | 7.4044
2033 | NZWEM_PERC | High Demand Growth+Very Low Gas Supply+Increased Demand Response+Reduced Rankine Availability+Upgraded HVDC+Constrained Operational Capacity | -22.3323 | -11.7201 | 6.5151
2034 | NZWEM_PERC | High Demand Growth+Very Low Gas Supply+Increased Demand Response+Reduced Rankine Availability+Upgraded HVDC+Constrained Operational Capacity | -24.1455 | -13.4935 | 4.2127
2035 | NZWEM_PERC | High Demand Growth+Very Low Gas Supply+Increased Demand Response+Reduced Rankine Availability+Upgraded HVDC+Constrained Operational Capacity | -25.457 | -14.9799 | 2.3088
2026 | NIWCM | High Demand Growth+Very Low Gas Supply+Increased Demand Response+Reduced Rankine Availability+Upgraded HVDC+Constrained Operational Capacity | 439.5221 | 439.5221 | 439.5221
2027 | NIWCM | High Demand Growth+Very Low Gas Supply+Increased Demand Response+Reduced Rankine Availability+Upgraded HVDC+Constrained Operational Capacity | 320.9465 | 324.8176 | 324.8176
2028 | NIWCM | High Demand Growth+Very Low Gas Supply+Increased Demand Response+Reduced Rankine Availability+Upgraded HVDC+Constrained Operational Capacity | 169.0221 | 663.6563 | 671.9906
2029 | NIWCM | High Demand Growth+Very Low Gas Supply+Increased Demand Response+Reduced Rankine Availability+Upgraded HVDC+Constrained Operational Capacity | -396.3374 | 253.3135 | 410.6986
2030 | NIWCM | High Demand Growth+Very Low Gas Supply+Increased Demand Response+Reduced Rankine Availability+Upgraded HVDC+Constrained Operational Capacity | -1426.0807 | -684.6113 | -471.275
2031 | NIWCM | High Demand Growth+Very Low Gas Supply+Increased Demand Response+Reduced Rankine Availability+Upgraded HVDC+Constrained Operational Capacity | -1686.4107 | -934.1915 | -660.4829
2032 | NIWCM | High Demand Growth+Very Low Gas Supply+Increased Demand Response+Reduced Rankine Availability+Upgraded HVDC+Constrained Operational Capacity | -1900.9584 | -1146.3186 | -849.2391
2033 | NIWCM | High Demand Growth+Very Low Gas Supply+Increased Demand Response+Reduced Rankine Availability+Upgraded HVDC+Constrained Operational Capacity | -2101.5968 | -1343.082 | -1037.3828
2034 | NIWCM | High Demand Growth+Very Low Gas Supply+Increased Demand Response+Reduced Rankine Availability+Upgraded HVDC+Constrained Operational Capacity | -2323.9544 | -1528.2106 | -1143.641
2035 | NIWCM | High Demand Growth+Very Low Gas Supply+Increased Demand Response+Reduced Rankine Availability+Upgraded HVDC+Constrained Operational Capacity | -2435.0125 | -1684.6467 | -1297.3884
2026 | SIWEM_PERC | High Demand Growth+Very Low Gas Supply+Increased Demand Response+Reduced Rankine Availability+Upgraded HVDC+Constrained Operational Capacity | 32.0605 | 32.2163 | 32.2163
2027 | SIWEM_PERC | High Demand Growth+Very Low Gas Supply+Increased Demand Response+Reduced Rankine Availability+Upgraded HVDC+Constrained Operational Capacity | 16.6389 | 19.1065 | 19.1065
2028 | SIWEM_PERC | High Demand Growth+Very Low Gas Supply+Increased Demand Response+Reduced Rankine Availability+Upgraded HVDC+Constrained Operational Capacity | 11.2837 | 23.0995 | 29.7273
2029 | SIWEM_PERC | High Demand Growth+Very Low Gas Supply+Increased Demand Response+Reduced Rankine Availability+Upgraded HVDC+Constrained Operational Capacity | 4.2023 | 15.2291 | 28.7461
2030 | SIWEM_PERC | High Demand Growth+Very Low Gas Supply+Increased Demand Response+Reduced Rankine Availability+Upgraded HVDC+Constrained Operational Capacity | -3.4825 | 8.2937 | 25.4022
2031 | SIWEM_PERC | High Demand Growth+Very Low Gas Supply+Increased Demand Response+Reduced Rankine Availability+Upgraded HVDC+Constrained Operational Capacity | -8.7515 | 2.3505 | 22.4555
2032 | SIWEM_PERC | High Demand Growth+Very Low Gas Supply+Increased Demand Response+Reduced Rankine Availability+Upgraded HVDC+Constrained Operational Capacity | -10.5156 | 0.3411 | 20.0017
2033 | SIWEM_PERC | High Demand Growth+Very Low Gas Supply+Increased Demand Response+Reduced Rankine Availability+Upgraded HVDC+Constrained Operational Capacity | -12.1285 | -1.4995 | 17.7488
2034 | SIWEM_PERC | High Demand Growth+Very Low Gas Supply+Increased Demand Response+Reduced Rankine Availability+Upgraded HVDC+Constrained Operational Capacity | -13.8721 | -3.4891 | 15.3136
2035 | SIWEM_PERC | High Demand Growth+Very Low Gas Supply+Increased Demand Response+Reduced Rankine Availability+Upgraded HVDC+Constrained Operational Capacity | -15.1242 | -4.93 | 13.5308
2026 | NZWEM_PERC | High Demand Growth+Very Low Gas Supply+Increased Demand Response+Reduced Rankine Availability+Upgraded HVDC+Constrained Operational Capacity+Low Wind & Solar | 10.9291 | 10.9791 | 10.9791
2027 | NZWEM_PERC | High Demand Growth+Very Low Gas Supply+Increased Demand Response+Reduced Rankine Availability+Upgraded HVDC+Constrained Operational Capacity+Low Wind & Solar | 4.0684 | 5.6294 | 5.8992
2028 | NZWEM_PERC | High Demand Growth+Very Low Gas Supply+Increased Demand Response+Reduced Rankine Availability+Upgraded HVDC+Constrained Operational Capacity+Low Wind & Solar | -4.5913 | 2.0109 | 5.6727
2029 | NZWEM_PERC | High Demand Growth+Very Low Gas Supply+Increased Demand Response+Reduced Rankine Availability+Upgraded HVDC+Constrained Operational Capacity+Low Wind & Solar | -11.1336 | -2.1515 | 4.9551
2030 | NZWEM_PERC | High Demand Growth+Very Low Gas Supply+Increased Demand Response+Reduced Rankine Availability+Upgraded HVDC+Constrained Operational Capacity+Low Wind & Solar | -16.8918 | -6.6789 | 4.508
2031 | NZWEM_PERC | High Demand Growth+Very Low Gas Supply+Increased Demand Response+Reduced Rankine Availability+Upgraded HVDC+Constrained Operational Capacity+Low Wind & Solar | -19.9465 | -10.0836 | 5.1661
2032 | NZWEM_PERC | High Demand Growth+Very Low Gas Supply+Increased Demand Response+Reduced Rankine Availability+Upgraded HVDC+Constrained Operational Capacity+Low Wind & Solar | -21.8254 | -11.9507 | 3.6585
2033 | NZWEM_PERC | High Demand Growth+Very Low Gas Supply+Increased Demand Response+Reduced Rankine Availability+Upgraded HVDC+Constrained Operational Capacity+Low Wind & Solar | -23.4142 | -13.7911 | 2.7238
2034 | NZWEM_PERC | High Demand Growth+Very Low Gas Supply+Increased Demand Response+Reduced Rankine Availability+Upgraded HVDC+Constrained Operational Capacity+Low Wind & Solar | -25.196 | -15.5044 | 0.53137
2035 | NZWEM_PERC | High Demand Growth+Very Low Gas Supply+Increased Demand Response+Reduced Rankine Availability+Upgraded HVDC+Constrained Operational Capacity+Low Wind & Solar | -26.4828 | -16.9434 | -1.2858
2026 | NIWCM | High Demand Growth+Very Low Gas Supply+Increased Demand Response+Reduced Rankine Availability+Upgraded HVDC+Constrained Operational Capacity+Low Wind & Solar | 439.5221 | 439.5221 | 439.5221
2027 | NIWCM | High Demand Growth+Very Low Gas Supply+Increased Demand Response+Reduced Rankine Availability+Upgraded HVDC+Constrained Operational Capacity+Low Wind & Solar | 320.9465 | 324.8176 | 324.8176
2028 | NIWCM | High Demand Growth+Very Low Gas Supply+Increased Demand Response+Reduced Rankine Availability+Upgraded HVDC+Constrained Operational Capacity+Low Wind & Solar | 169.0221 | 663.6563 | 671.9906
2029 | NIWCM | High Demand Growth+Very Low Gas Supply+Increased Demand Response+Reduced Rankine Availability+Upgraded HVDC+Constrained Operational Capacity+Low Wind & Solar | -396.3374 | 253.3135 | 410.6986
2030 | NIWCM | High Demand Growth+Very Low Gas Supply+Increased Demand Response+Reduced Rankine Availability+Upgraded HVDC+Constrained Operational Capacity+Low Wind & Solar | -1426.0807 | -684.6113 | -471.275
2031 | NIWCM | High Demand Growth+Very Low Gas Supply+Increased Demand Response+Reduced Rankine Availability+Upgraded HVDC+Constrained Operational Capacity+Low Wind & Solar | -1686.4107 | -934.1915 | -660.4829
2032 | NIWCM | High Demand Growth+Very Low Gas Supply+Increased Demand Response+Reduced Rankine Availability+Upgraded HVDC+Constrained Operational Capacity+Low Wind & Solar | -1900.9584 | -1146.3186 | -849.2391
2033 | NIWCM | High Demand Growth+Very Low Gas Supply+Increased Demand Response+Reduced Rankine Availability+Upgraded HVDC+Constrained Operational Capacity+Low Wind & Solar | -2101.5968 | -1343.082 | -1037.3828
2034 | NIWCM | High Demand Growth+Very Low Gas Supply+Increased Demand Response+Reduced Rankine Availability+Upgraded HVDC+Constrained Operational Capacity+Low Wind & Solar | -2323.9544 | -1528.2106 | -1143.641
2035 | NIWCM | High Demand Growth+Very Low Gas Supply+Increased Demand Response+Reduced Rankine Availability+Upgraded HVDC+Constrained Operational Capacity+Low Wind & Solar | -2435.0125 | -1684.6467 | -1297.3884
2026 | SIWEM_PERC | High Demand Growth+Very Low Gas Supply+Increased Demand Response+Reduced Rankine Availability+Upgraded HVDC+Constrained Operational Capacity+Low Wind & Solar | 28.7901 | 28.9307 | 28.9307
2027 | SIWEM_PERC | High Demand Growth+Very Low Gas Supply+Increased Demand Response+Reduced Rankine Availability+Upgraded HVDC+Constrained Operational Capacity+Low Wind & Solar | 15.8317 | 18.0585 | 18.0585
2028 | SIWEM_PERC | High Demand Growth+Very Low Gas Supply+Increased Demand Response+Reduced Rankine Availability+Upgraded HVDC+Constrained Operational Capacity+Low Wind & Solar | 10.3616 | 21.025 | 27.0063
2029 | SIWEM_PERC | High Demand Growth+Very Low Gas Supply+Increased Demand Response+Reduced Rankine Availability+Upgraded HVDC+Constrained Operational Capacity+Low Wind & Solar | 3.3418 | 13.2931 | 25.4917
2030 | SIWEM_PERC | High Demand Growth+Very Low Gas Supply+Increased Demand Response+Reduced Rankine Availability+Upgraded HVDC+Constrained Operational Capacity+Low Wind & Solar | -4.2769 | 6.3506 | 21.7905
2031 | SIWEM_PERC | High Demand Growth+Very Low Gas Supply+Increased Demand Response+Reduced Rankine Availability+Upgraded HVDC+Constrained Operational Capacity+Low Wind & Solar | -9.5005 | 0.51875 | 18.6628
2032 | SIWEM_PERC | High Demand Growth+Very Low Gas Supply+Increased Demand Response+Reduced Rankine Availability+Upgraded HVDC+Constrained Operational Capacity+Low Wind & Solar | -11.248 | -1.4502 | 16.2928
2033 | SIWEM_PERC | High Demand Growth+Very Low Gas Supply+Increased Demand Response+Reduced Rankine Availability+Upgraded HVDC+Constrained Operational Capacity+Low Wind & Solar | -12.8456 | -3.2532 | 14.1177
2034 | SIWEM_PERC | High Demand Growth+Very Low Gas Supply+Increased Demand Response+Reduced Rankine Availability+Upgraded HVDC+Constrained Operational Capacity+Low Wind & Solar | -14.5725 | -5.2022 | 11.7666
2035 | SIWEM_PERC | High Demand Growth+Very Low Gas Supply+Increased Demand Response+Reduced Rankine Availability+Upgraded HVDC+Constrained Operational Capacity+Low Wind & Solar | -15.8119 | -6.612 | 10.0483
2026 | NZWEM_PERC | High Demand Growth+Very Low Gas Supply+Increased Demand Response+Reduced Rankine Availability+Delayed Build | 7.5984 | 7.5984 | 7.5984
2027 | NZWEM_PERC | High Demand Growth+Very Low Gas Supply+Increased Demand Response+Reduced Rankine Availability+Delayed Build | -1.602 | -1.469 | -1.311
2028 | NZWEM_PERC | High Demand Growth+Very Low Gas Supply+Increased Demand Response+Reduced Rankine Availability+Delayed Build | -7.0592 | -5.7573 | -5.474
2029 | NZWEM_PERC | High Demand Growth+Very Low Gas Supply+Increased Demand Response+Reduced Rankine Availability+Delayed Build | -10.8638 | -8.3837 | -7.6134
2030 | NZWEM_PERC | High Demand Growth+Very Low Gas Supply+Increased Demand Response+Reduced Rankine Availability+Delayed Build | -15.6996 | -8.1309 | -1.7332
2031 | NZWEM_PERC | High Demand Growth+Very Low Gas Supply+Increased Demand Response+Reduced Rankine Availability+Delayed Build | -18.804 | -8.9978 | -1.9147
2032 | NZWEM_PERC | High Demand Growth+Very Low Gas Supply+Increased Demand Response+Reduced Rankine Availability+Delayed Build | -20.7151 | -10.6312 | 0.87936
2033 | NZWEM_PERC | High Demand Growth+Very Low Gas Supply+Increased Demand Response+Reduced Rankine Availability+Delayed Build | -22.3323 | -12.4336 | 3.5363
2034 | NZWEM_PERC | High Demand Growth+Very Low Gas Supply+Increased Demand Response+Reduced Rankine Availability+Delayed Build | -24.1455 | -14.2294 | 2.0746
2035 | NZWEM_PERC | High Demand Growth+Very Low Gas Supply+Increased Demand Response+Reduced Rankine Availability+Delayed Build | -25.457 | -15.3957 | 1.8929
2026 | NIWCM | High Demand Growth+Very Low Gas Supply+Increased Demand Response+Reduced Rankine Availability+Delayed Build | 741.7097 | 741.7097 | 741.7097
2027 | NIWCM | High Demand Growth+Very Low Gas Supply+Increased Demand Response+Reduced Rankine Availability+Delayed Build | 543.3008 | 545.3044 | 547.7769
2028 | NIWCM | High Demand Growth+Very Low Gas Supply+Increased Demand Response+Reduced Rankine Availability+Delayed Build | 570.4704 | 591.0527 | 595.5892
2029 | NIWCM | High Demand Growth+Very Low Gas Supply+Increased Demand Response+Reduced Rankine Availability+Delayed Build | 68.516 | 196.8221 | 210.4144
2030 | NIWCM | High Demand Growth+Very Low Gas Supply+Increased Demand Response+Reduced Rankine Availability+Delayed Build | -802.9919 | -76.7395 | 216.2601
2031 | NIWCM | High Demand Growth+Very Low Gas Supply+Increased Demand Response+Reduced Rankine Availability+Delayed Build | -1078.7436 | -140.2197 | 221.3001
2032 | NIWCM | High Demand Growth+Very Low Gas Supply+Increased Demand Response+Reduced Rankine Availability+Delayed Build | -1293.635 | -279.3412 | 309.6208
2033 | NIWCM | High Demand Growth+Very Low Gas Supply+Increased Demand Response+Reduced Rankine Availability+Delayed Build | -1417.5256 | -394.4945 | 435.2296
2034 | NIWCM | High Demand Growth+Very Low Gas Supply+Increased Demand Response+Reduced Rankine Availability+Delayed Build | -1645.9146 | -601.9928 | 265.501
2035 | NIWCM | High Demand Growth+Very Low Gas Supply+Increased Demand Response+Reduced Rankine Availability+Delayed Build | -1812.7854 | -737.5941 | 200.5678
2026 | SIWEM_PERC | High Demand Growth+Very Low Gas Supply+Increased Demand Response+Reduced Rankine Availability+Delayed Build | 19.4223 | 19.4223 | 19.4223
2027 | SIWEM_PERC | High Demand Growth+Very Low Gas Supply+Increased Demand Response+Reduced Rankine Availability+Delayed Build | 13.1185 | 13.1862 | 13.1862
2028 | SIWEM_PERC | High Demand Growth+Very Low Gas Supply+Increased Demand Response+Reduced Rankine Availability+Delayed Build | 9.1882 | 10.9655 | 10.9655
2029 | SIWEM_PERC | High Demand Growth+Very Low Gas Supply+Increased Demand Response+Reduced Rankine Availability+Delayed Build | 2.6144 | 6.9288 | 6.9288
2030 | SIWEM_PERC | High Demand Growth+Very Low Gas Supply+Increased Demand Response+Reduced Rankine Availability+Delayed Build | -3.4825 | 6.6977 | 17.5342
2031 | SIWEM_PERC | High Demand Growth+Very Low Gas Supply+Increased Demand Response+Reduced Rankine Availability+Delayed Build | -8.7515 | 0.84595 | 12.6108
2032 | SIWEM_PERC | High Demand Growth+Very Low Gas Supply+Increased Demand Response+Reduced Rankine Availability+Delayed Build | -10.5156 | 0.3411 | 16.1139
2033 | SIWEM_PERC | High Demand Growth+Very Low Gas Supply+Increased Demand Response+Reduced Rankine Availability+Delayed Build | -12.1285 | -1.4995 | 17.7488
2034 | SIWEM_PERC | High Demand Growth+Very Low Gas Supply+Increased Demand Response+Reduced Rankine Availability+Delayed Build | -13.8721 | -3.4891 | 15.3136
2035 | SIWEM_PERC | High Demand Growth+Very Low Gas Supply+Increased Demand Response+Reduced Rankine Availability+Delayed Build | -15.1242 | -4.93 | 13.5308
2026 | NZWEM_PERC | High Demand Growth+Very Low Gas Supply+Increased Demand Response+Reduced Rankine Availability+Delayed Build+Low Wind & Solar | 6.7137 | 6.7137 | 6.7137
2027 | NZWEM_PERC | High Demand Growth+Very Low Gas Supply+Increased Demand Response+Reduced Rankine Availability+Delayed Build+Low Wind & Solar | -2.5024 | -2.3822 | -2.2397
2028 | NZWEM_PERC | High Demand Growth+Very Low Gas Supply+Increased Demand Response+Reduced Rankine Availability+Delayed Build+Low Wind & Solar | -8.144 | -6.9691 | -6.7134
2029 | NZWEM_PERC | High Demand Growth+Very Low Gas Supply+Increased Demand Response+Reduced Rankine Availability+Delayed Build+Low Wind & Solar | -12.0364 | -9.7982 | -9.1031
2030 | NZWEM_PERC | High Demand Growth+Very Low Gas Supply+Increased Demand Response+Reduced Rankine Availability+Delayed Build+Low Wind & Solar | -16.8918 | -10.0613 | -4.2876
2031 | NZWEM_PERC | High Demand Growth+Very Low Gas Supply+Increased Demand Response+Reduced Rankine Availability+Delayed Build+Low Wind & Solar | -19.9465 | -11.0967 | -4.7045
2032 | NZWEM_PERC | High Demand Growth+Very Low Gas Supply+Increased Demand Response+Reduced Rankine Availability+Delayed Build+Low Wind & Solar | -21.8254 | -12.725 | -2.3072
2033 | NZWEM_PERC | High Demand Growth+Very Low Gas Supply+Increased Demand Response+Reduced Rankine Availability+Delayed Build+Low Wind & Solar | -23.4142 | -14.474 | -0.032612
2034 | NZWEM_PERC | High Demand Growth+Very Low Gas Supply+Increased Demand Response+Reduced Rankine Availability+Delayed Build+Low Wind & Solar | -25.196 | -16.2403 | -1.47
2035 | NZWEM_PERC | High Demand Growth+Very Low Gas Supply+Increased Demand Response+Reduced Rankine Availability+Delayed Build+Low Wind & Solar | -26.4828 | -17.3592 | -1.7016
2026 | NIWCM | High Demand Growth+Very Low Gas Supply+Increased Demand Response+Reduced Rankine Availability+Delayed Build+Low Wind & Solar | 741.7097 | 741.7097 | 741.7097
2027 | NIWCM | High Demand Growth+Very Low Gas Supply+Increased Demand Response+Reduced Rankine Availability+Delayed Build+Low Wind & Solar | 543.3008 | 545.3044 | 547.7769
2028 | NIWCM | High Demand Growth+Very Low Gas Supply+Increased Demand Response+Reduced Rankine Availability+Delayed Build+Low Wind & Solar | 570.4704 | 591.0527 | 595.5892
2029 | NIWCM | High Demand Growth+Very Low Gas Supply+Increased Demand Response+Reduced Rankine Availability+Delayed Build+Low Wind & Solar | 68.516 | 196.8221 | 210.4144
2030 | NIWCM | High Demand Growth+Very Low Gas Supply+Increased Demand Response+Reduced Rankine Availability+Delayed Build+Low Wind & Solar | -802.9919 | -76.7395 | 216.2601
2031 | NIWCM | High Demand Growth+Very Low Gas Supply+Increased Demand Response+Reduced Rankine Availability+Delayed Build+Low Wind & Solar | -1078.7436 | -140.2197 | 221.3001
2032 | NIWCM | High Demand Growth+Very Low Gas Supply+Increased Demand Response+Reduced Rankine Availability+Delayed Build+Low Wind & Solar | -1293.635 | -279.3412 | 309.6208
2033 | NIWCM | High Demand Growth+Very Low Gas Supply+Increased Demand Response+Reduced Rankine Availability+Delayed Build+Low Wind & Solar | -1417.5256 | -394.4945 | 435.2296
2034 | NIWCM | High Demand Growth+Very Low Gas Supply+Increased Demand Response+Reduced Rankine Availability+Delayed Build+Low Wind & Solar | -1645.9146 | -601.9928 | 265.501
2035 | NIWCM | High Demand Growth+Very Low Gas Supply+Increased Demand Response+Reduced Rankine Availability+Delayed Build+Low Wind & Solar | -1812.7854 | -737.5941 | 200.5678
2026 | SIWEM_PERC | High Demand Growth+Very Low Gas Supply+Increased Demand Response+Reduced Rankine Availability+Delayed Build+Low Wind & Solar | 17.2783 | 17.2783 | 17.2783
2027 | SIWEM_PERC | High Demand Growth+Very Low Gas Supply+Increased Demand Response+Reduced Rankine Availability+Delayed Build+Low Wind & Solar | 12.6546 | 12.7157 | 12.7157
2028 | SIWEM_PERC | High Demand Growth+Very Low Gas Supply+Increased Demand Response+Reduced Rankine Availability+Delayed Build+Low Wind & Solar | 8.4705 | 10.0745 | 10.0745
2029 | SIWEM_PERC | High Demand Growth+Very Low Gas Supply+Increased Demand Response+Reduced Rankine Availability+Delayed Build+Low Wind & Solar | 1.9088 | 5.8024 | 5.8024
2030 | SIWEM_PERC | High Demand Growth+Very Low Gas Supply+Increased Demand Response+Reduced Rankine Availability+Delayed Build+Low Wind & Solar | -4.2769 | 4.9103 | 14.6899
2031 | SIWEM_PERC | High Demand Growth+Very Low Gas Supply+Increased Demand Response+Reduced Rankine Availability+Delayed Build+Low Wind & Solar | -9.5005 | -0.8391 | 9.7783
2032 | SIWEM_PERC | High Demand Growth+Very Low Gas Supply+Increased Demand Response+Reduced Rankine Availability+Delayed Build+Low Wind & Solar | -11.248 | -1.4502 | 12.7842
2033 | SIWEM_PERC | High Demand Growth+Very Low Gas Supply+Increased Demand Response+Reduced Rankine Availability+Delayed Build+Low Wind & Solar | -12.8456 | -3.2532 | 14.1177
2034 | SIWEM_PERC | High Demand Growth+Very Low Gas Supply+Increased Demand Response+Reduced Rankine Availability+Delayed Build+Low Wind & Solar | -14.5725 | -5.2022 | 11.7666
2035 | SIWEM_PERC | High Demand Growth+Very Low Gas Supply+Increased Demand Response+Reduced Rankine Availability+Delayed Build+Low Wind & Solar | -15.8119 | -6.612 | 10.0483
2026 | NZWEM_PERC | High Demand Growth+Very Low Gas Supply+Increased Demand Response+Reduced Rankine Availability+Delayed Build+Constrained Operational Capacity | 7.5984 | 7.5984 | 7.5984
2027 | NZWEM_PERC | High Demand Growth+Very Low Gas Supply+Increased Demand Response+Reduced Rankine Availability+Delayed Build+Constrained Operational Capacity | -1.602 | -1.469 | -1.311
2028 | NZWEM_PERC | High Demand Growth+Very Low Gas Supply+Increased Demand Response+Reduced Rankine Availability+Delayed Build+Constrained Operational Capacity | -7.0592 | -5.7573 | -5.474
2029 | NZWEM_PERC | High Demand Growth+Very Low Gas Supply+Increased Demand Response+Reduced Rankine Availability+Delayed Build+Constrained Operational Capacity | -10.8638 | -8.3837 | -7.6134
2030 | NZWEM_PERC | High Demand Growth+Very Low Gas Supply+Increased Demand Response+Reduced Rankine Availability+Delayed Build+Constrained Operational Capacity | -15.6996 | -8.1309 | -1.7332
2031 | NZWEM_PERC | High Demand Growth+Very Low Gas Supply+Increased Demand Response+Reduced Rankine Availability+Delayed Build+Constrained Operational Capacity | -18.804 | -8.9978 | -1.9147
2032 | NZWEM_PERC | High Demand Growth+Very Low Gas Supply+Increased Demand Response+Reduced Rankine Availability+Delayed Build+Constrained Operational Capacity | -20.7151 | -10.6312 | 0.87936
2033 | NZWEM_PERC | High Demand Growth+Very Low Gas Supply+Increased Demand Response+Reduced Rankine Availability+Delayed Build+Constrained Operational Capacity | -22.3323 | -12.4336 | 3.5363
2034 | NZWEM_PERC | High Demand Growth+Very Low Gas Supply+Increased Demand Response+Reduced Rankine Availability+Delayed Build+Constrained Operational Capacity | -24.1455 | -14.2294 | 2.0746
2035 | NZWEM_PERC | High Demand Growth+Very Low Gas Supply+Increased Demand Response+Reduced Rankine Availability+Delayed Build+Constrained Operational Capacity | -25.457 | -15.3957 | 1.8929
2026 | NIWCM | High Demand Growth+Very Low Gas Supply+Increased Demand Response+Reduced Rankine Availability+Delayed Build+Constrained Operational Capacity | 209.2066 | 209.2066 | 209.2066
2027 | NIWCM | High Demand Growth+Very Low Gas Supply+Increased Demand Response+Reduced Rankine Availability+Delayed Build+Constrained Operational Capacity | 4.4086 | 4.4086 | 4.4086
2028 | NIWCM | High Demand Growth+Very Low Gas Supply+Increased Demand Response+Reduced Rankine Availability+Delayed Build+Constrained Operational Capacity | -40.9528 | -40.9528 | -40.9528
2029 | NIWCM | High Demand Growth+Very Low Gas Supply+Increased Demand Response+Reduced Rankine Availability+Delayed Build+Constrained Operational Capacity | -576.5456 | -494.3631 | -494.3631
2030 | NIWCM | High Demand Growth+Very Low Gas Supply+Increased Demand Response+Reduced Rankine Availability+Delayed Build+Constrained Operational Capacity | -1481.8572 | -968.1904 | -850.2589
2031 | NIWCM | High Demand Growth+Very Low Gas Supply+Increased Demand Response+Reduced Rankine Availability+Delayed Build+Constrained Operational Capacity | -1759.3492 | -1106.4064 | -947.1189
2032 | NIWCM | High Demand Growth+Very Low Gas Supply+Increased Demand Response+Reduced Rankine Availability+Delayed Build+Constrained Operational Capacity | -1973.8969 | -1258.0463 | -1042.3832
2033 | NIWCM | High Demand Growth+Very Low Gas Supply+Increased Demand Response+Reduced Rankine Availability+Delayed Build+Constrained Operational Capacity | -2101.5968 | -1373.5412 | -1099.2945
2034 | NIWCM | High Demand Growth+Very Low Gas Supply+Increased Demand Response+Reduced Rankine Availability+Delayed Build+Constrained Operational Capacity | -2323.9544 | -1598.2998 | -1300.9592
2035 | NIWCM | High Demand Growth+Very Low Gas Supply+Increased Demand Response+Reduced Rankine Availability+Delayed Build+Constrained Operational Capacity | -2435.0125 | -1736.9787 | -1426.9494
2026 | SIWEM_PERC | High Demand Growth+Very Low Gas Supply+Increased Demand Response+Reduced Rankine Availability+Delayed Build+Constrained Operational Capacity | 19.4223 | 19.4223 | 19.4223
2027 | SIWEM_PERC | High Demand Growth+Very Low Gas Supply+Increased Demand Response+Reduced Rankine Availability+Delayed Build+Constrained Operational Capacity | 13.1185 | 13.1862 | 13.1862
2028 | SIWEM_PERC | High Demand Growth+Very Low Gas Supply+Increased Demand Response+Reduced Rankine Availability+Delayed Build+Constrained Operational Capacity | 9.1882 | 10.9655 | 10.9655
2029 | SIWEM_PERC | High Demand Growth+Very Low Gas Supply+Increased Demand Response+Reduced Rankine Availability+Delayed Build+Constrained Operational Capacity | 2.6144 | 6.9288 | 6.9288
2030 | SIWEM_PERC | High Demand Growth+Very Low Gas Supply+Increased Demand Response+Reduced Rankine Availability+Delayed Build+Constrained Operational Capacity | -3.4825 | 6.6977 | 17.5342
2031 | SIWEM_PERC | High Demand Growth+Very Low Gas Supply+Increased Demand Response+Reduced Rankine Availability+Delayed Build+Constrained Operational Capacity | -8.7515 | 0.84595 | 12.6108
2032 | SIWEM_PERC | High Demand Growth+Very Low Gas Supply+Increased Demand Response+Reduced Rankine Availability+Delayed Build+Constrained Operational Capacity | -10.5156 | 0.3411 | 16.1139
2033 | SIWEM_PERC | High Demand Growth+Very Low Gas Supply+Increased Demand Response+Reduced Rankine Availability+Delayed Build+Constrained Operational Capacity | -12.1285 | -1.4995 | 17.7488
2034 | SIWEM_PERC | High Demand Growth+Very Low Gas Supply+Increased Demand Response+Reduced Rankine Availability+Delayed Build+Constrained Operational Capacity | -13.8721 | -3.4891 | 15.3136
2035 | SIWEM_PERC | High Demand Growth+Very Low Gas Supply+Increased Demand Response+Reduced Rankine Availability+Delayed Build+Constrained Operational Capacity | -15.1242 | -4.93 | 13.5308
2026 | NZWEM_PERC | High Demand Growth+Very Low Gas Supply+Increased Demand Response+Reduced Rankine Availability+Delayed Build+Constrained Operational Capacity+Low Wind & Solar | 6.7137 | 6.7137 | 6.7137
2027 | NZWEM_PERC | High Demand Growth+Very Low Gas Supply+Increased Demand Response+Reduced Rankine Availability+Delayed Build+Constrained Operational Capacity+Low Wind & Solar | -2.5024 | -2.3822 | -2.2397
2028 | NZWEM_PERC | High Demand Growth+Very Low Gas Supply+Increased Demand Response+Reduced Rankine Availability+Delayed Build+Constrained Operational Capacity+Low Wind & Solar | -8.144 | -6.9691 | -6.7134
2029 | NZWEM_PERC | High Demand Growth+Very Low Gas Supply+Increased Demand Response+Reduced Rankine Availability+Delayed Build+Constrained Operational Capacity+Low Wind & Solar | -12.0364 | -9.7982 | -9.1031
2030 | NZWEM_PERC | High Demand Growth+Very Low Gas Supply+Increased Demand Response+Reduced Rankine Availability+Delayed Build+Constrained Operational Capacity+Low Wind & Solar | -16.8918 | -10.0613 | -4.2876
2031 | NZWEM_PERC | High Demand Growth+Very Low Gas Supply+Increased Demand Response+Reduced Rankine Availability+Delayed Build+Constrained Operational Capacity+Low Wind & Solar | -19.9465 | -11.0967 | -4.7045
2032 | NZWEM_PERC | High Demand Growth+Very Low Gas Supply+Increased Demand Response+Reduced Rankine Availability+Delayed Build+Constrained Operational Capacity+Low Wind & Solar | -21.8254 | -12.725 | -2.3072
2033 | NZWEM_PERC | High Demand Growth+Very Low Gas Supply+Increased Demand Response+Reduced Rankine Availability+Delayed Build+Constrained Operational Capacity+Low Wind & Solar | -23.4142 | -14.474 | -0.032612
2034 | NZWEM_PERC | High Demand Growth+Very Low Gas Supply+Increased Demand Response+Reduced Rankine Availability+Delayed Build+Constrained Operational Capacity+Low Wind & Solar | -25.196 | -16.2403 | -1.47
2035 | NZWEM_PERC | High Demand Growth+Very Low Gas Supply+Increased Demand Response+Reduced Rankine Availability+Delayed Build+Constrained Operational Capacity+Low Wind & Solar | -26.4828 | -17.3592 | -1.7016
2026 | NIWCM | High Demand Growth+Very Low Gas Supply+Increased Demand Response+Reduced Rankine Availability+Delayed Build+Constrained Operational Capacity+Low Wind & Solar | 209.2066 | 209.2066 | 209.2066
2027 | NIWCM | High Demand Growth+Very Low Gas Supply+Increased Demand Response+Reduced Rankine Availability+Delayed Build+Constrained Operational Capacity+Low Wind & Solar | 4.4086 | 4.4086 | 4.4086
2028 | NIWCM | High Demand Growth+Very Low Gas Supply+Increased Demand Response+Reduced Rankine Availability+Delayed Build+Constrained Operational Capacity+Low Wind & Solar | -40.9528 | -40.9528 | -40.9528
2029 | NIWCM | High Demand Growth+Very Low Gas Supply+Increased Demand Response+Reduced Rankine Availability+Delayed Build+Constrained Operational Capacity+Low Wind & Solar | -576.5456 | -494.3631 | -494.3631
2030 | NIWCM | High Demand Growth+Very Low Gas Supply+Increased Demand Response+Reduced Rankine Availability+Delayed Build+Constrained Operational Capacity+Low Wind & Solar | -1481.8572 | -968.1904 | -850.2589
2031 | NIWCM | High Demand Growth+Very Low Gas Supply+Increased Demand Response+Reduced Rankine Availability+Delayed Build+Constrained Operational Capacity+Low Wind & Solar | -1759.3492 | -1106.4064 | -947.1189
2032 | NIWCM | High Demand Growth+Very Low Gas Supply+Increased Demand Response+Reduced Rankine Availability+Delayed Build+Constrained Operational Capacity+Low Wind & Solar | -1973.8969 | -1258.0463 | -1042.3832
2033 | NIWCM | High Demand Growth+Very Low Gas Supply+Increased Demand Response+Reduced Rankine Availability+Delayed Build+Constrained Operational Capacity+Low Wind & Solar | -2101.5968 | -1373.5412 | -1099.2945
2034 | NIWCM | High Demand Growth+Very Low Gas Supply+Increased Demand Response+Reduced Rankine Availability+Delayed Build+Constrained Operational Capacity+Low Wind & Solar | -2323.9544 | -1598.2998 | -1300.9592
2035 | NIWCM | High Demand Growth+Very Low Gas Supply+Increased Demand Response+Reduced Rankine Availability+Delayed Build+Constrained Operational Capacity+Low Wind & Solar | -2435.0125 | -1736.9787 | -1426.9494
2026 | SIWEM_PERC | High Demand Growth+Very Low Gas Supply+Increased Demand Response+Reduced Rankine Availability+Delayed Build+Constrained Operational Capacity+Low Wind & Solar | 17.2783 | 17.2783 | 17.2783
2027 | SIWEM_PERC | High Demand Growth+Very Low Gas Supply+Increased Demand Response+Reduced Rankine Availability+Delayed Build+Constrained Operational Capacity+Low Wind & Solar | 12.6546 | 12.7157 | 12.7157
2028 | SIWEM_PERC | High Demand Growth+Very Low Gas Supply+Increased Demand Response+Reduced Rankine Availability+Delayed Build+Constrained Operational Capacity+Low Wind & Solar | 8.4705 | 10.0745 | 10.0745
2029 | SIWEM_PERC | High Demand Growth+Very Low Gas Supply+Increased Demand Response+Reduced Rankine Availability+Delayed Build+Constrained Operational Capacity+Low Wind & Solar | 1.9088 | 5.8024 | 5.8024
2030 | SIWEM_PERC | High Demand Growth+Very Low Gas Supply+Increased Demand Response+Reduced Rankine Availability+Delayed Build+Constrained Operational Capacity+Low Wind & Solar | -4.2769 | 4.9103 | 14.6899
2031 | SIWEM_PERC | High Demand Growth+Very Low Gas Supply+Increased Demand Response+Reduced Rankine Availability+Delayed Build+Constrained Operational Capacity+Low Wind & Solar | -9.5005 | -0.8391 | 9.7783
2032 | SIWEM_PERC | High Demand Growth+Very Low Gas Supply+Increased Demand Response+Reduced Rankine Availability+Delayed Build+Constrained Operational Capacity+Low Wind & Solar | -11.248 | -1.4502 | 12.7842
2033 | SIWEM_PERC | High Demand Growth+Very Low Gas Supply+Increased Demand Response+Reduced Rankine Availability+Delayed Build+Constrained Operational Capacity+Low Wind & Solar | -12.8456 | -3.2532 | 14.1177
2034 | SIWEM_PERC | High Demand Growth+Very Low Gas Supply+Increased Demand Response+Reduced Rankine Availability+Delayed Build+Constrained Operational Capacity+Low Wind & Solar | -14.5725 | -5.2022 | 11.7666
2035 | SIWEM_PERC | High Demand Growth+Very Low Gas Supply+Increased Demand Response+Reduced Rankine Availability+Delayed Build+Constrained Operational Capacity+Low Wind & Solar | -15.8119 | -6.612 | 10.0483
2026 | NZWEM_PERC | High Demand Growth+Very Low Gas Supply+Increased Demand Response+Reduced Rankine Availability+Delayed Build+Upgraded HVDC | 7.5984 | 7.5984 | 7.5984
2027 | NZWEM_PERC | High Demand Growth+Very Low Gas Supply+Increased Demand Response+Reduced Rankine Availability+Delayed Build+Upgraded HVDC | -1.602 | -1.469 | -1.311
2028 | NZWEM_PERC | High Demand Growth+Very Low Gas Supply+Increased Demand Response+Reduced Rankine Availability+Delayed Build+Upgraded HVDC | -7.0592 | -5.7573 | -5.474
2029 | NZWEM_PERC | High Demand Growth+Very Low Gas Supply+Increased Demand Response+Reduced Rankine Availability+Delayed Build+Upgraded HVDC | -10.8638 | -8.3837 | -7.6134
2030 | NZWEM_PERC | High Demand Growth+Very Low Gas Supply+Increased Demand Response+Reduced Rankine Availability+Delayed Build+Upgraded HVDC | -15.6996 | -8.1309 | -1.7332
2031 | NZWEM_PERC | High Demand Growth+Very Low Gas Supply+Increased Demand Response+Reduced Rankine Availability+Delayed Build+Upgraded HVDC | -18.804 | -8.9978 | -1.9147
2032 | NZWEM_PERC | High Demand Growth+Very Low Gas Supply+Increased Demand Response+Reduced Rankine Availability+Delayed Build+Upgraded HVDC | -20.7151 | -10.6312 | 0.87936
2033 | NZWEM_PERC | High Demand Growth+Very Low Gas Supply+Increased Demand Response+Reduced Rankine Availability+Delayed Build+Upgraded HVDC | -22.3323 | -12.4336 | 3.5363
2034 | NZWEM_PERC | High Demand Growth+Very Low Gas Supply+Increased Demand Response+Reduced Rankine Availability+Delayed Build+Upgraded HVDC | -24.1455 | -14.2294 | 2.0746
2035 | NZWEM_PERC | High Demand Growth+Very Low Gas Supply+Increased Demand Response+Reduced Rankine Availability+Delayed Build+Upgraded HVDC | -25.457 | -15.3957 | 1.8929
2026 | NIWCM | High Demand Growth+Very Low Gas Supply+Increased Demand Response+Reduced Rankine Availability+Delayed Build+Upgraded HVDC | 741.7097 | 741.7097 | 741.7097
2027 | NIWCM | High Demand Growth+Very Low Gas Supply+Increased Demand Response+Reduced Rankine Availability+Delayed Build+Upgraded HVDC | 543.3008 | 545.3044 | 547.7769
2028 | NIWCM | High Demand Growth+Very Low Gas Supply+Increased Demand Response+Reduced Rankine Availability+Delayed Build+Upgraded HVDC | 570.4704 | 591.0527 | 595.5892
2029 | NIWCM | High Demand Growth+Very Low Gas Supply+Increased Demand Response+Reduced Rankine Availability+Delayed Build+Upgraded HVDC | 68.516 | 196.8221 | 210.4144
2030 | NIWCM | High Demand Growth+Very Low Gas Supply+Increased Demand Response+Reduced Rankine Availability+Delayed Build+Upgraded HVDC | -802.9919 | -76.7395 | 216.2601
2031 | NIWCM | High Demand Growth+Very Low Gas Supply+Increased Demand Response+Reduced Rankine Availability+Delayed Build+Upgraded HVDC | -1078.7436 | -140.2197 | 221.3001
2032 | NIWCM | High Demand Growth+Very Low Gas Supply+Increased Demand Response+Reduced Rankine Availability+Delayed Build+Upgraded HVDC | -1293.635 | -279.3412 | 309.6206
2033 | NIWCM | High Demand Growth+Very Low Gas Supply+Increased Demand Response+Reduced Rankine Availability+Delayed Build+Upgraded HVDC | -1417.5256 | -394.4945 | 435.2296
2034 | NIWCM | High Demand Growth+Very Low Gas Supply+Increased Demand Response+Reduced Rankine Availability+Delayed Build+Upgraded HVDC | -1645.9146 | -601.9928 | 265.501
2035 | NIWCM | High Demand Growth+Very Low Gas Supply+Increased Demand Response+Reduced Rankine Availability+Delayed Build+Upgraded HVDC | -1812.7854 | -737.5941 | 200.5678
2026 | SIWEM_PERC | High Demand Growth+Very Low Gas Supply+Increased Demand Response+Reduced Rankine Availability+Delayed Build+Upgraded HVDC | 19.4223 | 19.4223 | 19.4223
2027 | SIWEM_PERC | High Demand Growth+Very Low Gas Supply+Increased Demand Response+Reduced Rankine Availability+Delayed Build+Upgraded HVDC | 13.1185 | 13.1862 | 13.1862
2028 | SIWEM_PERC | High Demand Growth+Very Low Gas Supply+Increased Demand Response+Reduced Rankine Availability+Delayed Build+Upgraded HVDC | 9.1882 | 10.9655 | 10.9655
2029 | SIWEM_PERC | High Demand Growth+Very Low Gas Supply+Increased Demand Response+Reduced Rankine Availability+Delayed Build+Upgraded HVDC | 2.6144 | 6.9288 | 6.9288
2030 | SIWEM_PERC | High Demand Growth+Very Low Gas Supply+Increased Demand Response+Reduced Rankine Availability+Delayed Build+Upgraded HVDC | -3.4825 | 6.6977 | 17.5342
2031 | SIWEM_PERC | High Demand Growth+Very Low Gas Supply+Increased Demand Response+Reduced Rankine Availability+Delayed Build+Upgraded HVDC | -8.7515 | 0.84595 | 12.6108
2032 | SIWEM_PERC | High Demand Growth+Very Low Gas Supply+Increased Demand Response+Reduced Rankine Availability+Delayed Build+Upgraded HVDC | -10.5156 | 0.3411 | 16.1139
2033 | SIWEM_PERC | High Demand Growth+Very Low Gas Supply+Increased Demand Response+Reduced Rankine Availability+Delayed Build+Upgraded HVDC | -12.1285 | -1.4995 | 17.7488
2034 | SIWEM_PERC | High Demand Growth+Very Low Gas Supply+Increased Demand Response+Reduced Rankine Availability+Delayed Build+Upgraded HVDC | -13.8721 | -3.4891 | 15.3136
2035 | SIWEM_PERC | High Demand Growth+Very Low Gas Supply+Increased Demand Response+Reduced Rankine Availability+Delayed Build+Upgraded HVDC | -15.1242 | -4.93 | 13.5308
2026 | NZWEM_PERC | High Demand Growth+Very Low Gas Supply+Increased Demand Response+Reduced Rankine Availability+Delayed Build+Upgraded HVDC+Low Wind & Solar | 6.7137 | 6.7137 | 6.7137
2027 | NZWEM_PERC | High Demand Growth+Very Low Gas Supply+Increased Demand Response+Reduced Rankine Availability+Delayed Build+Upgraded HVDC+Low Wind & Solar | -2.5024 | -2.3822 | -2.2397
2028 | NZWEM_PERC | High Demand Growth+Very Low Gas Supply+Increased Demand Response+Reduced Rankine Availability+Delayed Build+Upgraded HVDC+Low Wind & Solar | -8.144 | -6.9691 | -6.7134
2029 | NZWEM_PERC | High Demand Growth+Very Low Gas Supply+Increased Demand Response+Reduced Rankine Availability+Delayed Build+Upgraded HVDC+Low Wind & Solar | -12.0364 | -9.7982 | -9.1031
2030 | NZWEM_PERC | High Demand Growth+Very Low Gas Supply+Increased Demand Response+Reduced Rankine Availability+Delayed Build+Upgraded HVDC+Low Wind & Solar | -16.8918 | -10.0613 | -4.2876
2031 | NZWEM_PERC | High Demand Growth+Very Low Gas Supply+Increased Demand Response+Reduced Rankine Availability+Delayed Build+Upgraded HVDC+Low Wind & Solar | -19.9465 | -11.0967 | -4.7045
2032 | NZWEM_PERC | High Demand Growth+Very Low Gas Supply+Increased Demand Response+Reduced Rankine Availability+Delayed Build+Upgraded HVDC+Low Wind & Solar | -21.8254 | -12.725 | -2.3072
2033 | NZWEM_PERC | High Demand Growth+Very Low Gas Supply+Increased Demand Response+Reduced Rankine Availability+Delayed Build+Upgraded HVDC+Low Wind & Solar | -23.4142 | -14.474 | -0.032612
2034 | NZWEM_PERC | High Demand Growth+Very Low Gas Supply+Increased Demand Response+Reduced Rankine Availability+Delayed Build+Upgraded HVDC+Low Wind & Solar | -25.196 | -16.2403 | -1.47
2035 | NZWEM_PERC | High Demand Growth+Very Low Gas Supply+Increased Demand Response+Reduced Rankine Availability+Delayed Build+Upgraded HVDC+Low Wind & Solar | -26.4828 | -17.3592 | -1.7016
2026 | NIWCM | High Demand Growth+Very Low Gas Supply+Increased Demand Response+Reduced Rankine Availability+Delayed Build+Upgraded HVDC+Low Wind & Solar | 741.7097 | 741.7097 | 741.7097
2027 | NIWCM | High Demand Growth+Very Low Gas Supply+Increased Demand Response+Reduced Rankine Availability+Delayed Build+Upgraded HVDC+Low Wind & Solar | 543.3008 | 545.3044 | 547.7769
2028 | NIWCM | High Demand Growth+Very Low Gas Supply+Increased Demand Response+Reduced Rankine Availability+Delayed Build+Upgraded HVDC+Low Wind & Solar | 570.4704 | 591.0527 | 595.5892
2029 | NIWCM | High Demand Growth+Very Low Gas Supply+Increased Demand Response+Reduced Rankine Availability+Delayed Build+Upgraded HVDC+Low Wind & Solar | 68.516 | 196.8221 | 210.4144
2030 | NIWCM | High Demand Growth+Very Low Gas Supply+Increased Demand Response+Reduced Rankine Availability+Delayed Build+Upgraded HVDC+Low Wind & Solar | -802.9919 | -76.7395 | 216.2601
2031 | NIWCM | High Demand Growth+Very Low Gas Supply+Increased Demand Response+Reduced Rankine Availability+Delayed Build+Upgraded HVDC+Low Wind & Solar | -1078.7436 | -140.2197 | 221.3001
2032 | NIWCM | High Demand Growth+Very Low Gas Supply+Increased Demand Response+Reduced Rankine Availability+Delayed Build+Upgraded HVDC+Low Wind & Solar | -1293.635 | -279.3412 | 309.6206
2033 | NIWCM | High Demand Growth+Very Low Gas Supply+Increased Demand Response+Reduced Rankine Availability+Delayed Build+Upgraded HVDC+Low Wind & Solar | -1417.5256 | -394.4945 | 435.2296
2034 | NIWCM | High Demand Growth+Very Low Gas Supply+Increased Demand Response+Reduced Rankine Availability+Delayed Build+Upgraded HVDC+Low Wind & Solar | -1645.9146 | -601.9928 | 265.501
2035 | NIWCM | High Demand Growth+Very Low Gas Supply+Increased Demand Response+Reduced Rankine Availability+Delayed Build+Upgraded HVDC+Low Wind & Solar | -1812.7854 | -737.5941 | 200.5678
2026 | SIWEM_PERC | High Demand Growth+Very Low Gas Supply+Increased Demand Response+Reduced Rankine Availability+Delayed Build+Upgraded HVDC+Low Wind & Solar | 17.2783 | 17.2783 | 17.2783
2027 | SIWEM_PERC | High Demand Growth+Very Low Gas Supply+Increased Demand Response+Reduced Rankine Availability+Delayed Build+Upgraded HVDC+Low Wind & Solar | 12.6546 | 12.7157 | 12.7157
2028 | SIWEM_PERC | High Demand Growth+Very Low Gas Supply+Increased Demand Response+Reduced Rankine Availability+Delayed Build+Upgraded HVDC+Low Wind & Solar | 8.4705 | 10.0745 | 10.0745
2029 | SIWEM_PERC | High Demand Growth+Very Low Gas Supply+Increased Demand Response+Reduced Rankine Availability+Delayed Build+Upgraded HVDC+Low Wind & Solar | 1.9088 | 5.8024 | 5.8024
2030 | SIWEM_PERC | High Demand Growth+Very Low Gas Supply+Increased Demand Response+Reduced Rankine Availability+Delayed Build+Upgraded HVDC+Low Wind & Solar | -4.2769 | 4.9103 | 14.6899
2031 | SIWEM_PERC | High Demand Growth+Very Low Gas Supply+Increased Demand Response+Reduced Rankine Availability+Delayed Build+Upgraded HVDC+Low Wind & Solar | -9.5005 | -0.8391 | 9.7783
2032 | SIWEM_PERC | High Demand Growth+Very Low Gas Supply+Increased Demand Response+Reduced Rankine Availability+Delayed Build+Upgraded HVDC+Low Wind & Solar | -11.248 | -1.4502 | 12.7842
2033 | SIWEM_PERC | High Demand Growth+Very Low Gas Supply+Increased Demand Response+Reduced Rankine Availability+Delayed Build+Upgraded HVDC+Low Wind & Solar | -12.8456 | -3.2532 | 14.1177
2034 | SIWEM_PERC | High Demand Growth+Very Low Gas Supply+Increased Demand Response+Reduced Rankine Availability+Delayed Build+Upgraded HVDC+Low Wind & Solar | -14.5725 | -5.2022 | 11.7666
2035 | SIWEM_PERC | High Demand Growth+Very Low Gas Supply+Increased Demand Response+Reduced Rankine Availability+Delayed Build+Upgraded HVDC+Low Wind & Solar | -15.8119 | -6.612 | 10.0483
2026 | NZWEM_PERC | High Demand Growth+Very Low Gas Supply+Increased Demand Response+Reduced Rankine Availability+Delayed Build+Upgraded HVDC+Constrained Operational Capacity | 7.5984 | 7.5984 | 7.5984
2027 | NZWEM_PERC | High Demand Growth+Very Low Gas Supply+Increased Demand Response+Reduced Rankine Availability+Delayed Build+Upgraded HVDC+Constrained Operational Capacity | -1.602 | -1.469 | -1.311
2028 | NZWEM_PERC | High Demand Growth+Very Low Gas Supply+Increased Demand Response+Reduced Rankine Availability+Delayed Build+Upgraded HVDC+Constrained Operational Capacity | -7.0592 | -5.7573 | -5.474
2029 | NZWEM_PERC | High Demand Growth+Very Low Gas Supply+Increased Demand Response+Reduced Rankine Availability+Delayed Build+Upgraded HVDC+Constrained Operational Capacity | -10.8638 | -8.3837 | -7.6134
2030 | NZWEM_PERC | High Demand Growth+Very Low Gas Supply+Increased Demand Response+Reduced Rankine Availability+Delayed Build+Upgraded HVDC+Constrained Operational Capacity | -15.6996 | -8.1309 | -1.7332
2031 | NZWEM_PERC | High Demand Growth+Very Low Gas Supply+Increased Demand Response+Reduced Rankine Availability+Delayed Build+Upgraded HVDC+Constrained Operational Capacity | -18.804 | -8.9978 | -1.9147
2032 | NZWEM_PERC | High Demand Growth+Very Low Gas Supply+Increased Demand Response+Reduced Rankine Availability+Delayed Build+Upgraded HVDC+Constrained Operational Capacity | -20.7151 | -10.6312 | 0.87936
2033 | NZWEM_PERC | High Demand Growth+Very Low Gas Supply+Increased Demand Response+Reduced Rankine Availability+Delayed Build+Upgraded HVDC+Constrained Operational Capacity | -22.3323 | -12.4336 | 3.5363
2034 | NZWEM_PERC | High Demand Growth+Very Low Gas Supply+Increased Demand Response+Reduced Rankine Availability+Delayed Build+Upgraded HVDC+Constrained Operational Capacity | -24.1455 | -14.2294 | 2.0746
2035 | NZWEM_PERC | High Demand Growth+Very Low Gas Supply+Increased Demand Response+Reduced Rankine Availability+Delayed Build+Upgraded HVDC+Constrained Operational Capacity | -25.457 | -15.3957 | 1.8929
2026 | NIWCM | High Demand Growth+Very Low Gas Supply+Increased Demand Response+Reduced Rankine Availability+Delayed Build+Upgraded HVDC+Constrained Operational Capacity | 209.2066 | 209.2066 | 209.2066
2027 | NIWCM | High Demand Growth+Very Low Gas Supply+Increased Demand Response+Reduced Rankine Availability+Delayed Build+Upgraded HVDC+Constrained Operational Capacity | 4.4086 | 4.4086 | 4.4086
2028 | NIWCM | High Demand Growth+Very Low Gas Supply+Increased Demand Response+Reduced Rankine Availability+Delayed Build+Upgraded HVDC+Constrained Operational Capacity | -40.9528 | -40.9528 | -40.9528
2029 | NIWCM | High Demand Growth+Very Low Gas Supply+Increased Demand Response+Reduced Rankine Availability+Delayed Build+Upgraded HVDC+Constrained Operational Capacity | -576.5456 | -494.3631 | -494.3631
2030 | NIWCM | High Demand Growth+Very Low Gas Supply+Increased Demand Response+Reduced Rankine Availability+Delayed Build+Upgraded HVDC+Constrained Operational Capacity | -1481.8572 | -968.1904 | -850.2589
2031 | NIWCM | High Demand Growth+Very Low Gas Supply+Increased Demand Response+Reduced Rankine Availability+Delayed Build+Upgraded HVDC+Constrained Operational Capacity | -1759.3492 | -1106.4064 | -947.1189
2032 | NIWCM | High Demand Growth+Very Low Gas Supply+Increased Demand Response+Reduced Rankine Availability+Delayed Build+Upgraded HVDC+Constrained Operational Capacity | -1973.8969 | -1258.0463 | -1042.3832
2033 | NIWCM | High Demand Growth+Very Low Gas Supply+Increased Demand Response+Reduced Rankine Availability+Delayed Build+Upgraded HVDC+Constrained Operational Capacity | -2101.5968 | -1373.5412 | -1099.2945
2034 | NIWCM | High Demand Growth+Very Low Gas Supply+Increased Demand Response+Reduced Rankine Availability+Delayed Build+Upgraded HVDC+Constrained Operational Capacity | -2323.9544 | -1598.2998 | -1300.9592
2035 | NIWCM | High Demand Growth+Very Low Gas Supply+Increased Demand Response+Reduced Rankine Availability+Delayed Build+Upgraded HVDC+Constrained Operational Capacity | -2435.0125 | -1736.9787 | -1426.9494
2026 | SIWEM_PERC | High Demand Growth+Very Low Gas Supply+Increased Demand Response+Reduced Rankine Availability+Delayed Build+Upgraded HVDC+Constrained Operational Capacity | 19.4223 | 19.4223 | 19.4223
2027 | SIWEM_PERC | High Demand Growth+Very Low Gas Supply+Increased Demand Response+Reduced Rankine Availability+Delayed Build+Upgraded HVDC+Constrained Operational Capacity | 13.1185 | 13.1862 | 13.1862
2028 | SIWEM_PERC | High Demand Growth+Very Low Gas Supply+Increased Demand Response+Reduced Rankine Availability+Delayed Build+Upgraded HVDC+Constrained Operational Capacity | 9.1882 | 10.9655 | 10.9655
2029 | SIWEM_PERC | High Demand Growth+Very Low Gas Supply+Increased Demand Response+Reduced Rankine Availability+Delayed Build+Upgraded HVDC+Constrained Operational Capacity | 2.6144 | 6.9288 | 6.9288
2030 | SIWEM_PERC | High Demand Growth+Very Low Gas Supply+Increased Demand Response+Reduced Rankine Availability+Delayed Build+Upgraded HVDC+Constrained Operational Capacity | -3.4825 | 6.6977 | 17.5342
2031 | SIWEM_PERC | High Demand Growth+Very Low Gas Supply+Increased Demand Response+Reduced Rankine Availability+Delayed Build+Upgraded HVDC+Constrained Operational Capacity | -8.7515 | 0.84595 | 12.6108
2032 | SIWEM_PERC | High Demand Growth+Very Low Gas Supply+Increased Demand Response+Reduced Rankine Availability+Delayed Build+Upgraded HVDC+Constrained Operational Capacity | -10.5156 | 0.3411 | 16.1139
2033 | SIWEM_PERC | High Demand Growth+Very Low Gas Supply+Increased Demand Response+Reduced Rankine Availability+Delayed Build+Upgraded HVDC+Constrained Operational Capacity | -12.1285 | -1.4995 | 17.7488
2034 | SIWEM_PERC | High Demand Growth+Very Low Gas Supply+Increased Demand Response+Reduced Rankine Availability+Delayed Build+Upgraded HVDC+Constrained Operational Capacity | -13.8721 | -3.4891 | 15.3136
2035 | SIWEM_PERC | High Demand Growth+Very Low Gas Supply+Increased Demand Response+Reduced Rankine Availability+Delayed Build+Upgraded HVDC+Constrained Operational Capacity | -15.1242 | -4.93 | 13.5308
2026 | NZWEM_PERC | High Demand Growth+Very Low Gas Supply+Increased Demand Response+Reduced Rankine Availability+Delayed Build+Upgraded HVDC+Constrained Operational Capacity+Low Wind & Solar | 6.7137 | 6.7137 | 6.7137
2027 | NZWEM_PERC | High Demand Growth+Very Low Gas Supply+Increased Demand Response+Reduced Rankine Availability+Delayed Build+Upgraded HVDC+Constrained Operational Capacity+Low Wind & Solar | -2.5024 | -2.3822 | -2.2397
2028 | NZWEM_PERC | High Demand Growth+Very Low Gas Supply+Increased Demand Response+Reduced Rankine Availability+Delayed Build+Upgraded HVDC+Constrained Operational Capacity+Low Wind & Solar | -8.144 | -6.9691 | -6.7134
2029 | NZWEM_PERC | High Demand Growth+Very Low Gas Supply+Increased Demand Response+Reduced Rankine Availability+Delayed Build+Upgraded HVDC+Constrained Operational Capacity+Low Wind & Solar | -12.0364 | -9.7982 | -9.1031
2030 | NZWEM_PERC | High Demand Growth+Very Low Gas Supply+Increased Demand Response+Reduced Rankine Availability+Delayed Build+Upgraded HVDC+Constrained Operational Capacity+Low Wind & Solar | -16.8918 | -10.0613 | -4.2876
2031 | NZWEM_PERC | High Demand Growth+Very Low Gas Supply+Increased Demand Response+Reduced Rankine Availability+Delayed Build+Upgraded HVDC+Constrained Operational Capacity+Low Wind & Solar | -19.9465 | -11.0967 | -4.7045
2032 | NZWEM_PERC | High Demand Growth+Very Low Gas Supply+Increased Demand Response+Reduced Rankine Availability+Delayed Build+Upgraded HVDC+Constrained Operational Capacity+Low Wind & Solar | -21.8254 | -12.725 | -2.3072
2033 | NZWEM_PERC | High Demand Growth+Very Low Gas Supply+Increased Demand Response+Reduced Rankine Availability+Delayed Build+Upgraded HVDC+Constrained Operational Capacity+Low Wind & Solar | -23.4142 | -14.474 | -0.032612
2034 | NZWEM_PERC | High Demand Growth+Very Low Gas Supply+Increased Demand Response+Reduced Rankine Availability+Delayed Build+Upgraded HVDC+Constrained Operational Capacity+Low Wind & Solar | -25.196 | -16.2403 | -1.47
2035 | NZWEM_PERC | High Demand Growth+Very Low Gas Supply+Increased Demand Response+Reduced Rankine Availability+Delayed Build+Upgraded HVDC+Constrained Operational Capacity+Low Wind & Solar | -26.4828 | -17.3592 | -1.7016
2026 | NIWCM | High Demand Growth+Very Low Gas Supply+Increased Demand Response+Reduced Rankine Availability+Delayed Build+Upgraded HVDC+Constrained Operational Capacity+Low Wind & Solar | 209.2066 | 209.2066 | 209.2066
2027 | NIWCM | High Demand Growth+Very Low Gas Supply+Increased Demand Response+Reduced Rankine Availability+Delayed Build+Upgraded HVDC+Constrained Operational Capacity+Low Wind & Solar | 4.4086 | 4.4086 | 4.4086
2028 | NIWCM | High Demand Growth+Very Low Gas Supply+Increased Demand Response+Reduced Rankine Availability+Delayed Build+Upgraded HVDC+Constrained Operational Capacity+Low Wind & Solar | -40.9528 | -40.9528 | -40.9528
2029 | NIWCM | High Demand Growth+Very Low Gas Supply+Increased Demand Response+Reduced Rankine Availability+Delayed Build+Upgraded HVDC+Constrained Operational Capacity+Low Wind & Solar | -576.5456 | -494.3631 | -494.3631
2030 | NIWCM | High Demand Growth+Very Low Gas Supply+Increased Demand Response+Reduced Rankine Availability+Delayed Build+Upgraded HVDC+Constrained Operational Capacity+Low Wind & Solar | -1481.8572 | -968.1904 | -850.2589
2031 | NIWCM | High Demand Growth+Very Low Gas Supply+Increased Demand Response+Reduced Rankine Availability+Delayed Build+Upgraded HVDC+Constrained Operational Capacity+Low Wind & Solar | -1759.3492 | -1106.4064 | -947.1189
2032 | NIWCM | High Demand Growth+Very Low Gas Supply+Increased Demand Response+Reduced Rankine Availability+Delayed Build+Upgraded HVDC+Constrained Operational Capacity+Low Wind & Solar | -1973.8969 | -1258.0463 | -1042.3832
2033 | NIWCM | High Demand Growth+Very Low Gas Supply+Increased Demand Response+Reduced Rankine Availability+Delayed Build+Upgraded HVDC+Constrained Operational Capacity+Low Wind & Solar | -2101.5968 | -1373.5412 | -1099.2945
2034 | NIWCM | High Demand Growth+Very Low Gas Supply+Increased Demand Response+Reduced Rankine Availability+Delayed Build+Upgraded HVDC+Constrained Operational Capacity+Low Wind & Solar | -2323.9544 | -1598.2998 | -1300.9592
2035 | NIWCM | High Demand Growth+Very Low Gas Supply+Increased Demand Response+Reduced Rankine Availability+Delayed Build+Upgraded HVDC+Constrained Operational Capacity+Low Wind & Solar | -2435.0125 | -1736.9787 | -1426.9494
2026 | SIWEM_PERC | High Demand Growth+Very Low Gas Supply+Increased Demand Response+Reduced Rankine Availability+Delayed Build+Upgraded HVDC+Constrained Operational Capacity+Low Wind & Solar | 17.2783 | 17.2783 | 17.2783
2027 | SIWEM_PERC | High Demand Growth+Very Low Gas Supply+Increased Demand Response+Reduced Rankine Availability+Delayed Build+Upgraded HVDC+Constrained Operational Capacity+Low Wind & Solar | 12.6546 | 12.7157 | 12.7157
2028 | SIWEM_PERC | High Demand Growth+Very Low Gas Supply+Increased Demand Response+Reduced Rankine Availability+Delayed Build+Upgraded HVDC+Constrained Operational Capacity+Low Wind & Solar | 8.4705 | 10.0745 | 10.0745
2029 | SIWEM_PERC | High Demand Growth+Very Low Gas Supply+Increased Demand Response+Reduced Rankine Availability+Delayed Build+Upgraded HVDC+Constrained Operational Capacity+Low Wind & Solar | 1.9088 | 5.8024 | 5.8024
2030 | SIWEM_PERC | High Demand Growth+Very Low Gas Supply+Increased Demand Response+Reduced Rankine Availability+Delayed Build+Upgraded HVDC+Constrained Operational Capacity+Low Wind & Solar | -4.2769 | 4.9103 | 14.6899
2031 | SIWEM_PERC | High Demand Growth+Very Low Gas Supply+Increased Demand Response+Reduced Rankine Availability+Delayed Build+Upgraded HVDC+Constrained Operational Capacity+Low Wind & Solar | -9.5005 | -0.8391 | 9.7783
2032 | SIWEM_PERC | High Demand Growth+Very Low Gas Supply+Increased Demand Response+Reduced Rankine Availability+Delayed Build+Upgraded HVDC+Constrained Operational Capacity+Low Wind & Solar | -11.248 | -1.4502 | 12.7842
2033 | SIWEM_PERC | High Demand Growth+Very Low Gas Supply+Increased Demand Response+Reduced Rankine Availability+Delayed Build+Upgraded HVDC+Constrained Operational Capacity+Low Wind & Solar | -12.8456 | -3.2532 | 14.1177
2034 | SIWEM_PERC | High Demand Growth+Very Low Gas Supply+Increased Demand Response+Reduced Rankine Availability+Delayed Build+Upgraded HVDC+Constrained Operational Capacity+Low Wind & Solar | -14.5725 | -5.2022 | 11.7666
2035 | SIWEM_PERC | High Demand Growth+Very Low Gas Supply+Increased Demand Response+Reduced Rankine Availability+Delayed Build+Upgraded HVDC+Constrained Operational Capacity+Low Wind & Solar | -15.8119 | -6.612 | 10.0483
2026 | NZWEM_PERC | High Demand Growth+Low Gas Supply | 15.5244 | 15.5795 | 15.5795
2027 | NZWEM_PERC | High Demand Growth+Low Gas Supply | 12.4481 | 14.1689 | 14.4664
2028 | NZWEM_PERC | High Demand Growth+Low Gas Supply | 5.8252 | 13.1036 | 17.1405
2029 | NZWEM_PERC | High Demand Growth+Low Gas Supply | -0.42934 | 9.4728 | 17.3072
2030 | NZWEM_PERC | High Demand Growth+Low Gas Supply | -6.9531 | 4.2584 | 16.5557
2031 | NZWEM_PERC | High Demand Growth+Low Gas Supply | -10.8242 | -0.0046853 | 16.7731
2032 | NZWEM_PERC | High Demand Growth+Low Gas Supply | -13.7403 | -2.9062 | 14.2358
2033 | NZWEM_PERC | High Demand Growth+Low Gas Supply | -15.9633 | -5.4053 | 12.7369
2034 | NZWEM_PERC | High Demand Growth+Low Gas Supply | -18.1015 | -7.5038 | 10.1121
2035 | NZWEM_PERC | High Demand Growth+Low Gas Supply | -19.3335 | -8.9098 | 8.2906
2026 | NIWCM | High Demand Growth+Low Gas Supply | 861.0651 | 861.8649 | 861.8649
2027 | NIWCM | High Demand Growth+Low Gas Supply | 989.1942 | 1020.6942 | 1025.2307
2028 | NIWCM | High Demand Growth+Low Gas Supply | 852.4837 | 1511.8444 | 1594.489
2029 | NIWCM | High Demand Growth+Low Gas Supply | 527.9139 | 1430.6743 | 1770.6082
2030 | NIWCM | High Demand Growth+Low Gas Supply | 65.8325 | 1100.6072 | 1676.8574
2031 | NIWCM | High Demand Growth+Low Gas Supply | -204.3355 | 846.131 | 1674.2616
2032 | NIWCM | High Demand Growth+Low Gas Supply | -456.0304 | 614.2128 | 1480.847
2033 | NIWCM | High Demand Growth+Low Gas Supply | -799.9219 | 275.4565 | 1213.7998
2034 | NIWCM | High Demand Growth+Low Gas Supply | -1046.6362 | 39.1197 | 1058.9097
2035 | NIWCM | High Demand Growth+Low Gas Supply | -1085.5743 | -43.25 | 978.5663
2026 | SIWEM_PERC | High Demand Growth+Low Gas Supply | 41.6258 | 41.7797 | 41.7797
2027 | SIWEM_PERC | High Demand Growth+Low Gas Supply | 32.463 | 37.2107 | 38.0314
2028 | SIWEM_PERC | High Demand Growth+Low Gas Supply | 13.8018 | 33.6048 | 44.5882
2029 | SIWEM_PERC | High Demand Growth+Low Gas Supply | 2.2232 | 23.2222 | 44.2615
2030 | SIWEM_PERC | High Demand Growth+Low Gas Supply | -5.5519 | 8.8494 | 40.8838
2031 | SIWEM_PERC | High Demand Growth+Low Gas Supply | -10.8611 | -0.015648 | 36.7253
2032 | SIWEM_PERC | High Demand Growth+Low Gas Supply | -12.6391 | -2.04 | 33.8665
2033 | SIWEM_PERC | High Demand Growth+Low Gas Supply | -14.2635 | -3.8927 | 30.6538
2034 | SIWEM_PERC | High Demand Growth+Low Gas Supply | -16.0174 | -5.893 | 23.8448
2035 | SIWEM_PERC | High Demand Growth+Low Gas Supply | -17.2782 | -7.3427 | 19.0932
2026 | NZWEM_PERC | High Demand Growth+Low Gas Supply+Low Wind & Solar | 14.3675 | 14.4173 | 14.4173
2027 | NZWEM_PERC | High Demand Growth+Low Gas Supply+Low Wind & Solar | 11.1861 | 12.7391 | 13.0076
2028 | NZWEM_PERC | High Demand Growth+Low Gas Supply+Low Wind & Solar | 4.5266 | 11.0951 | 14.7382
2029 | NZWEM_PERC | High Demand Growth+Low Gas Supply+Low Wind & Solar | -1.6931 | 7.2433 | 14.3136
2030 | NZWEM_PERC | High Demand Growth+Low Gas Supply+Low Wind & Solar | -8.1392 | 2.0215 | 13.1513
2031 | NZWEM_PERC | High Demand Growth+Low Gas Supply+Low Wind & Solar | -11.9609 | -2.1483 | 13.0236
2032 | NZWEM_PERC | High Demand Growth+Low Gas Supply+Low Wind & Solar | -14.8448 | -5.0205 | 10.509
2033 | NZWEM_PERC | High Demand Growth+Low Gas Supply+Low Wind & Solar | -17.0398 | -7.4657 | 8.9649
2034 | NZWEM_PERC | High Demand Growth+Low Gas Supply+Low Wind & Solar | -19.1467 | -9.5045 | 6.4495
2035 | NZWEM_PERC | High Demand Growth+Low Gas Supply+Low Wind & Solar | -20.354 | -10.8633 | 4.7144
2026 | NIWCM | High Demand Growth+Low Gas Supply+Low Wind & Solar | 861.0651 | 861.8649 | 861.8649
2027 | NIWCM | High Demand Growth+Low Gas Supply+Low Wind & Solar | 989.1942 | 1020.6942 | 1025.2307
2028 | NIWCM | High Demand Growth+Low Gas Supply+Low Wind & Solar | 852.4837 | 1511.8444 | 1594.489
2029 | NIWCM | High Demand Growth+Low Gas Supply+Low Wind & Solar | 527.9139 | 1430.6743 | 1770.6082
2030 | NIWCM | High Demand Growth+Low Gas Supply+Low Wind & Solar | 65.8325 | 1100.6072 | 1676.8574
2031 | NIWCM | High Demand Growth+Low Gas Supply+Low Wind & Solar | -204.3355 | 846.131 | 1674.2616
2032 | NIWCM | High Demand Growth+Low Gas Supply+Low Wind & Solar | -456.0304 | 614.2128 | 1480.847
2033 | NIWCM | High Demand Growth+Low Gas Supply+Low Wind & Solar | -799.9219 | 275.4565 | 1213.7998
2034 | NIWCM | High Demand Growth+Low Gas Supply+Low Wind & Solar | -1046.6362 | 39.1197 | 1058.9097
2035 | NIWCM | High Demand Growth+Low Gas Supply+Low Wind & Solar | -1085.5743 | -43.25 | 978.5663
2026 | SIWEM_PERC | High Demand Growth+Low Gas Supply+Low Wind & Solar | 38.3954 | 38.5342 | 38.5342
2027 | SIWEM_PERC | High Demand Growth+Low Gas Supply+Low Wind & Solar | 28.9814 | 33.2659 | 34.0067
2028 | SIWEM_PERC | High Demand Growth+Low Gas Supply+Low Wind & Solar | 10.2684 | 28.1399 | 38.0521
2029 | SIWEM_PERC | High Demand Growth+Low Gas Supply+Low Wind & Solar | 1.3791 | 17.2349 | 36.2221
2030 | SIWEM_PERC | High Demand Growth+Low Gas Supply+Low Wind & Solar | -6.3293 | 4.0704 | 32.2815
2031 | SIWEM_PERC | High Demand Growth+Low Gas Supply+Low Wind & Solar | -11.5927 | -1.8051 | 31.2495
2032 | SIWEM_PERC | High Demand Growth+Low Gas Supply+Low Wind & Solar | -13.3541 | -3.7888 | 24.8031
2033 | SIWEM_PERC | High Demand Growth+Low Gas Supply+Low Wind & Solar | -14.9631 | -5.6039 | 20.7977
2034 | SIWEM_PERC | High Demand Growth+Low Gas Supply+Low Wind & Solar | -16.7004 | -7.5635 | 14.223
2035 | SIWEM_PERC | High Demand Growth+Low Gas Supply+Low Wind & Solar | -17.9484 | -8.982 | 9.6509
2026 | NZWEM_PERC | High Demand Growth+Low Gas Supply+Constrained Operational Capacity | 15.5244 | 15.5795 | 15.5795
2027 | NZWEM_PERC | High Demand Growth+Low Gas Supply+Constrained Operational Capacity | 12.4481 | 14.1689 | 14.4664
2028 | NZWEM_PERC | High Demand Growth+Low Gas Supply+Constrained Operational Capacity | 5.8252 | 13.1036 | 17.1405
2029 | NZWEM_PERC | High Demand Growth+Low Gas Supply+Constrained Operational Capacity | -0.42934 | 9.4728 | 17.3072
2030 | NZWEM_PERC | High Demand Growth+Low Gas Supply+Constrained Operational Capacity | -6.9531 | 4.2584 | 16.5557
2031 | NZWEM_PERC | High Demand Growth+Low Gas Supply+Constrained Operational Capacity | -10.8242 | -0.0046853 | 16.7731
2032 | NZWEM_PERC | High Demand Growth+Low Gas Supply+Constrained Operational Capacity | -13.7403 | -2.9062 | 14.2358
2033 | NZWEM_PERC | High Demand Growth+Low Gas Supply+Constrained Operational Capacity | -15.9633 | -5.4053 | 12.7369
2034 | NZWEM_PERC | High Demand Growth+Low Gas Supply+Constrained Operational Capacity | -18.1015 | -7.5038 | 10.1121
2035 | NZWEM_PERC | High Demand Growth+Low Gas Supply+Constrained Operational Capacity | -19.3335 | -8.9098 | 8.2906
2026 | NIWCM | High Demand Growth+Low Gas Supply+Constrained Operational Capacity | 264.1721 | 264.1721 | 264.1721
2027 | NIWCM | High Demand Growth+Low Gas Supply+Constrained Operational Capacity | 362.7771 | 366.8832 | 366.8832
2028 | NIWCM | High Demand Growth+Low Gas Supply+Constrained Operational Capacity | 192.5593 | 688.5271 | 696.8696
2029 | NIWCM | High Demand Growth+Low Gas Supply+Constrained Operational Capacity | -147.8654 | 503.0758 | 660.9188
2030 | NIWCM | High Demand Growth+Low Gas Supply+Constrained Operational Capacity | -614.5146 | 128.5492 | 343.1787
2031 | NIWCM | High Demand Growth+Low Gas Supply+Constrained Operational Capacity | -887.3439 | -132.9561 | 141.412
2032 | NIWCM | High Demand Growth+Low Gas Supply+Constrained Operational Capacity | -1145.6329 | -381.1536 | -84.4608
2033 | NIWCM | High Demand Growth+Low Gas Supply+Constrained Operational Capacity | -1419.8106 | -724.0803 | -413.9155
2034 | NIWCM | High Demand Growth+Low Gas Supply+Constrained Operational Capacity | -1621.5028 | -943.6276 | -577.2084
2035 | NIWCM | High Demand Growth+Low Gas Supply+Constrained Operational Capacity | -1660.4409 | -972.8637 | -660.1297
2026 | SIWEM_PERC | High Demand Growth+Low Gas Supply+Constrained Operational Capacity | 41.6258 | 41.7797 | 41.7797
2027 | SIWEM_PERC | High Demand Growth+Low Gas Supply+Constrained Operational Capacity | 32.463 | 37.2107 | 38.0314
2028 | SIWEM_PERC | High Demand Growth+Low Gas Supply+Constrained Operational Capacity | 13.8018 | 33.6048 | 44.5882
2029 | SIWEM_PERC | High Demand Growth+Low Gas Supply+Constrained Operational Capacity | 2.2232 | 23.2222 | 44.2615
2030 | SIWEM_PERC | High Demand Growth+Low Gas Supply+Constrained Operational Capacity | -5.5519 | 8.8494 | 40.8838
2031 | SIWEM_PERC | High Demand Growth+Low Gas Supply+Constrained Operational Capacity | -10.8611 | -0.015648 | 36.7253
2032 | SIWEM_PERC | High Demand Growth+Low Gas Supply+Constrained Operational Capacity | -12.6391 | -2.04 | 33.8665
2033 | SIWEM_PERC | High Demand Growth+Low Gas Supply+Constrained Operational Capacity | -14.2635 | -3.8927 | 30.6538
2034 | SIWEM_PERC | High Demand Growth+Low Gas Supply+Constrained Operational Capacity | -16.0174 | -5.893 | 23.8448
2035 | SIWEM_PERC | High Demand Growth+Low Gas Supply+Constrained Operational Capacity | -17.2782 | -7.3427 | 19.0932
2026 | NZWEM_PERC | High Demand Growth+Low Gas Supply+Constrained Operational Capacity+Low Wind & Solar | 14.3675 | 14.4173 | 14.4173
2027 | NZWEM_PERC | High Demand Growth+Low Gas Supply+Constrained Operational Capacity+Low Wind & Solar | 11.1861 | 12.7391 | 13.0076
2028 | NZWEM_PERC | High Demand Growth+Low Gas Supply+Constrained Operational Capacity+Low Wind & Solar | 4.5266 | 11.0951 | 14.7382
2029 | NZWEM_PERC | High Demand Growth+Low Gas Supply+Constrained Operational Capacity+Low Wind & Solar | -1.6931 | 7.2433 | 14.3136
2030 | NZWEM_PERC | High Demand Growth+Low Gas Supply+Constrained Operational Capacity+Low Wind & Solar | -8.1392 | 2.0215 | 13.1513
2031 | NZWEM_PERC | High Demand Growth+Low Gas Supply+Constrained Operational Capacity+Low Wind & Solar | -11.9609 | -2.1483 | 13.0236
2032 | NZWEM_PERC | High Demand Growth+Low Gas Supply+Constrained Operational Capacity+Low Wind & Solar | -14.8448 | -5.0205 | 10.509
2033 | NZWEM_PERC | High Demand Growth+Low Gas Supply+Constrained Operational Capacity+Low Wind & Solar | -17.0398 | -7.4657 | 8.9649
2034 | NZWEM_PERC | High Demand Growth+Low Gas Supply+Constrained Operational Capacity+Low Wind & Solar | -19.1467 | -9.5045 | 6.4495
2035 | NZWEM_PERC | High Demand Growth+Low Gas Supply+Constrained Operational Capacity+Low Wind & Solar | -20.354 | -10.8633 | 4.7144
2026 | NIWCM | High Demand Growth+Low Gas Supply+Constrained Operational Capacity+Low Wind & Solar | 264.1721 | 264.1721 | 264.1721
2027 | NIWCM | High Demand Growth+Low Gas Supply+Constrained Operational Capacity+Low Wind & Solar | 362.7771 | 366.8832 | 366.8832
2028 | NIWCM | High Demand Growth+Low Gas Supply+Constrained Operational Capacity+Low Wind & Solar | 192.5593 | 688.5271 | 696.8696
2029 | NIWCM | High Demand Growth+Low Gas Supply+Constrained Operational Capacity+Low Wind & Solar | -147.8654 | 503.0758 | 660.9188
2030 | NIWCM | High Demand Growth+Low Gas Supply+Constrained Operational Capacity+Low Wind & Solar | -614.5146 | 128.5492 | 343.1787
2031 | NIWCM | High Demand Growth+Low Gas Supply+Constrained Operational Capacity+Low Wind & Solar | -887.3439 | -132.9561 | 141.412
2032 | NIWCM | High Demand Growth+Low Gas Supply+Constrained Operational Capacity+Low Wind & Solar | -1145.6329 | -381.1536 | -84.4608
2033 | NIWCM | High Demand Growth+Low Gas Supply+Constrained Operational Capacity+Low Wind & Solar | -1419.8106 | -724.0803 | -413.9155
2034 | NIWCM | High Demand Growth+Low Gas Supply+Constrained Operational Capacity+Low Wind & Solar | -1621.5028 | -943.6276 | -577.2084
2035 | NIWCM | High Demand Growth+Low Gas Supply+Constrained Operational Capacity+Low Wind & Solar | -1660.4409 | -972.8637 | -660.1297
2026 | SIWEM_PERC | High Demand Growth+Low Gas Supply+Constrained Operational Capacity+Low Wind & Solar | 38.3954 | 38.5342 | 38.5342
2027 | SIWEM_PERC | High Demand Growth+Low Gas Supply+Constrained Operational Capacity+Low Wind & Solar | 28.9814 | 33.2659 | 34.0067
2028 | SIWEM_PERC | High Demand Growth+Low Gas Supply+Constrained Operational Capacity+Low Wind & Solar | 10.2684 | 28.1399 | 38.0521
2029 | SIWEM_PERC | High Demand Growth+Low Gas Supply+Constrained Operational Capacity+Low Wind & Solar | 1.3791 | 17.2349 | 36.2221
2030 | SIWEM_PERC | High Demand Growth+Low Gas Supply+Constrained Operational Capacity+Low Wind & Solar | -6.3293 | 4.0704 | 32.2815
2031 | SIWEM_PERC | High Demand Growth+Low Gas Supply+Constrained Operational Capacity+Low Wind & Solar | -11.5927 | -1.8051 | 31.2495
2032 | SIWEM_PERC | High Demand Growth+Low Gas Supply+Constrained Operational Capacity+Low Wind & Solar | -13.3541 | -3.7888 | 24.8031
2033 | SIWEM_PERC | High Demand Growth+Low Gas Supply+Constrained Operational Capacity+Low Wind & Solar | -14.9631 | -5.6039 | 20.7977
2034 | SIWEM_PERC | High Demand Growth+Low Gas Supply+Constrained Operational Capacity+Low Wind & Solar | -16.7004 | -7.5635 | 14.223
2035 | SIWEM_PERC | High Demand Growth+Low Gas Supply+Constrained Operational Capacity+Low Wind & Solar | -17.9484 | -8.982 | 9.6509
2026 | NZWEM_PERC | High Demand Growth+Low Gas Supply+Upgraded HVDC | 15.5244 | 15.5795 | 15.5795
2027 | NZWEM_PERC | High Demand Growth+Low Gas Supply+Upgraded HVDC | 12.4481 | 14.1689 | 14.4664
2028 | NZWEM_PERC | High Demand Growth+Low Gas Supply+Upgraded HVDC | 5.8252 | 13.1036 | 17.1405
2029 | NZWEM_PERC | High Demand Growth+Low Gas Supply+Upgraded HVDC | -0.42934 | 9.4728 | 17.3072
2030 | NZWEM_PERC | High Demand Growth+Low Gas Supply+Upgraded HVDC | -6.9531 | 4.2584 | 16.5557
2031 | NZWEM_PERC | High Demand Growth+Low Gas Supply+Upgraded HVDC | -10.8242 | -0.0046853 | 16.7731
2032 | NZWEM_PERC | High Demand Growth+Low Gas Supply+Upgraded HVDC | -13.7403 | -2.9062 | 14.2358
2033 | NZWEM_PERC | High Demand Growth+Low Gas Supply+Upgraded HVDC | -15.9633 | -5.4053 | 12.7369
2034 | NZWEM_PERC | High Demand Growth+Low Gas Supply+Upgraded HVDC | -18.1015 | -7.5038 | 10.1121
2035 | NZWEM_PERC | High Demand Growth+Low Gas Supply+Upgraded HVDC | -19.3335 | -8.9098 | 8.2906
2026 | NIWCM | High Demand Growth+Low Gas Supply+Upgraded HVDC | 861.0651 | 861.8649 | 861.8649
2027 | NIWCM | High Demand Growth+Low Gas Supply+Upgraded HVDC | 989.1942 | 1020.6942 | 1025.2307
2028 | NIWCM | High Demand Growth+Low Gas Supply+Upgraded HVDC | 852.4837 | 1511.8444 | 1594.489
2029 | NIWCM | High Demand Growth+Low Gas Supply+Upgraded HVDC | 527.9139 | 1430.6743 | 1770.6082
2030 | NIWCM | High Demand Growth+Low Gas Supply+Upgraded HVDC | 65.8325 | 1100.6072 | 1676.8574
2031 | NIWCM | High Demand Growth+Low Gas Supply+Upgraded HVDC | -204.3355 | 846.131 | 1674.2614
2032 | NIWCM | High Demand Growth+Low Gas Supply+Upgraded HVDC | -456.0304 | 614.2128 | 1480.847
2033 | NIWCM | High Demand Growth+Low Gas Supply+Upgraded HVDC | -799.9219 | 275.4565 | 1213.7998
2034 | NIWCM | High Demand Growth+Low Gas Supply+Upgraded HVDC | -1046.6362 | 39.1197 | 1058.9097
2035 | NIWCM | High Demand Growth+Low Gas Supply+Upgraded HVDC | -1085.5743 | -43.25 | 978.5663
2026 | SIWEM_PERC | High Demand Growth+Low Gas Supply+Upgraded HVDC | 41.6258 | 41.7797 | 41.7797
2027 | SIWEM_PERC | High Demand Growth+Low Gas Supply+Upgraded HVDC | 32.463 | 37.2107 | 38.0314
2028 | SIWEM_PERC | High Demand Growth+Low Gas Supply+Upgraded HVDC | 13.8018 | 33.6048 | 44.5882
2029 | SIWEM_PERC | High Demand Growth+Low Gas Supply+Upgraded HVDC | 2.2232 | 23.2222 | 44.2615
2030 | SIWEM_PERC | High Demand Growth+Low Gas Supply+Upgraded HVDC | -5.5519 | 8.8494 | 41.2188
2031 | SIWEM_PERC | High Demand Growth+Low Gas Supply+Upgraded HVDC | -10.8611 | -0.015648 | 40.5742
2032 | SIWEM_PERC | High Demand Growth+Low Gas Supply+Upgraded HVDC | -12.6391 | -2.04 | 34.4451
2033 | SIWEM_PERC | High Demand Growth+Low Gas Supply+Upgraded HVDC | -14.2635 | -3.8927 | 30.6538
2034 | SIWEM_PERC | High Demand Growth+Low Gas Supply+Upgraded HVDC | -16.0174 | -5.893 | 23.8448
2035 | SIWEM_PERC | High Demand Growth+Low Gas Supply+Upgraded HVDC | -17.2782 | -7.3427 | 19.0932
2026 | NZWEM_PERC | High Demand Growth+Low Gas Supply+Upgraded HVDC+Low Wind & Solar | 14.3675 | 14.4173 | 14.4173
2027 | NZWEM_PERC | High Demand Growth+Low Gas Supply+Upgraded HVDC+Low Wind & Solar | 11.1861 | 12.7391 | 13.0076
2028 | NZWEM_PERC | High Demand Growth+Low Gas Supply+Upgraded HVDC+Low Wind & Solar | 4.5266 | 11.0951 | 14.7382
2029 | NZWEM_PERC | High Demand Growth+Low Gas Supply+Upgraded HVDC+Low Wind & Solar | -1.6931 | 7.2433 | 14.3136
2030 | NZWEM_PERC | High Demand Growth+Low Gas Supply+Upgraded HVDC+Low Wind & Solar | -8.1392 | 2.0215 | 13.1513
2031 | NZWEM_PERC | High Demand Growth+Low Gas Supply+Upgraded HVDC+Low Wind & Solar | -11.9609 | -2.1483 | 13.0236
2032 | NZWEM_PERC | High Demand Growth+Low Gas Supply+Upgraded HVDC+Low Wind & Solar | -14.8448 | -5.0205 | 10.509
2033 | NZWEM_PERC | High Demand Growth+Low Gas Supply+Upgraded HVDC+Low Wind & Solar | -17.0398 | -7.4657 | 8.9649
2034 | NZWEM_PERC | High Demand Growth+Low Gas Supply+Upgraded HVDC+Low Wind & Solar | -19.1467 | -9.5045 | 6.4495
2035 | NZWEM_PERC | High Demand Growth+Low Gas Supply+Upgraded HVDC+Low Wind & Solar | -20.354 | -10.8633 | 4.7144
2026 | NIWCM | High Demand Growth+Low Gas Supply+Upgraded HVDC+Low Wind & Solar | 861.0651 | 861.8649 | 861.8649
2027 | NIWCM | High Demand Growth+Low Gas Supply+Upgraded HVDC+Low Wind & Solar | 989.1942 | 1020.6942 | 1025.2307
2028 | NIWCM | High Demand Growth+Low Gas Supply+Upgraded HVDC+Low Wind & Solar | 852.4837 | 1511.8444 | 1594.489
2029 | NIWCM | High Demand Growth+Low Gas Supply+Upgraded HVDC+Low Wind & Solar | 527.9139 | 1430.6743 | 1770.6082
2030 | NIWCM | High Demand Growth+Low Gas Supply+Upgraded HVDC+Low Wind & Solar | 65.8325 | 1100.6072 | 1676.8574
2031 | NIWCM | High Demand Growth+Low Gas Supply+Upgraded HVDC+Low Wind & Solar | -204.3355 | 846.131 | 1674.2614
2032 | NIWCM | High Demand Growth+Low Gas Supply+Upgraded HVDC+Low Wind & Solar | -456.0304 | 614.2128 | 1480.847
2033 | NIWCM | High Demand Growth+Low Gas Supply+Upgraded HVDC+Low Wind & Solar | -799.9219 | 275.4565 | 1213.7998
2034 | NIWCM | High Demand Growth+Low Gas Supply+Upgraded HVDC+Low Wind & Solar | -1046.6362 | 39.1197 | 1058.9097
2035 | NIWCM | High Demand Growth+Low Gas Supply+Upgraded HVDC+Low Wind & Solar | -1085.5743 | -43.25 | 978.5663
2026 | SIWEM_PERC | High Demand Growth+Low Gas Supply+Upgraded HVDC+Low Wind & Solar | 38.3954 | 38.5342 | 38.5342
2027 | SIWEM_PERC | High Demand Growth+Low Gas Supply+Upgraded HVDC+Low Wind & Solar | 28.9814 | 33.2659 | 34.0067
2028 | SIWEM_PERC | High Demand Growth+Low Gas Supply+Upgraded HVDC+Low Wind & Solar | 10.2684 | 28.1399 | 38.0521
2029 | SIWEM_PERC | High Demand Growth+Low Gas Supply+Upgraded HVDC+Low Wind & Solar | 1.3791 | 17.2349 | 36.2221
2030 | SIWEM_PERC | High Demand Growth+Low Gas Supply+Upgraded HVDC+Low Wind & Solar | -6.3293 | 4.0704 | 32.2815
2031 | SIWEM_PERC | High Demand Growth+Low Gas Supply+Upgraded HVDC+Low Wind & Solar | -11.5927 | -1.8051 | 31.2495
2032 | SIWEM_PERC | High Demand Growth+Low Gas Supply+Upgraded HVDC+Low Wind & Solar | -13.3541 | -3.7888 | 24.8031
2033 | SIWEM_PERC | High Demand Growth+Low Gas Supply+Upgraded HVDC+Low Wind & Solar | -14.9631 | -5.6039 | 20.7977
2034 | SIWEM_PERC | High Demand Growth+Low Gas Supply+Upgraded HVDC+Low Wind & Solar | -16.7004 | -7.5635 | 14.223
2035 | SIWEM_PERC | High Demand Growth+Low Gas Supply+Upgraded HVDC+Low Wind & Solar | -17.9484 | -8.982 | 9.6509
2026 | NZWEM_PERC | High Demand Growth+Low Gas Supply+Upgraded HVDC+Constrained Operational Capacity | 15.5244 | 15.5795 | 15.5795
2027 | NZWEM_PERC | High Demand Growth+Low Gas Supply+Upgraded HVDC+Constrained Operational Capacity | 12.4481 | 14.1689 | 14.4664
2028 | NZWEM_PERC | High Demand Growth+Low Gas Supply+Upgraded HVDC+Constrained Operational Capacity | 5.8252 | 13.1036 | 17.1405
2029 | NZWEM_PERC | High Demand Growth+Low Gas Supply+Upgraded HVDC+Constrained Operational Capacity | -0.42934 | 9.4728 | 17.3072
2030 | NZWEM_PERC | High Demand Growth+Low Gas Supply+Upgraded HVDC+Constrained Operational Capacity | -6.9531 | 4.2584 | 16.5557
2031 | NZWEM_PERC | High Demand Growth+Low Gas Supply+Upgraded HVDC+Constrained Operational Capacity | -10.8242 | -0.0046853 | 16.7731
2032 | NZWEM_PERC | High Demand Growth+Low Gas Supply+Upgraded HVDC+Constrained Operational Capacity | -13.7403 | -2.9062 | 14.2358
2033 | NZWEM_PERC | High Demand Growth+Low Gas Supply+Upgraded HVDC+Constrained Operational Capacity | -15.9633 | -5.4053 | 12.7369
2034 | NZWEM_PERC | High Demand Growth+Low Gas Supply+Upgraded HVDC+Constrained Operational Capacity | -18.1015 | -7.5038 | 10.1121
2035 | NZWEM_PERC | High Demand Growth+Low Gas Supply+Upgraded HVDC+Constrained Operational Capacity | -19.3335 | -8.9098 | 8.2906
2026 | NIWCM | High Demand Growth+Low Gas Supply+Upgraded HVDC+Constrained Operational Capacity | 264.1721 | 264.1721 | 264.1721
2027 | NIWCM | High Demand Growth+Low Gas Supply+Upgraded HVDC+Constrained Operational Capacity | 362.7771 | 366.8832 | 366.8832
2028 | NIWCM | High Demand Growth+Low Gas Supply+Upgraded HVDC+Constrained Operational Capacity | 192.5593 | 688.5271 | 696.8696
2029 | NIWCM | High Demand Growth+Low Gas Supply+Upgraded HVDC+Constrained Operational Capacity | -147.8654 | 503.0758 | 660.9188
2030 | NIWCM | High Demand Growth+Low Gas Supply+Upgraded HVDC+Constrained Operational Capacity | -614.5146 | 128.5492 | 343.1787
2031 | NIWCM | High Demand Growth+Low Gas Supply+Upgraded HVDC+Constrained Operational Capacity | -887.3439 | -132.9561 | 141.412
2032 | NIWCM | High Demand Growth+Low Gas Supply+Upgraded HVDC+Constrained Operational Capacity | -1145.6329 | -381.1536 | -84.4608
2033 | NIWCM | High Demand Growth+Low Gas Supply+Upgraded HVDC+Constrained Operational Capacity | -1419.8106 | -724.0803 | -413.9155
2034 | NIWCM | High Demand Growth+Low Gas Supply+Upgraded HVDC+Constrained Operational Capacity | -1621.5028 | -943.6276 | -577.2084
2035 | NIWCM | High Demand Growth+Low Gas Supply+Upgraded HVDC+Constrained Operational Capacity | -1660.4409 | -972.8637 | -660.1297
2026 | SIWEM_PERC | High Demand Growth+Low Gas Supply+Upgraded HVDC+Constrained Operational Capacity | 41.6258 | 41.7797 | 41.7797
2027 | SIWEM_PERC | High Demand Growth+Low Gas Supply+Upgraded HVDC+Constrained Operational Capacity | 32.463 | 37.2107 | 38.0314
2028 | SIWEM_PERC | High Demand Growth+Low Gas Supply+Upgraded HVDC+Constrained Operational Capacity | 13.8018 | 33.6048 | 44.5882
2029 | SIWEM_PERC | High Demand Growth+Low Gas Supply+Upgraded HVDC+Constrained Operational Capacity | 2.2232 | 23.2222 | 44.2615
2030 | SIWEM_PERC | High Demand Growth+Low Gas Supply+Upgraded HVDC+Constrained Operational Capacity | -5.5519 | 8.8494 | 41.2188
2031 | SIWEM_PERC | High Demand Growth+Low Gas Supply+Upgraded HVDC+Constrained Operational Capacity | -10.8611 | -0.015648 | 40.5742
2032 | SIWEM_PERC | High Demand Growth+Low Gas Supply+Upgraded HVDC+Constrained Operational Capacity | -12.6391 | -2.04 | 34.4451
2033 | SIWEM_PERC | High Demand Growth+Low Gas Supply+Upgraded HVDC+Constrained Operational Capacity | -14.2635 | -3.8927 | 30.6538
2034 | SIWEM_PERC | High Demand Growth+Low Gas Supply+Upgraded HVDC+Constrained Operational Capacity | -16.0174 | -5.893 | 23.8448
2035 | SIWEM_PERC | High Demand Growth+Low Gas Supply+Upgraded HVDC+Constrained Operational Capacity | -17.2782 | -7.3427 | 19.0932
2026 | NZWEM_PERC | High Demand Growth+Low Gas Supply+Upgraded HVDC+Constrained Operational Capacity+Low Wind & Solar | 14.3675 | 14.4173 | 14.4173
2027 | NZWEM_PERC | High Demand Growth+Low Gas Supply+Upgraded HVDC+Constrained Operational Capacity+Low Wind & Solar | 11.1861 | 12.7391 | 13.0076
2028 | NZWEM_PERC | High Demand Growth+Low Gas Supply+Upgraded HVDC+Constrained Operational Capacity+Low Wind & Solar | 4.5266 | 11.0951 | 14.7382
2029 | NZWEM_PERC | High Demand Growth+Low Gas Supply+Upgraded HVDC+Constrained Operational Capacity+Low Wind & Solar | -1.6931 | 7.2433 | 14.3136
2030 | NZWEM_PERC | High Demand Growth+Low Gas Supply+Upgraded HVDC+Constrained Operational Capacity+Low Wind & Solar | -8.1392 | 2.0215 | 13.1513
2031 | NZWEM_PERC | High Demand Growth+Low Gas Supply+Upgraded HVDC+Constrained Operational Capacity+Low Wind & Solar | -11.9609 | -2.1483 | 13.0236
2032 | NZWEM_PERC | High Demand Growth+Low Gas Supply+Upgraded HVDC+Constrained Operational Capacity+Low Wind & Solar | -14.8448 | -5.0205 | 10.509
2033 | NZWEM_PERC | High Demand Growth+Low Gas Supply+Upgraded HVDC+Constrained Operational Capacity+Low Wind & Solar | -17.0398 | -7.4657 | 8.9649
2034 | NZWEM_PERC | High Demand Growth+Low Gas Supply+Upgraded HVDC+Constrained Operational Capacity+Low Wind & Solar | -19.1467 | -9.5045 | 6.4495
2035 | NZWEM_PERC | High Demand Growth+Low Gas Supply+Upgraded HVDC+Constrained Operational Capacity+Low Wind & Solar | -20.354 | -10.8633 | 4.7144
2026 | NIWCM | High Demand Growth+Low Gas Supply+Upgraded HVDC+Constrained Operational Capacity+Low Wind & Solar | 264.1721 | 264.1721 | 264.1721
2027 | NIWCM | High Demand Growth+Low Gas Supply+Upgraded HVDC+Constrained Operational Capacity+Low Wind & Solar | 362.7771 | 366.8832 | 366.8832
2028 | NIWCM | High Demand Growth+Low Gas Supply+Upgraded HVDC+Constrained Operational Capacity+Low Wind & Solar | 192.5593 | 688.5271 | 696.8696
2029 | NIWCM | High Demand Growth+Low Gas Supply+Upgraded HVDC+Constrained Operational Capacity+Low Wind & Solar | -147.8654 | 503.0758 | 660.9188
2030 | NIWCM | High Demand Growth+Low Gas Supply+Upgraded HVDC+Constrained Operational Capacity+Low Wind & Solar | -614.5146 | 128.5492 | 343.1787
2031 | NIWCM | High Demand Growth+Low Gas Supply+Upgraded HVDC+Constrained Operational Capacity+Low Wind & Solar | -887.3439 | -132.9561 | 141.412
2032 | NIWCM | High Demand Growth+Low Gas Supply+Upgraded HVDC+Constrained Operational Capacity+Low Wind & Solar | -1145.6329 | -381.1536 | -84.4608
2033 | NIWCM | High Demand Growth+Low Gas Supply+Upgraded HVDC+Constrained Operational Capacity+Low Wind & Solar | -1419.8106 | -724.0803 | -413.9155
2034 | NIWCM | High Demand Growth+Low Gas Supply+Upgraded HVDC+Constrained Operational Capacity+Low Wind & Solar | -1621.5028 | -943.6276 | -577.2084
2035 | NIWCM | High Demand Growth+Low Gas Supply+Upgraded HVDC+Constrained Operational Capacity+Low Wind & Solar | -1660.4409 | -972.8637 | -660.1297
2026 | SIWEM_PERC | High Demand Growth+Low Gas Supply+Upgraded HVDC+Constrained Operational Capacity+Low Wind & Solar | 38.3954 | 38.5342 | 38.5342
2027 | SIWEM_PERC | High Demand Growth+Low Gas Supply+Upgraded HVDC+Constrained Operational Capacity+Low Wind & Solar | 28.9814 | 33.2659 | 34.0067
2028 | SIWEM_PERC | High Demand Growth+Low Gas Supply+Upgraded HVDC+Constrained Operational Capacity+Low Wind & Solar | 10.2684 | 28.1399 | 38.0521
2029 | SIWEM_PERC | High Demand Growth+Low Gas Supply+Upgraded HVDC+Constrained Operational Capacity+Low Wind & Solar | 1.3791 | 17.2349 | 36.2221
2030 | SIWEM_PERC | High Demand Growth+Low Gas Supply+Upgraded HVDC+Constrained Operational Capacity+Low Wind & Solar | -6.3293 | 4.0704 | 32.2815
2031 | SIWEM_PERC | High Demand Growth+Low Gas Supply+Upgraded HVDC+Constrained Operational Capacity+Low Wind & Solar | -11.5927 | -1.8051 | 31.2495
2032 | SIWEM_PERC | High Demand Growth+Low Gas Supply+Upgraded HVDC+Constrained Operational Capacity+Low Wind & Solar | -13.3541 | -3.7888 | 24.8031
2033 | SIWEM_PERC | High Demand Growth+Low Gas Supply+Upgraded HVDC+Constrained Operational Capacity+Low Wind & Solar | -14.9631 | -5.6039 | 20.7977
2034 | SIWEM_PERC | High Demand Growth+Low Gas Supply+Upgraded HVDC+Constrained Operational Capacity+Low Wind & Solar | -16.7004 | -7.5635 | 14.223
2035 | SIWEM_PERC | High Demand Growth+Low Gas Supply+Upgraded HVDC+Constrained Operational Capacity+Low Wind & Solar | -17.9484 | -8.982 | 9.6509
2026 | NZWEM_PERC | High Demand Growth+Low Gas Supply+Delayed Build | 11.0538 | 11.0538 | 11.0538
2027 | NZWEM_PERC | High Demand Growth+Low Gas Supply+Delayed Build | 5.5446 | 5.677 | 5.8341
2028 | NZWEM_PERC | High Demand Growth+Low Gas Supply+Delayed Build | 2.0713 | 3.3665 | 3.6484
2029 | NZWEM_PERC | High Demand Growth+Low Gas Supply+Delayed Build | -1.4246 | 1.0428 | 1.8092
2030 | NZWEM_PERC | High Demand Growth+Low Gas Supply+Delayed Build | -6.9531 | 0.57695 | 6.942
2031 | NZWEM_PERC | High Demand Growth+Low Gas Supply+Delayed Build | -10.8242 | -1.068 | 5.9789
2032 | NZWEM_PERC | High Demand Growth+Low Gas Supply+Delayed Build | -13.7403 | -3.7078 | 7.7441
2033 | NZWEM_PERC | High Demand Growth+Low Gas Supply+Delayed Build | -15.9633 | -6.1152 | 9.7733
2034 | NZWEM_PERC | High Demand Growth+Low Gas Supply+Delayed Build | -18.1015 | -8.236 | 7.9848
2035 | NZWEM_PERC | High Demand Growth+Low Gas Supply+Delayed Build | -19.3335 | -9.3235 | 7.8769
2026 | NIWCM | High Demand Growth+Low Gas Supply+Delayed Build | 567.4665 | 567.4665 | 567.4665
2027 | NIWCM | High Demand Growth+Low Gas Supply+Delayed Build | 587.7296 | 589.7773 | 592.2498
2028 | NIWCM | High Demand Growth+Low Gas Supply+Delayed Build | 595.4577 | 616.3802 | 620.9167
2029 | NIWCM | High Demand Growth+Low Gas Supply+Delayed Build | 318.6206 | 448.0526 | 461.6449
2030 | NIWCM | High Demand Growth+Low Gas Supply+Delayed Build | 10.056 | 741.2499 | 1040.274
2031 | NIWCM | High Demand Growth+Low Gas Supply+Delayed Build | -277.274 | 663.3924 | 1029.8667
2032 | NIWCM | High Demand Growth+Low Gas Supply+Delayed Build | -528.9689 | 487.9051 | 1085.6885
2033 | NIWCM | High Demand Growth+Low Gas Supply+Delayed Build | -799.9219 | 230.4173 | 1069.3581
2034 | NIWCM | High Demand Growth+Low Gas Supply+Delayed Build | -1046.6362 | -30.9695 | 844.3915
2035 | NIWCM | High Demand Growth+Low Gas Supply+Delayed Build | -1085.5743 | -95.582 | 849.0053
2026 | SIWEM_PERC | High Demand Growth+Low Gas Supply+Delayed Build | 29.1422 | 29.1422 | 29.1422
2027 | SIWEM_PERC | High Demand Growth+Low Gas Supply+Delayed Build | 13.4172 | 13.7826 | 14.216
2028 | SIWEM_PERC | High Demand Growth+Low Gas Supply+Delayed Build | 7.3647 | 9.1124 | 9.1124
2029 | SIWEM_PERC | High Demand Growth+Low Gas Supply+Delayed Build | 0.6655 | 4.8979 | 4.8979
2030 | SIWEM_PERC | High Demand Growth+Low Gas Supply+Delayed Build | -5.5519 | 4.4101 | 15.9205
2031 | SIWEM_PERC | High Demand Growth+Low Gas Supply+Delayed Build | -10.8611 | -1.4855 | 13.0202
2032 | SIWEM_PERC | High Demand Growth+Low Gas Supply+Delayed Build | -12.6391 | -2.04 | 17.6076
2033 | SIWEM_PERC | High Demand Growth+Low Gas Supply+Delayed Build | -14.2635 | -3.8927 | 22.9101
2034 | SIWEM_PERC | High Demand Growth+Low Gas Supply+Delayed Build | -16.0174 | -5.893 | 18.2564
2035 | SIWEM_PERC | High Demand Growth+Low Gas Supply+Delayed Build | -17.2782 | -7.3427 | 18.0008
2026 | NZWEM_PERC | High Demand Growth+Low Gas Supply+Delayed Build+Low Wind & Solar | 10.1737 | 10.1737 | 10.1737
2027 | NZWEM_PERC | High Demand Growth+Low Gas Supply+Delayed Build+Low Wind & Solar | 4.6489 | 4.7684 | 4.9102
2028 | NZWEM_PERC | High Demand Growth+Low Gas Supply+Delayed Build+Low Wind & Solar | 0.99198 | 2.1609 | 2.4153
2029 | NZWEM_PERC | High Demand Growth+Low Gas Supply+Delayed Build+Low Wind & Solar | -2.5912 | -0.36448 | 0.32713
2030 | NZWEM_PERC | High Demand Growth+Low Gas Supply+Delayed Build+Low Wind & Solar | -8.1392 | -1.3436 | 4.4007
2031 | NZWEM_PERC | High Demand Growth+Low Gas Supply+Delayed Build+Low Wind & Solar | -11.9609 | -3.1562 | 3.2034
2032 | NZWEM_PERC | High Demand Growth+Low Gas Supply+Delayed Build+Low Wind & Solar | -14.8448 | -5.7908 | 4.5738
2033 | NZWEM_PERC | High Demand Growth+Low Gas Supply+Delayed Build+Low Wind & Solar | -17.0398 | -8.1452 | 6.2226
2034 | NZWEM_PERC | High Demand Growth+Low Gas Supply+Delayed Build+Low Wind & Solar | -19.1467 | -10.2366 | 4.4583
2035 | NZWEM_PERC | High Demand Growth+Low Gas Supply+Delayed Build+Low Wind & Solar | -20.354 | -11.277 | 4.3007
2026 | NIWCM | High Demand Growth+Low Gas Supply+Delayed Build+Low Wind & Solar | 567.4665 | 567.4665 | 567.4665
2027 | NIWCM | High Demand Growth+Low Gas Supply+Delayed Build+Low Wind & Solar | 587.7296 | 589.7773 | 592.2498
2028 | NIWCM | High Demand Growth+Low Gas Supply+Delayed Build+Low Wind & Solar | 595.4577 | 616.3802 | 620.9167
2029 | NIWCM | High Demand Growth+Low Gas Supply+Delayed Build+Low Wind & Solar | 318.6206 | 448.0526 | 461.6449
2030 | NIWCM | High Demand Growth+Low Gas Supply+Delayed Build+Low Wind & Solar | 10.056 | 741.2499 | 1040.274
2031 | NIWCM | High Demand Growth+Low Gas Supply+Delayed Build+Low Wind & Solar | -277.274 | 663.3924 | 1029.8667
2032 | NIWCM | High Demand Growth+Low Gas Supply+Delayed Build+Low Wind & Solar | -528.9689 | 487.9051 | 1085.6885
2033 | NIWCM | High Demand Growth+Low Gas Supply+Delayed Build+Low Wind & Solar | -799.9219 | 230.4173 | 1069.3581
2034 | NIWCM | High Demand Growth+Low Gas Supply+Delayed Build+Low Wind & Solar | -1046.6362 | -30.9695 | 844.3915
2035 | NIWCM | High Demand Growth+Low Gas Supply+Delayed Build+Low Wind & Solar | -1085.5743 | -95.582 | 849.0053
2026 | SIWEM_PERC | High Demand Growth+Low Gas Supply+Delayed Build+Low Wind & Solar | 26.6846 | 26.6846 | 26.6846
2027 | SIWEM_PERC | High Demand Growth+Low Gas Supply+Delayed Build+Low Wind & Solar | 11.0361 | 11.2758 | 11.667
2028 | SIWEM_PERC | High Demand Growth+Low Gas Supply+Delayed Build+Low Wind & Solar | 6.659 | 8.2362 | 8.2362
2029 | SIWEM_PERC | High Demand Growth+Low Gas Supply+Delayed Build+Low Wind & Solar | -0.026737 | 3.7929 | 3.7929
2030 | SIWEM_PERC | High Demand Growth+Low Gas Supply+Delayed Build+Low Wind & Solar | -6.3293 | 2.661 | 12.2309
2031 | SIWEM_PERC | High Demand Growth+Low Gas Supply+Delayed Build+Low Wind & Solar | -11.5927 | -3.1316 | 7.2404
2032 | SIWEM_PERC | High Demand Growth+Low Gas Supply+Delayed Build+Low Wind & Solar | -13.3541 | -3.7888 | 10.1078
2033 | SIWEM_PERC | High Demand Growth+Low Gas Supply+Delayed Build+Low Wind & Solar | -14.9631 | -5.6039 | 13.6323
2034 | SIWEM_PERC | High Demand Growth+Low Gas Supply+Delayed Build+Low Wind & Solar | -16.7004 | -7.5635 | 8.992
2035 | SIWEM_PERC | High Demand Growth+Low Gas Supply+Delayed Build+Low Wind & Solar | -17.9484 | -8.982 | 8.5585
2026 | NZWEM_PERC | High Demand Growth+Low Gas Supply+Delayed Build+Constrained Operational Capacity | 11.0538 | 11.0538 | 11.0538
2027 | NZWEM_PERC | High Demand Growth+Low Gas Supply+Delayed Build+Constrained Operational Capacity | 5.5446 | 5.677 | 5.8341
2028 | NZWEM_PERC | High Demand Growth+Low Gas Supply+Delayed Build+Constrained Operational Capacity | 2.0713 | 3.3665 | 3.6484
2029 | NZWEM_PERC | High Demand Growth+Low Gas Supply+Delayed Build+Constrained Operational Capacity | -1.4246 | 1.0428 | 1.8092
2030 | NZWEM_PERC | High Demand Growth+Low Gas Supply+Delayed Build+Constrained Operational Capacity | -6.9531 | 0.57695 | 6.942
2031 | NZWEM_PERC | High Demand Growth+Low Gas Supply+Delayed Build+Constrained Operational Capacity | -10.8242 | -1.068 | 5.9789
2032 | NZWEM_PERC | High Demand Growth+Low Gas Supply+Delayed Build+Constrained Operational Capacity | -13.7403 | -3.7078 | 7.7441
2033 | NZWEM_PERC | High Demand Growth+Low Gas Supply+Delayed Build+Constrained Operational Capacity | -15.9633 | -6.1152 | 9.7733
2034 | NZWEM_PERC | High Demand Growth+Low Gas Supply+Delayed Build+Constrained Operational Capacity | -18.1015 | -8.236 | 7.9848
2035 | NZWEM_PERC | High Demand Growth+Low Gas Supply+Delayed Build+Constrained Operational Capacity | -19.3335 | -9.3235 | 7.8769
2026 | NIWCM | High Demand Growth+Low Gas Supply+Delayed Build+Constrained Operational Capacity | 33.1014 | 33.1014 | 33.1014
2027 | NIWCM | High Demand Growth+Low Gas Supply+Delayed Build+Constrained Operational Capacity | 43.4476 | 43.4476 | 43.4476
2028 | NIWCM | High Demand Growth+Low Gas Supply+Delayed Build+Constrained Operational Capacity | -17.6468 | -17.6468 | -17.6468
2029 | NIWCM | High Demand Growth+Low Gas Supply+Delayed Build+Constrained Operational Capacity | -328.1855 | -245.962 | -245.962
2030 | NIWCM | High Demand Growth+Low Gas Supply+Delayed Build+Constrained Operational Capacity | -670.2911 | -155.2348 | -37.2556
2031 | NIWCM | High Demand Growth+Low Gas Supply+Delayed Build+Constrained Operational Capacity | -960.2824 | -304.5987 | -145.2796
2032 | NIWCM | High Demand Growth+Low Gas Supply+Delayed Build+Constrained Operational Capacity | -1218.5714 | -492.8813 | -277.1173
2033 | NIWCM | High Demand Growth+Low Gas Supply+Delayed Build+Constrained Operational Capacity | -1419.8106 | -754.5395 | -475.8272
2034 | NIWCM | High Demand Growth+Low Gas Supply+Delayed Build+Constrained Operational Capacity | -1621.5028 | -1013.7168 | -734.5266
2035 | NIWCM | High Demand Growth+Low Gas Supply+Delayed Build+Constrained Operational Capacity | -1660.4409 | -1025.1957 | -789.6907
2026 | SIWEM_PERC | High Demand Growth+Low Gas Supply+Delayed Build+Constrained Operational Capacity | 29.1422 | 29.1422 | 29.1422
2027 | SIWEM_PERC | High Demand Growth+Low Gas Supply+Delayed Build+Constrained Operational Capacity | 13.4172 | 13.7826 | 14.216
2028 | SIWEM_PERC | High Demand Growth+Low Gas Supply+Delayed Build+Constrained Operational Capacity | 7.3647 | 9.1124 | 9.1124
2029 | SIWEM_PERC | High Demand Growth+Low Gas Supply+Delayed Build+Constrained Operational Capacity | 0.6655 | 4.8979 | 4.8979
2030 | SIWEM_PERC | High Demand Growth+Low Gas Supply+Delayed Build+Constrained Operational Capacity | -5.5519 | 4.4101 | 15.9205
2031 | SIWEM_PERC | High Demand Growth+Low Gas Supply+Delayed Build+Constrained Operational Capacity | -10.8611 | -1.4855 | 13.0202
2032 | SIWEM_PERC | High Demand Growth+Low Gas Supply+Delayed Build+Constrained Operational Capacity | -12.6391 | -2.04 | 17.6076
2033 | SIWEM_PERC | High Demand Growth+Low Gas Supply+Delayed Build+Constrained Operational Capacity | -14.2635 | -3.8927 | 22.9101
2034 | SIWEM_PERC | High Demand Growth+Low Gas Supply+Delayed Build+Constrained Operational Capacity | -16.0174 | -5.893 | 18.2564
2035 | SIWEM_PERC | High Demand Growth+Low Gas Supply+Delayed Build+Constrained Operational Capacity | -17.2782 | -7.3427 | 18.0008
2026 | NZWEM_PERC | High Demand Growth+Low Gas Supply+Delayed Build+Constrained Operational Capacity+Low Wind & Solar | 10.1737 | 10.1737 | 10.1737
2027 | NZWEM_PERC | High Demand Growth+Low Gas Supply+Delayed Build+Constrained Operational Capacity+Low Wind & Solar | 4.6489 | 4.7684 | 4.9102
2028 | NZWEM_PERC | High Demand Growth+Low Gas Supply+Delayed Build+Constrained Operational Capacity+Low Wind & Solar | 0.99198 | 2.1609 | 2.4153
2029 | NZWEM_PERC | High Demand Growth+Low Gas Supply+Delayed Build+Constrained Operational Capacity+Low Wind & Solar | -2.5912 | -0.36448 | 0.32713
2030 | NZWEM_PERC | High Demand Growth+Low Gas Supply+Delayed Build+Constrained Operational Capacity+Low Wind & Solar | -8.1392 | -1.3436 | 4.4007
2031 | NZWEM_PERC | High Demand Growth+Low Gas Supply+Delayed Build+Constrained Operational Capacity+Low Wind & Solar | -11.9609 | -3.1562 | 3.2034
2032 | NZWEM_PERC | High Demand Growth+Low Gas Supply+Delayed Build+Constrained Operational Capacity+Low Wind & Solar | -14.8448 | -5.7908 | 4.5738
2033 | NZWEM_PERC | High Demand Growth+Low Gas Supply+Delayed Build+Constrained Operational Capacity+Low Wind & Solar | -17.0398 | -8.1452 | 6.2226
2034 | NZWEM_PERC | High Demand Growth+Low Gas Supply+Delayed Build+Constrained Operational Capacity+Low Wind & Solar | -19.1467 | -10.2366 | 4.4583
2035 | NZWEM_PERC | High Demand Growth+Low Gas Supply+Delayed Build+Constrained Operational Capacity+Low Wind & Solar | -20.354 | -11.277 | 4.3007
2026 | NIWCM | High Demand Growth+Low Gas Supply+Delayed Build+Constrained Operational Capacity+Low Wind & Solar | 33.1014 | 33.1014 | 33.1014
2027 | NIWCM | High Demand Growth+Low Gas Supply+Delayed Build+Constrained Operational Capacity+Low Wind & Solar | 43.4476 | 43.4476 | 43.4476
2028 | NIWCM | High Demand Growth+Low Gas Supply+Delayed Build+Constrained Operational Capacity+Low Wind & Solar | -17.6468 | -17.6468 | -17.6468
2029 | NIWCM | High Demand Growth+Low Gas Supply+Delayed Build+Constrained Operational Capacity+Low Wind & Solar | -328.1855 | -245.962 | -245.962
2030 | NIWCM | High Demand Growth+Low Gas Supply+Delayed Build+Constrained Operational Capacity+Low Wind & Solar | -670.2911 | -155.2348 | -37.2556
2031 | NIWCM | High Demand Growth+Low Gas Supply+Delayed Build+Constrained Operational Capacity+Low Wind & Solar | -960.2824 | -304.5987 | -145.2796
2032 | NIWCM | High Demand Growth+Low Gas Supply+Delayed Build+Constrained Operational Capacity+Low Wind & Solar | -1218.5714 | -492.8813 | -277.1173
2033 | NIWCM | High Demand Growth+Low Gas Supply+Delayed Build+Constrained Operational Capacity+Low Wind & Solar | -1419.8106 | -754.5395 | -475.8272
2034 | NIWCM | High Demand Growth+Low Gas Supply+Delayed Build+Constrained Operational Capacity+Low Wind & Solar | -1621.5028 | -1013.7168 | -734.5266
2035 | NIWCM | High Demand Growth+Low Gas Supply+Delayed Build+Constrained Operational Capacity+Low Wind & Solar | -1660.4409 | -1025.1957 | -789.6907
2026 | SIWEM_PERC | High Demand Growth+Low Gas Supply+Delayed Build+Constrained Operational Capacity+Low Wind & Solar | 26.6846 | 26.6846 | 26.6846
2027 | SIWEM_PERC | High Demand Growth+Low Gas Supply+Delayed Build+Constrained Operational Capacity+Low Wind & Solar | 11.0361 | 11.2758 | 11.667
2028 | SIWEM_PERC | High Demand Growth+Low Gas Supply+Delayed Build+Constrained Operational Capacity+Low Wind & Solar | 6.659 | 8.2362 | 8.2362
2029 | SIWEM_PERC | High Demand Growth+Low Gas Supply+Delayed Build+Constrained Operational Capacity+Low Wind & Solar | -0.026737 | 3.7929 | 3.7929
2030 | SIWEM_PERC | High Demand Growth+Low Gas Supply+Delayed Build+Constrained Operational Capacity+Low Wind & Solar | -6.3293 | 2.661 | 12.2309
2031 | SIWEM_PERC | High Demand Growth+Low Gas Supply+Delayed Build+Constrained Operational Capacity+Low Wind & Solar | -11.5927 | -3.1316 | 7.2404
2032 | SIWEM_PERC | High Demand Growth+Low Gas Supply+Delayed Build+Constrained Operational Capacity+Low Wind & Solar | -13.3541 | -3.7888 | 10.1078
2033 | SIWEM_PERC | High Demand Growth+Low Gas Supply+Delayed Build+Constrained Operational Capacity+Low Wind & Solar | -14.9631 | -5.6039 | 13.6323
2034 | SIWEM_PERC | High Demand Growth+Low Gas Supply+Delayed Build+Constrained Operational Capacity+Low Wind & Solar | -16.7004 | -7.5635 | 8.992
2035 | SIWEM_PERC | High Demand Growth+Low Gas Supply+Delayed Build+Constrained Operational Capacity+Low Wind & Solar | -17.9484 | -8.982 | 8.5585
2026 | NZWEM_PERC | High Demand Growth+Low Gas Supply+Delayed Build+Upgraded HVDC | 11.0538 | 11.0538 | 11.0538
2027 | NZWEM_PERC | High Demand Growth+Low Gas Supply+Delayed Build+Upgraded HVDC | 5.5446 | 5.677 | 5.8341
2028 | NZWEM_PERC | High Demand Growth+Low Gas Supply+Delayed Build+Upgraded HVDC | 2.0713 | 3.3665 | 3.6484
2029 | NZWEM_PERC | High Demand Growth+Low Gas Supply+Delayed Build+Upgraded HVDC | -1.4246 | 1.0428 | 1.8092
2030 | NZWEM_PERC | High Demand Growth+Low Gas Supply+Delayed Build+Upgraded HVDC | -6.9531 | 0.57695 | 6.942
2031 | NZWEM_PERC | High Demand Growth+Low Gas Supply+Delayed Build+Upgraded HVDC | -10.8242 | -1.068 | 5.9789
2032 | NZWEM_PERC | High Demand Growth+Low Gas Supply+Delayed Build+Upgraded HVDC | -13.7403 | -3.7078 | 7.7441
2033 | NZWEM_PERC | High Demand Growth+Low Gas Supply+Delayed Build+Upgraded HVDC | -15.9633 | -6.1152 | 9.7733
2034 | NZWEM_PERC | High Demand Growth+Low Gas Supply+Delayed Build+Upgraded HVDC | -18.1015 | -8.236 | 7.9848
2035 | NZWEM_PERC | High Demand Growth+Low Gas Supply+Delayed Build+Upgraded HVDC | -19.3335 | -9.3235 | 7.8769
2026 | NIWCM | High Demand Growth+Low Gas Supply+Delayed Build+Upgraded HVDC | 567.4665 | 567.4665 | 567.4665
2027 | NIWCM | High Demand Growth+Low Gas Supply+Delayed Build+Upgraded HVDC | 587.7296 | 589.7773 | 592.2498
2028 | NIWCM | High Demand Growth+Low Gas Supply+Delayed Build+Upgraded HVDC | 595.4577 | 616.3802 | 620.9167
2029 | NIWCM | High Demand Growth+Low Gas Supply+Delayed Build+Upgraded HVDC | 318.6206 | 448.0526 | 461.6449
2030 | NIWCM | High Demand Growth+Low Gas Supply+Delayed Build+Upgraded HVDC | 10.056 | 741.2499 | 1040.274
2031 | NIWCM | High Demand Growth+Low Gas Supply+Delayed Build+Upgraded HVDC | -277.274 | 663.3924 | 1029.8667
2032 | NIWCM | High Demand Growth+Low Gas Supply+Delayed Build+Upgraded HVDC | -528.9689 | 487.9051 | 1085.6885
2033 | NIWCM | High Demand Growth+Low Gas Supply+Delayed Build+Upgraded HVDC | -799.9219 | 230.4173 | 1069.3581
2034 | NIWCM | High Demand Growth+Low Gas Supply+Delayed Build+Upgraded HVDC | -1046.6362 | -30.9695 | 844.3915
2035 | NIWCM | High Demand Growth+Low Gas Supply+Delayed Build+Upgraded HVDC | -1085.5743 | -95.582 | 849.0053
2026 | SIWEM_PERC | High Demand Growth+Low Gas Supply+Delayed Build+Upgraded HVDC | 29.1422 | 29.1422 | 29.1422
2027 | SIWEM_PERC | High Demand Growth+Low Gas Supply+Delayed Build+Upgraded HVDC | 13.4172 | 13.7826 | 14.216
2028 | SIWEM_PERC | High Demand Growth+Low Gas Supply+Delayed Build+Upgraded HVDC | 7.3647 | 9.1124 | 9.1124
2029 | SIWEM_PERC | High Demand Growth+Low Gas Supply+Delayed Build+Upgraded HVDC | 0.6655 | 4.8979 | 4.8979
2030 | SIWEM_PERC | High Demand Growth+Low Gas Supply+Delayed Build+Upgraded HVDC | -5.5519 | 4.4101 | 15.9205
2031 | SIWEM_PERC | High Demand Growth+Low Gas Supply+Delayed Build+Upgraded HVDC | -10.8611 | -1.4855 | 13.0202
2032 | SIWEM_PERC | High Demand Growth+Low Gas Supply+Delayed Build+Upgraded HVDC | -12.6391 | -2.04 | 17.6076
2033 | SIWEM_PERC | High Demand Growth+Low Gas Supply+Delayed Build+Upgraded HVDC | -14.2635 | -3.8927 | 22.9101
2034 | SIWEM_PERC | High Demand Growth+Low Gas Supply+Delayed Build+Upgraded HVDC | -16.0174 | -5.893 | 18.2564
2035 | SIWEM_PERC | High Demand Growth+Low Gas Supply+Delayed Build+Upgraded HVDC | -17.2782 | -7.3427 | 18.0008
2026 | NZWEM_PERC | High Demand Growth+Low Gas Supply+Delayed Build+Upgraded HVDC+Low Wind & Solar | 10.1737 | 10.1737 | 10.1737
2027 | NZWEM_PERC | High Demand Growth+Low Gas Supply+Delayed Build+Upgraded HVDC+Low Wind & Solar | 4.6489 | 4.7684 | 4.9102
2028 | NZWEM_PERC | High Demand Growth+Low Gas Supply+Delayed Build+Upgraded HVDC+Low Wind & Solar | 0.99198 | 2.1609 | 2.4153
2029 | NZWEM_PERC | High Demand Growth+Low Gas Supply+Delayed Build+Upgraded HVDC+Low Wind & Solar | -2.5912 | -0.36448 | 0.32713
2030 | NZWEM_PERC | High Demand Growth+Low Gas Supply+Delayed Build+Upgraded HVDC+Low Wind & Solar | -8.1392 | -1.3436 | 4.4007
2031 | NZWEM_PERC | High Demand Growth+Low Gas Supply+Delayed Build+Upgraded HVDC+Low Wind & Solar | -11.9609 | -3.1562 | 3.2034
2032 | NZWEM_PERC | High Demand Growth+Low Gas Supply+Delayed Build+Upgraded HVDC+Low Wind & Solar | -14.8448 | -5.7908 | 4.5738
2033 | NZWEM_PERC | High Demand Growth+Low Gas Supply+Delayed Build+Upgraded HVDC+Low Wind & Solar | -17.0398 | -8.1452 | 6.2226
2034 | NZWEM_PERC | High Demand Growth+Low Gas Supply+Delayed Build+Upgraded HVDC+Low Wind & Solar | -19.1467 | -10.2366 | 4.4583
2035 | NZWEM_PERC | High Demand Growth+Low Gas Supply+Delayed Build+Upgraded HVDC+Low Wind & Solar | -20.354 | -11.277 | 4.3007
2026 | NIWCM | High Demand Growth+Low Gas Supply+Delayed Build+Upgraded HVDC+Low Wind & Solar | 567.4665 | 567.4665 | 567.4665
2027 | NIWCM | High Demand Growth+Low Gas Supply+Delayed Build+Upgraded HVDC+Low Wind & Solar | 587.7296 | 589.7773 | 592.2498
2028 | NIWCM | High Demand Growth+Low Gas Supply+Delayed Build+Upgraded HVDC+Low Wind & Solar | 595.4577 | 616.3802 | 620.9167
2029 | NIWCM | High Demand Growth+Low Gas Supply+Delayed Build+Upgraded HVDC+Low Wind & Solar | 318.6206 | 448.0526 | 461.6449
2030 | NIWCM | High Demand Growth+Low Gas Supply+Delayed Build+Upgraded HVDC+Low Wind & Solar | 10.056 | 741.2499 | 1040.274
2031 | NIWCM | High Demand Growth+Low Gas Supply+Delayed Build+Upgraded HVDC+Low Wind & Solar | -277.274 | 663.3924 | 1029.8667
2032 | NIWCM | High Demand Growth+Low Gas Supply+Delayed Build+Upgraded HVDC+Low Wind & Solar | -528.9689 | 487.9051 | 1085.6885
2033 | NIWCM | High Demand Growth+Low Gas Supply+Delayed Build+Upgraded HVDC+Low Wind & Solar | -799.9219 | 230.4173 | 1069.3581
2034 | NIWCM | High Demand Growth+Low Gas Supply+Delayed Build+Upgraded HVDC+Low Wind & Solar | -1046.6362 | -30.9695 | 844.3915
2035 | NIWCM | High Demand Growth+Low Gas Supply+Delayed Build+Upgraded HVDC+Low Wind & Solar | -1085.5743 | -95.582 | 849.0053
2026 | SIWEM_PERC | High Demand Growth+Low Gas Supply+Delayed Build+Upgraded HVDC+Low Wind & Solar | 26.6846 | 26.6846 | 26.6846
2027 | SIWEM_PERC | High Demand Growth+Low Gas Supply+Delayed Build+Upgraded HVDC+Low Wind & Solar | 11.0361 | 11.2758 | 11.667
2028 | SIWEM_PERC | High Demand Growth+Low Gas Supply+Delayed Build+Upgraded HVDC+Low Wind & Solar | 6.659 | 8.2362 | 8.2362
2029 | SIWEM_PERC | High Demand Growth+Low Gas Supply+Delayed Build+Upgraded HVDC+Low Wind & Solar | -0.026737 | 3.7929 | 3.7929
2030 | SIWEM_PERC | High Demand Growth+Low Gas Supply+Delayed Build+Upgraded HVDC+Low Wind & Solar | -6.3293 | 2.661 | 12.2309
2031 | SIWEM_PERC | High Demand Growth+Low Gas Supply+Delayed Build+Upgraded HVDC+Low Wind & Solar | -11.5927 | -3.1316 | 7.2404
2032 | SIWEM_PERC | High Demand Growth+Low Gas Supply+Delayed Build+Upgraded HVDC+Low Wind & Solar | -13.3541 | -3.7888 | 10.1078
2033 | SIWEM_PERC | High Demand Growth+Low Gas Supply+Delayed Build+Upgraded HVDC+Low Wind & Solar | -14.9631 | -5.6039 | 13.6323
2034 | SIWEM_PERC | High Demand Growth+Low Gas Supply+Delayed Build+Upgraded HVDC+Low Wind & Solar | -16.7004 | -7.5635 | 8.992
2035 | SIWEM_PERC | High Demand Growth+Low Gas Supply+Delayed Build+Upgraded HVDC+Low Wind & Solar | -17.9484 | -8.982 | 8.5585
2026 | NZWEM_PERC | High Demand Growth+Low Gas Supply+Delayed Build+Upgraded HVDC+Constrained Operational Capacity | 11.0538 | 11.0538 | 11.0538
2027 | NZWEM_PERC | High Demand Growth+Low Gas Supply+Delayed Build+Upgraded HVDC+Constrained Operational Capacity | 5.5446 | 5.677 | 5.8341
2028 | NZWEM_PERC | High Demand Growth+Low Gas Supply+Delayed Build+Upgraded HVDC+Constrained Operational Capacity | 2.0713 | 3.3665 | 3.6484
2029 | NZWEM_PERC | High Demand Growth+Low Gas Supply+Delayed Build+Upgraded HVDC+Constrained Operational Capacity | -1.4246 | 1.0428 | 1.8092
2030 | NZWEM_PERC | High Demand Growth+Low Gas Supply+Delayed Build+Upgraded HVDC+Constrained Operational Capacity | -6.9531 | 0.57695 | 6.942
2031 | NZWEM_PERC | High Demand Growth+Low Gas Supply+Delayed Build+Upgraded HVDC+Constrained Operational Capacity | -10.8242 | -1.068 | 5.9789
2032 | NZWEM_PERC | High Demand Growth+Low Gas Supply+Delayed Build+Upgraded HVDC+Constrained Operational Capacity | -13.7403 | -3.7078 | 7.7441
2033 | NZWEM_PERC | High Demand Growth+Low Gas Supply+Delayed Build+Upgraded HVDC+Constrained Operational Capacity | -15.9633 | -6.1152 | 9.7733
2034 | NZWEM_PERC | High Demand Growth+Low Gas Supply+Delayed Build+Upgraded HVDC+Constrained Operational Capacity | -18.1015 | -8.236 | 7.9848
2035 | NZWEM_PERC | High Demand Growth+Low Gas Supply+Delayed Build+Upgraded HVDC+Constrained Operational Capacity | -19.3335 | -9.3235 | 7.8769
2026 | NIWCM | High Demand Growth+Low Gas Supply+Delayed Build+Upgraded HVDC+Constrained Operational Capacity | 33.1014 | 33.1014 | 33.1014
2027 | NIWCM | High Demand Growth+Low Gas Supply+Delayed Build+Upgraded HVDC+Constrained Operational Capacity | 43.4476 | 43.4476 | 43.4476
2028 | NIWCM | High Demand Growth+Low Gas Supply+Delayed Build+Upgraded HVDC+Constrained Operational Capacity | -17.6468 | -17.6468 | -17.6468
2029 | NIWCM | High Demand Growth+Low Gas Supply+Delayed Build+Upgraded HVDC+Constrained Operational Capacity | -328.1855 | -245.962 | -245.962
2030 | NIWCM | High Demand Growth+Low Gas Supply+Delayed Build+Upgraded HVDC+Constrained Operational Capacity | -670.2911 | -155.2348 | -37.2556
2031 | NIWCM | High Demand Growth+Low Gas Supply+Delayed Build+Upgraded HVDC+Constrained Operational Capacity | -960.2824 | -304.5987 | -145.2796
2032 | NIWCM | High Demand Growth+Low Gas Supply+Delayed Build+Upgraded HVDC+Constrained Operational Capacity | -1218.5714 | -492.8813 | -277.1173
2033 | NIWCM | High Demand Growth+Low Gas Supply+Delayed Build+Upgraded HVDC+Constrained Operational Capacity | -1419.8106 | -754.5395 | -475.8272
2034 | NIWCM | High Demand Growth+Low Gas Supply+Delayed Build+Upgraded HVDC+Constrained Operational Capacity | -1621.5028 | -1013.7168 | -734.5266
2035 | NIWCM | High Demand Growth+Low Gas Supply+Delayed Build+Upgraded HVDC+Constrained Operational Capacity | -1660.4409 | -1025.1957 | -789.6907
2026 | SIWEM_PERC | High Demand Growth+Low Gas Supply+Delayed Build+Upgraded HVDC+Constrained Operational Capacity | 29.1422 | 29.1422 | 29.1422
2027 | SIWEM_PERC | High Demand Growth+Low Gas Supply+Delayed Build+Upgraded HVDC+Constrained Operational Capacity | 13.4172 | 13.7826 | 14.216
2028 | SIWEM_PERC | High Demand Growth+Low Gas Supply+Delayed Build+Upgraded HVDC+Constrained Operational Capacity | 7.3647 | 9.1124 | 9.1124
2029 | SIWEM_PERC | High Demand Growth+Low Gas Supply+Delayed Build+Upgraded HVDC+Constrained Operational Capacity | 0.6655 | 4.8979 | 4.8979
2030 | SIWEM_PERC | High Demand Growth+Low Gas Supply+Delayed Build+Upgraded HVDC+Constrained Operational Capacity | -5.5519 | 4.4101 | 15.9205
2031 | SIWEM_PERC | High Demand Growth+Low Gas Supply+Delayed Build+Upgraded HVDC+Constrained Operational Capacity | -10.8611 | -1.4855 | 13.0202
2032 | SIWEM_PERC | High Demand Growth+Low Gas Supply+Delayed Build+Upgraded HVDC+Constrained Operational Capacity | -12.6391 | -2.04 | 17.6076
2033 | SIWEM_PERC | High Demand Growth+Low Gas Supply+Delayed Build+Upgraded HVDC+Constrained Operational Capacity | -14.2635 | -3.8927 | 22.9101
2034 | SIWEM_PERC | High Demand Growth+Low Gas Supply+Delayed Build+Upgraded HVDC+Constrained Operational Capacity | -16.0174 | -5.893 | 18.2564
2035 | SIWEM_PERC | High Demand Growth+Low Gas Supply+Delayed Build+Upgraded HVDC+Constrained Operational Capacity | -17.2782 | -7.3427 | 18.0008
2026 | NZWEM_PERC | High Demand Growth+Low Gas Supply+Delayed Build+Upgraded HVDC+Constrained Operational Capacity+Low Wind & Solar | 10.1737 | 10.1737 | 10.1737
2027 | NZWEM_PERC | High Demand Growth+Low Gas Supply+Delayed Build+Upgraded HVDC+Constrained Operational Capacity+Low Wind & Solar | 4.6489 | 4.7684 | 4.9102
2028 | NZWEM_PERC | High Demand Growth+Low Gas Supply+Delayed Build+Upgraded HVDC+Constrained Operational Capacity+Low Wind & Solar | 0.99198 | 2.1609 | 2.4153
2029 | NZWEM_PERC | High Demand Growth+Low Gas Supply+Delayed Build+Upgraded HVDC+Constrained Operational Capacity+Low Wind & Solar | -2.5912 | -0.36448 | 0.32713
2030 | NZWEM_PERC | High Demand Growth+Low Gas Supply+Delayed Build+Upgraded HVDC+Constrained Operational Capacity+Low Wind & Solar | -8.1392 | -1.3436 | 4.4007
2031 | NZWEM_PERC | High Demand Growth+Low Gas Supply+Delayed Build+Upgraded HVDC+Constrained Operational Capacity+Low Wind & Solar | -11.9609 | -3.1562 | 3.2034
2032 | NZWEM_PERC | High Demand Growth+Low Gas Supply+Delayed Build+Upgraded HVDC+Constrained Operational Capacity+Low Wind & Solar | -14.8448 | -5.7908 | 4.5738
2033 | NZWEM_PERC | High Demand Growth+Low Gas Supply+Delayed Build+Upgraded HVDC+Constrained Operational Capacity+Low Wind & Solar | -17.0398 | -8.1452 | 6.2226
2034 | NZWEM_PERC | High Demand Growth+Low Gas Supply+Delayed Build+Upgraded HVDC+Constrained Operational Capacity+Low Wind & Solar | -19.1467 | -10.2366 | 4.4583
2035 | NZWEM_PERC | High Demand Growth+Low Gas Supply+Delayed Build+Upgraded HVDC+Constrained Operational Capacity+Low Wind & Solar | -20.354 | -11.277 | 4.3007
2026 | NIWCM | High Demand Growth+Low Gas Supply+Delayed Build+Upgraded HVDC+Constrained Operational Capacity+Low Wind & Solar | 33.1014 | 33.1014 | 33.1014
2027 | NIWCM | High Demand Growth+Low Gas Supply+Delayed Build+Upgraded HVDC+Constrained Operational Capacity+Low Wind & Solar | 43.4476 | 43.4476 | 43.4476
2028 | NIWCM | High Demand Growth+Low Gas Supply+Delayed Build+Upgraded HVDC+Constrained Operational Capacity+Low Wind & Solar | -17.6468 | -17.6468 | -17.6468
2029 | NIWCM | High Demand Growth+Low Gas Supply+Delayed Build+Upgraded HVDC+Constrained Operational Capacity+Low Wind & Solar | -328.1855 | -245.962 | -245.962
2030 | NIWCM | High Demand Growth+Low Gas Supply+Delayed Build+Upgraded HVDC+Constrained Operational Capacity+Low Wind & Solar | -670.2911 | -155.2348 | -37.2556
2031 | NIWCM | High Demand Growth+Low Gas Supply+Delayed Build+Upgraded HVDC+Constrained Operational Capacity+Low Wind & Solar | -960.2824 | -304.5987 | -145.2796
2032 | NIWCM | High Demand Growth+Low Gas Supply+Delayed Build+Upgraded HVDC+Constrained Operational Capacity+Low Wind & Solar | -1218.5714 | -492.8813 | -277.1173
2033 | NIWCM | High Demand Growth+Low Gas Supply+Delayed Build+Upgraded HVDC+Constrained Operational Capacity+Low Wind & Solar | -1419.8106 | -754.5395 | -475.8272
2034 | NIWCM | High Demand Growth+Low Gas Supply+Delayed Build+Upgraded HVDC+Constrained Operational Capacity+Low Wind & Solar | -1621.5028 | -1013.7168 | -734.5266
2035 | NIWCM | High Demand Growth+Low Gas Supply+Delayed Build+Upgraded HVDC+Constrained Operational Capacity+Low Wind & Solar | -1660.4409 | -1025.1957 | -789.6907
2026 | SIWEM_PERC | High Demand Growth+Low Gas Supply+Delayed Build+Upgraded HVDC+Constrained Operational Capacity+Low Wind & Solar | 26.6846 | 26.6846 | 26.6846
2027 | SIWEM_PERC | High Demand Growth+Low Gas Supply+Delayed Build+Upgraded HVDC+Constrained Operational Capacity+Low Wind & Solar | 11.0361 | 11.2758 | 11.667
2028 | SIWEM_PERC | High Demand Growth+Low Gas Supply+Delayed Build+Upgraded HVDC+Constrained Operational Capacity+Low Wind & Solar | 6.659 | 8.2362 | 8.2362
2029 | SIWEM_PERC | High Demand Growth+Low Gas Supply+Delayed Build+Upgraded HVDC+Constrained Operational Capacity+Low Wind & Solar | -0.026737 | 3.7929 | 3.7929
2030 | SIWEM_PERC | High Demand Growth+Low Gas Supply+Delayed Build+Upgraded HVDC+Constrained Operational Capacity+Low Wind & Solar | -6.3293 | 2.661 | 12.2309
2031 | SIWEM_PERC | High Demand Growth+Low Gas Supply+Delayed Build+Upgraded HVDC+Constrained Operational Capacity+Low Wind & Solar | -11.5927 | -3.1316 | 7.2404
2032 | SIWEM_PERC | High Demand Growth+Low Gas Supply+Delayed Build+Upgraded HVDC+Constrained Operational Capacity+Low Wind & Solar | -13.3541 | -3.7888 | 10.1078
2033 | SIWEM_PERC | High Demand Growth+Low Gas Supply+Delayed Build+Upgraded HVDC+Constrained Operational Capacity+Low Wind & Solar | -14.9631 | -5.6039 | 13.6323
2034 | SIWEM_PERC | High Demand Growth+Low Gas Supply+Delayed Build+Upgraded HVDC+Constrained Operational Capacity+Low Wind & Solar | -16.7004 | -7.5635 | 8.992
2035 | SIWEM_PERC | High Demand Growth+Low Gas Supply+Delayed Build+Upgraded HVDC+Constrained Operational Capacity+Low Wind & Solar | -17.9484 | -8.982 | 8.5585
2026 | NZWEM_PERC | High Demand Growth+Low Gas Supply+Reduced Rankine Availability | 11.52 | 11.5751 | 11.5751
2027 | NZWEM_PERC | High Demand Growth+Low Gas Supply+Reduced Rankine Availability | 4.7994 | 6.5203 | 6.8178
2028 | NZWEM_PERC | High Demand Growth+Low Gas Supply+Reduced Rankine Availability | -1.4219 | 5.8565 | 9.8934
2029 | NZWEM_PERC | High Demand Growth+Low Gas Supply+Reduced Rankine Availability | -7.2655 | 2.6366 | 10.4711
2030 | NZWEM_PERC | High Demand Growth+Low Gas Supply+Reduced Rankine Availability | -13.3695 | -2.158 | 10.1393
2031 | NZWEM_PERC | High Demand Growth+Low Gas Supply+Reduced Rankine Availability | -16.9731 | -6.1536 | 10.6241
2032 | NZWEM_PERC | High Demand Growth+Low Gas Supply+Reduced Rankine Availability | -19.7155 | -8.8815 | 8.2606
2033 | NZWEM_PERC | High Demand Growth+Low Gas Supply+Reduced Rankine Availability | -21.7864 | -11.2283 | 6.9139
2034 | NZWEM_PERC | High Demand Growth+Low Gas Supply+Reduced Rankine Availability | -23.7556 | -13.1579 | 4.458
2035 | NZWEM_PERC | High Demand Growth+Low Gas Supply+Reduced Rankine Availability | -24.8542 | -14.4305 | 2.7699
2026 | NIWCM | High Demand Growth+Low Gas Supply+Reduced Rankine Availability | 861.0651 | 861.8649 | 861.8649
2027 | NIWCM | High Demand Growth+Low Gas Supply+Reduced Rankine Availability | 758.7942 | 790.2942 | 794.8307
2028 | NIWCM | High Demand Growth+Low Gas Supply+Reduced Rankine Availability | 622.0837 | 1281.4444 | 1364.089
2029 | NIWCM | High Demand Growth+Low Gas Supply+Reduced Rankine Availability | 297.5139 | 1200.2743 | 1540.2082
2030 | NIWCM | High Demand Growth+Low Gas Supply+Reduced Rankine Availability | -164.5675 | 870.2072 | 1446.4574
2031 | NIWCM | High Demand Growth+Low Gas Supply+Reduced Rankine Availability | -434.7355 | 615.731 | 1443.8616
2032 | NIWCM | High Demand Growth+Low Gas Supply+Reduced Rankine Availability | -686.4304 | 383.8128 | 1250.447
2033 | NIWCM | High Demand Growth+Low Gas Supply+Reduced Rankine Availability | -1030.3219 | 45.0565 | 983.3998
2034 | NIWCM | High Demand Growth+Low Gas Supply+Reduced Rankine Availability | -1277.0362 | -191.2803 | 828.5097
2035 | NIWCM | High Demand Growth+Low Gas Supply+Reduced Rankine Availability | -1315.9743 | -273.65 | 748.1663
2026 | SIWEM_PERC | High Demand Growth+Low Gas Supply+Reduced Rankine Availability | 30.4441 | 30.598 | 30.598
2027 | SIWEM_PERC | High Demand Growth+Low Gas Supply+Reduced Rankine Availability | 14.9631 | 17.3952 | 17.3952
2028 | SIWEM_PERC | High Demand Growth+Low Gas Supply+Reduced Rankine Availability | 9.4253 | 21.0437 | 27.5608
2029 | SIWEM_PERC | High Demand Growth+Low Gas Supply+Reduced Rankine Availability | 2.2232 | 13.0406 | 26.3009
2030 | SIWEM_PERC | High Demand Growth+Low Gas Supply+Reduced Rankine Availability | -5.5519 | 5.9718 | 24.3451
2031 | SIWEM_PERC | High Demand Growth+Low Gas Supply+Reduced Rankine Availability | -10.8611 | -0.015648 | 25.0405
2032 | SIWEM_PERC | High Demand Growth+Low Gas Supply+Reduced Rankine Availability | -12.6391 | -2.04 | 18.9518
2033 | SIWEM_PERC | High Demand Growth+Low Gas Supply+Reduced Rankine Availability | -14.2635 | -3.8927 | 15.4386
2034 | SIWEM_PERC | High Demand Growth+Low Gas Supply+Reduced Rankine Availability | -16.0174 | -5.893 | 12.4414
2035 | SIWEM_PERC | High Demand Growth+Low Gas Supply+Reduced Rankine Availability | -17.2782 | -7.3427 | 10.6496
2026 | NZWEM_PERC | High Demand Growth+Low Gas Supply+Reduced Rankine Availability+Low Wind & Solar | 10.3631 | 10.4129 | 10.4129
2027 | NZWEM_PERC | High Demand Growth+Low Gas Supply+Reduced Rankine Availability+Low Wind & Solar | 3.5374 | 5.0904 | 5.3589
2028 | NZWEM_PERC | High Demand Growth+Low Gas Supply+Reduced Rankine Availability+Low Wind & Solar | -2.7206 | 3.8479 | 7.4911
2029 | NZWEM_PERC | High Demand Growth+Low Gas Supply+Reduced Rankine Availability+Low Wind & Solar | -8.5292 | 0.40707 | 7.4774
2030 | NZWEM_PERC | High Demand Growth+Low Gas Supply+Reduced Rankine Availability+Low Wind & Solar | -14.5556 | -4.3948 | 6.735
2031 | NZWEM_PERC | High Demand Growth+Low Gas Supply+Reduced Rankine Availability+Low Wind & Solar | -18.1098 | -8.2973 | 6.8747
2032 | NZWEM_PERC | High Demand Growth+Low Gas Supply+Reduced Rankine Availability+Low Wind & Solar | -20.82 | -10.9958 | 4.5338
2033 | NZWEM_PERC | High Demand Growth+Low Gas Supply+Reduced Rankine Availability+Low Wind & Solar | -22.8628 | -13.2888 | 3.1419
2034 | NZWEM_PERC | High Demand Growth+Low Gas Supply+Reduced Rankine Availability+Low Wind & Solar | -24.8007 | -15.1586 | 0.79538
2035 | NZWEM_PERC | High Demand Growth+Low Gas Supply+Reduced Rankine Availability+Low Wind & Solar | -25.8748 | -16.384 | -0.80633
2026 | NIWCM | High Demand Growth+Low Gas Supply+Reduced Rankine Availability+Low Wind & Solar | 861.0651 | 861.8649 | 861.8649
2027 | NIWCM | High Demand Growth+Low Gas Supply+Reduced Rankine Availability+Low Wind & Solar | 758.7942 | 790.2942 | 794.8307
2028 | NIWCM | High Demand Growth+Low Gas Supply+Reduced Rankine Availability+Low Wind & Solar | 622.0837 | 1281.4444 | 1364.089
2029 | NIWCM | High Demand Growth+Low Gas Supply+Reduced Rankine Availability+Low Wind & Solar | 297.5139 | 1200.2743 | 1540.2082
2030 | NIWCM | High Demand Growth+Low Gas Supply+Reduced Rankine Availability+Low Wind & Solar | -164.5675 | 870.2072 | 1446.4574
2031 | NIWCM | High Demand Growth+Low Gas Supply+Reduced Rankine Availability+Low Wind & Solar | -434.7355 | 615.731 | 1443.8616
2032 | NIWCM | High Demand Growth+Low Gas Supply+Reduced Rankine Availability+Low Wind & Solar | -686.4304 | 383.8128 | 1250.447
2033 | NIWCM | High Demand Growth+Low Gas Supply+Reduced Rankine Availability+Low Wind & Solar | -1030.3219 | 45.0565 | 983.3998
2034 | NIWCM | High Demand Growth+Low Gas Supply+Reduced Rankine Availability+Low Wind & Solar | -1277.0362 | -191.2803 | 828.5097
2035 | NIWCM | High Demand Growth+Low Gas Supply+Reduced Rankine Availability+Low Wind & Solar | -1315.9743 | -273.65 | 748.1663
2026 | SIWEM_PERC | High Demand Growth+Low Gas Supply+Reduced Rankine Availability+Low Wind & Solar | 27.2137 | 27.3525 | 27.3525
2027 | SIWEM_PERC | High Demand Growth+Low Gas Supply+Reduced Rankine Availability+Low Wind & Solar | 14.1675 | 16.3623 | 16.3623
2028 | SIWEM_PERC | High Demand Growth+Low Gas Supply+Reduced Rankine Availability+Low Wind & Solar | 8.5186 | 19.0039 | 24.8853
2029 | SIWEM_PERC | High Demand Growth+Low Gas Supply+Reduced Rankine Availability+Low Wind & Solar | 1.3791 | 11.1414 | 23.1083
2030 | SIWEM_PERC | High Demand Growth+Low Gas Supply+Reduced Rankine Availability+Low Wind & Solar | -6.3293 | 4.0704 | 19.1793
2031 | SIWEM_PERC | High Demand Growth+Low Gas Supply+Reduced Rankine Availability+Low Wind & Solar | -11.5927 | -1.8051 | 15.9195
2032 | SIWEM_PERC | High Demand Growth+Low Gas Supply+Reduced Rankine Availability+Low Wind & Solar | -13.3541 | -3.7888 | 13.5332
2033 | SIWEM_PERC | High Demand Growth+Low Gas Supply+Reduced Rankine Availability+Low Wind & Solar | -14.9631 | -5.6039 | 11.345
2034 | SIWEM_PERC | High Demand Growth+Low Gas Supply+Reduced Rankine Availability+Low Wind & Solar | -16.7004 | -7.5635 | 8.9827
2035 | SIWEM_PERC | High Demand Growth+Low Gas Supply+Reduced Rankine Availability+Low Wind & Solar | -17.9484 | -8.982 | 7.2554
2026 | NZWEM_PERC | High Demand Growth+Low Gas Supply+Reduced Rankine Availability+Constrained Operational Capacity | 11.52 | 11.5751 | 11.5751
2027 | NZWEM_PERC | High Demand Growth+Low Gas Supply+Reduced Rankine Availability+Constrained Operational Capacity | 4.7994 | 6.5203 | 6.8178
2028 | NZWEM_PERC | High Demand Growth+Low Gas Supply+Reduced Rankine Availability+Constrained Operational Capacity | -1.4219 | 5.8565 | 9.8934
2029 | NZWEM_PERC | High Demand Growth+Low Gas Supply+Reduced Rankine Availability+Constrained Operational Capacity | -7.2655 | 2.6366 | 10.4711
2030 | NZWEM_PERC | High Demand Growth+Low Gas Supply+Reduced Rankine Availability+Constrained Operational Capacity | -13.3695 | -2.158 | 10.1393
2031 | NZWEM_PERC | High Demand Growth+Low Gas Supply+Reduced Rankine Availability+Constrained Operational Capacity | -16.9731 | -6.1536 | 10.6241
2032 | NZWEM_PERC | High Demand Growth+Low Gas Supply+Reduced Rankine Availability+Constrained Operational Capacity | -19.7155 | -8.8815 | 8.2606
2033 | NZWEM_PERC | High Demand Growth+Low Gas Supply+Reduced Rankine Availability+Constrained Operational Capacity | -21.7864 | -11.2283 | 6.9139
2034 | NZWEM_PERC | High Demand Growth+Low Gas Supply+Reduced Rankine Availability+Constrained Operational Capacity | -23.7556 | -13.1579 | 4.458
2035 | NZWEM_PERC | High Demand Growth+Low Gas Supply+Reduced Rankine Availability+Constrained Operational Capacity | -24.8542 | -14.4305 | 2.7699
2026 | NIWCM | High Demand Growth+Low Gas Supply+Reduced Rankine Availability+Constrained Operational Capacity | 264.1721 | 264.1721 | 264.1721
2027 | NIWCM | High Demand Growth+Low Gas Supply+Reduced Rankine Availability+Constrained Operational Capacity | 132.3771 | 136.4832 | 136.4832
2028 | NIWCM | High Demand Growth+Low Gas Supply+Reduced Rankine Availability+Constrained Operational Capacity | -37.8407 | 458.1271 | 466.4696
2029 | NIWCM | High Demand Growth+Low Gas Supply+Reduced Rankine Availability+Constrained Operational Capacity | -378.2654 | 272.6758 | 430.5188
2030 | NIWCM | High Demand Growth+Low Gas Supply+Reduced Rankine Availability+Constrained Operational Capacity | -844.9146 | -101.8508 | 112.7787
2031 | NIWCM | High Demand Growth+Low Gas Supply+Reduced Rankine Availability+Constrained Operational Capacity | -1117.7439 | -363.3561 | -88.988
2032 | NIWCM | High Demand Growth+Low Gas Supply+Reduced Rankine Availability+Constrained Operational Capacity | -1376.0329 | -611.5536 | -314.8608
2033 | NIWCM | High Demand Growth+Low Gas Supply+Reduced Rankine Availability+Constrained Operational Capacity | -1650.2106 | -954.4803 | -644.3155
2034 | NIWCM | High Demand Growth+Low Gas Supply+Reduced Rankine Availability+Constrained Operational Capacity | -1851.9028 | -1174.0276 | -807.6084
2035 | NIWCM | High Demand Growth+Low Gas Supply+Reduced Rankine Availability+Constrained Operational Capacity | -1890.8409 | -1203.2637 | -890.5297
2026 | SIWEM_PERC | High Demand Growth+Low Gas Supply+Reduced Rankine Availability+Constrained Operational Capacity | 30.4441 | 30.598 | 30.598
2027 | SIWEM_PERC | High Demand Growth+Low Gas Supply+Reduced Rankine Availability+Constrained Operational Capacity | 14.9631 | 17.3952 | 17.3952
2028 | SIWEM_PERC | High Demand Growth+Low Gas Supply+Reduced Rankine Availability+Constrained Operational Capacity | 9.4253 | 21.0437 | 27.5608
2029 | SIWEM_PERC | High Demand Growth+Low Gas Supply+Reduced Rankine Availability+Constrained Operational Capacity | 2.2232 | 13.0406 | 26.3009
2030 | SIWEM_PERC | High Demand Growth+Low Gas Supply+Reduced Rankine Availability+Constrained Operational Capacity | -5.5519 | 5.9718 | 24.3451
2031 | SIWEM_PERC | High Demand Growth+Low Gas Supply+Reduced Rankine Availability+Constrained Operational Capacity | -10.8611 | -0.015648 | 25.0405
2032 | SIWEM_PERC | High Demand Growth+Low Gas Supply+Reduced Rankine Availability+Constrained Operational Capacity | -12.6391 | -2.04 | 18.9518
2033 | SIWEM_PERC | High Demand Growth+Low Gas Supply+Reduced Rankine Availability+Constrained Operational Capacity | -14.2635 | -3.8927 | 15.4386
2034 | SIWEM_PERC | High Demand Growth+Low Gas Supply+Reduced Rankine Availability+Constrained Operational Capacity | -16.0174 | -5.893 | 12.4414
2035 | SIWEM_PERC | High Demand Growth+Low Gas Supply+Reduced Rankine Availability+Constrained Operational Capacity | -17.2782 | -7.3427 | 10.6496
2026 | NZWEM_PERC | High Demand Growth+Low Gas Supply+Reduced Rankine Availability+Constrained Operational Capacity+Low Wind & Solar | 10.3631 | 10.4129 | 10.4129
2027 | NZWEM_PERC | High Demand Growth+Low Gas Supply+Reduced Rankine Availability+Constrained Operational Capacity+Low Wind & Solar | 3.5374 | 5.0904 | 5.3589
2028 | NZWEM_PERC | High Demand Growth+Low Gas Supply+Reduced Rankine Availability+Constrained Operational Capacity+Low Wind & Solar | -2.7206 | 3.8479 | 7.4911
2029 | NZWEM_PERC | High Demand Growth+Low Gas Supply+Reduced Rankine Availability+Constrained Operational Capacity+Low Wind & Solar | -8.5292 | 0.40707 | 7.4774
2030 | NZWEM_PERC | High Demand Growth+Low Gas Supply+Reduced Rankine Availability+Constrained Operational Capacity+Low Wind & Solar | -14.5556 | -4.3948 | 6.735
2031 | NZWEM_PERC | High Demand Growth+Low Gas Supply+Reduced Rankine Availability+Constrained Operational Capacity+Low Wind & Solar | -18.1098 | -8.2973 | 6.8747
2032 | NZWEM_PERC | High Demand Growth+Low Gas Supply+Reduced Rankine Availability+Constrained Operational Capacity+Low Wind & Solar | -20.82 | -10.9958 | 4.5338
2033 | NZWEM_PERC | High Demand Growth+Low Gas Supply+Reduced Rankine Availability+Constrained Operational Capacity+Low Wind & Solar | -22.8628 | -13.2888 | 3.1419
2034 | NZWEM_PERC | High Demand Growth+Low Gas Supply+Reduced Rankine Availability+Constrained Operational Capacity+Low Wind & Solar | -24.8007 | -15.1586 | 0.79538
2035 | NZWEM_PERC | High Demand Growth+Low Gas Supply+Reduced Rankine Availability+Constrained Operational Capacity+Low Wind & Solar | -25.8748 | -16.384 | -0.80633
2026 | NIWCM | High Demand Growth+Low Gas Supply+Reduced Rankine Availability+Constrained Operational Capacity+Low Wind & Solar | 264.1721 | 264.1721 | 264.1721
2027 | NIWCM | High Demand Growth+Low Gas Supply+Reduced Rankine Availability+Constrained Operational Capacity+Low Wind & Solar | 132.3771 | 136.4832 | 136.4832
2028 | NIWCM | High Demand Growth+Low Gas Supply+Reduced Rankine Availability+Constrained Operational Capacity+Low Wind & Solar | -37.8407 | 458.1271 | 466.4696
2029 | NIWCM | High Demand Growth+Low Gas Supply+Reduced Rankine Availability+Constrained Operational Capacity+Low Wind & Solar | -378.2654 | 272.6758 | 430.5188
2030 | NIWCM | High Demand Growth+Low Gas Supply+Reduced Rankine Availability+Constrained Operational Capacity+Low Wind & Solar | -844.9146 | -101.8508 | 112.7787
2031 | NIWCM | High Demand Growth+Low Gas Supply+Reduced Rankine Availability+Constrained Operational Capacity+Low Wind & Solar | -1117.7439 | -363.3561 | -88.988
2032 | NIWCM | High Demand Growth+Low Gas Supply+Reduced Rankine Availability+Constrained Operational Capacity+Low Wind & Solar | -1376.0329 | -611.5536 | -314.8608
2033 | NIWCM | High Demand Growth+Low Gas Supply+Reduced Rankine Availability+Constrained Operational Capacity+Low Wind & Solar | -1650.2106 | -954.4803 | -644.3155
2034 | NIWCM | High Demand Growth+Low Gas Supply+Reduced Rankine Availability+Constrained Operational Capacity+Low Wind & Solar | -1851.9028 | -1174.0276 | -807.6084
2035 | NIWCM | High Demand Growth+Low Gas Supply+Reduced Rankine Availability+Constrained Operational Capacity+Low Wind & Solar | -1890.8409 | -1203.2637 | -890.5297
2026 | SIWEM_PERC | High Demand Growth+Low Gas Supply+Reduced Rankine Availability+Constrained Operational Capacity+Low Wind & Solar | 27.2137 | 27.3525 | 27.3525
2027 | SIWEM_PERC | High Demand Growth+Low Gas Supply+Reduced Rankine Availability+Constrained Operational Capacity+Low Wind & Solar | 14.1675 | 16.3623 | 16.3623
2028 | SIWEM_PERC | High Demand Growth+Low Gas Supply+Reduced Rankine Availability+Constrained Operational Capacity+Low Wind & Solar | 8.5186 | 19.0039 | 24.8853
2029 | SIWEM_PERC | High Demand Growth+Low Gas Supply+Reduced Rankine Availability+Constrained Operational Capacity+Low Wind & Solar | 1.3791 | 11.1414 | 23.1083
2030 | SIWEM_PERC | High Demand Growth+Low Gas Supply+Reduced Rankine Availability+Constrained Operational Capacity+Low Wind & Solar | -6.3293 | 4.0704 | 19.1793
2031 | SIWEM_PERC | High Demand Growth+Low Gas Supply+Reduced Rankine Availability+Constrained Operational Capacity+Low Wind & Solar | -11.5927 | -1.8051 | 15.9195
2032 | SIWEM_PERC | High Demand Growth+Low Gas Supply+Reduced Rankine Availability+Constrained Operational Capacity+Low Wind & Solar | -13.3541 | -3.7888 | 13.5332
2033 | SIWEM_PERC | High Demand Growth+Low Gas Supply+Reduced Rankine Availability+Constrained Operational Capacity+Low Wind & Solar | -14.9631 | -5.6039 | 11.345
2034 | SIWEM_PERC | High Demand Growth+Low Gas Supply+Reduced Rankine Availability+Constrained Operational Capacity+Low Wind & Solar | -16.7004 | -7.5635 | 8.9827
2035 | SIWEM_PERC | High Demand Growth+Low Gas Supply+Reduced Rankine Availability+Constrained Operational Capacity+Low Wind & Solar | -17.9484 | -8.982 | 7.2554
2026 | NZWEM_PERC | High Demand Growth+Low Gas Supply+Reduced Rankine Availability+Upgraded HVDC | 11.52 | 11.5751 | 11.5751
2027 | NZWEM_PERC | High Demand Growth+Low Gas Supply+Reduced Rankine Availability+Upgraded HVDC | 4.7994 | 6.5203 | 6.8178
2028 | NZWEM_PERC | High Demand Growth+Low Gas Supply+Reduced Rankine Availability+Upgraded HVDC | -1.4219 | 5.8565 | 9.8934
2029 | NZWEM_PERC | High Demand Growth+Low Gas Supply+Reduced Rankine Availability+Upgraded HVDC | -7.2655 | 2.6366 | 10.4711
2030 | NZWEM_PERC | High Demand Growth+Low Gas Supply+Reduced Rankine Availability+Upgraded HVDC | -13.3695 | -2.158 | 10.1393
2031 | NZWEM_PERC | High Demand Growth+Low Gas Supply+Reduced Rankine Availability+Upgraded HVDC | -16.9731 | -6.1536 | 10.6241
2032 | NZWEM_PERC | High Demand Growth+Low Gas Supply+Reduced Rankine Availability+Upgraded HVDC | -19.7155 | -8.8815 | 8.2606
2033 | NZWEM_PERC | High Demand Growth+Low Gas Supply+Reduced Rankine Availability+Upgraded HVDC | -21.7864 | -11.2283 | 6.9139
2034 | NZWEM_PERC | High Demand Growth+Low Gas Supply+Reduced Rankine Availability+Upgraded HVDC | -23.7556 | -13.1579 | 4.458
2035 | NZWEM_PERC | High Demand Growth+Low Gas Supply+Reduced Rankine Availability+Upgraded HVDC | -24.8542 | -14.4305 | 2.7699
2026 | NIWCM | High Demand Growth+Low Gas Supply+Reduced Rankine Availability+Upgraded HVDC | 861.0651 | 861.8649 | 861.8649
2027 | NIWCM | High Demand Growth+Low Gas Supply+Reduced Rankine Availability+Upgraded HVDC | 758.7942 | 790.2942 | 794.8307
2028 | NIWCM | High Demand Growth+Low Gas Supply+Reduced Rankine Availability+Upgraded HVDC | 622.0837 | 1281.4444 | 1364.089
2029 | NIWCM | High Demand Growth+Low Gas Supply+Reduced Rankine Availability+Upgraded HVDC | 297.5139 | 1200.2743 | 1540.2082
2030 | NIWCM | High Demand Growth+Low Gas Supply+Reduced Rankine Availability+Upgraded HVDC | -164.5675 | 870.2072 | 1446.4574
2031 | NIWCM | High Demand Growth+Low Gas Supply+Reduced Rankine Availability+Upgraded HVDC | -434.7355 | 615.731 | 1443.8614
2032 | NIWCM | High Demand Growth+Low Gas Supply+Reduced Rankine Availability+Upgraded HVDC | -686.4304 | 383.8128 | 1250.447
2033 | NIWCM | High Demand Growth+Low Gas Supply+Reduced Rankine Availability+Upgraded HVDC | -1030.3219 | 45.0565 | 983.3998
2034 | NIWCM | High Demand Growth+Low Gas Supply+Reduced Rankine Availability+Upgraded HVDC | -1277.0362 | -191.2803 | 828.5097
2035 | NIWCM | High Demand Growth+Low Gas Supply+Reduced Rankine Availability+Upgraded HVDC | -1315.9743 | -273.65 | 748.1663
2026 | SIWEM_PERC | High Demand Growth+Low Gas Supply+Reduced Rankine Availability+Upgraded HVDC | 30.4441 | 30.598 | 30.598
2027 | SIWEM_PERC | High Demand Growth+Low Gas Supply+Reduced Rankine Availability+Upgraded HVDC | 14.9631 | 17.3952 | 17.3952
2028 | SIWEM_PERC | High Demand Growth+Low Gas Supply+Reduced Rankine Availability+Upgraded HVDC | 9.4253 | 21.0437 | 27.5608
2029 | SIWEM_PERC | High Demand Growth+Low Gas Supply+Reduced Rankine Availability+Upgraded HVDC | 2.2232 | 13.0406 | 26.3009
2030 | SIWEM_PERC | High Demand Growth+Low Gas Supply+Reduced Rankine Availability+Upgraded HVDC | -5.5519 | 5.9718 | 24.3451
2031 | SIWEM_PERC | High Demand Growth+Low Gas Supply+Reduced Rankine Availability+Upgraded HVDC | -10.8611 | -0.015648 | 25.0405
2032 | SIWEM_PERC | High Demand Growth+Low Gas Supply+Reduced Rankine Availability+Upgraded HVDC | -12.6391 | -2.04 | 18.9518
2033 | SIWEM_PERC | High Demand Growth+Low Gas Supply+Reduced Rankine Availability+Upgraded HVDC | -14.2635 | -3.8927 | 15.4386
2034 | SIWEM_PERC | High Demand Growth+Low Gas Supply+Reduced Rankine Availability+Upgraded HVDC | -16.0174 | -5.893 | 12.4414
2035 | SIWEM_PERC | High Demand Growth+Low Gas Supply+Reduced Rankine Availability+Upgraded HVDC | -17.2782 | -7.3427 | 10.6496
2026 | NZWEM_PERC | High Demand Growth+Low Gas Supply+Reduced Rankine Availability+Upgraded HVDC+Low Wind & Solar | 10.3631 | 10.4129 | 10.4129
2027 | NZWEM_PERC | High Demand Growth+Low Gas Supply+Reduced Rankine Availability+Upgraded HVDC+Low Wind & Solar | 3.5374 | 5.0904 | 5.3589
2028 | NZWEM_PERC | High Demand Growth+Low Gas Supply+Reduced Rankine Availability+Upgraded HVDC+Low Wind & Solar | -2.7206 | 3.8479 | 7.4911
2029 | NZWEM_PERC | High Demand Growth+Low Gas Supply+Reduced Rankine Availability+Upgraded HVDC+Low Wind & Solar | -8.5292 | 0.40707 | 7.4774
2030 | NZWEM_PERC | High Demand Growth+Low Gas Supply+Reduced Rankine Availability+Upgraded HVDC+Low Wind & Solar | -14.5556 | -4.3948 | 6.735
2031 | NZWEM_PERC | High Demand Growth+Low Gas Supply+Reduced Rankine Availability+Upgraded HVDC+Low Wind & Solar | -18.1098 | -8.2973 | 6.8747
2032 | NZWEM_PERC | High Demand Growth+Low Gas Supply+Reduced Rankine Availability+Upgraded HVDC+Low Wind & Solar | -20.82 | -10.9958 | 4.5338
2033 | NZWEM_PERC | High Demand Growth+Low Gas Supply+Reduced Rankine Availability+Upgraded HVDC+Low Wind & Solar | -22.8628 | -13.2888 | 3.1419
2034 | NZWEM_PERC | High Demand Growth+Low Gas Supply+Reduced Rankine Availability+Upgraded HVDC+Low Wind & Solar | -24.8007 | -15.1586 | 0.79538
2035 | NZWEM_PERC | High Demand Growth+Low Gas Supply+Reduced Rankine Availability+Upgraded HVDC+Low Wind & Solar | -25.8748 | -16.384 | -0.80633
2026 | NIWCM | High Demand Growth+Low Gas Supply+Reduced Rankine Availability+Upgraded HVDC+Low Wind & Solar | 861.0651 | 861.8649 | 861.8649
2027 | NIWCM | High Demand Growth+Low Gas Supply+Reduced Rankine Availability+Upgraded HVDC+Low Wind & Solar | 758.7942 | 790.2942 | 794.8307
2028 | NIWCM | High Demand Growth+Low Gas Supply+Reduced Rankine Availability+Upgraded HVDC+Low Wind & Solar | 622.0837 | 1281.4444 | 1364.089
2029 | NIWCM | High Demand Growth+Low Gas Supply+Reduced Rankine Availability+Upgraded HVDC+Low Wind & Solar | 297.5139 | 1200.2743 | 1540.2082
2030 | NIWCM | High Demand Growth+Low Gas Supply+Reduced Rankine Availability+Upgraded HVDC+Low Wind & Solar | -164.5675 | 870.2072 | 1446.4574
2031 | NIWCM | High Demand Growth+Low Gas Supply+Reduced Rankine Availability+Upgraded HVDC+Low Wind & Solar | -434.7355 | 615.731 | 1443.8614
2032 | NIWCM | High Demand Growth+Low Gas Supply+Reduced Rankine Availability+Upgraded HVDC+Low Wind & Solar | -686.4304 | 383.8128 | 1250.447
2033 | NIWCM | High Demand Growth+Low Gas Supply+Reduced Rankine Availability+Upgraded HVDC+Low Wind & Solar | -1030.3219 | 45.0565 | 983.3998
2034 | NIWCM | High Demand Growth+Low Gas Supply+Reduced Rankine Availability+Upgraded HVDC+Low Wind & Solar | -1277.0362 | -191.2803 | 828.5097
2035 | NIWCM | High Demand Growth+Low Gas Supply+Reduced Rankine Availability+Upgraded HVDC+Low Wind & Solar | -1315.9743 | -273.65 | 748.1663
2026 | SIWEM_PERC | High Demand Growth+Low Gas Supply+Reduced Rankine Availability+Upgraded HVDC+Low Wind & Solar | 27.2137 | 27.3525 | 27.3525
2027 | SIWEM_PERC | High Demand Growth+Low Gas Supply+Reduced Rankine Availability+Upgraded HVDC+Low Wind & Solar | 14.1675 | 16.3623 | 16.3623
2028 | SIWEM_PERC | High Demand Growth+Low Gas Supply+Reduced Rankine Availability+Upgraded HVDC+Low Wind & Solar | 8.5186 | 19.0039 | 24.8853
2029 | SIWEM_PERC | High Demand Growth+Low Gas Supply+Reduced Rankine Availability+Upgraded HVDC+Low Wind & Solar | 1.3791 | 11.1414 | 23.1083
2030 | SIWEM_PERC | High Demand Growth+Low Gas Supply+Reduced Rankine Availability+Upgraded HVDC+Low Wind & Solar | -6.3293 | 4.0704 | 19.1793
2031 | SIWEM_PERC | High Demand Growth+Low Gas Supply+Reduced Rankine Availability+Upgraded HVDC+Low Wind & Solar | -11.5927 | -1.8051 | 15.9195
2032 | SIWEM_PERC | High Demand Growth+Low Gas Supply+Reduced Rankine Availability+Upgraded HVDC+Low Wind & Solar | -13.3541 | -3.7888 | 13.5332
2033 | SIWEM_PERC | High Demand Growth+Low Gas Supply+Reduced Rankine Availability+Upgraded HVDC+Low Wind & Solar | -14.9631 | -5.6039 | 11.345
2034 | SIWEM_PERC | High Demand Growth+Low Gas Supply+Reduced Rankine Availability+Upgraded HVDC+Low Wind & Solar | -16.7004 | -7.5635 | 8.9827
2035 | SIWEM_PERC | High Demand Growth+Low Gas Supply+Reduced Rankine Availability+Upgraded HVDC+Low Wind & Solar | -17.9484 | -8.982 | 7.2554
2026 | NZWEM_PERC | High Demand Growth+Low Gas Supply+Reduced Rankine Availability+Upgraded HVDC+Constrained Operational Capacity | 11.52 | 11.5751 | 11.5751
2027 | NZWEM_PERC | High Demand Growth+Low Gas Supply+Reduced Rankine Availability+Upgraded HVDC+Constrained Operational Capacity | 4.7994 | 6.5203 | 6.8178
2028 | NZWEM_PERC | High Demand Growth+Low Gas Supply+Reduced Rankine Availability+Upgraded HVDC+Constrained Operational Capacity | -1.4219 | 5.8565 | 9.8934
2029 | NZWEM_PERC | High Demand Growth+Low Gas Supply+Reduced Rankine Availability+Upgraded HVDC+Constrained Operational Capacity | -7.2655 | 2.6366 | 10.4711
2030 | NZWEM_PERC | High Demand Growth+Low Gas Supply+Reduced Rankine Availability+Upgraded HVDC+Constrained Operational Capacity | -13.3695 | -2.158 | 10.1393
2031 | NZWEM_PERC | High Demand Growth+Low Gas Supply+Reduced Rankine Availability+Upgraded HVDC+Constrained Operational Capacity | -16.9731 | -6.1536 | 10.6241
2032 | NZWEM_PERC | High Demand Growth+Low Gas Supply+Reduced Rankine Availability+Upgraded HVDC+Constrained Operational Capacity | -19.7155 | -8.8815 | 8.2606
2033 | NZWEM_PERC | High Demand Growth+Low Gas Supply+Reduced Rankine Availability+Upgraded HVDC+Constrained Operational Capacity | -21.7864 | -11.2283 | 6.9139
2034 | NZWEM_PERC | High Demand Growth+Low Gas Supply+Reduced Rankine Availability+Upgraded HVDC+Constrained Operational Capacity | -23.7556 | -13.1579 | 4.458
2035 | NZWEM_PERC | High Demand Growth+Low Gas Supply+Reduced Rankine Availability+Upgraded HVDC+Constrained Operational Capacity | -24.8542 | -14.4305 | 2.7699
2026 | NIWCM | High Demand Growth+Low Gas Supply+Reduced Rankine Availability+Upgraded HVDC+Constrained Operational Capacity | 264.1721 | 264.1721 | 264.1721
2027 | NIWCM | High Demand Growth+Low Gas Supply+Reduced Rankine Availability+Upgraded HVDC+Constrained Operational Capacity | 132.3771 | 136.4832 | 136.4832
2028 | NIWCM | High Demand Growth+Low Gas Supply+Reduced Rankine Availability+Upgraded HVDC+Constrained Operational Capacity | -37.8407 | 458.1271 | 466.4696
2029 | NIWCM | High Demand Growth+Low Gas Supply+Reduced Rankine Availability+Upgraded HVDC+Constrained Operational Capacity | -378.2654 | 272.6758 | 430.5188
2030 | NIWCM | High Demand Growth+Low Gas Supply+Reduced Rankine Availability+Upgraded HVDC+Constrained Operational Capacity | -844.9146 | -101.8508 | 112.7787
2031 | NIWCM | High Demand Growth+Low Gas Supply+Reduced Rankine Availability+Upgraded HVDC+Constrained Operational Capacity | -1117.7439 | -363.3561 | -88.988
2032 | NIWCM | High Demand Growth+Low Gas Supply+Reduced Rankine Availability+Upgraded HVDC+Constrained Operational Capacity | -1376.0329 | -611.5536 | -314.8608
2033 | NIWCM | High Demand Growth+Low Gas Supply+Reduced Rankine Availability+Upgraded HVDC+Constrained Operational Capacity | -1650.2106 | -954.4803 | -644.3155
2034 | NIWCM | High Demand Growth+Low Gas Supply+Reduced Rankine Availability+Upgraded HVDC+Constrained Operational Capacity | -1851.9028 | -1174.0276 | -807.6084
2035 | NIWCM | High Demand Growth+Low Gas Supply+Reduced Rankine Availability+Upgraded HVDC+Constrained Operational Capacity | -1890.8409 | -1203.2637 | -890.5297
2026 | SIWEM_PERC | High Demand Growth+Low Gas Supply+Reduced Rankine Availability+Upgraded HVDC+Constrained Operational Capacity | 30.4441 | 30.598 | 30.598
2027 | SIWEM_PERC | High Demand Growth+Low Gas Supply+Reduced Rankine Availability+Upgraded HVDC+Constrained Operational Capacity | 14.9631 | 17.3952 | 17.3952
2028 | SIWEM_PERC | High Demand Growth+Low Gas Supply+Reduced Rankine Availability+Upgraded HVDC+Constrained Operational Capacity | 9.4253 | 21.0437 | 27.5608
2029 | SIWEM_PERC | High Demand Growth+Low Gas Supply+Reduced Rankine Availability+Upgraded HVDC+Constrained Operational Capacity | 2.2232 | 13.0406 | 26.3009
2030 | SIWEM_PERC | High Demand Growth+Low Gas Supply+Reduced Rankine Availability+Upgraded HVDC+Constrained Operational Capacity | -5.5519 | 5.9718 | 24.3451
2031 | SIWEM_PERC | High Demand Growth+Low Gas Supply+Reduced Rankine Availability+Upgraded HVDC+Constrained Operational Capacity | -10.8611 | -0.015648 | 25.0405
2032 | SIWEM_PERC | High Demand Growth+Low Gas Supply+Reduced Rankine Availability+Upgraded HVDC+Constrained Operational Capacity | -12.6391 | -2.04 | 18.9518
2033 | SIWEM_PERC | High Demand Growth+Low Gas Supply+Reduced Rankine Availability+Upgraded HVDC+Constrained Operational Capacity | -14.2635 | -3.8927 | 15.4386
2034 | SIWEM_PERC | High Demand Growth+Low Gas Supply+Reduced Rankine Availability+Upgraded HVDC+Constrained Operational Capacity | -16.0174 | -5.893 | 12.4414
2035 | SIWEM_PERC | High Demand Growth+Low Gas Supply+Reduced Rankine Availability+Upgraded HVDC+Constrained Operational Capacity | -17.2782 | -7.3427 | 10.6496
2026 | NZWEM_PERC | High Demand Growth+Low Gas Supply+Reduced Rankine Availability+Upgraded HVDC+Constrained Operational Capacity+Low Wind & Solar | 10.3631 | 10.4129 | 10.4129
2027 | NZWEM_PERC | High Demand Growth+Low Gas Supply+Reduced Rankine Availability+Upgraded HVDC+Constrained Operational Capacity+Low Wind & Solar | 3.5374 | 5.0904 | 5.3589
2028 | NZWEM_PERC | High Demand Growth+Low Gas Supply+Reduced Rankine Availability+Upgraded HVDC+Constrained Operational Capacity+Low Wind & Solar | -2.7206 | 3.8479 | 7.4911
2029 | NZWEM_PERC | High Demand Growth+Low Gas Supply+Reduced Rankine Availability+Upgraded HVDC+Constrained Operational Capacity+Low Wind & Solar | -8.5292 | 0.40707 | 7.4774
2030 | NZWEM_PERC | High Demand Growth+Low Gas Supply+Reduced Rankine Availability+Upgraded HVDC+Constrained Operational Capacity+Low Wind & Solar | -14.5556 | -4.3948 | 6.735
2031 | NZWEM_PERC | High Demand Growth+Low Gas Supply+Reduced Rankine Availability+Upgraded HVDC+Constrained Operational Capacity+Low Wind & Solar | -18.1098 | -8.2973 | 6.8747
2032 | NZWEM_PERC | High Demand Growth+Low Gas Supply+Reduced Rankine Availability+Upgraded HVDC+Constrained Operational Capacity+Low Wind & Solar | -20.82 | -10.9958 | 4.5338
2033 | NZWEM_PERC | High Demand Growth+Low Gas Supply+Reduced Rankine Availability+Upgraded HVDC+Constrained Operational Capacity+Low Wind & Solar | -22.8628 | -13.2888 | 3.1419
2034 | NZWEM_PERC | High Demand Growth+Low Gas Supply+Reduced Rankine Availability+Upgraded HVDC+Constrained Operational Capacity+Low Wind & Solar | -24.8007 | -15.1586 | 0.79538
2035 | NZWEM_PERC | High Demand Growth+Low Gas Supply+Reduced Rankine Availability+Upgraded HVDC+Constrained Operational Capacity+Low Wind & Solar | -25.8748 | -16.384 | -0.80633
2026 | NIWCM | High Demand Growth+Low Gas Supply+Reduced Rankine Availability+Upgraded HVDC+Constrained Operational Capacity+Low Wind & Solar | 264.1721 | 264.1721 | 264.1721
2027 | NIWCM | High Demand Growth+Low Gas Supply+Reduced Rankine Availability+Upgraded HVDC+Constrained Operational Capacity+Low Wind & Solar | 132.3771 | 136.4832 | 136.4832
2028 | NIWCM | High Demand Growth+Low Gas Supply+Reduced Rankine Availability+Upgraded HVDC+Constrained Operational Capacity+Low Wind & Solar | -37.8407 | 458.1271 | 466.4696
2029 | NIWCM | High Demand Growth+Low Gas Supply+Reduced Rankine Availability+Upgraded HVDC+Constrained Operational Capacity+Low Wind & Solar | -378.2654 | 272.6758 | 430.5188
2030 | NIWCM | High Demand Growth+Low Gas Supply+Reduced Rankine Availability+Upgraded HVDC+Constrained Operational Capacity+Low Wind & Solar | -844.9146 | -101.8508 | 112.7787
2031 | NIWCM | High Demand Growth+Low Gas Supply+Reduced Rankine Availability+Upgraded HVDC+Constrained Operational Capacity+Low Wind & Solar | -1117.7439 | -363.3561 | -88.988
2032 | NIWCM | High Demand Growth+Low Gas Supply+Reduced Rankine Availability+Upgraded HVDC+Constrained Operational Capacity+Low Wind & Solar | -1376.0329 | -611.5536 | -314.8608
2033 | NIWCM | High Demand Growth+Low Gas Supply+Reduced Rankine Availability+Upgraded HVDC+Constrained Operational Capacity+Low Wind & Solar | -1650.2106 | -954.4803 | -644.3155
2034 | NIWCM | High Demand Growth+Low Gas Supply+Reduced Rankine Availability+Upgraded HVDC+Constrained Operational Capacity+Low Wind & Solar | -1851.9028 | -1174.0276 | -807.6084
2035 | NIWCM | High Demand Growth+Low Gas Supply+Reduced Rankine Availability+Upgraded HVDC+Constrained Operational Capacity+Low Wind & Solar | -1890.8409 | -1203.2637 | -890.5297
2026 | SIWEM_PERC | High Demand Growth+Low Gas Supply+Reduced Rankine Availability+Upgraded HVDC+Constrained Operational Capacity+Low Wind & Solar | 27.2137 | 27.3525 | 27.3525
2027 | SIWEM_PERC | High Demand Growth+Low Gas Supply+Reduced Rankine Availability+Upgraded HVDC+Constrained Operational Capacity+Low Wind & Solar | 14.1675 | 16.3623 | 16.3623
2028 | SIWEM_PERC | High Demand Growth+Low Gas Supply+Reduced Rankine Availability+Upgraded HVDC+Constrained Operational Capacity+Low Wind & Solar | 8.5186 | 19.0039 | 24.8853
2029 | SIWEM_PERC | High Demand Growth+Low Gas Supply+Reduced Rankine Availability+Upgraded HVDC+Constrained Operational Capacity+Low Wind & Solar | 1.3791 | 11.1414 | 23.1083
2030 | SIWEM_PERC | High Demand Growth+Low Gas Supply+Reduced Rankine Availability+Upgraded HVDC+Constrained Operational Capacity+Low Wind & Solar | -6.3293 | 4.0704 | 19.1793
2031 | SIWEM_PERC | High Demand Growth+Low Gas Supply+Reduced Rankine Availability+Upgraded HVDC+Constrained Operational Capacity+Low Wind & Solar | -11.5927 | -1.8051 | 15.9195
2032 | SIWEM_PERC | High Demand Growth+Low Gas Supply+Reduced Rankine Availability+Upgraded HVDC+Constrained Operational Capacity+Low Wind & Solar | -13.3541 | -3.7888 | 13.5332
2033 | SIWEM_PERC | High Demand Growth+Low Gas Supply+Reduced Rankine Availability+Upgraded HVDC+Constrained Operational Capacity+Low Wind & Solar | -14.9631 | -5.6039 | 11.345
2034 | SIWEM_PERC | High Demand Growth+Low Gas Supply+Reduced Rankine Availability+Upgraded HVDC+Constrained Operational Capacity+Low Wind & Solar | -16.7004 | -7.5635 | 8.9827
2035 | SIWEM_PERC | High Demand Growth+Low Gas Supply+Reduced Rankine Availability+Upgraded HVDC+Constrained Operational Capacity+Low Wind & Solar | -17.9484 | -8.982 | 7.2554
2026 | NZWEM_PERC | High Demand Growth+Low Gas Supply+Reduced Rankine Availability+Delayed Build | 7.0494 | 7.0494 | 7.0494
2027 | NZWEM_PERC | High Demand Growth+Low Gas Supply+Reduced Rankine Availability+Delayed Build | -2.1041 | -1.9717 | -1.8145
2028 | NZWEM_PERC | High Demand Growth+Low Gas Supply+Reduced Rankine Availability+Delayed Build | -5.1759 | -3.8806 | -3.5987
2029 | NZWEM_PERC | High Demand Growth+Low Gas Supply+Reduced Rankine Availability+Delayed Build | -8.2608 | -5.7934 | -5.027
2030 | NZWEM_PERC | High Demand Growth+Low Gas Supply+Reduced Rankine Availability+Delayed Build | -13.3695 | -5.8394 | 0.52565
2031 | NZWEM_PERC | High Demand Growth+Low Gas Supply+Reduced Rankine Availability+Delayed Build | -16.9731 | -7.2169 | -0.17003
2032 | NZWEM_PERC | High Demand Growth+Low Gas Supply+Reduced Rankine Availability+Delayed Build | -19.7155 | -9.683 | 1.7688
2033 | NZWEM_PERC | High Demand Growth+Low Gas Supply+Reduced Rankine Availability+Delayed Build | -21.7864 | -11.9382 | 3.9503
2034 | NZWEM_PERC | High Demand Growth+Low Gas Supply+Reduced Rankine Availability+Delayed Build | -23.7556 | -13.8901 | 2.3307
2035 | NZWEM_PERC | High Demand Growth+Low Gas Supply+Reduced Rankine Availability+Delayed Build | -24.8542 | -14.8443 | 2.3562
2026 | NIWCM | High Demand Growth+Low Gas Supply+Reduced Rankine Availability+Delayed Build | 567.4665 | 567.4665 | 567.4665
2027 | NIWCM | High Demand Growth+Low Gas Supply+Reduced Rankine Availability+Delayed Build | 357.3296 | 359.3773 | 361.8498
2028 | NIWCM | High Demand Growth+Low Gas Supply+Reduced Rankine Availability+Delayed Build | 365.0577 | 385.9802 | 390.5167
2029 | NIWCM | High Demand Growth+Low Gas Supply+Reduced Rankine Availability+Delayed Build | 88.2206 | 217.6526 | 231.2449
2030 | NIWCM | High Demand Growth+Low Gas Supply+Reduced Rankine Availability+Delayed Build | -220.344 | 510.8499 | 809.874
2031 | NIWCM | High Demand Growth+Low Gas Supply+Reduced Rankine Availability+Delayed Build | -507.674 | 432.9924 | 799.4667
2032 | NIWCM | High Demand Growth+Low Gas Supply+Reduced Rankine Availability+Delayed Build | -759.3689 | 257.5051 | 855.2885
2033 | NIWCM | High Demand Growth+Low Gas Supply+Reduced Rankine Availability+Delayed Build | -1030.3219 | 0.017275 | 838.9581
2034 | NIWCM | High Demand Growth+Low Gas Supply+Reduced Rankine Availability+Delayed Build | -1277.0362 | -261.3695 | 613.9915
2035 | NIWCM | High Demand Growth+Low Gas Supply+Reduced Rankine Availability+Delayed Build | -1315.9743 | -325.982 | 618.6053
2026 | SIWEM_PERC | High Demand Growth+Low Gas Supply+Reduced Rankine Availability+Delayed Build | 17.9605 | 17.9605 | 17.9605
2027 | SIWEM_PERC | High Demand Growth+Low Gas Supply+Reduced Rankine Availability+Delayed Build | 11.4933 | 11.56 | 11.56
2028 | SIWEM_PERC | High Demand Growth+Low Gas Supply+Reduced Rankine Availability+Delayed Build | 7.3647 | 9.1124 | 9.1124
2029 | SIWEM_PERC | High Demand Growth+Low Gas Supply+Reduced Rankine Availability+Delayed Build | 0.6655 | 4.8979 | 4.8979
2030 | SIWEM_PERC | High Demand Growth+Low Gas Supply+Reduced Rankine Availability+Delayed Build | -5.5519 | 4.4101 | 15.0142
2031 | SIWEM_PERC | High Demand Growth+Low Gas Supply+Reduced Rankine Availability+Delayed Build | -10.8611 | -1.4855 | 10.0074
2032 | SIWEM_PERC | High Demand Growth+Low Gas Supply+Reduced Rankine Availability+Delayed Build | -12.6391 | -2.04 | 13.3585
2033 | SIWEM_PERC | High Demand Growth+Low Gas Supply+Reduced Rankine Availability+Delayed Build | -14.2635 | -3.8927 | 14.8879
2034 | SIWEM_PERC | High Demand Growth+Low Gas Supply+Reduced Rankine Availability+Delayed Build | -16.0174 | -5.893 | 12.4414
2035 | SIWEM_PERC | High Demand Growth+Low Gas Supply+Reduced Rankine Availability+Delayed Build | -17.2782 | -7.3427 | 10.6496
2026 | NZWEM_PERC | High Demand Growth+Low Gas Supply+Reduced Rankine Availability+Delayed Build+Low Wind & Solar | 6.1693 | 6.1693 | 6.1693
2027 | NZWEM_PERC | High Demand Growth+Low Gas Supply+Reduced Rankine Availability+Delayed Build+Low Wind & Solar | -2.9998 | -2.8803 | -2.7385
2028 | NZWEM_PERC | High Demand Growth+Low Gas Supply+Reduced Rankine Availability+Delayed Build+Low Wind & Solar | -6.2552 | -5.0862 | -4.8319
2029 | NZWEM_PERC | High Demand Growth+Low Gas Supply+Reduced Rankine Availability+Delayed Build+Low Wind & Solar | -9.4274 | -7.2007 | -6.509
2030 | NZWEM_PERC | High Demand Growth+Low Gas Supply+Reduced Rankine Availability+Delayed Build+Low Wind & Solar | -14.5556 | -7.76 | -2.0157
2031 | NZWEM_PERC | High Demand Growth+Low Gas Supply+Reduced Rankine Availability+Delayed Build+Low Wind & Solar | -18.1098 | -9.3052 | -2.9456
2032 | NZWEM_PERC | High Demand Growth+Low Gas Supply+Reduced Rankine Availability+Delayed Build+Low Wind & Solar | -20.82 | -11.7661 | -1.4015
2033 | NZWEM_PERC | High Demand Growth+Low Gas Supply+Reduced Rankine Availability+Delayed Build+Low Wind & Solar | -22.8628 | -13.9682 | 0.39956
2034 | NZWEM_PERC | High Demand Growth+Low Gas Supply+Reduced Rankine Availability+Delayed Build+Low Wind & Solar | -24.8007 | -15.8907 | -1.1958
2035 | NZWEM_PERC | High Demand Growth+Low Gas Supply+Reduced Rankine Availability+Delayed Build+Low Wind & Solar | -25.8748 | -16.7978 | -1.2201
2026 | NIWCM | High Demand Growth+Low Gas Supply+Reduced Rankine Availability+Delayed Build+Low Wind & Solar | 567.4665 | 567.4665 | 567.4665
2027 | NIWCM | High Demand Growth+Low Gas Supply+Reduced Rankine Availability+Delayed Build+Low Wind & Solar | 357.3296 | 359.3773 | 361.8498
2028 | NIWCM | High Demand Growth+Low Gas Supply+Reduced Rankine Availability+Delayed Build+Low Wind & Solar | 365.0577 | 385.9802 | 390.5167
2029 | NIWCM | High Demand Growth+Low Gas Supply+Reduced Rankine Availability+Delayed Build+Low Wind & Solar | 88.2206 | 217.6526 | 231.2449
2030 | NIWCM | High Demand Growth+Low Gas Supply+Reduced Rankine Availability+Delayed Build+Low Wind & Solar | -220.344 | 510.8499 | 809.874
2031 | NIWCM | High Demand Growth+Low Gas Supply+Reduced Rankine Availability+Delayed Build+Low Wind & Solar | -507.674 | 432.9924 | 799.4667
2032 | NIWCM | High Demand Growth+Low Gas Supply+Reduced Rankine Availability+Delayed Build+Low Wind & Solar | -759.3689 | 257.5051 | 855.2885
2033 | NIWCM | High Demand Growth+Low Gas Supply+Reduced Rankine Availability+Delayed Build+Low Wind & Solar | -1030.3219 | 0.017275 | 838.9581
2034 | NIWCM | High Demand Growth+Low Gas Supply+Reduced Rankine Availability+Delayed Build+Low Wind & Solar | -1277.0362 | -261.3695 | 613.9915
2035 | NIWCM | High Demand Growth+Low Gas Supply+Reduced Rankine Availability+Delayed Build+Low Wind & Solar | -1315.9743 | -325.982 | 618.6053
2026 | SIWEM_PERC | High Demand Growth+Low Gas Supply+Reduced Rankine Availability+Delayed Build+Low Wind & Solar | 15.8428 | 15.8428 | 15.8428
2027 | SIWEM_PERC | High Demand Growth+Low Gas Supply+Reduced Rankine Availability+Delayed Build+Low Wind & Solar | 11.0361 | 11.0963 | 11.0963
2028 | SIWEM_PERC | High Demand Growth+Low Gas Supply+Reduced Rankine Availability+Delayed Build+Low Wind & Solar | 6.659 | 8.2362 | 8.2362
2029 | SIWEM_PERC | High Demand Growth+Low Gas Supply+Reduced Rankine Availability+Delayed Build+Low Wind & Solar | -0.026737 | 3.7929 | 3.7929
2030 | SIWEM_PERC | High Demand Growth+Low Gas Supply+Reduced Rankine Availability+Delayed Build+Low Wind & Solar | -6.3293 | 2.661 | 12.2309
2031 | SIWEM_PERC | High Demand Growth+Low Gas Supply+Reduced Rankine Availability+Delayed Build+Low Wind & Solar | -11.5927 | -3.1316 | 7.2404
2032 | SIWEM_PERC | High Demand Growth+Low Gas Supply+Reduced Rankine Availability+Delayed Build+Low Wind & Solar | -13.3541 | -3.7888 | 10.1078
2033 | SIWEM_PERC | High Demand Growth+Low Gas Supply+Reduced Rankine Availability+Delayed Build+Low Wind & Solar | -14.9631 | -5.6039 | 11.345
2034 | SIWEM_PERC | High Demand Growth+Low Gas Supply+Reduced Rankine Availability+Delayed Build+Low Wind & Solar | -16.7004 | -7.5635 | 8.9827
2035 | SIWEM_PERC | High Demand Growth+Low Gas Supply+Reduced Rankine Availability+Delayed Build+Low Wind & Solar | -17.9484 | -8.982 | 7.2554
2026 | NZWEM_PERC | High Demand Growth+Low Gas Supply+Reduced Rankine Availability+Delayed Build+Constrained Operational Capacity | 7.0494 | 7.0494 | 7.0494
2027 | NZWEM_PERC | High Demand Growth+Low Gas Supply+Reduced Rankine Availability+Delayed Build+Constrained Operational Capacity | -2.1041 | -1.9717 | -1.8145
2028 | NZWEM_PERC | High Demand Growth+Low Gas Supply+Reduced Rankine Availability+Delayed Build+Constrained Operational Capacity | -5.1759 | -3.8806 | -3.5987
2029 | NZWEM_PERC | High Demand Growth+Low Gas Supply+Reduced Rankine Availability+Delayed Build+Constrained Operational Capacity | -8.2608 | -5.7934 | -5.027
2030 | NZWEM_PERC | High Demand Growth+Low Gas Supply+Reduced Rankine Availability+Delayed Build+Constrained Operational Capacity | -13.3695 | -5.8394 | 0.52565
2031 | NZWEM_PERC | High Demand Growth+Low Gas Supply+Reduced Rankine Availability+Delayed Build+Constrained Operational Capacity | -16.9731 | -7.2169 | -0.17003
2032 | NZWEM_PERC | High Demand Growth+Low Gas Supply+Reduced Rankine Availability+Delayed Build+Constrained Operational Capacity | -19.7155 | -9.683 | 1.7688
2033 | NZWEM_PERC | High Demand Growth+Low Gas Supply+Reduced Rankine Availability+Delayed Build+Constrained Operational Capacity | -21.7864 | -11.9382 | 3.9503
2034 | NZWEM_PERC | High Demand Growth+Low Gas Supply+Reduced Rankine Availability+Delayed Build+Constrained Operational Capacity | -23.7556 | -13.8901 | 2.3307
2035 | NZWEM_PERC | High Demand Growth+Low Gas Supply+Reduced Rankine Availability+Delayed Build+Constrained Operational Capacity | -24.8542 | -14.8443 | 2.3562
2026 | NIWCM | High Demand Growth+Low Gas Supply+Reduced Rankine Availability+Delayed Build+Constrained Operational Capacity | 33.1014 | 33.1014 | 33.1014
2027 | NIWCM | High Demand Growth+Low Gas Supply+Reduced Rankine Availability+Delayed Build+Constrained Operational Capacity | -186.9524 | -186.9524 | -186.9524
2028 | NIWCM | High Demand Growth+Low Gas Supply+Reduced Rankine Availability+Delayed Build+Constrained Operational Capacity | -248.0468 | -248.0468 | -248.0468
2029 | NIWCM | High Demand Growth+Low Gas Supply+Reduced Rankine Availability+Delayed Build+Constrained Operational Capacity | -558.5855 | -476.362 | -476.362
2030 | NIWCM | High Demand Growth+Low Gas Supply+Reduced Rankine Availability+Delayed Build+Constrained Operational Capacity | -900.6911 | -385.6348 | -267.6556
2031 | NIWCM | High Demand Growth+Low Gas Supply+Reduced Rankine Availability+Delayed Build+Constrained Operational Capacity | -1190.6824 | -534.9987 | -375.6796
2032 | NIWCM | High Demand Growth+Low Gas Supply+Reduced Rankine Availability+Delayed Build+Constrained Operational Capacity | -1448.9714 | -723.2813 | -507.5173
2033 | NIWCM | High Demand Growth+Low Gas Supply+Reduced Rankine Availability+Delayed Build+Constrained Operational Capacity | -1650.2106 | -984.9395 | -706.2272
2034 | NIWCM | High Demand Growth+Low Gas Supply+Reduced Rankine Availability+Delayed Build+Constrained Operational Capacity | -1851.9028 | -1244.1168 | -964.9266
2035 | NIWCM | High Demand Growth+Low Gas Supply+Reduced Rankine Availability+Delayed Build+Constrained Operational Capacity | -1890.8409 | -1255.5957 | -1020.0907
2026 | SIWEM_PERC | High Demand Growth+Low Gas Supply+Reduced Rankine Availability+Delayed Build+Constrained Operational Capacity | 17.9605 | 17.9605 | 17.9605
2027 | SIWEM_PERC | High Demand Growth+Low Gas Supply+Reduced Rankine Availability+Delayed Build+Constrained Operational Capacity | 11.4933 | 11.56 | 11.56
2028 | SIWEM_PERC | High Demand Growth+Low Gas Supply+Reduced Rankine Availability+Delayed Build+Constrained Operational Capacity | 7.3647 | 9.1124 | 9.1124
2029 | SIWEM_PERC | High Demand Growth+Low Gas Supply+Reduced Rankine Availability+Delayed Build+Constrained Operational Capacity | 0.6655 | 4.8979 | 4.8979
2030 | SIWEM_PERC | High Demand Growth+Low Gas Supply+Reduced Rankine Availability+Delayed Build+Constrained Operational Capacity | -5.5519 | 4.4101 | 15.0142
2031 | SIWEM_PERC | High Demand Growth+Low Gas Supply+Reduced Rankine Availability+Delayed Build+Constrained Operational Capacity | -10.8611 | -1.4855 | 10.0074
2032 | SIWEM_PERC | High Demand Growth+Low Gas Supply+Reduced Rankine Availability+Delayed Build+Constrained Operational Capacity | -12.6391 | -2.04 | 13.3585
2033 | SIWEM_PERC | High Demand Growth+Low Gas Supply+Reduced Rankine Availability+Delayed Build+Constrained Operational Capacity | -14.2635 | -3.8927 | 14.8879
2034 | SIWEM_PERC | High Demand Growth+Low Gas Supply+Reduced Rankine Availability+Delayed Build+Constrained Operational Capacity | -16.0174 | -5.893 | 12.4414
2035 | SIWEM_PERC | High Demand Growth+Low Gas Supply+Reduced Rankine Availability+Delayed Build+Constrained Operational Capacity | -17.2782 | -7.3427 | 10.6496
2026 | NZWEM_PERC | High Demand Growth+Low Gas Supply+Reduced Rankine Availability+Delayed Build+Constrained Operational Capacity+Low Wind & Solar | 6.1693 | 6.1693 | 6.1693
2027 | NZWEM_PERC | High Demand Growth+Low Gas Supply+Reduced Rankine Availability+Delayed Build+Constrained Operational Capacity+Low Wind & Solar | -2.9998 | -2.8803 | -2.7385
2028 | NZWEM_PERC | High Demand Growth+Low Gas Supply+Reduced Rankine Availability+Delayed Build+Constrained Operational Capacity+Low Wind & Solar | -6.2552 | -5.0862 | -4.8319
2029 | NZWEM_PERC | High Demand Growth+Low Gas Supply+Reduced Rankine Availability+Delayed Build+Constrained Operational Capacity+Low Wind & Solar | -9.4274 | -7.2007 | -6.509
2030 | NZWEM_PERC | High Demand Growth+Low Gas Supply+Reduced Rankine Availability+Delayed Build+Constrained Operational Capacity+Low Wind & Solar | -14.5556 | -7.76 | -2.0157
2031 | NZWEM_PERC | High Demand Growth+Low Gas Supply+Reduced Rankine Availability+Delayed Build+Constrained Operational Capacity+Low Wind & Solar | -18.1098 | -9.3052 | -2.9456
2032 | NZWEM_PERC | High Demand Growth+Low Gas Supply+Reduced Rankine Availability+Delayed Build+Constrained Operational Capacity+Low Wind & Solar | -20.82 | -11.7661 | -1.4015
2033 | NZWEM_PERC | High Demand Growth+Low Gas Supply+Reduced Rankine Availability+Delayed Build+Constrained Operational Capacity+Low Wind & Solar | -22.8628 | -13.9682 | 0.39956
2034 | NZWEM_PERC | High Demand Growth+Low Gas Supply+Reduced Rankine Availability+Delayed Build+Constrained Operational Capacity+Low Wind & Solar | -24.8007 | -15.8907 | -1.1958
2035 | NZWEM_PERC | High Demand Growth+Low Gas Supply+Reduced Rankine Availability+Delayed Build+Constrained Operational Capacity+Low Wind & Solar | -25.8748 | -16.7978 | -1.2201
2026 | NIWCM | High Demand Growth+Low Gas Supply+Reduced Rankine Availability+Delayed Build+Constrained Operational Capacity+Low Wind & Solar | 33.1014 | 33.1014 | 33.1014
2027 | NIWCM | High Demand Growth+Low Gas Supply+Reduced Rankine Availability+Delayed Build+Constrained Operational Capacity+Low Wind & Solar | -186.9524 | -186.9524 | -186.9524
2028 | NIWCM | High Demand Growth+Low Gas Supply+Reduced Rankine Availability+Delayed Build+Constrained Operational Capacity+Low Wind & Solar | -248.0468 | -248.0468 | -248.0468
2029 | NIWCM | High Demand Growth+Low Gas Supply+Reduced Rankine Availability+Delayed Build+Constrained Operational Capacity+Low Wind & Solar | -558.5855 | -476.362 | -476.362
2030 | NIWCM | High Demand Growth+Low Gas Supply+Reduced Rankine Availability+Delayed Build+Constrained Operational Capacity+Low Wind & Solar | -900.6911 | -385.6348 | -267.6556
2031 | NIWCM | High Demand Growth+Low Gas Supply+Reduced Rankine Availability+Delayed Build+Constrained Operational Capacity+Low Wind & Solar | -1190.6824 | -534.9987 | -375.6796
2032 | NIWCM | High Demand Growth+Low Gas Supply+Reduced Rankine Availability+Delayed Build+Constrained Operational Capacity+Low Wind & Solar | -1448.9714 | -723.2813 | -507.5173
2033 | NIWCM | High Demand Growth+Low Gas Supply+Reduced Rankine Availability+Delayed Build+Constrained Operational Capacity+Low Wind & Solar | -1650.2106 | -984.9395 | -706.2272
2034 | NIWCM | High Demand Growth+Low Gas Supply+Reduced Rankine Availability+Delayed Build+Constrained Operational Capacity+Low Wind & Solar | -1851.9028 | -1244.1168 | -964.9266
2035 | NIWCM | High Demand Growth+Low Gas Supply+Reduced Rankine Availability+Delayed Build+Constrained Operational Capacity+Low Wind & Solar | -1890.8409 | -1255.5957 | -1020.0907
2026 | SIWEM_PERC | High Demand Growth+Low Gas Supply+Reduced Rankine Availability+Delayed Build+Constrained Operational Capacity+Low Wind & Solar | 15.8428 | 15.8428 | 15.8428
2027 | SIWEM_PERC | High Demand Growth+Low Gas Supply+Reduced Rankine Availability+Delayed Build+Constrained Operational Capacity+Low Wind & Solar | 11.0361 | 11.0963 | 11.0963
2028 | SIWEM_PERC | High Demand Growth+Low Gas Supply+Reduced Rankine Availability+Delayed Build+Constrained Operational Capacity+Low Wind & Solar | 6.659 | 8.2362 | 8.2362
2029 | SIWEM_PERC | High Demand Growth+Low Gas Supply+Reduced Rankine Availability+Delayed Build+Constrained Operational Capacity+Low Wind & Solar | -0.026737 | 3.7929 | 3.7929
2030 | SIWEM_PERC | High Demand Growth+Low Gas Supply+Reduced Rankine Availability+Delayed Build+Constrained Operational Capacity+Low Wind & Solar | -6.3293 | 2.661 | 12.2309
2031 | SIWEM_PERC | High Demand Growth+Low Gas Supply+Reduced Rankine Availability+Delayed Build+Constrained Operational Capacity+Low Wind & Solar | -11.5927 | -3.1316 | 7.2404
2032 | SIWEM_PERC | High Demand Growth+Low Gas Supply+Reduced Rankine Availability+Delayed Build+Constrained Operational Capacity+Low Wind & Solar | -13.3541 | -3.7888 | 10.1078
2033 | SIWEM_PERC | High Demand Growth+Low Gas Supply+Reduced Rankine Availability+Delayed Build+Constrained Operational Capacity+Low Wind & Solar | -14.9631 | -5.6039 | 11.345
2034 | SIWEM_PERC | High Demand Growth+Low Gas Supply+Reduced Rankine Availability+Delayed Build+Constrained Operational Capacity+Low Wind & Solar | -16.7004 | -7.5635 | 8.9827
2035 | SIWEM_PERC | High Demand Growth+Low Gas Supply+Reduced Rankine Availability+Delayed Build+Constrained Operational Capacity+Low Wind & Solar | -17.9484 | -8.982 | 7.2554
2026 | NZWEM_PERC | High Demand Growth+Low Gas Supply+Reduced Rankine Availability+Delayed Build+Upgraded HVDC | 7.0494 | 7.0494 | 7.0494
2027 | NZWEM_PERC | High Demand Growth+Low Gas Supply+Reduced Rankine Availability+Delayed Build+Upgraded HVDC | -2.1041 | -1.9717 | -1.8145
2028 | NZWEM_PERC | High Demand Growth+Low Gas Supply+Reduced Rankine Availability+Delayed Build+Upgraded HVDC | -5.1759 | -3.8806 | -3.5987
2029 | NZWEM_PERC | High Demand Growth+Low Gas Supply+Reduced Rankine Availability+Delayed Build+Upgraded HVDC | -8.2608 | -5.7934 | -5.027
2030 | NZWEM_PERC | High Demand Growth+Low Gas Supply+Reduced Rankine Availability+Delayed Build+Upgraded HVDC | -13.3695 | -5.8394 | 0.52565
2031 | NZWEM_PERC | High Demand Growth+Low Gas Supply+Reduced Rankine Availability+Delayed Build+Upgraded HVDC | -16.9731 | -7.2169 | -0.17003
2032 | NZWEM_PERC | High Demand Growth+Low Gas Supply+Reduced Rankine Availability+Delayed Build+Upgraded HVDC | -19.7155 | -9.683 | 1.7688
2033 | NZWEM_PERC | High Demand Growth+Low Gas Supply+Reduced Rankine Availability+Delayed Build+Upgraded HVDC | -21.7864 | -11.9382 | 3.9503
2034 | NZWEM_PERC | High Demand Growth+Low Gas Supply+Reduced Rankine Availability+Delayed Build+Upgraded HVDC | -23.7556 | -13.8901 | 2.3307
2035 | NZWEM_PERC | High Demand Growth+Low Gas Supply+Reduced Rankine Availability+Delayed Build+Upgraded HVDC | -24.8542 | -14.8443 | 2.3562
2026 | NIWCM | High Demand Growth+Low Gas Supply+Reduced Rankine Availability+Delayed Build+Upgraded HVDC | 567.4665 | 567.4665 | 567.4665
2027 | NIWCM | High Demand Growth+Low Gas Supply+Reduced Rankine Availability+Delayed Build+Upgraded HVDC | 357.3296 | 359.3773 | 361.8498
2028 | NIWCM | High Demand Growth+Low Gas Supply+Reduced Rankine Availability+Delayed Build+Upgraded HVDC | 365.0577 | 385.9802 | 390.5167
2029 | NIWCM | High Demand Growth+Low Gas Supply+Reduced Rankine Availability+Delayed Build+Upgraded HVDC | 88.2206 | 217.6526 | 231.2449
2030 | NIWCM | High Demand Growth+Low Gas Supply+Reduced Rankine Availability+Delayed Build+Upgraded HVDC | -220.344 | 510.8499 | 809.874
2031 | NIWCM | High Demand Growth+Low Gas Supply+Reduced Rankine Availability+Delayed Build+Upgraded HVDC | -507.674 | 432.9924 | 799.4667
2032 | NIWCM | High Demand Growth+Low Gas Supply+Reduced Rankine Availability+Delayed Build+Upgraded HVDC | -759.3689 | 257.5051 | 855.2885
2033 | NIWCM | High Demand Growth+Low Gas Supply+Reduced Rankine Availability+Delayed Build+Upgraded HVDC | -1030.3219 | 0.017275 | 838.9581
2034 | NIWCM | High Demand Growth+Low Gas Supply+Reduced Rankine Availability+Delayed Build+Upgraded HVDC | -1277.0362 | -261.3695 | 613.9915
2035 | NIWCM | High Demand Growth+Low Gas Supply+Reduced Rankine Availability+Delayed Build+Upgraded HVDC | -1315.9743 | -325.982 | 618.6053
2026 | SIWEM_PERC | High Demand Growth+Low Gas Supply+Reduced Rankine Availability+Delayed Build+Upgraded HVDC | 17.9605 | 17.9605 | 17.9605
2027 | SIWEM_PERC | High Demand Growth+Low Gas Supply+Reduced Rankine Availability+Delayed Build+Upgraded HVDC | 11.4933 | 11.56 | 11.56
2028 | SIWEM_PERC | High Demand Growth+Low Gas Supply+Reduced Rankine Availability+Delayed Build+Upgraded HVDC | 7.3647 | 9.1124 | 9.1124
2029 | SIWEM_PERC | High Demand Growth+Low Gas Supply+Reduced Rankine Availability+Delayed Build+Upgraded HVDC | 0.6655 | 4.8979 | 4.8979
2030 | SIWEM_PERC | High Demand Growth+Low Gas Supply+Reduced Rankine Availability+Delayed Build+Upgraded HVDC | -5.5519 | 4.4101 | 15.0142
2031 | SIWEM_PERC | High Demand Growth+Low Gas Supply+Reduced Rankine Availability+Delayed Build+Upgraded HVDC | -10.8611 | -1.4855 | 10.0074
2032 | SIWEM_PERC | High Demand Growth+Low Gas Supply+Reduced Rankine Availability+Delayed Build+Upgraded HVDC | -12.6391 | -2.04 | 13.3585
2033 | SIWEM_PERC | High Demand Growth+Low Gas Supply+Reduced Rankine Availability+Delayed Build+Upgraded HVDC | -14.2635 | -3.8927 | 14.8879
2034 | SIWEM_PERC | High Demand Growth+Low Gas Supply+Reduced Rankine Availability+Delayed Build+Upgraded HVDC | -16.0174 | -5.893 | 12.4414
2035 | SIWEM_PERC | High Demand Growth+Low Gas Supply+Reduced Rankine Availability+Delayed Build+Upgraded HVDC | -17.2782 | -7.3427 | 10.6496
2026 | NZWEM_PERC | High Demand Growth+Low Gas Supply+Reduced Rankine Availability+Delayed Build+Upgraded HVDC+Low Wind & Solar | 6.1693 | 6.1693 | 6.1693
2027 | NZWEM_PERC | High Demand Growth+Low Gas Supply+Reduced Rankine Availability+Delayed Build+Upgraded HVDC+Low Wind & Solar | -2.9998 | -2.8803 | -2.7385
2028 | NZWEM_PERC | High Demand Growth+Low Gas Supply+Reduced Rankine Availability+Delayed Build+Upgraded HVDC+Low Wind & Solar | -6.2552 | -5.0862 | -4.8319
2029 | NZWEM_PERC | High Demand Growth+Low Gas Supply+Reduced Rankine Availability+Delayed Build+Upgraded HVDC+Low Wind & Solar | -9.4274 | -7.2007 | -6.509
2030 | NZWEM_PERC | High Demand Growth+Low Gas Supply+Reduced Rankine Availability+Delayed Build+Upgraded HVDC+Low Wind & Solar | -14.5556 | -7.76 | -2.0157
2031 | NZWEM_PERC | High Demand Growth+Low Gas Supply+Reduced Rankine Availability+Delayed Build+Upgraded HVDC+Low Wind & Solar | -18.1098 | -9.3052 | -2.9456
2032 | NZWEM_PERC | High Demand Growth+Low Gas Supply+Reduced Rankine Availability+Delayed Build+Upgraded HVDC+Low Wind & Solar | -20.82 | -11.7661 | -1.4015
2033 | NZWEM_PERC | High Demand Growth+Low Gas Supply+Reduced Rankine Availability+Delayed Build+Upgraded HVDC+Low Wind & Solar | -22.8628 | -13.9682 | 0.39956
2034 | NZWEM_PERC | High Demand Growth+Low Gas Supply+Reduced Rankine Availability+Delayed Build+Upgraded HVDC+Low Wind & Solar | -24.8007 | -15.8907 | -1.1958
2035 | NZWEM_PERC | High Demand Growth+Low Gas Supply+Reduced Rankine Availability+Delayed Build+Upgraded HVDC+Low Wind & Solar | -25.8748 | -16.7978 | -1.2201
2026 | NIWCM | High Demand Growth+Low Gas Supply+Reduced Rankine Availability+Delayed Build+Upgraded HVDC+Low Wind & Solar | 567.4665 | 567.4665 | 567.4665
2027 | NIWCM | High Demand Growth+Low Gas Supply+Reduced Rankine Availability+Delayed Build+Upgraded HVDC+Low Wind & Solar | 357.3296 | 359.3773 | 361.8498
2028 | NIWCM | High Demand Growth+Low Gas Supply+Reduced Rankine Availability+Delayed Build+Upgraded HVDC+Low Wind & Solar | 365.0577 | 385.9802 | 390.5167
2029 | NIWCM | High Demand Growth+Low Gas Supply+Reduced Rankine Availability+Delayed Build+Upgraded HVDC+Low Wind & Solar | 88.2206 | 217.6526 | 231.2449
2030 | NIWCM | High Demand Growth+Low Gas Supply+Reduced Rankine Availability+Delayed Build+Upgraded HVDC+Low Wind & Solar | -220.344 | 510.8499 | 809.874
2031 | NIWCM | High Demand Growth+Low Gas Supply+Reduced Rankine Availability+Delayed Build+Upgraded HVDC+Low Wind & Solar | -507.674 | 432.9924 | 799.4667
2032 | NIWCM | High Demand Growth+Low Gas Supply+Reduced Rankine Availability+Delayed Build+Upgraded HVDC+Low Wind & Solar | -759.3689 | 257.5051 | 855.2885
2033 | NIWCM | High Demand Growth+Low Gas Supply+Reduced Rankine Availability+Delayed Build+Upgraded HVDC+Low Wind & Solar | -1030.3219 | 0.017275 | 838.9581
2034 | NIWCM | High Demand Growth+Low Gas Supply+Reduced Rankine Availability+Delayed Build+Upgraded HVDC+Low Wind & Solar | -1277.0362 | -261.3695 | 613.9915
2035 | NIWCM | High Demand Growth+Low Gas Supply+Reduced Rankine Availability+Delayed Build+Upgraded HVDC+Low Wind & Solar | -1315.9743 | -325.982 | 618.6053
2026 | SIWEM_PERC | High Demand Growth+Low Gas Supply+Reduced Rankine Availability+Delayed Build+Upgraded HVDC+Low Wind & Solar | 15.8428 | 15.8428 | 15.8428
2027 | SIWEM_PERC | High Demand Growth+Low Gas Supply+Reduced Rankine Availability+Delayed Build+Upgraded HVDC+Low Wind & Solar | 11.0361 | 11.0963 | 11.0963
2028 | SIWEM_PERC | High Demand Growth+Low Gas Supply+Reduced Rankine Availability+Delayed Build+Upgraded HVDC+Low Wind & Solar | 6.659 | 8.2362 | 8.2362
2029 | SIWEM_PERC | High Demand Growth+Low Gas Supply+Reduced Rankine Availability+Delayed Build+Upgraded HVDC+Low Wind & Solar | -0.026737 | 3.7929 | 3.7929
2030 | SIWEM_PERC | High Demand Growth+Low Gas Supply+Reduced Rankine Availability+Delayed Build+Upgraded HVDC+Low Wind & Solar | -6.3293 | 2.661 | 12.2309
2031 | SIWEM_PERC | High Demand Growth+Low Gas Supply+Reduced Rankine Availability+Delayed Build+Upgraded HVDC+Low Wind & Solar | -11.5927 | -3.1316 | 7.2404
2032 | SIWEM_PERC | High Demand Growth+Low Gas Supply+Reduced Rankine Availability+Delayed Build+Upgraded HVDC+Low Wind & Solar | -13.3541 | -3.7888 | 10.1078
2033 | SIWEM_PERC | High Demand Growth+Low Gas Supply+Reduced Rankine Availability+Delayed Build+Upgraded HVDC+Low Wind & Solar | -14.9631 | -5.6039 | 11.345
2034 | SIWEM_PERC | High Demand Growth+Low Gas Supply+Reduced Rankine Availability+Delayed Build+Upgraded HVDC+Low Wind & Solar | -16.7004 | -7.5635 | 8.9827
2035 | SIWEM_PERC | High Demand Growth+Low Gas Supply+Reduced Rankine Availability+Delayed Build+Upgraded HVDC+Low Wind & Solar | -17.9484 | -8.982 | 7.2554
2026 | NZWEM_PERC | High Demand Growth+Low Gas Supply+Reduced Rankine Availability+Delayed Build+Upgraded HVDC+Constrained Operational Capacity | 7.0494 | 7.0494 | 7.0494
2027 | NZWEM_PERC | High Demand Growth+Low Gas Supply+Reduced Rankine Availability+Delayed Build+Upgraded HVDC+Constrained Operational Capacity | -2.1041 | -1.9717 | -1.8145
2028 | NZWEM_PERC | High Demand Growth+Low Gas Supply+Reduced Rankine Availability+Delayed Build+Upgraded HVDC+Constrained Operational Capacity | -5.1759 | -3.8806 | -3.5987
2029 | NZWEM_PERC | High Demand Growth+Low Gas Supply+Reduced Rankine Availability+Delayed Build+Upgraded HVDC+Constrained Operational Capacity | -8.2608 | -5.7934 | -5.027
2030 | NZWEM_PERC | High Demand Growth+Low Gas Supply+Reduced Rankine Availability+Delayed Build+Upgraded HVDC+Constrained Operational Capacity | -13.3695 | -5.8394 | 0.52565
2031 | NZWEM_PERC | High Demand Growth+Low Gas Supply+Reduced Rankine Availability+Delayed Build+Upgraded HVDC+Constrained Operational Capacity | -16.9731 | -7.2169 | -0.17003
2032 | NZWEM_PERC | High Demand Growth+Low Gas Supply+Reduced Rankine Availability+Delayed Build+Upgraded HVDC+Constrained Operational Capacity | -19.7155 | -9.683 | 1.7688
2033 | NZWEM_PERC | High Demand Growth+Low Gas Supply+Reduced Rankine Availability+Delayed Build+Upgraded HVDC+Constrained Operational Capacity | -21.7864 | -11.9382 | 3.9503
2034 | NZWEM_PERC | High Demand Growth+Low Gas Supply+Reduced Rankine Availability+Delayed Build+Upgraded HVDC+Constrained Operational Capacity | -23.7556 | -13.8901 | 2.3307
2035 | NZWEM_PERC | High Demand Growth+Low Gas Supply+Reduced Rankine Availability+Delayed Build+Upgraded HVDC+Constrained Operational Capacity | -24.8542 | -14.8443 | 2.3562
2026 | NIWCM | High Demand Growth+Low Gas Supply+Reduced Rankine Availability+Delayed Build+Upgraded HVDC+Constrained Operational Capacity | 33.1014 | 33.1014 | 33.1014
2027 | NIWCM | High Demand Growth+Low Gas Supply+Reduced Rankine Availability+Delayed Build+Upgraded HVDC+Constrained Operational Capacity | -186.9524 | -186.9524 | -186.9524
2028 | NIWCM | High Demand Growth+Low Gas Supply+Reduced Rankine Availability+Delayed Build+Upgraded HVDC+Constrained Operational Capacity | -248.0468 | -248.0468 | -248.0468
2029 | NIWCM | High Demand Growth+Low Gas Supply+Reduced Rankine Availability+Delayed Build+Upgraded HVDC+Constrained Operational Capacity | -558.5855 | -476.362 | -476.362
2030 | NIWCM | High Demand Growth+Low Gas Supply+Reduced Rankine Availability+Delayed Build+Upgraded HVDC+Constrained Operational Capacity | -900.6911 | -385.6348 | -267.6556
2031 | NIWCM | High Demand Growth+Low Gas Supply+Reduced Rankine Availability+Delayed Build+Upgraded HVDC+Constrained Operational Capacity | -1190.6824 | -534.9987 | -375.6796
2032 | NIWCM | High Demand Growth+Low Gas Supply+Reduced Rankine Availability+Delayed Build+Upgraded HVDC+Constrained Operational Capacity | -1448.9714 | -723.2813 | -507.5173
2033 | NIWCM | High Demand Growth+Low Gas Supply+Reduced Rankine Availability+Delayed Build+Upgraded HVDC+Constrained Operational Capacity | -1650.2106 | -984.9395 | -706.2272
2034 | NIWCM | High Demand Growth+Low Gas Supply+Reduced Rankine Availability+Delayed Build+Upgraded HVDC+Constrained Operational Capacity | -1851.9028 | -1244.1168 | -964.9266
2035 | NIWCM | High Demand Growth+Low Gas Supply+Reduced Rankine Availability+Delayed Build+Upgraded HVDC+Constrained Operational Capacity | -1890.8409 | -1255.5957 | -1020.0907
2026 | SIWEM_PERC | High Demand Growth+Low Gas Supply+Reduced Rankine Availability+Delayed Build+Upgraded HVDC+Constrained Operational Capacity | 17.9605 | 17.9605 | 17.9605
2027 | SIWEM_PERC | High Demand Growth+Low Gas Supply+Reduced Rankine Availability+Delayed Build+Upgraded HVDC+Constrained Operational Capacity | 11.4933 | 11.56 | 11.56
2028 | SIWEM_PERC | High Demand Growth+Low Gas Supply+Reduced Rankine Availability+Delayed Build+Upgraded HVDC+Constrained Operational Capacity | 7.3647 | 9.1124 | 9.1124
2029 | SIWEM_PERC | High Demand Growth+Low Gas Supply+Reduced Rankine Availability+Delayed Build+Upgraded HVDC+Constrained Operational Capacity | 0.6655 | 4.8979 | 4.8979
2030 | SIWEM_PERC | High Demand Growth+Low Gas Supply+Reduced Rankine Availability+Delayed Build+Upgraded HVDC+Constrained Operational Capacity | -5.5519 | 4.4101 | 15.0142
2031 | SIWEM_PERC | High Demand Growth+Low Gas Supply+Reduced Rankine Availability+Delayed Build+Upgraded HVDC+Constrained Operational Capacity | -10.8611 | -1.4855 | 10.0074
2032 | SIWEM_PERC | High Demand Growth+Low Gas Supply+Reduced Rankine Availability+Delayed Build+Upgraded HVDC+Constrained Operational Capacity | -12.6391 | -2.04 | 13.3585
2033 | SIWEM_PERC | High Demand Growth+Low Gas Supply+Reduced Rankine Availability+Delayed Build+Upgraded HVDC+Constrained Operational Capacity | -14.2635 | -3.8927 | 14.8879
2034 | SIWEM_PERC | High Demand Growth+Low Gas Supply+Reduced Rankine Availability+Delayed Build+Upgraded HVDC+Constrained Operational Capacity | -16.0174 | -5.893 | 12.4414
2035 | SIWEM_PERC | High Demand Growth+Low Gas Supply+Reduced Rankine Availability+Delayed Build+Upgraded HVDC+Constrained Operational Capacity | -17.2782 | -7.3427 | 10.6496
2026 | NZWEM_PERC | High Demand Growth+Low Gas Supply+Reduced Rankine Availability+Delayed Build+Upgraded HVDC+Constrained Operational Capacity+Low Wind & Solar | 6.1693 | 6.1693 | 6.1693
2027 | NZWEM_PERC | High Demand Growth+Low Gas Supply+Reduced Rankine Availability+Delayed Build+Upgraded HVDC+Constrained Operational Capacity+Low Wind & Solar | -2.9998 | -2.8803 | -2.7385
2028 | NZWEM_PERC | High Demand Growth+Low Gas Supply+Reduced Rankine Availability+Delayed Build+Upgraded HVDC+Constrained Operational Capacity+Low Wind & Solar | -6.2552 | -5.0862 | -4.8319
2029 | NZWEM_PERC | High Demand Growth+Low Gas Supply+Reduced Rankine Availability+Delayed Build+Upgraded HVDC+Constrained Operational Capacity+Low Wind & Solar | -9.4274 | -7.2007 | -6.509
2030 | NZWEM_PERC | High Demand Growth+Low Gas Supply+Reduced Rankine Availability+Delayed Build+Upgraded HVDC+Constrained Operational Capacity+Low Wind & Solar | -14.5556 | -7.76 | -2.0157
2031 | NZWEM_PERC | High Demand Growth+Low Gas Supply+Reduced Rankine Availability+Delayed Build+Upgraded HVDC+Constrained Operational Capacity+Low Wind & Solar | -18.1098 | -9.3052 | -2.9456
2032 | NZWEM_PERC | High Demand Growth+Low Gas Supply+Reduced Rankine Availability+Delayed Build+Upgraded HVDC+Constrained Operational Capacity+Low Wind & Solar | -20.82 | -11.7661 | -1.4015
2033 | NZWEM_PERC | High Demand Growth+Low Gas Supply+Reduced Rankine Availability+Delayed Build+Upgraded HVDC+Constrained Operational Capacity+Low Wind & Solar | -22.8628 | -13.9682 | 0.39956
2034 | NZWEM_PERC | High Demand Growth+Low Gas Supply+Reduced Rankine Availability+Delayed Build+Upgraded HVDC+Constrained Operational Capacity+Low Wind & Solar | -24.8007 | -15.8907 | -1.1958
2035 | NZWEM_PERC | High Demand Growth+Low Gas Supply+Reduced Rankine Availability+Delayed Build+Upgraded HVDC+Constrained Operational Capacity+Low Wind & Solar | -25.8748 | -16.7978 | -1.2201
2026 | NIWCM | High Demand Growth+Low Gas Supply+Reduced Rankine Availability+Delayed Build+Upgraded HVDC+Constrained Operational Capacity+Low Wind & Solar | 33.1014 | 33.1014 | 33.1014
2027 | NIWCM | High Demand Growth+Low Gas Supply+Reduced Rankine Availability+Delayed Build+Upgraded HVDC+Constrained Operational Capacity+Low Wind & Solar | -186.9524 | -186.9524 | -186.9524
2028 | NIWCM | High Demand Growth+Low Gas Supply+Reduced Rankine Availability+Delayed Build+Upgraded HVDC+Constrained Operational Capacity+Low Wind & Solar | -248.0468 | -248.0468 | -248.0468
2029 | NIWCM | High Demand Growth+Low Gas Supply+Reduced Rankine Availability+Delayed Build+Upgraded HVDC+Constrained Operational Capacity+Low Wind & Solar | -558.5855 | -476.362 | -476.362
2030 | NIWCM | High Demand Growth+Low Gas Supply+Reduced Rankine Availability+Delayed Build+Upgraded HVDC+Constrained Operational Capacity+Low Wind & Solar | -900.6911 | -385.6348 | -267.6556
2031 | NIWCM | High Demand Growth+Low Gas Supply+Reduced Rankine Availability+Delayed Build+Upgraded HVDC+Constrained Operational Capacity+Low Wind & Solar | -1190.6824 | -534.9987 | -375.6796
2032 | NIWCM | High Demand Growth+Low Gas Supply+Reduced Rankine Availability+Delayed Build+Upgraded HVDC+Constrained Operational Capacity+Low Wind & Solar | -1448.9714 | -723.2813 | -507.5173
2033 | NIWCM | High Demand Growth+Low Gas Supply+Reduced Rankine Availability+Delayed Build+Upgraded HVDC+Constrained Operational Capacity+Low Wind & Solar | -1650.2106 | -984.9395 | -706.2272
2034 | NIWCM | High Demand Growth+Low Gas Supply+Reduced Rankine Availability+Delayed Build+Upgraded HVDC+Constrained Operational Capacity+Low Wind & Solar | -1851.9028 | -1244.1168 | -964.9266
2035 | NIWCM | High Demand Growth+Low Gas Supply+Reduced Rankine Availability+Delayed Build+Upgraded HVDC+Constrained Operational Capacity+Low Wind & Solar | -1890.8409 | -1255.5957 | -1020.0907
2026 | SIWEM_PERC | High Demand Growth+Low Gas Supply+Reduced Rankine Availability+Delayed Build+Upgraded HVDC+Constrained Operational Capacity+Low Wind & Solar | 15.8428 | 15.8428 | 15.8428
2027 | SIWEM_PERC | High Demand Growth+Low Gas Supply+Reduced Rankine Availability+Delayed Build+Upgraded HVDC+Constrained Operational Capacity+Low Wind & Solar | 11.0361 | 11.0963 | 11.0963
2028 | SIWEM_PERC | High Demand Growth+Low Gas Supply+Reduced Rankine Availability+Delayed Build+Upgraded HVDC+Constrained Operational Capacity+Low Wind & Solar | 6.659 | 8.2362 | 8.2362
2029 | SIWEM_PERC | High Demand Growth+Low Gas Supply+Reduced Rankine Availability+Delayed Build+Upgraded HVDC+Constrained Operational Capacity+Low Wind & Solar | -0.026737 | 3.7929 | 3.7929
2030 | SIWEM_PERC | High Demand Growth+Low Gas Supply+Reduced Rankine Availability+Delayed Build+Upgraded HVDC+Constrained Operational Capacity+Low Wind & Solar | -6.3293 | 2.661 | 12.2309
2031 | SIWEM_PERC | High Demand Growth+Low Gas Supply+Reduced Rankine Availability+Delayed Build+Upgraded HVDC+Constrained Operational Capacity+Low Wind & Solar | -11.5927 | -3.1316 | 7.2404
2032 | SIWEM_PERC | High Demand Growth+Low Gas Supply+Reduced Rankine Availability+Delayed Build+Upgraded HVDC+Constrained Operational Capacity+Low Wind & Solar | -13.3541 | -3.7888 | 10.1078
2033 | SIWEM_PERC | High Demand Growth+Low Gas Supply+Reduced Rankine Availability+Delayed Build+Upgraded HVDC+Constrained Operational Capacity+Low Wind & Solar | -14.9631 | -5.6039 | 11.345
2034 | SIWEM_PERC | High Demand Growth+Low Gas Supply+Reduced Rankine Availability+Delayed Build+Upgraded HVDC+Constrained Operational Capacity+Low Wind & Solar | -16.7004 | -7.5635 | 8.9827
2035 | SIWEM_PERC | High Demand Growth+Low Gas Supply+Reduced Rankine Availability+Delayed Build+Upgraded HVDC+Constrained Operational Capacity+Low Wind & Solar | -17.9484 | -8.982 | 7.2554
2026 | NZWEM_PERC | High Demand Growth+Low Gas Supply+Increased Demand Response | 16.1169 | 16.1722 | 16.1722
2027 | NZWEM_PERC | High Demand Growth+Low Gas Supply+Increased Demand Response | 13.0247 | 14.7544 | 15.0535
2028 | NZWEM_PERC | High Demand Growth+Low Gas Supply+Increased Demand Response | 6.3679 | 13.6837 | 17.7412
2029 | NZWEM_PERC | High Demand Growth+Low Gas Supply+Increased Demand Response | 0.081279 | 10.0342 | 17.9088
2030 | NZWEM_PERC | High Demand Growth+Low Gas Supply+Increased Demand Response | -6.4759 | 4.7931 | 17.1534
2031 | NZWEM_PERC | High Demand Growth+Low Gas Supply+Increased Demand Response | -10.3669 | 0.50811 | 17.3719
2032 | NZWEM_PERC | High Demand Growth+Low Gas Supply+Increased Demand Response | -13.2979 | -2.4083 | 14.8216
2033 | NZWEM_PERC | High Demand Growth+Low Gas Supply+Increased Demand Response | -15.5324 | -4.9202 | 13.315
2034 | NZWEM_PERC | High Demand Growth+Low Gas Supply+Increased Demand Response | -17.6815 | -7.0295 | 10.6767
2035 | NZWEM_PERC | High Demand Growth+Low Gas Supply+Increased Demand Response | -18.9198 | -8.4427 | 8.846
2026 | NIWCM | High Demand Growth+Low Gas Supply+Increased Demand Response | 1020.1216 | 1020.9214 | 1020.9214
2027 | NIWCM | High Demand Growth+Low Gas Supply+Increased Demand Response | 1173.2326 | 1204.8335 | 1209.37
2028 | NIWCM | High Demand Growth+Low Gas Supply+Increased Demand Response | 1056.3289 | 1704.7514 | 1774.7903
2029 | NIWCM | High Demand Growth+Low Gas Supply+Increased Demand Response | 748.8543 | 1643.9768 | 1973.0064
2030 | NIWCM | High Demand Growth+Low Gas Supply+Increased Demand Response | 305.4046 | 1332.1085 | 1892.2351
2031 | NIWCM | High Demand Growth+Low Gas Supply+Increased Demand Response | 46.8149 | 1093.2736 | 1908.8663
2032 | NIWCM | High Demand Growth+Low Gas Supply+Increased Demand Response | -198.2605 | 869.4025 | 1725.0272
2033 | NIWCM | High Demand Growth+Low Gas Supply+Increased Demand Response | -530.9176 | 537.1527 | 1466.2793
2034 | NIWCM | High Demand Growth+Low Gas Supply+Increased Demand Response | -804.5826 | 309.4284 | 1321.3512
2035 | NIWCM | High Demand Growth+Low Gas Supply+Increased Demand Response | -895.9934 | 231.5299 | 1246.9208
2026 | SIWEM_PERC | High Demand Growth+Low Gas Supply+Increased Demand Response | 43.3808 | 43.5366 | 43.5366
2027 | SIWEM_PERC | High Demand Growth+Low Gas Supply+Increased Demand Response | 34.3939 | 39.2108 | 40.0435
2028 | SIWEM_PERC | High Demand Growth+Low Gas Supply+Increased Demand Response | 15.7346 | 35.8739 | 47.0439
2029 | SIWEM_PERC | High Demand Growth+Low Gas Supply+Increased Demand Response | 4.2023 | 25.6078 | 47.0544
2030 | SIWEM_PERC | High Demand Growth+Low Gas Supply+Increased Demand Response | -3.4825 | 11.2343 | 43.9706
2031 | SIWEM_PERC | High Demand Growth+Low Gas Supply+Increased Demand Response | -8.7515 | 2.3505 | 39.961
2032 | SIWEM_PERC | High Demand Growth+Low Gas Supply+Increased Demand Response | -10.5156 | 0.3411 | 37.1204
2033 | SIWEM_PERC | High Demand Growth+Low Gas Supply+Increased Demand Response | -12.1285 | -1.4995 | 33.9073
2034 | SIWEM_PERC | High Demand Growth+Low Gas Supply+Increased Demand Response | -13.8721 | -3.4891 | 27.0084
2035 | SIWEM_PERC | High Demand Growth+Low Gas Supply+Increased Demand Response | -15.1242 | -4.93 | 22.1943
2026 | NZWEM_PERC | High Demand Growth+Low Gas Supply+Increased Demand Response+Low Wind & Solar | 14.954 | 15.004 | 15.004
2027 | NZWEM_PERC | High Demand Growth+Low Gas Supply+Increased Demand Response+Low Wind & Solar | 11.7563 | 13.3173 | 13.5871
2028 | NZWEM_PERC | High Demand Growth+Low Gas Supply+Increased Demand Response+Low Wind & Solar | 5.0626 | 11.6648 | 15.3266
2029 | NZWEM_PERC | High Demand Growth+Low Gas Supply+Increased Demand Response+Low Wind & Solar | -1.1889 | 7.7932 | 14.8998
2030 | NZWEM_PERC | High Demand Growth+Low Gas Supply+Increased Demand Response+Low Wind & Solar | -7.6681 | 2.5447 | 13.7316
2031 | NZWEM_PERC | High Demand Growth+Low Gas Supply+Increased Demand Response+Low Wind & Solar | -11.5094 | -1.6465 | 13.6032
2032 | NZWEM_PERC | High Demand Growth+Low Gas Supply+Increased Demand Response+Low Wind & Solar | -14.4081 | -4.5335 | 11.0757
2033 | NZWEM_PERC | High Demand Growth+Low Gas Supply+Increased Demand Response+Low Wind & Solar | -16.6143 | -6.9912 | 9.5237
2034 | NZWEM_PERC | High Demand Growth+Low Gas Supply+Increased Demand Response+Low Wind & Solar | -18.732 | -9.0404 | 6.9954
2035 | NZWEM_PERC | High Demand Growth+Low Gas Supply+Increased Demand Response+Low Wind & Solar | -19.9456 | -10.4062 | 5.2514
2026 | NIWCM | High Demand Growth+Low Gas Supply+Increased Demand Response+Low Wind & Solar | 1020.1216 | 1020.9214 | 1020.9214
2027 | NIWCM | High Demand Growth+Low Gas Supply+Increased Demand Response+Low Wind & Solar | 1173.2326 | 1204.8335 | 1209.37
2028 | NIWCM | High Demand Growth+Low Gas Supply+Increased Demand Response+Low Wind & Solar | 1056.3289 | 1704.7514 | 1774.7903
2029 | NIWCM | High Demand Growth+Low Gas Supply+Increased Demand Response+Low Wind & Solar | 748.8543 | 1643.9768 | 1973.0064
2030 | NIWCM | High Demand Growth+Low Gas Supply+Increased Demand Response+Low Wind & Solar | 305.4046 | 1332.1085 | 1892.2351
2031 | NIWCM | High Demand Growth+Low Gas Supply+Increased Demand Response+Low Wind & Solar | 46.8149 | 1093.2736 | 1908.8663
2032 | NIWCM | High Demand Growth+Low Gas Supply+Increased Demand Response+Low Wind & Solar | -198.2605 | 869.4025 | 1725.0272
2033 | NIWCM | High Demand Growth+Low Gas Supply+Increased Demand Response+Low Wind & Solar | -530.9176 | 537.1527 | 1466.2793
2034 | NIWCM | High Demand Growth+Low Gas Supply+Increased Demand Response+Low Wind & Solar | -804.5826 | 309.4284 | 1321.3512
2035 | NIWCM | High Demand Growth+Low Gas Supply+Increased Demand Response+Low Wind & Solar | -895.9934 | 231.5299 | 1246.9208
2026 | SIWEM_PERC | High Demand Growth+Low Gas Supply+Increased Demand Response+Low Wind & Solar | 40.1103 | 40.2509 | 40.2509
2027 | SIWEM_PERC | High Demand Growth+Low Gas Supply+Increased Demand Response+Low Wind & Solar | 30.8615 | 35.2085 | 35.9601
2028 | SIWEM_PERC | High Demand Growth+Low Gas Supply+Increased Demand Response+Low Wind & Solar | 12.1412 | 30.3162 | 40.3968
2029 | SIWEM_PERC | High Demand Growth+Low Gas Supply+Increased Demand Response+Low Wind & Solar | 3.3418 | 19.5046 | 38.8595
2030 | SIWEM_PERC | High Demand Growth+Low Gas Supply+Increased Demand Response+Low Wind & Solar | -4.2769 | 6.3506 | 35.1798
2031 | SIWEM_PERC | High Demand Growth+Low Gas Supply+Increased Demand Response+Low Wind & Solar | -9.5005 | 0.51875 | 34.3556
2032 | SIWEM_PERC | High Demand Growth+Low Gas Supply+Increased Demand Response+Low Wind & Solar | -11.248 | -1.4502 | 27.8367
2033 | SIWEM_PERC | High Demand Growth+Low Gas Supply+Increased Demand Response+Low Wind & Solar | -12.8456 | -3.2532 | 23.8058
2034 | SIWEM_PERC | High Demand Growth+Low Gas Supply+Increased Demand Response+Low Wind & Solar | -14.5725 | -5.2022 | 17.1408
2035 | SIWEM_PERC | High Demand Growth+Low Gas Supply+Increased Demand Response+Low Wind & Solar | -15.8119 | -6.612 | 12.5061
2026 | NZWEM_PERC | High Demand Growth+Low Gas Supply+Increased Demand Response+Constrained Operational Capacity | 16.1169 | 16.1722 | 16.1722
2027 | NZWEM_PERC | High Demand Growth+Low Gas Supply+Increased Demand Response+Constrained Operational Capacity | 13.0247 | 14.7544 | 15.0535
2028 | NZWEM_PERC | High Demand Growth+Low Gas Supply+Increased Demand Response+Constrained Operational Capacity | 6.3679 | 13.6837 | 17.7412
2029 | NZWEM_PERC | High Demand Growth+Low Gas Supply+Increased Demand Response+Constrained Operational Capacity | 0.081279 | 10.0342 | 17.9088
2030 | NZWEM_PERC | High Demand Growth+Low Gas Supply+Increased Demand Response+Constrained Operational Capacity | -6.4759 | 4.7931 | 17.1534
2031 | NZWEM_PERC | High Demand Growth+Low Gas Supply+Increased Demand Response+Constrained Operational Capacity | -10.3669 | 0.50811 | 17.3719
2032 | NZWEM_PERC | High Demand Growth+Low Gas Supply+Increased Demand Response+Constrained Operational Capacity | -13.2979 | -2.4083 | 14.8216
2033 | NZWEM_PERC | High Demand Growth+Low Gas Supply+Increased Demand Response+Constrained Operational Capacity | -15.5324 | -4.9202 | 13.315
2034 | NZWEM_PERC | High Demand Growth+Low Gas Supply+Increased Demand Response+Constrained Operational Capacity | -17.6815 | -7.0295 | 10.6767
2035 | NZWEM_PERC | High Demand Growth+Low Gas Supply+Increased Demand Response+Constrained Operational Capacity | -18.9198 | -8.4427 | 8.846
2026 | NIWCM | High Demand Growth+Low Gas Supply+Increased Demand Response+Constrained Operational Capacity | 439.5221 | 439.5221 | 439.5221
2027 | NIWCM | High Demand Growth+Low Gas Supply+Increased Demand Response+Constrained Operational Capacity | 551.3465 | 555.2176 | 555.2176
2028 | NIWCM | High Demand Growth+Low Gas Supply+Increased Demand Response+Constrained Operational Capacity | 399.4221 | 894.0563 | 902.3906
2029 | NIWCM | High Demand Growth+Low Gas Supply+Increased Demand Response+Constrained Operational Capacity | 75.5346 | 725.1855 | 882.5706
2030 | NIWCM | High Demand Growth+Low Gas Supply+Increased Demand Response+Constrained Operational Capacity | -373.4607 | 368.0087 | 581.345
2031 | NIWCM | High Demand Growth+Low Gas Supply+Increased Demand Response+Constrained Operational Capacity | -633.7907 | 118.4285 | 392.1371
2032 | NIWCM | High Demand Growth+Low Gas Supply+Increased Demand Response+Constrained Operational Capacity | -878.5224 | -123.8826 | 173.1969
2033 | NIWCM | High Demand Growth+Low Gas Supply+Increased Demand Response+Constrained Operational Capacity | -1214.9888 | -456.474 | -150.7748
2034 | NIWCM | High Demand Growth+Low Gas Supply+Increased Demand Response+Constrained Operational Capacity | -1482.6224 | -686.8786 | -302.309
2035 | NIWCM | High Demand Growth+Low Gas Supply+Increased Demand Response+Constrained Operational Capacity | -1518.2205 | -767.8547 | -380.5964
2026 | SIWEM_PERC | High Demand Growth+Low Gas Supply+Increased Demand Response+Constrained Operational Capacity | 43.3808 | 43.5366 | 43.5366
2027 | SIWEM_PERC | High Demand Growth+Low Gas Supply+Increased Demand Response+Constrained Operational Capacity | 34.3939 | 39.2108 | 40.0435
2028 | SIWEM_PERC | High Demand Growth+Low Gas Supply+Increased Demand Response+Constrained Operational Capacity | 15.7346 | 35.8739 | 47.0439
2029 | SIWEM_PERC | High Demand Growth+Low Gas Supply+Increased Demand Response+Constrained Operational Capacity | 4.2023 | 25.6078 | 47.0544
2030 | SIWEM_PERC | High Demand Growth+Low Gas Supply+Increased Demand Response+Constrained Operational Capacity | -3.4825 | 11.2343 | 43.9706
2031 | SIWEM_PERC | High Demand Growth+Low Gas Supply+Increased Demand Response+Constrained Operational Capacity | -8.7515 | 2.3505 | 39.961
2032 | SIWEM_PERC | High Demand Growth+Low Gas Supply+Increased Demand Response+Constrained Operational Capacity | -10.5156 | 0.3411 | 37.1204
2033 | SIWEM_PERC | High Demand Growth+Low Gas Supply+Increased Demand Response+Constrained Operational Capacity | -12.1285 | -1.4995 | 33.9073
2034 | SIWEM_PERC | High Demand Growth+Low Gas Supply+Increased Demand Response+Constrained Operational Capacity | -13.8721 | -3.4891 | 27.0084
2035 | SIWEM_PERC | High Demand Growth+Low Gas Supply+Increased Demand Response+Constrained Operational Capacity | -15.1242 | -4.93 | 22.1943
2026 | NZWEM_PERC | High Demand Growth+Low Gas Supply+Increased Demand Response+Constrained Operational Capacity+Low Wind & Solar | 14.954 | 15.004 | 15.004
2027 | NZWEM_PERC | High Demand Growth+Low Gas Supply+Increased Demand Response+Constrained Operational Capacity+Low Wind & Solar | 11.7563 | 13.3173 | 13.5871
2028 | NZWEM_PERC | High Demand Growth+Low Gas Supply+Increased Demand Response+Constrained Operational Capacity+Low Wind & Solar | 5.0626 | 11.6648 | 15.3266
2029 | NZWEM_PERC | High Demand Growth+Low Gas Supply+Increased Demand Response+Constrained Operational Capacity+Low Wind & Solar | -1.1889 | 7.7932 | 14.8998
2030 | NZWEM_PERC | High Demand Growth+Low Gas Supply+Increased Demand Response+Constrained Operational Capacity+Low Wind & Solar | -7.6681 | 2.5447 | 13.7316
2031 | NZWEM_PERC | High Demand Growth+Low Gas Supply+Increased Demand Response+Constrained Operational Capacity+Low Wind & Solar | -11.5094 | -1.6465 | 13.6032
2032 | NZWEM_PERC | High Demand Growth+Low Gas Supply+Increased Demand Response+Constrained Operational Capacity+Low Wind & Solar | -14.4081 | -4.5335 | 11.0757
2033 | NZWEM_PERC | High Demand Growth+Low Gas Supply+Increased Demand Response+Constrained Operational Capacity+Low Wind & Solar | -16.6143 | -6.9912 | 9.5237
2034 | NZWEM_PERC | High Demand Growth+Low Gas Supply+Increased Demand Response+Constrained Operational Capacity+Low Wind & Solar | -18.732 | -9.0404 | 6.9954
2035 | NZWEM_PERC | High Demand Growth+Low Gas Supply+Increased Demand Response+Constrained Operational Capacity+Low Wind & Solar | -19.9456 | -10.4062 | 5.2514
2026 | NIWCM | High Demand Growth+Low Gas Supply+Increased Demand Response+Constrained Operational Capacity+Low Wind & Solar | 439.5221 | 439.5221 | 439.5221
2027 | NIWCM | High Demand Growth+Low Gas Supply+Increased Demand Response+Constrained Operational Capacity+Low Wind & Solar | 551.3465 | 555.2176 | 555.2176
2028 | NIWCM | High Demand Growth+Low Gas Supply+Increased Demand Response+Constrained Operational Capacity+Low Wind & Solar | 399.4221 | 894.0563 | 902.3906
2029 | NIWCM | High Demand Growth+Low Gas Supply+Increased Demand Response+Constrained Operational Capacity+Low Wind & Solar | 75.5346 | 725.1855 | 882.5706
2030 | NIWCM | High Demand Growth+Low Gas Supply+Increased Demand Response+Constrained Operational Capacity+Low Wind & Solar | -373.4607 | 368.0087 | 581.345
2031 | NIWCM | High Demand Growth+Low Gas Supply+Increased Demand Response+Constrained Operational Capacity+Low Wind & Solar | -633.7907 | 118.4285 | 392.1371
2032 | NIWCM | High Demand Growth+Low Gas Supply+Increased Demand Response+Constrained Operational Capacity+Low Wind & Solar | -878.5224 | -123.8826 | 173.1969
2033 | NIWCM | High Demand Growth+Low Gas Supply+Increased Demand Response+Constrained Operational Capacity+Low Wind & Solar | -1214.9888 | -456.474 | -150.7748
2034 | NIWCM | High Demand Growth+Low Gas Supply+Increased Demand Response+Constrained Operational Capacity+Low Wind & Solar | -1482.6224 | -686.8786 | -302.309
2035 | NIWCM | High Demand Growth+Low Gas Supply+Increased Demand Response+Constrained Operational Capacity+Low Wind & Solar | -1518.2205 | -767.8547 | -380.5964
2026 | SIWEM_PERC | High Demand Growth+Low Gas Supply+Increased Demand Response+Constrained Operational Capacity+Low Wind & Solar | 40.1103 | 40.2509 | 40.2509
2027 | SIWEM_PERC | High Demand Growth+Low Gas Supply+Increased Demand Response+Constrained Operational Capacity+Low Wind & Solar | 30.8615 | 35.2085 | 35.9601
2028 | SIWEM_PERC | High Demand Growth+Low Gas Supply+Increased Demand Response+Constrained Operational Capacity+Low Wind & Solar | 12.1412 | 30.3162 | 40.3968
2029 | SIWEM_PERC | High Demand Growth+Low Gas Supply+Increased Demand Response+Constrained Operational Capacity+Low Wind & Solar | 3.3418 | 19.5046 | 38.8595
2030 | SIWEM_PERC | High Demand Growth+Low Gas Supply+Increased Demand Response+Constrained Operational Capacity+Low Wind & Solar | -4.2769 | 6.3506 | 35.1798
2031 | SIWEM_PERC | High Demand Growth+Low Gas Supply+Increased Demand Response+Constrained Operational Capacity+Low Wind & Solar | -9.5005 | 0.51875 | 34.3556
2032 | SIWEM_PERC | High Demand Growth+Low Gas Supply+Increased Demand Response+Constrained Operational Capacity+Low Wind & Solar | -11.248 | -1.4502 | 27.8367
2033 | SIWEM_PERC | High Demand Growth+Low Gas Supply+Increased Demand Response+Constrained Operational Capacity+Low Wind & Solar | -12.8456 | -3.2532 | 23.8058
2034 | SIWEM_PERC | High Demand Growth+Low Gas Supply+Increased Demand Response+Constrained Operational Capacity+Low Wind & Solar | -14.5725 | -5.2022 | 17.1408
2035 | SIWEM_PERC | High Demand Growth+Low Gas Supply+Increased Demand Response+Constrained Operational Capacity+Low Wind & Solar | -15.8119 | -6.612 | 12.5061
2026 | NZWEM_PERC | High Demand Growth+Low Gas Supply+Increased Demand Response+Upgraded HVDC | 16.1169 | 16.1722 | 16.1722
2027 | NZWEM_PERC | High Demand Growth+Low Gas Supply+Increased Demand Response+Upgraded HVDC | 13.0247 | 14.7544 | 15.0535
2028 | NZWEM_PERC | High Demand Growth+Low Gas Supply+Increased Demand Response+Upgraded HVDC | 6.3679 | 13.6837 | 17.7412
2029 | NZWEM_PERC | High Demand Growth+Low Gas Supply+Increased Demand Response+Upgraded HVDC | 0.081279 | 10.0342 | 17.9088
2030 | NZWEM_PERC | High Demand Growth+Low Gas Supply+Increased Demand Response+Upgraded HVDC | -6.4759 | 4.7931 | 17.1534
2031 | NZWEM_PERC | High Demand Growth+Low Gas Supply+Increased Demand Response+Upgraded HVDC | -10.3669 | 0.50811 | 17.3719
2032 | NZWEM_PERC | High Demand Growth+Low Gas Supply+Increased Demand Response+Upgraded HVDC | -13.2979 | -2.4083 | 14.8216
2033 | NZWEM_PERC | High Demand Growth+Low Gas Supply+Increased Demand Response+Upgraded HVDC | -15.5324 | -4.9202 | 13.315
2034 | NZWEM_PERC | High Demand Growth+Low Gas Supply+Increased Demand Response+Upgraded HVDC | -17.6815 | -7.0295 | 10.6767
2035 | NZWEM_PERC | High Demand Growth+Low Gas Supply+Increased Demand Response+Upgraded HVDC | -18.9198 | -8.4427 | 8.846
2026 | NIWCM | High Demand Growth+Low Gas Supply+Increased Demand Response+Upgraded HVDC | 1020.1216 | 1020.9214 | 1020.9214
2027 | NIWCM | High Demand Growth+Low Gas Supply+Increased Demand Response+Upgraded HVDC | 1173.2326 | 1204.8335 | 1209.37
2028 | NIWCM | High Demand Growth+Low Gas Supply+Increased Demand Response+Upgraded HVDC | 1056.3289 | 1704.7514 | 1774.7903
2029 | NIWCM | High Demand Growth+Low Gas Supply+Increased Demand Response+Upgraded HVDC | 748.8543 | 1643.9768 | 1973.0064
2030 | NIWCM | High Demand Growth+Low Gas Supply+Increased Demand Response+Upgraded HVDC | 305.4046 | 1332.1085 | 1892.2351
2031 | NIWCM | High Demand Growth+Low Gas Supply+Increased Demand Response+Upgraded HVDC | 46.8149 | 1093.2736 | 1908.8641
2032 | NIWCM | High Demand Growth+Low Gas Supply+Increased Demand Response+Upgraded HVDC | -198.2605 | 869.4025 | 1725.028
2033 | NIWCM | High Demand Growth+Low Gas Supply+Increased Demand Response+Upgraded HVDC | -530.9176 | 537.1527 | 1466.2793
2034 | NIWCM | High Demand Growth+Low Gas Supply+Increased Demand Response+Upgraded HVDC | -804.5826 | 309.4284 | 1321.3512
2035 | NIWCM | High Demand Growth+Low Gas Supply+Increased Demand Response+Upgraded HVDC | -895.9934 | 231.5299 | 1246.9208
2026 | SIWEM_PERC | High Demand Growth+Low Gas Supply+Increased Demand Response+Upgraded HVDC | 43.3808 | 43.5366 | 43.5366
2027 | SIWEM_PERC | High Demand Growth+Low Gas Supply+Increased Demand Response+Upgraded HVDC | 34.3939 | 39.2108 | 40.0435
2028 | SIWEM_PERC | High Demand Growth+Low Gas Supply+Increased Demand Response+Upgraded HVDC | 15.7346 | 35.8739 | 47.0439
2029 | SIWEM_PERC | High Demand Growth+Low Gas Supply+Increased Demand Response+Upgraded HVDC | 4.2023 | 25.6078 | 47.0544
2030 | SIWEM_PERC | High Demand Growth+Low Gas Supply+Increased Demand Response+Upgraded HVDC | -3.4825 | 11.2343 | 44.3129
2031 | SIWEM_PERC | High Demand Growth+Low Gas Supply+Increased Demand Response+Upgraded HVDC | -8.7515 | 2.3505 | 43.901
2032 | SIWEM_PERC | High Demand Growth+Low Gas Supply+Increased Demand Response+Upgraded HVDC | -10.5156 | 0.3411 | 37.713
2033 | SIWEM_PERC | High Demand Growth+Low Gas Supply+Increased Demand Response+Upgraded HVDC | -12.1285 | -1.4995 | 33.9073
2034 | SIWEM_PERC | High Demand Growth+Low Gas Supply+Increased Demand Response+Upgraded HVDC | -13.8721 | -3.4891 | 27.0084
2035 | SIWEM_PERC | High Demand Growth+Low Gas Supply+Increased Demand Response+Upgraded HVDC | -15.1242 | -4.93 | 22.1943
2026 | NZWEM_PERC | High Demand Growth+Low Gas Supply+Increased Demand Response+Upgraded HVDC+Low Wind & Solar | 14.954 | 15.004 | 15.004
2027 | NZWEM_PERC | High Demand Growth+Low Gas Supply+Increased Demand Response+Upgraded HVDC+Low Wind & Solar | 11.7563 | 13.3173 | 13.5871
2028 | NZWEM_PERC | High Demand Growth+Low Gas Supply+Increased Demand Response+Upgraded HVDC+Low Wind & Solar | 5.0626 | 11.6648 | 15.3266
2029 | NZWEM_PERC | High Demand Growth+Low Gas Supply+Increased Demand Response+Upgraded HVDC+Low Wind & Solar | -1.1889 | 7.7932 | 14.8998
2030 | NZWEM_PERC | High Demand Growth+Low Gas Supply+Increased Demand Response+Upgraded HVDC+Low Wind & Solar | -7.6681 | 2.5447 | 13.7316
2031 | NZWEM_PERC | High Demand Growth+Low Gas Supply+Increased Demand Response+Upgraded HVDC+Low Wind & Solar | -11.5094 | -1.6465 | 13.6032
2032 | NZWEM_PERC | High Demand Growth+Low Gas Supply+Increased Demand Response+Upgraded HVDC+Low Wind & Solar | -14.4081 | -4.5335 | 11.0757
2033 | NZWEM_PERC | High Demand Growth+Low Gas Supply+Increased Demand Response+Upgraded HVDC+Low Wind & Solar | -16.6143 | -6.9912 | 9.5237
2034 | NZWEM_PERC | High Demand Growth+Low Gas Supply+Increased Demand Response+Upgraded HVDC+Low Wind & Solar | -18.732 | -9.0404 | 6.9954
2035 | NZWEM_PERC | High Demand Growth+Low Gas Supply+Increased Demand Response+Upgraded HVDC+Low Wind & Solar | -19.9456 | -10.4062 | 5.2514
2026 | NIWCM | High Demand Growth+Low Gas Supply+Increased Demand Response+Upgraded HVDC+Low Wind & Solar | 1020.1216 | 1020.9214 | 1020.9214
2027 | NIWCM | High Demand Growth+Low Gas Supply+Increased Demand Response+Upgraded HVDC+Low Wind & Solar | 1173.2326 | 1204.8335 | 1209.37
2028 | NIWCM | High Demand Growth+Low Gas Supply+Increased Demand Response+Upgraded HVDC+Low Wind & Solar | 1056.3289 | 1704.7514 | 1774.7903
2029 | NIWCM | High Demand Growth+Low Gas Supply+Increased Demand Response+Upgraded HVDC+Low Wind & Solar | 748.8543 | 1643.9768 | 1973.0064
2030 | NIWCM | High Demand Growth+Low Gas Supply+Increased Demand Response+Upgraded HVDC+Low Wind & Solar | 305.4046 | 1332.1085 | 1892.2351
2031 | NIWCM | High Demand Growth+Low Gas Supply+Increased Demand Response+Upgraded HVDC+Low Wind & Solar | 46.8149 | 1093.2736 | 1908.8641
2032 | NIWCM | High Demand Growth+Low Gas Supply+Increased Demand Response+Upgraded HVDC+Low Wind & Solar | -198.2605 | 869.4025 | 1725.028
2033 | NIWCM | High Demand Growth+Low Gas Supply+Increased Demand Response+Upgraded HVDC+Low Wind & Solar | -530.9176 | 537.1527 | 1466.2793
2034 | NIWCM | High Demand Growth+Low Gas Supply+Increased Demand Response+Upgraded HVDC+Low Wind & Solar | -804.5826 | 309.4284 | 1321.3512
2035 | NIWCM | High Demand Growth+Low Gas Supply+Increased Demand Response+Upgraded HVDC+Low Wind & Solar | -895.9934 | 231.5299 | 1246.9208
2026 | SIWEM_PERC | High Demand Growth+Low Gas Supply+Increased Demand Response+Upgraded HVDC+Low Wind & Solar | 40.1103 | 40.2509 | 40.2509
2027 | SIWEM_PERC | High Demand Growth+Low Gas Supply+Increased Demand Response+Upgraded HVDC+Low Wind & Solar | 30.8615 | 35.2085 | 35.9601
2028 | SIWEM_PERC | High Demand Growth+Low Gas Supply+Increased Demand Response+Upgraded HVDC+Low Wind & Solar | 12.1412 | 30.3162 | 40.3968
2029 | SIWEM_PERC | High Demand Growth+Low Gas Supply+Increased Demand Response+Upgraded HVDC+Low Wind & Solar | 3.3418 | 19.5046 | 38.8595
2030 | SIWEM_PERC | High Demand Growth+Low Gas Supply+Increased Demand Response+Upgraded HVDC+Low Wind & Solar | -4.2769 | 6.3506 | 35.1798
2031 | SIWEM_PERC | High Demand Growth+Low Gas Supply+Increased Demand Response+Upgraded HVDC+Low Wind & Solar | -9.5005 | 0.51875 | 34.3556
2032 | SIWEM_PERC | High Demand Growth+Low Gas Supply+Increased Demand Response+Upgraded HVDC+Low Wind & Solar | -11.248 | -1.4502 | 27.8367
2033 | SIWEM_PERC | High Demand Growth+Low Gas Supply+Increased Demand Response+Upgraded HVDC+Low Wind & Solar | -12.8456 | -3.2532 | 23.8058
2034 | SIWEM_PERC | High Demand Growth+Low Gas Supply+Increased Demand Response+Upgraded HVDC+Low Wind & Solar | -14.5725 | -5.2022 | 17.1408
2035 | SIWEM_PERC | High Demand Growth+Low Gas Supply+Increased Demand Response+Upgraded HVDC+Low Wind & Solar | -15.8119 | -6.612 | 12.5061
2026 | NZWEM_PERC | High Demand Growth+Low Gas Supply+Increased Demand Response+Upgraded HVDC+Constrained Operational Capacity | 16.1169 | 16.1722 | 16.1722
2027 | NZWEM_PERC | High Demand Growth+Low Gas Supply+Increased Demand Response+Upgraded HVDC+Constrained Operational Capacity | 13.0247 | 14.7544 | 15.0535
2028 | NZWEM_PERC | High Demand Growth+Low Gas Supply+Increased Demand Response+Upgraded HVDC+Constrained Operational Capacity | 6.3679 | 13.6837 | 17.7412
2029 | NZWEM_PERC | High Demand Growth+Low Gas Supply+Increased Demand Response+Upgraded HVDC+Constrained Operational Capacity | 0.081279 | 10.0342 | 17.9088
2030 | NZWEM_PERC | High Demand Growth+Low Gas Supply+Increased Demand Response+Upgraded HVDC+Constrained Operational Capacity | -6.4759 | 4.7931 | 17.1534
2031 | NZWEM_PERC | High Demand Growth+Low Gas Supply+Increased Demand Response+Upgraded HVDC+Constrained Operational Capacity | -10.3669 | 0.50811 | 17.3719
2032 | NZWEM_PERC | High Demand Growth+Low Gas Supply+Increased Demand Response+Upgraded HVDC+Constrained Operational Capacity | -13.2979 | -2.4083 | 14.8216
2033 | NZWEM_PERC | High Demand Growth+Low Gas Supply+Increased Demand Response+Upgraded HVDC+Constrained Operational Capacity | -15.5324 | -4.9202 | 13.315
2034 | NZWEM_PERC | High Demand Growth+Low Gas Supply+Increased Demand Response+Upgraded HVDC+Constrained Operational Capacity | -17.6815 | -7.0295 | 10.6767
2035 | NZWEM_PERC | High Demand Growth+Low Gas Supply+Increased Demand Response+Upgraded HVDC+Constrained Operational Capacity | -18.9198 | -8.4427 | 8.846
2026 | NIWCM | High Demand Growth+Low Gas Supply+Increased Demand Response+Upgraded HVDC+Constrained Operational Capacity | 439.5221 | 439.5221 | 439.5221
2027 | NIWCM | High Demand Growth+Low Gas Supply+Increased Demand Response+Upgraded HVDC+Constrained Operational Capacity | 551.3465 | 555.2176 | 555.2176
2028 | NIWCM | High Demand Growth+Low Gas Supply+Increased Demand Response+Upgraded HVDC+Constrained Operational Capacity | 399.4221 | 894.0563 | 902.3906
2029 | NIWCM | High Demand Growth+Low Gas Supply+Increased Demand Response+Upgraded HVDC+Constrained Operational Capacity | 75.5346 | 725.1855 | 882.5706
2030 | NIWCM | High Demand Growth+Low Gas Supply+Increased Demand Response+Upgraded HVDC+Constrained Operational Capacity | -373.4607 | 368.0087 | 581.345
2031 | NIWCM | High Demand Growth+Low Gas Supply+Increased Demand Response+Upgraded HVDC+Constrained Operational Capacity | -633.7907 | 118.4285 | 392.1371
2032 | NIWCM | High Demand Growth+Low Gas Supply+Increased Demand Response+Upgraded HVDC+Constrained Operational Capacity | -878.5224 | -123.8826 | 173.1969
2033 | NIWCM | High Demand Growth+Low Gas Supply+Increased Demand Response+Upgraded HVDC+Constrained Operational Capacity | -1214.9888 | -456.474 | -150.7748
2034 | NIWCM | High Demand Growth+Low Gas Supply+Increased Demand Response+Upgraded HVDC+Constrained Operational Capacity | -1482.6224 | -686.8786 | -302.309
2035 | NIWCM | High Demand Growth+Low Gas Supply+Increased Demand Response+Upgraded HVDC+Constrained Operational Capacity | -1518.2205 | -767.8547 | -380.5964
2026 | SIWEM_PERC | High Demand Growth+Low Gas Supply+Increased Demand Response+Upgraded HVDC+Constrained Operational Capacity | 43.3808 | 43.5366 | 43.5366
2027 | SIWEM_PERC | High Demand Growth+Low Gas Supply+Increased Demand Response+Upgraded HVDC+Constrained Operational Capacity | 34.3939 | 39.2108 | 40.0435
2028 | SIWEM_PERC | High Demand Growth+Low Gas Supply+Increased Demand Response+Upgraded HVDC+Constrained Operational Capacity | 15.7346 | 35.8739 | 47.0439
2029 | SIWEM_PERC | High Demand Growth+Low Gas Supply+Increased Demand Response+Upgraded HVDC+Constrained Operational Capacity | 4.2023 | 25.6078 | 47.0544
2030 | SIWEM_PERC | High Demand Growth+Low Gas Supply+Increased Demand Response+Upgraded HVDC+Constrained Operational Capacity | -3.4825 | 11.2343 | 44.3129
2031 | SIWEM_PERC | High Demand Growth+Low Gas Supply+Increased Demand Response+Upgraded HVDC+Constrained Operational Capacity | -8.7515 | 2.3505 | 43.901
2032 | SIWEM_PERC | High Demand Growth+Low Gas Supply+Increased Demand Response+Upgraded HVDC+Constrained Operational Capacity | -10.5156 | 0.3411 | 37.713
2033 | SIWEM_PERC | High Demand Growth+Low Gas Supply+Increased Demand Response+Upgraded HVDC+Constrained Operational Capacity | -12.1285 | -1.4995 | 33.9073
2034 | SIWEM_PERC | High Demand Growth+Low Gas Supply+Increased Demand Response+Upgraded HVDC+Constrained Operational Capacity | -13.8721 | -3.4891 | 27.0084
2035 | SIWEM_PERC | High Demand Growth+Low Gas Supply+Increased Demand Response+Upgraded HVDC+Constrained Operational Capacity | -15.1242 | -4.93 | 22.1943
2026 | NZWEM_PERC | High Demand Growth+Low Gas Supply+Increased Demand Response+Upgraded HVDC+Constrained Operational Capacity+Low Wind & Solar | 14.954 | 15.004 | 15.004
2027 | NZWEM_PERC | High Demand Growth+Low Gas Supply+Increased Demand Response+Upgraded HVDC+Constrained Operational Capacity+Low Wind & Solar | 11.7563 | 13.3173 | 13.5871
2028 | NZWEM_PERC | High Demand Growth+Low Gas Supply+Increased Demand Response+Upgraded HVDC+Constrained Operational Capacity+Low Wind & Solar | 5.0626 | 11.6648 | 15.3266
2029 | NZWEM_PERC | High Demand Growth+Low Gas Supply+Increased Demand Response+Upgraded HVDC+Constrained Operational Capacity+Low Wind & Solar | -1.1889 | 7.7932 | 14.8998
2030 | NZWEM_PERC | High Demand Growth+Low Gas Supply+Increased Demand Response+Upgraded HVDC+Constrained Operational Capacity+Low Wind & Solar | -7.6681 | 2.5447 | 13.7316
2031 | NZWEM_PERC | High Demand Growth+Low Gas Supply+Increased Demand Response+Upgraded HVDC+Constrained Operational Capacity+Low Wind & Solar | -11.5094 | -1.6465 | 13.6032
2032 | NZWEM_PERC | High Demand Growth+Low Gas Supply+Increased Demand Response+Upgraded HVDC+Constrained Operational Capacity+Low Wind & Solar | -14.4081 | -4.5335 | 11.0757
2033 | NZWEM_PERC | High Demand Growth+Low Gas Supply+Increased Demand Response+Upgraded HVDC+Constrained Operational Capacity+Low Wind & Solar | -16.6143 | -6.9912 | 9.5237
2034 | NZWEM_PERC | High Demand Growth+Low Gas Supply+Increased Demand Response+Upgraded HVDC+Constrained Operational Capacity+Low Wind & Solar | -18.732 | -9.0404 | 6.9954
2035 | NZWEM_PERC | High Demand Growth+Low Gas Supply+Increased Demand Response+Upgraded HVDC+Constrained Operational Capacity+Low Wind & Solar | -19.9456 | -10.4062 | 5.2514
2026 | NIWCM | High Demand Growth+Low Gas Supply+Increased Demand Response+Upgraded HVDC+Constrained Operational Capacity+Low Wind & Solar | 439.5221 | 439.5221 | 439.5221
2027 | NIWCM | High Demand Growth+Low Gas Supply+Increased Demand Response+Upgraded HVDC+Constrained Operational Capacity+Low Wind & Solar | 551.3465 | 555.2176 | 555.2176
2028 | NIWCM | High Demand Growth+Low Gas Supply+Increased Demand Response+Upgraded HVDC+Constrained Operational Capacity+Low Wind & Solar | 399.4221 | 894.0563 | 902.3906
2029 | NIWCM | High Demand Growth+Low Gas Supply+Increased Demand Response+Upgraded HVDC+Constrained Operational Capacity+Low Wind & Solar | 75.5346 | 725.1855 | 882.5706
2030 | NIWCM | High Demand Growth+Low Gas Supply+Increased Demand Response+Upgraded HVDC+Constrained Operational Capacity+Low Wind & Solar | -373.4607 | 368.0087 | 581.345
2031 | NIWCM | High Demand Growth+Low Gas Supply+Increased Demand Response+Upgraded HVDC+Constrained Operational Capacity+Low Wind & Solar | -633.7907 | 118.4285 | 392.1371
2032 | NIWCM | High Demand Growth+Low Gas Supply+Increased Demand Response+Upgraded HVDC+Constrained Operational Capacity+Low Wind & Solar | -878.5224 | -123.8826 | 173.1969
2033 | NIWCM | High Demand Growth+Low Gas Supply+Increased Demand Response+Upgraded HVDC+Constrained Operational Capacity+Low Wind & Solar | -1214.9888 | -456.474 | -150.7748
2034 | NIWCM | High Demand Growth+Low Gas Supply+Increased Demand Response+Upgraded HVDC+Constrained Operational Capacity+Low Wind & Solar | -1482.6224 | -686.8786 | -302.309
2035 | NIWCM | High Demand Growth+Low Gas Supply+Increased Demand Response+Upgraded HVDC+Constrained Operational Capacity+Low Wind & Solar | -1518.2205 | -767.8547 | -380.5964
2026 | SIWEM_PERC | High Demand Growth+Low Gas Supply+Increased Demand Response+Upgraded HVDC+Constrained Operational Capacity+Low Wind & Solar | 40.1103 | 40.2509 | 40.2509
2027 | SIWEM_PERC | High Demand Growth+Low Gas Supply+Increased Demand Response+Upgraded HVDC+Constrained Operational Capacity+Low Wind & Solar | 30.8615 | 35.2085 | 35.9601
2028 | SIWEM_PERC | High Demand Growth+Low Gas Supply+Increased Demand Response+Upgraded HVDC+Constrained Operational Capacity+Low Wind & Solar | 12.1412 | 30.3162 | 40.3968
2029 | SIWEM_PERC | High Demand Growth+Low Gas Supply+Increased Demand Response+Upgraded HVDC+Constrained Operational Capacity+Low Wind & Solar | 3.3418 | 19.5046 | 38.8595
2030 | SIWEM_PERC | High Demand Growth+Low Gas Supply+Increased Demand Response+Upgraded HVDC+Constrained Operational Capacity+Low Wind & Solar | -4.2769 | 6.3506 | 35.1798
2031 | SIWEM_PERC | High Demand Growth+Low Gas Supply+Increased Demand Response+Upgraded HVDC+Constrained Operational Capacity+Low Wind & Solar | -9.5005 | 0.51875 | 34.3556
2032 | SIWEM_PERC | High Demand Growth+Low Gas Supply+Increased Demand Response+Upgraded HVDC+Constrained Operational Capacity+Low Wind & Solar | -11.248 | -1.4502 | 27.8367
2033 | SIWEM_PERC | High Demand Growth+Low Gas Supply+Increased Demand Response+Upgraded HVDC+Constrained Operational Capacity+Low Wind & Solar | -12.8456 | -3.2532 | 23.8058
2034 | SIWEM_PERC | High Demand Growth+Low Gas Supply+Increased Demand Response+Upgraded HVDC+Constrained Operational Capacity+Low Wind & Solar | -14.5725 | -5.2022 | 17.1408
2035 | SIWEM_PERC | High Demand Growth+Low Gas Supply+Increased Demand Response+Upgraded HVDC+Constrained Operational Capacity+Low Wind & Solar | -15.8119 | -6.612 | 12.5061
2026 | NZWEM_PERC | High Demand Growth+Low Gas Supply+Increased Demand Response+Delayed Build | 11.6233 | 11.6233 | 11.6233
2027 | NZWEM_PERC | High Demand Growth+Low Gas Supply+Increased Demand Response+Delayed Build | 6.0858 | 6.2189 | 6.3769
2028 | NZWEM_PERC | High Demand Growth+Low Gas Supply+Increased Demand Response+Delayed Build | 2.5947 | 3.8966 | 4.18
2029 | NZWEM_PERC | High Demand Growth+Low Gas Supply+Increased Demand Response+Delayed Build | -0.91909 | 1.561 | 2.3313
2030 | NZWEM_PERC | High Demand Growth+Low Gas Supply+Increased Demand Response+Delayed Build | -6.4759 | 1.0927 | 7.4904
2031 | NZWEM_PERC | High Demand Growth+Low Gas Supply+Increased Demand Response+Delayed Build | -10.3669 | -0.56064 | 6.5224
2032 | NZWEM_PERC | High Demand Growth+Low Gas Supply+Increased Demand Response+Delayed Build | -13.2979 | -3.2139 | 8.2966
2033 | NZWEM_PERC | High Demand Growth+Low Gas Supply+Increased Demand Response+Delayed Build | -15.5324 | -5.6337 | 10.3362
2034 | NZWEM_PERC | High Demand Growth+Low Gas Supply+Increased Demand Response+Delayed Build | -17.6815 | -7.7654 | 8.5386
2035 | NZWEM_PERC | High Demand Growth+Low Gas Supply+Increased Demand Response+Delayed Build | -18.9198 | -8.8585 | 8.4301
2026 | NIWCM | High Demand Growth+Low Gas Supply+Increased Demand Response+Delayed Build | 741.7097 | 741.7097 | 741.7097
2027 | NIWCM | High Demand Growth+Low Gas Supply+Increased Demand Response+Delayed Build | 773.7008 | 775.7044 | 778.1769
2028 | NIWCM | High Demand Growth+Low Gas Supply+Increased Demand Response+Delayed Build | 800.8704 | 821.4527 | 825.9892
2029 | NIWCM | High Demand Growth+Low Gas Supply+Increased Demand Response+Delayed Build | 540.388 | 668.6941 | 682.2864
2030 | NIWCM | High Demand Growth+Low Gas Supply+Increased Demand Response+Delayed Build | 249.6281 | 975.8805 | 1268.8801
2031 | NIWCM | High Demand Growth+Low Gas Supply+Increased Demand Response+Delayed Build | -26.1236 | 912.4003 | 1273.9201
2032 | NIWCM | High Demand Growth+Low Gas Supply+Increased Demand Response+Delayed Build | -271.199 | 743.0948 | 1332.0568
2033 | NIWCM | High Demand Growth+Low Gas Supply+Increased Demand Response+Delayed Build | -530.9176 | 492.1135 | 1321.8376
2034 | NIWCM | High Demand Growth+Low Gas Supply+Increased Demand Response+Delayed Build | -804.5826 | 239.3392 | 1106.833
2035 | NIWCM | High Demand Growth+Low Gas Supply+Increased Demand Response+Delayed Build | -895.9934 | 179.1979 | 1117.3598
2026 | SIWEM_PERC | High Demand Growth+Low Gas Supply+Increased Demand Response+Delayed Build | 30.7425 | 30.7425 | 30.7425
2027 | SIWEM_PERC | High Demand Growth+Low Gas Supply+Increased Demand Response+Delayed Build | 15.0705 | 15.4411 | 15.8809
2028 | SIWEM_PERC | High Demand Growth+Low Gas Supply+Increased Demand Response+Delayed Build | 9.1882 | 10.9655 | 10.9655
2029 | SIWEM_PERC | High Demand Growth+Low Gas Supply+Increased Demand Response+Delayed Build | 2.6144 | 6.9288 | 6.9288
2030 | SIWEM_PERC | High Demand Growth+Low Gas Supply+Increased Demand Response+Delayed Build | -3.4825 | 6.6977 | 18.4603
2031 | SIWEM_PERC | High Demand Growth+Low Gas Supply+Increased Demand Response+Delayed Build | -8.7515 | 0.84595 | 15.6949
2032 | SIWEM_PERC | High Demand Growth+Low Gas Supply+Increased Demand Response+Delayed Build | -10.5156 | 0.3411 | 20.4662
2033 | SIWEM_PERC | High Demand Growth+Low Gas Supply+Increased Demand Response+Delayed Build | -12.1285 | -1.4995 | 25.9707
2034 | SIWEM_PERC | High Demand Growth+Low Gas Supply+Increased Demand Response+Delayed Build | -13.8721 | -3.4891 | 21.2772
2035 | SIWEM_PERC | High Demand Growth+Low Gas Supply+Increased Demand Response+Delayed Build | -15.1242 | -4.93 | 21.0735
2026 | NZWEM_PERC | High Demand Growth+Low Gas Supply+Increased Demand Response+Delayed Build+Low Wind & Solar | 10.7387 | 10.7387 | 10.7387
2027 | NZWEM_PERC | High Demand Growth+Low Gas Supply+Increased Demand Response+Delayed Build+Low Wind & Solar | 5.1855 | 5.3056 | 5.4482
2028 | NZWEM_PERC | High Demand Growth+Low Gas Supply+Increased Demand Response+Delayed Build+Low Wind & Solar | 1.5099 | 2.6848 | 2.9405
2029 | NZWEM_PERC | High Demand Growth+Low Gas Supply+Increased Demand Response+Delayed Build+Low Wind & Solar | -2.0917 | 0.14647 | 0.84163
2030 | NZWEM_PERC | High Demand Growth+Low Gas Supply+Increased Demand Response+Delayed Build+Low Wind & Solar | -7.6681 | -0.83767 | 4.936
2031 | NZWEM_PERC | High Demand Growth+Low Gas Supply+Increased Demand Response+Delayed Build+Low Wind & Solar | -11.5094 | -2.6596 | 3.7326
2032 | NZWEM_PERC | High Demand Growth+Low Gas Supply+Increased Demand Response+Delayed Build+Low Wind & Solar | -14.4081 | -5.3077 | 5.11
2033 | NZWEM_PERC | High Demand Growth+Low Gas Supply+Increased Demand Response+Delayed Build+Low Wind & Solar | -16.6143 | -7.6741 | 6.7673
2034 | NZWEM_PERC | High Demand Growth+Low Gas Supply+Increased Demand Response+Delayed Build+Low Wind & Solar | -18.732 | -9.7763 | 4.994
2035 | NZWEM_PERC | High Demand Growth+Low Gas Supply+Increased Demand Response+Delayed Build+Low Wind & Solar | -19.9456 | -10.822 | 4.8356
2026 | NIWCM | High Demand Growth+Low Gas Supply+Increased Demand Response+Delayed Build+Low Wind & Solar | 741.7097 | 741.7097 | 741.7097
2027 | NIWCM | High Demand Growth+Low Gas Supply+Increased Demand Response+Delayed Build+Low Wind & Solar | 773.7008 | 775.7044 | 778.1769
2028 | NIWCM | High Demand Growth+Low Gas Supply+Increased Demand Response+Delayed Build+Low Wind & Solar | 800.8704 | 821.4527 | 825.9892
2029 | NIWCM | High Demand Growth+Low Gas Supply+Increased Demand Response+Delayed Build+Low Wind & Solar | 540.388 | 668.6941 | 682.2864
2030 | NIWCM | High Demand Growth+Low Gas Supply+Increased Demand Response+Delayed Build+Low Wind & Solar | 249.6281 | 975.8805 | 1268.8801
2031 | NIWCM | High Demand Growth+Low Gas Supply+Increased Demand Response+Delayed Build+Low Wind & Solar | -26.1236 | 912.4003 | 1273.9201
2032 | NIWCM | High Demand Growth+Low Gas Supply+Increased Demand Response+Delayed Build+Low Wind & Solar | -271.199 | 743.0948 | 1332.0568
2033 | NIWCM | High Demand Growth+Low Gas Supply+Increased Demand Response+Delayed Build+Low Wind & Solar | -530.9176 | 492.1135 | 1321.8376
2034 | NIWCM | High Demand Growth+Low Gas Supply+Increased Demand Response+Delayed Build+Low Wind & Solar | -804.5826 | 239.3392 | 1106.833
2035 | NIWCM | High Demand Growth+Low Gas Supply+Increased Demand Response+Delayed Build+Low Wind & Solar | -895.9934 | 179.1979 | 1117.3598
2026 | SIWEM_PERC | High Demand Growth+Low Gas Supply+Increased Demand Response+Delayed Build+Low Wind & Solar | 28.2544 | 28.2544 | 28.2544
2027 | SIWEM_PERC | High Demand Growth+Low Gas Supply+Increased Demand Response+Delayed Build+Low Wind & Solar | 12.6546 | 12.8978 | 13.2947
2028 | SIWEM_PERC | High Demand Growth+Low Gas Supply+Increased Demand Response+Delayed Build+Low Wind & Solar | 8.4705 | 10.0745 | 10.0745
2029 | SIWEM_PERC | High Demand Growth+Low Gas Supply+Increased Demand Response+Delayed Build+Low Wind & Solar | 1.9088 | 5.8024 | 5.8024
2030 | SIWEM_PERC | High Demand Growth+Low Gas Supply+Increased Demand Response+Delayed Build+Low Wind & Solar | -4.2769 | 4.9103 | 14.6899
2031 | SIWEM_PERC | High Demand Growth+Low Gas Supply+Increased Demand Response+Delayed Build+Low Wind & Solar | -9.5005 | -0.8391 | 9.7783
2032 | SIWEM_PERC | High Demand Growth+Low Gas Supply+Increased Demand Response+Delayed Build+Low Wind & Solar | -11.248 | -1.4502 | 12.7842
2033 | SIWEM_PERC | High Demand Growth+Low Gas Supply+Increased Demand Response+Delayed Build+Low Wind & Solar | -12.8456 | -3.2532 | 16.4619
2034 | SIWEM_PERC | High Demand Growth+Low Gas Supply+Increased Demand Response+Delayed Build+Low Wind & Solar | -14.5725 | -5.2022 | 11.7762
2035 | SIWEM_PERC | High Demand Growth+Low Gas Supply+Increased Demand Response+Delayed Build+Low Wind & Solar | -15.8119 | -6.612 | 11.3853
2026 | NZWEM_PERC | High Demand Growth+Low Gas Supply+Increased Demand Response+Delayed Build+Constrained Operational Capacity | 11.6233 | 11.6233 | 11.6233
2027 | NZWEM_PERC | High Demand Growth+Low Gas Supply+Increased Demand Response+Delayed Build+Constrained Operational Capacity | 6.0858 | 6.2189 | 6.3769
2028 | NZWEM_PERC | High Demand Growth+Low Gas Supply+Increased Demand Response+Delayed Build+Constrained Operational Capacity | 2.5947 | 3.8966 | 4.18
2029 | NZWEM_PERC | High Demand Growth+Low Gas Supply+Increased Demand Response+Delayed Build+Constrained Operational Capacity | -0.91909 | 1.561 | 2.3313
2030 | NZWEM_PERC | High Demand Growth+Low Gas Supply+Increased Demand Response+Delayed Build+Constrained Operational Capacity | -6.4759 | 1.0927 | 7.4904
2031 | NZWEM_PERC | High Demand Growth+Low Gas Supply+Increased Demand Response+Delayed Build+Constrained Operational Capacity | -10.3669 | -0.56064 | 6.5224
2032 | NZWEM_PERC | High Demand Growth+Low Gas Supply+Increased Demand Response+Delayed Build+Constrained Operational Capacity | -13.2979 | -3.2139 | 8.2966
2033 | NZWEM_PERC | High Demand Growth+Low Gas Supply+Increased Demand Response+Delayed Build+Constrained Operational Capacity | -15.5324 | -5.6337 | 10.3362
2034 | NZWEM_PERC | High Demand Growth+Low Gas Supply+Increased Demand Response+Delayed Build+Constrained Operational Capacity | -17.6815 | -7.7654 | 8.5386
2035 | NZWEM_PERC | High Demand Growth+Low Gas Supply+Increased Demand Response+Delayed Build+Constrained Operational Capacity | -18.9198 | -8.8585 | 8.4301
2026 | NIWCM | High Demand Growth+Low Gas Supply+Increased Demand Response+Delayed Build+Constrained Operational Capacity | 209.2066 | 209.2066 | 209.2066
2027 | NIWCM | High Demand Growth+Low Gas Supply+Increased Demand Response+Delayed Build+Constrained Operational Capacity | 234.8086 | 234.8086 | 234.8086
2028 | NIWCM | High Demand Growth+Low Gas Supply+Increased Demand Response+Delayed Build+Constrained Operational Capacity | 189.4472 | 189.4472 | 189.4472
2029 | NIWCM | High Demand Growth+Low Gas Supply+Increased Demand Response+Delayed Build+Constrained Operational Capacity | -104.6736 | -22.4911 | -22.4911
2030 | NIWCM | High Demand Growth+Low Gas Supply+Increased Demand Response+Delayed Build+Constrained Operational Capacity | -429.2372 | 84.4296 | 202.3611
2031 | NIWCM | High Demand Growth+Low Gas Supply+Increased Demand Response+Delayed Build+Constrained Operational Capacity | -706.7292 | -53.7864 | 105.5011
2032 | NIWCM | High Demand Growth+Low Gas Supply+Increased Demand Response+Delayed Build+Constrained Operational Capacity | -951.4609 | -235.6103 | -19.9472
2033 | NIWCM | High Demand Growth+Low Gas Supply+Increased Demand Response+Delayed Build+Constrained Operational Capacity | -1214.9888 | -486.9332 | -212.6865
2034 | NIWCM | High Demand Growth+Low Gas Supply+Increased Demand Response+Delayed Build+Constrained Operational Capacity | -1482.6224 | -756.9678 | -459.6272
2035 | NIWCM | High Demand Growth+Low Gas Supply+Increased Demand Response+Delayed Build+Constrained Operational Capacity | -1518.2205 | -820.1867 | -510.1574
2026 | SIWEM_PERC | High Demand Growth+Low Gas Supply+Increased Demand Response+Delayed Build+Constrained Operational Capacity | 30.7425 | 30.7425 | 30.7425
2027 | SIWEM_PERC | High Demand Growth+Low Gas Supply+Increased Demand Response+Delayed Build+Constrained Operational Capacity | 15.0705 | 15.4411 | 15.8809
2028 | SIWEM_PERC | High Demand Growth+Low Gas Supply+Increased Demand Response+Delayed Build+Constrained Operational Capacity | 9.1882 | 10.9655 | 10.9655
2029 | SIWEM_PERC | High Demand Growth+Low Gas Supply+Increased Demand Response+Delayed Build+Constrained Operational Capacity | 2.6144 | 6.9288 | 6.9288
2030 | SIWEM_PERC | High Demand Growth+Low Gas Supply+Increased Demand Response+Delayed Build+Constrained Operational Capacity | -3.4825 | 6.6977 | 18.4603
2031 | SIWEM_PERC | High Demand Growth+Low Gas Supply+Increased Demand Response+Delayed Build+Constrained Operational Capacity | -8.7515 | 0.84595 | 15.6949
2032 | SIWEM_PERC | High Demand Growth+Low Gas Supply+Increased Demand Response+Delayed Build+Constrained Operational Capacity | -10.5156 | 0.3411 | 20.4662
2033 | SIWEM_PERC | High Demand Growth+Low Gas Supply+Increased Demand Response+Delayed Build+Constrained Operational Capacity | -12.1285 | -1.4995 | 25.9707
2034 | SIWEM_PERC | High Demand Growth+Low Gas Supply+Increased Demand Response+Delayed Build+Constrained Operational Capacity | -13.8721 | -3.4891 | 21.2772
2035 | SIWEM_PERC | High Demand Growth+Low Gas Supply+Increased Demand Response+Delayed Build+Constrained Operational Capacity | -15.1242 | -4.93 | 21.0735
2026 | NZWEM_PERC | High Demand Growth+Low Gas Supply+Increased Demand Response+Delayed Build+Constrained Operational Capacity+Low Wind & Solar | 10.7387 | 10.7387 | 10.7387
2027 | NZWEM_PERC | High Demand Growth+Low Gas Supply+Increased Demand Response+Delayed Build+Constrained Operational Capacity+Low Wind & Solar | 5.1855 | 5.3056 | 5.4482
2028 | NZWEM_PERC | High Demand Growth+Low Gas Supply+Increased Demand Response+Delayed Build+Constrained Operational Capacity+Low Wind & Solar | 1.5099 | 2.6848 | 2.9405
2029 | NZWEM_PERC | High Demand Growth+Low Gas Supply+Increased Demand Response+Delayed Build+Constrained Operational Capacity+Low Wind & Solar | -2.0917 | 0.14647 | 0.84163
2030 | NZWEM_PERC | High Demand Growth+Low Gas Supply+Increased Demand Response+Delayed Build+Constrained Operational Capacity+Low Wind & Solar | -7.6681 | -0.83767 | 4.936
2031 | NZWEM_PERC | High Demand Growth+Low Gas Supply+Increased Demand Response+Delayed Build+Constrained Operational Capacity+Low Wind & Solar | -11.5094 | -2.6596 | 3.7326
2032 | NZWEM_PERC | High Demand Growth+Low Gas Supply+Increased Demand Response+Delayed Build+Constrained Operational Capacity+Low Wind & Solar | -14.4081 | -5.3077 | 5.11
2033 | NZWEM_PERC | High Demand Growth+Low Gas Supply+Increased Demand Response+Delayed Build+Constrained Operational Capacity+Low Wind & Solar | -16.6143 | -7.6741 | 6.7673
2034 | NZWEM_PERC | High Demand Growth+Low Gas Supply+Increased Demand Response+Delayed Build+Constrained Operational Capacity+Low Wind & Solar | -18.732 | -9.7763 | 4.994
2035 | NZWEM_PERC | High Demand Growth+Low Gas Supply+Increased Demand Response+Delayed Build+Constrained Operational Capacity+Low Wind & Solar | -19.9456 | -10.822 | 4.8356
2026 | NIWCM | High Demand Growth+Low Gas Supply+Increased Demand Response+Delayed Build+Constrained Operational Capacity+Low Wind & Solar | 209.2066 | 209.2066 | 209.2066
2027 | NIWCM | High Demand Growth+Low Gas Supply+Increased Demand Response+Delayed Build+Constrained Operational Capacity+Low Wind & Solar | 234.8086 | 234.8086 | 234.8086
2028 | NIWCM | High Demand Growth+Low Gas Supply+Increased Demand Response+Delayed Build+Constrained Operational Capacity+Low Wind & Solar | 189.4472 | 189.4472 | 189.4472
2029 | NIWCM | High Demand Growth+Low Gas Supply+Increased Demand Response+Delayed Build+Constrained Operational Capacity+Low Wind & Solar | -104.6736 | -22.4911 | -22.4911
2030 | NIWCM | High Demand Growth+Low Gas Supply+Increased Demand Response+Delayed Build+Constrained Operational Capacity+Low Wind & Solar | -429.2372 | 84.4296 | 202.3611
2031 | NIWCM | High Demand Growth+Low Gas Supply+Increased Demand Response+Delayed Build+Constrained Operational Capacity+Low Wind & Solar | -706.7292 | -53.7864 | 105.5011
2032 | NIWCM | High Demand Growth+Low Gas Supply+Increased Demand Response+Delayed Build+Constrained Operational Capacity+Low Wind & Solar | -951.4609 | -235.6103 | -19.9472
2033 | NIWCM | High Demand Growth+Low Gas Supply+Increased Demand Response+Delayed Build+Constrained Operational Capacity+Low Wind & Solar | -1214.9888 | -486.9332 | -212.6865
2034 | NIWCM | High Demand Growth+Low Gas Supply+Increased Demand Response+Delayed Build+Constrained Operational Capacity+Low Wind & Solar | -1482.6224 | -756.9678 | -459.6272
2035 | NIWCM | High Demand Growth+Low Gas Supply+Increased Demand Response+Delayed Build+Constrained Operational Capacity+Low Wind & Solar | -1518.2205 | -820.1867 | -510.1574
2026 | SIWEM_PERC | High Demand Growth+Low Gas Supply+Increased Demand Response+Delayed Build+Constrained Operational Capacity+Low Wind & Solar | 28.2544 | 28.2544 | 28.2544
2027 | SIWEM_PERC | High Demand Growth+Low Gas Supply+Increased Demand Response+Delayed Build+Constrained Operational Capacity+Low Wind & Solar | 12.6546 | 12.8978 | 13.2947
2028 | SIWEM_PERC | High Demand Growth+Low Gas Supply+Increased Demand Response+Delayed Build+Constrained Operational Capacity+Low Wind & Solar | 8.4705 | 10.0745 | 10.0745
2029 | SIWEM_PERC | High Demand Growth+Low Gas Supply+Increased Demand Response+Delayed Build+Constrained Operational Capacity+Low Wind & Solar | 1.9088 | 5.8024 | 5.8024
2030 | SIWEM_PERC | High Demand Growth+Low Gas Supply+Increased Demand Response+Delayed Build+Constrained Operational Capacity+Low Wind & Solar | -4.2769 | 4.9103 | 14.6899
2031 | SIWEM_PERC | High Demand Growth+Low Gas Supply+Increased Demand Response+Delayed Build+Constrained Operational Capacity+Low Wind & Solar | -9.5005 | -0.8391 | 9.7783
2032 | SIWEM_PERC | High Demand Growth+Low Gas Supply+Increased Demand Response+Delayed Build+Constrained Operational Capacity+Low Wind & Solar | -11.248 | -1.4502 | 12.7842
2033 | SIWEM_PERC | High Demand Growth+Low Gas Supply+Increased Demand Response+Delayed Build+Constrained Operational Capacity+Low Wind & Solar | -12.8456 | -3.2532 | 16.4619
2034 | SIWEM_PERC | High Demand Growth+Low Gas Supply+Increased Demand Response+Delayed Build+Constrained Operational Capacity+Low Wind & Solar | -14.5725 | -5.2022 | 11.7762
2035 | SIWEM_PERC | High Demand Growth+Low Gas Supply+Increased Demand Response+Delayed Build+Constrained Operational Capacity+Low Wind & Solar | -15.8119 | -6.612 | 11.3853
2026 | NZWEM_PERC | High Demand Growth+Low Gas Supply+Increased Demand Response+Delayed Build+Upgraded HVDC | 11.6233 | 11.6233 | 11.6233
2027 | NZWEM_PERC | High Demand Growth+Low Gas Supply+Increased Demand Response+Delayed Build+Upgraded HVDC | 6.0858 | 6.2189 | 6.3769
2028 | NZWEM_PERC | High Demand Growth+Low Gas Supply+Increased Demand Response+Delayed Build+Upgraded HVDC | 2.5947 | 3.8966 | 4.18
2029 | NZWEM_PERC | High Demand Growth+Low Gas Supply+Increased Demand Response+Delayed Build+Upgraded HVDC | -0.91909 | 1.561 | 2.3313
2030 | NZWEM_PERC | High Demand Growth+Low Gas Supply+Increased Demand Response+Delayed Build+Upgraded HVDC | -6.4759 | 1.0927 | 7.4904
2031 | NZWEM_PERC | High Demand Growth+Low Gas Supply+Increased Demand Response+Delayed Build+Upgraded HVDC | -10.3669 | -0.56064 | 6.5224
2032 | NZWEM_PERC | High Demand Growth+Low Gas Supply+Increased Demand Response+Delayed Build+Upgraded HVDC | -13.2979 | -3.2139 | 8.2966
2033 | NZWEM_PERC | High Demand Growth+Low Gas Supply+Increased Demand Response+Delayed Build+Upgraded HVDC | -15.5324 | -5.6337 | 10.3362
2034 | NZWEM_PERC | High Demand Growth+Low Gas Supply+Increased Demand Response+Delayed Build+Upgraded HVDC | -17.6815 | -7.7654 | 8.5386
2035 | NZWEM_PERC | High Demand Growth+Low Gas Supply+Increased Demand Response+Delayed Build+Upgraded HVDC | -18.9198 | -8.8585 | 8.4301
2026 | NIWCM | High Demand Growth+Low Gas Supply+Increased Demand Response+Delayed Build+Upgraded HVDC | 741.7097 | 741.7097 | 741.7097
2027 | NIWCM | High Demand Growth+Low Gas Supply+Increased Demand Response+Delayed Build+Upgraded HVDC | 773.7008 | 775.7044 | 778.1769
2028 | NIWCM | High Demand Growth+Low Gas Supply+Increased Demand Response+Delayed Build+Upgraded HVDC | 800.8704 | 821.4527 | 825.9892
2029 | NIWCM | High Demand Growth+Low Gas Supply+Increased Demand Response+Delayed Build+Upgraded HVDC | 540.388 | 668.6941 | 682.2864
2030 | NIWCM | High Demand Growth+Low Gas Supply+Increased Demand Response+Delayed Build+Upgraded HVDC | 249.6281 | 975.8805 | 1268.8801
2031 | NIWCM | High Demand Growth+Low Gas Supply+Increased Demand Response+Delayed Build+Upgraded HVDC | -26.1236 | 912.4003 | 1273.9201
2032 | NIWCM | High Demand Growth+Low Gas Supply+Increased Demand Response+Delayed Build+Upgraded HVDC | -271.199 | 743.0948 | 1332.0566
2033 | NIWCM | High Demand Growth+Low Gas Supply+Increased Demand Response+Delayed Build+Upgraded HVDC | -530.9176 | 492.1135 | 1321.8376
2034 | NIWCM | High Demand Growth+Low Gas Supply+Increased Demand Response+Delayed Build+Upgraded HVDC | -804.5826 | 239.3392 | 1106.833
2035 | NIWCM | High Demand Growth+Low Gas Supply+Increased Demand Response+Delayed Build+Upgraded HVDC | -895.9934 | 179.1979 | 1117.3598
2026 | SIWEM_PERC | High Demand Growth+Low Gas Supply+Increased Demand Response+Delayed Build+Upgraded HVDC | 30.7425 | 30.7425 | 30.7425
2027 | SIWEM_PERC | High Demand Growth+Low Gas Supply+Increased Demand Response+Delayed Build+Upgraded HVDC | 15.0705 | 15.4411 | 15.8809
2028 | SIWEM_PERC | High Demand Growth+Low Gas Supply+Increased Demand Response+Delayed Build+Upgraded HVDC | 9.1882 | 10.9655 | 10.9655
2029 | SIWEM_PERC | High Demand Growth+Low Gas Supply+Increased Demand Response+Delayed Build+Upgraded HVDC | 2.6144 | 6.9288 | 6.9288
2030 | SIWEM_PERC | High Demand Growth+Low Gas Supply+Increased Demand Response+Delayed Build+Upgraded HVDC | -3.4825 | 6.6977 | 18.4603
2031 | SIWEM_PERC | High Demand Growth+Low Gas Supply+Increased Demand Response+Delayed Build+Upgraded HVDC | -8.7515 | 0.84595 | 15.6949
2032 | SIWEM_PERC | High Demand Growth+Low Gas Supply+Increased Demand Response+Delayed Build+Upgraded HVDC | -10.5156 | 0.3411 | 20.4662
2033 | SIWEM_PERC | High Demand Growth+Low Gas Supply+Increased Demand Response+Delayed Build+Upgraded HVDC | -12.1285 | -1.4995 | 25.9707
2034 | SIWEM_PERC | High Demand Growth+Low Gas Supply+Increased Demand Response+Delayed Build+Upgraded HVDC | -13.8721 | -3.4891 | 21.2772
2035 | SIWEM_PERC | High Demand Growth+Low Gas Supply+Increased Demand Response+Delayed Build+Upgraded HVDC | -15.1242 | -4.93 | 21.0735
2026 | NZWEM_PERC | High Demand Growth+Low Gas Supply+Increased Demand Response+Delayed Build+Upgraded HVDC+Low Wind & Solar | 10.7387 | 10.7387 | 10.7387
2027 | NZWEM_PERC | High Demand Growth+Low Gas Supply+Increased Demand Response+Delayed Build+Upgraded HVDC+Low Wind & Solar | 5.1855 | 5.3056 | 5.4482
2028 | NZWEM_PERC | High Demand Growth+Low Gas Supply+Increased Demand Response+Delayed Build+Upgraded HVDC+Low Wind & Solar | 1.5099 | 2.6848 | 2.9405
2029 | NZWEM_PERC | High Demand Growth+Low Gas Supply+Increased Demand Response+Delayed Build+Upgraded HVDC+Low Wind & Solar | -2.0917 | 0.14647 | 0.84163
2030 | NZWEM_PERC | High Demand Growth+Low Gas Supply+Increased Demand Response+Delayed Build+Upgraded HVDC+Low Wind & Solar | -7.6681 | -0.83767 | 4.936
2031 | NZWEM_PERC | High Demand Growth+Low Gas Supply+Increased Demand Response+Delayed Build+Upgraded HVDC+Low Wind & Solar | -11.5094 | -2.6596 | 3.7326
2032 | NZWEM_PERC | High Demand Growth+Low Gas Supply+Increased Demand Response+Delayed Build+Upgraded HVDC+Low Wind & Solar | -14.4081 | -5.3077 | 5.11
2033 | NZWEM_PERC | High Demand Growth+Low Gas Supply+Increased Demand Response+Delayed Build+Upgraded HVDC+Low Wind & Solar | -16.6143 | -7.6741 | 6.7673
2034 | NZWEM_PERC | High Demand Growth+Low Gas Supply+Increased Demand Response+Delayed Build+Upgraded HVDC+Low Wind & Solar | -18.732 | -9.7763 | 4.994
2035 | NZWEM_PERC | High Demand Growth+Low Gas Supply+Increased Demand Response+Delayed Build+Upgraded HVDC+Low Wind & Solar | -19.9456 | -10.822 | 4.8356
2026 | NIWCM | High Demand Growth+Low Gas Supply+Increased Demand Response+Delayed Build+Upgraded HVDC+Low Wind & Solar | 741.7097 | 741.7097 | 741.7097
2027 | NIWCM | High Demand Growth+Low Gas Supply+Increased Demand Response+Delayed Build+Upgraded HVDC+Low Wind & Solar | 773.7008 | 775.7044 | 778.1769
2028 | NIWCM | High Demand Growth+Low Gas Supply+Increased Demand Response+Delayed Build+Upgraded HVDC+Low Wind & Solar | 800.8704 | 821.4527 | 825.9892
2029 | NIWCM | High Demand Growth+Low Gas Supply+Increased Demand Response+Delayed Build+Upgraded HVDC+Low Wind & Solar | 540.388 | 668.6941 | 682.2864
2030 | NIWCM | High Demand Growth+Low Gas Supply+Increased Demand Response+Delayed Build+Upgraded HVDC+Low Wind & Solar | 249.6281 | 975.8805 | 1268.8801
2031 | NIWCM | High Demand Growth+Low Gas Supply+Increased Demand Response+Delayed Build+Upgraded HVDC+Low Wind & Solar | -26.1236 | 912.4003 | 1273.9201
2032 | NIWCM | High Demand Growth+Low Gas Supply+Increased Demand Response+Delayed Build+Upgraded HVDC+Low Wind & Solar | -271.199 | 743.0948 | 1332.0566
2033 | NIWCM | High Demand Growth+Low Gas Supply+Increased Demand Response+Delayed Build+Upgraded HVDC+Low Wind & Solar | -530.9176 | 492.1135 | 1321.8376
2034 | NIWCM | High Demand Growth+Low Gas Supply+Increased Demand Response+Delayed Build+Upgraded HVDC+Low Wind & Solar | -804.5826 | 239.3392 | 1106.833
2035 | NIWCM | High Demand Growth+Low Gas Supply+Increased Demand Response+Delayed Build+Upgraded HVDC+Low Wind & Solar | -895.9934 | 179.1979 | 1117.3598
2026 | SIWEM_PERC | High Demand Growth+Low Gas Supply+Increased Demand Response+Delayed Build+Upgraded HVDC+Low Wind & Solar | 28.2544 | 28.2544 | 28.2544
2027 | SIWEM_PERC | High Demand Growth+Low Gas Supply+Increased Demand Response+Delayed Build+Upgraded HVDC+Low Wind & Solar | 12.6546 | 12.8978 | 13.2947
2028 | SIWEM_PERC | High Demand Growth+Low Gas Supply+Increased Demand Response+Delayed Build+Upgraded HVDC+Low Wind & Solar | 8.4705 | 10.0745 | 10.0745
2029 | SIWEM_PERC | High Demand Growth+Low Gas Supply+Increased Demand Response+Delayed Build+Upgraded HVDC+Low Wind & Solar | 1.9088 | 5.8024 | 5.8024
2030 | SIWEM_PERC | High Demand Growth+Low Gas Supply+Increased Demand Response+Delayed Build+Upgraded HVDC+Low Wind & Solar | -4.2769 | 4.9103 | 14.6899
2031 | SIWEM_PERC | High Demand Growth+Low Gas Supply+Increased Demand Response+Delayed Build+Upgraded HVDC+Low Wind & Solar | -9.5005 | -0.8391 | 9.7783
2032 | SIWEM_PERC | High Demand Growth+Low Gas Supply+Increased Demand Response+Delayed Build+Upgraded HVDC+Low Wind & Solar | -11.248 | -1.4502 | 12.7842
2033 | SIWEM_PERC | High Demand Growth+Low Gas Supply+Increased Demand Response+Delayed Build+Upgraded HVDC+Low Wind & Solar | -12.8456 | -3.2532 | 16.4619
2034 | SIWEM_PERC | High Demand Growth+Low Gas Supply+Increased Demand Response+Delayed Build+Upgraded HVDC+Low Wind & Solar | -14.5725 | -5.2022 | 11.7762
2035 | SIWEM_PERC | High Demand Growth+Low Gas Supply+Increased Demand Response+Delayed Build+Upgraded HVDC+Low Wind & Solar | -15.8119 | -6.612 | 11.3853
2026 | NZWEM_PERC | High Demand Growth+Low Gas Supply+Increased Demand Response+Delayed Build+Upgraded HVDC+Constrained Operational Capacity | 11.6233 | 11.6233 | 11.6233
2027 | NZWEM_PERC | High Demand Growth+Low Gas Supply+Increased Demand Response+Delayed Build+Upgraded HVDC+Constrained Operational Capacity | 6.0858 | 6.2189 | 6.3769
2028 | NZWEM_PERC | High Demand Growth+Low Gas Supply+Increased Demand Response+Delayed Build+Upgraded HVDC+Constrained Operational Capacity | 2.5947 | 3.8966 | 4.18
2029 | NZWEM_PERC | High Demand Growth+Low Gas Supply+Increased Demand Response+Delayed Build+Upgraded HVDC+Constrained Operational Capacity | -0.91909 | 1.561 | 2.3313
2030 | NZWEM_PERC | High Demand Growth+Low Gas Supply+Increased Demand Response+Delayed Build+Upgraded HVDC+Constrained Operational Capacity | -6.4759 | 1.0927 | 7.4904
2031 | NZWEM_PERC | High Demand Growth+Low Gas Supply+Increased Demand Response+Delayed Build+Upgraded HVDC+Constrained Operational Capacity | -10.3669 | -0.56064 | 6.5224
2032 | NZWEM_PERC | High Demand Growth+Low Gas Supply+Increased Demand Response+Delayed Build+Upgraded HVDC+Constrained Operational Capacity | -13.2979 | -3.2139 | 8.2966
2033 | NZWEM_PERC | High Demand Growth+Low Gas Supply+Increased Demand Response+Delayed Build+Upgraded HVDC+Constrained Operational Capacity | -15.5324 | -5.6337 | 10.3362
2034 | NZWEM_PERC | High Demand Growth+Low Gas Supply+Increased Demand Response+Delayed Build+Upgraded HVDC+Constrained Operational Capacity | -17.6815 | -7.7654 | 8.5386
2035 | NZWEM_PERC | High Demand Growth+Low Gas Supply+Increased Demand Response+Delayed Build+Upgraded HVDC+Constrained Operational Capacity | -18.9198 | -8.8585 | 8.4301
2026 | NIWCM | High Demand Growth+Low Gas Supply+Increased Demand Response+Delayed Build+Upgraded HVDC+Constrained Operational Capacity | 209.2066 | 209.2066 | 209.2066
2027 | NIWCM | High Demand Growth+Low Gas Supply+Increased Demand Response+Delayed Build+Upgraded HVDC+Constrained Operational Capacity | 234.8086 | 234.8086 | 234.8086
2028 | NIWCM | High Demand Growth+Low Gas Supply+Increased Demand Response+Delayed Build+Upgraded HVDC+Constrained Operational Capacity | 189.4472 | 189.4472 | 189.4472
2029 | NIWCM | High Demand Growth+Low Gas Supply+Increased Demand Response+Delayed Build+Upgraded HVDC+Constrained Operational Capacity | -104.6736 | -22.4911 | -22.4911
2030 | NIWCM | High Demand Growth+Low Gas Supply+Increased Demand Response+Delayed Build+Upgraded HVDC+Constrained Operational Capacity | -429.2372 | 84.4296 | 202.3611
2031 | NIWCM | High Demand Growth+Low Gas Supply+Increased Demand Response+Delayed Build+Upgraded HVDC+Constrained Operational Capacity | -706.7292 | -53.7864 | 105.5011
2032 | NIWCM | High Demand Growth+Low Gas Supply+Increased Demand Response+Delayed Build+Upgraded HVDC+Constrained Operational Capacity | -951.4609 | -235.6103 | -19.9472
2033 | NIWCM | High Demand Growth+Low Gas Supply+Increased Demand Response+Delayed Build+Upgraded HVDC+Constrained Operational Capacity | -1214.9888 | -486.9332 | -212.6865
2034 | NIWCM | High Demand Growth+Low Gas Supply+Increased Demand Response+Delayed Build+Upgraded HVDC+Constrained Operational Capacity | -1482.6224 | -756.9678 | -459.6272
2035 | NIWCM | High Demand Growth+Low Gas Supply+Increased Demand Response+Delayed Build+Upgraded HVDC+Constrained Operational Capacity | -1518.2205 | -820.1867 | -510.1574
2026 | SIWEM_PERC | High Demand Growth+Low Gas Supply+Increased Demand Response+Delayed Build+Upgraded HVDC+Constrained Operational Capacity | 30.7425 | 30.7425 | 30.7425
2027 | SIWEM_PERC | High Demand Growth+Low Gas Supply+Increased Demand Response+Delayed Build+Upgraded HVDC+Constrained Operational Capacity | 15.0705 | 15.4411 | 15.8809
2028 | SIWEM_PERC | High Demand Growth+Low Gas Supply+Increased Demand Response+Delayed Build+Upgraded HVDC+Constrained Operational Capacity | 9.1882 | 10.9655 | 10.9655
2029 | SIWEM_PERC | High Demand Growth+Low Gas Supply+Increased Demand Response+Delayed Build+Upgraded HVDC+Constrained Operational Capacity | 2.6144 | 6.9288 | 6.9288
2030 | SIWEM_PERC | High Demand Growth+Low Gas Supply+Increased Demand Response+Delayed Build+Upgraded HVDC+Constrained Operational Capacity | -3.4825 | 6.6977 | 18.4603
2031 | SIWEM_PERC | High Demand Growth+Low Gas Supply+Increased Demand Response+Delayed Build+Upgraded HVDC+Constrained Operational Capacity | -8.7515 | 0.84595 | 15.6949
2032 | SIWEM_PERC | High Demand Growth+Low Gas Supply+Increased Demand Response+Delayed Build+Upgraded HVDC+Constrained Operational Capacity | -10.5156 | 0.3411 | 20.4662
2033 | SIWEM_PERC | High Demand Growth+Low Gas Supply+Increased Demand Response+Delayed Build+Upgraded HVDC+Constrained Operational Capacity | -12.1285 | -1.4995 | 25.9707
2034 | SIWEM_PERC | High Demand Growth+Low Gas Supply+Increased Demand Response+Delayed Build+Upgraded HVDC+Constrained Operational Capacity | -13.8721 | -3.4891 | 21.2772
2035 | SIWEM_PERC | High Demand Growth+Low Gas Supply+Increased Demand Response+Delayed Build+Upgraded HVDC+Constrained Operational Capacity | -15.1242 | -4.93 | 21.0735
2026 | NZWEM_PERC | High Demand Growth+Low Gas Supply+Increased Demand Response+Delayed Build+Upgraded HVDC+Constrained Operational Capacity+Low Wind & Solar | 10.7387 | 10.7387 | 10.7387
2027 | NZWEM_PERC | High Demand Growth+Low Gas Supply+Increased Demand Response+Delayed Build+Upgraded HVDC+Constrained Operational Capacity+Low Wind & Solar | 5.1855 | 5.3056 | 5.4482
2028 | NZWEM_PERC | High Demand Growth+Low Gas Supply+Increased Demand Response+Delayed Build+Upgraded HVDC+Constrained Operational Capacity+Low Wind & Solar | 1.5099 | 2.6848 | 2.9405
2029 | NZWEM_PERC | High Demand Growth+Low Gas Supply+Increased Demand Response+Delayed Build+Upgraded HVDC+Constrained Operational Capacity+Low Wind & Solar | -2.0917 | 0.14647 | 0.84163
2030 | NZWEM_PERC | High Demand Growth+Low Gas Supply+Increased Demand Response+Delayed Build+Upgraded HVDC+Constrained Operational Capacity+Low Wind & Solar | -7.6681 | -0.83767 | 4.936
2031 | NZWEM_PERC | High Demand Growth+Low Gas Supply+Increased Demand Response+Delayed Build+Upgraded HVDC+Constrained Operational Capacity+Low Wind & Solar | -11.5094 | -2.6596 | 3.7326
2032 | NZWEM_PERC | High Demand Growth+Low Gas Supply+Increased Demand Response+Delayed Build+Upgraded HVDC+Constrained Operational Capacity+Low Wind & Solar | -14.4081 | -5.3077 | 5.11
2033 | NZWEM_PERC | High Demand Growth+Low Gas Supply+Increased Demand Response+Delayed Build+Upgraded HVDC+Constrained Operational Capacity+Low Wind & Solar | -16.6143 | -7.6741 | 6.7673
2034 | NZWEM_PERC | High Demand Growth+Low Gas Supply+Increased Demand Response+Delayed Build+Upgraded HVDC+Constrained Operational Capacity+Low Wind & Solar | -18.732 | -9.7763 | 4.994
2035 | NZWEM_PERC | High Demand Growth+Low Gas Supply+Increased Demand Response+Delayed Build+Upgraded HVDC+Constrained Operational Capacity+Low Wind & Solar | -19.9456 | -10.822 | 4.8356
2026 | NIWCM | High Demand Growth+Low Gas Supply+Increased Demand Response+Delayed Build+Upgraded HVDC+Constrained Operational Capacity+Low Wind & Solar | 209.2066 | 209.2066 | 209.2066
2027 | NIWCM | High Demand Growth+Low Gas Supply+Increased Demand Response+Delayed Build+Upgraded HVDC+Constrained Operational Capacity+Low Wind & Solar | 234.8086 | 234.8086 | 234.8086
2028 | NIWCM | High Demand Growth+Low Gas Supply+Increased Demand Response+Delayed Build+Upgraded HVDC+Constrained Operational Capacity+Low Wind & Solar | 189.4472 | 189.4472 | 189.4472
2029 | NIWCM | High Demand Growth+Low Gas Supply+Increased Demand Response+Delayed Build+Upgraded HVDC+Constrained Operational Capacity+Low Wind & Solar | -104.6736 | -22.4911 | -22.4911
2030 | NIWCM | High Demand Growth+Low Gas Supply+Increased Demand Response+Delayed Build+Upgraded HVDC+Constrained Operational Capacity+Low Wind & Solar | -429.2372 | 84.4296 | 202.3611
2031 | NIWCM | High Demand Growth+Low Gas Supply+Increased Demand Response+Delayed Build+Upgraded HVDC+Constrained Operational Capacity+Low Wind & Solar | -706.7292 | -53.7864 | 105.5011
2032 | NIWCM | High Demand Growth+Low Gas Supply+Increased Demand Response+Delayed Build+Upgraded HVDC+Constrained Operational Capacity+Low Wind & Solar | -951.4609 | -235.6103 | -19.9472
2033 | NIWCM | High Demand Growth+Low Gas Supply+Increased Demand Response+Delayed Build+Upgraded HVDC+Constrained Operational Capacity+Low Wind & Solar | -1214.9888 | -486.9332 | -212.6865
2034 | NIWCM | High Demand Growth+Low Gas Supply+Increased Demand Response+Delayed Build+Upgraded HVDC+Constrained Operational Capacity+Low Wind & Solar | -1482.6224 | -756.9678 | -459.6272
2035 | NIWCM | High Demand Growth+Low Gas Supply+Increased Demand Response+Delayed Build+Upgraded HVDC+Constrained Operational Capacity+Low Wind & Solar | -1518.2205 | -820.1867 | -510.1574
2026 | SIWEM_PERC | High Demand Growth+Low Gas Supply+Increased Demand Response+Delayed Build+Upgraded HVDC+Constrained Operational Capacity+Low Wind & Solar | 28.2544 | 28.2544 | 28.2544
2027 | SIWEM_PERC | High Demand Growth+Low Gas Supply+Increased Demand Response+Delayed Build+Upgraded HVDC+Constrained Operational Capacity+Low Wind & Solar | 12.6546 | 12.8978 | 13.2947
2028 | SIWEM_PERC | High Demand Growth+Low Gas Supply+Increased Demand Response+Delayed Build+Upgraded HVDC+Constrained Operational Capacity+Low Wind & Solar | 8.4705 | 10.0745 | 10.0745
2029 | SIWEM_PERC | High Demand Growth+Low Gas Supply+Increased Demand Response+Delayed Build+Upgraded HVDC+Constrained Operational Capacity+Low Wind & Solar | 1.9088 | 5.8024 | 5.8024
2030 | SIWEM_PERC | High Demand Growth+Low Gas Supply+Increased Demand Response+Delayed Build+Upgraded HVDC+Constrained Operational Capacity+Low Wind & Solar | -4.2769 | 4.9103 | 14.6899
2031 | SIWEM_PERC | High Demand Growth+Low Gas Supply+Increased Demand Response+Delayed Build+Upgraded HVDC+Constrained Operational Capacity+Low Wind & Solar | -9.5005 | -0.8391 | 9.7783
2032 | SIWEM_PERC | High Demand Growth+Low Gas Supply+Increased Demand Response+Delayed Build+Upgraded HVDC+Constrained Operational Capacity+Low Wind & Solar | -11.248 | -1.4502 | 12.7842
2033 | SIWEM_PERC | High Demand Growth+Low Gas Supply+Increased Demand Response+Delayed Build+Upgraded HVDC+Constrained Operational Capacity+Low Wind & Solar | -12.8456 | -3.2532 | 16.4619
2034 | SIWEM_PERC | High Demand Growth+Low Gas Supply+Increased Demand Response+Delayed Build+Upgraded HVDC+Constrained Operational Capacity+Low Wind & Solar | -14.5725 | -5.2022 | 11.7762
2035 | SIWEM_PERC | High Demand Growth+Low Gas Supply+Increased Demand Response+Delayed Build+Upgraded HVDC+Constrained Operational Capacity+Low Wind & Solar | -15.8119 | -6.612 | 11.3853
2026 | NZWEM_PERC | High Demand Growth+Low Gas Supply+Increased Demand Response+Reduced Rankine Availability | 12.0919 | 12.1473 | 12.1473
2027 | NZWEM_PERC | High Demand Growth+Low Gas Supply+Increased Demand Response+Reduced Rankine Availability | 5.3368 | 7.0665 | 7.3656
2028 | NZWEM_PERC | High Demand Growth+Low Gas Supply+Increased Demand Response+Reduced Rankine Availability | -0.9164 | 6.3993 | 10.4569
2029 | NZWEM_PERC | High Demand Growth+Low Gas Supply+Increased Demand Response+Reduced Rankine Availability | -6.79 | 3.1629 | 11.0376
2030 | NZWEM_PERC | High Demand Growth+Low Gas Supply+Increased Demand Response+Reduced Rankine Availability | -12.9252 | -1.6562 | 10.7041
2031 | NZWEM_PERC | High Demand Growth+Low Gas Supply+Increased Demand Response+Reduced Rankine Availability | -16.5474 | -5.6724 | 11.1915
2032 | NZWEM_PERC | High Demand Growth+Low Gas Supply+Increased Demand Response+Reduced Rankine Availability | -19.3038 | -8.4142 | 8.8158
2033 | NZWEM_PERC | High Demand Growth+Low Gas Supply+Increased Demand Response+Reduced Rankine Availability | -21.3853 | -10.7731 | 7.4622
2034 | NZWEM_PERC | High Demand Growth+Low Gas Supply+Increased Demand Response+Reduced Rankine Availability | -23.3646 | -12.7126 | 4.9937
2035 | NZWEM_PERC | High Demand Growth+Low Gas Supply+Increased Demand Response+Reduced Rankine Availability | -24.4689 | -13.9917 | 3.2969
2026 | NIWCM | High Demand Growth+Low Gas Supply+Increased Demand Response+Reduced Rankine Availability | 1020.1216 | 1020.9214 | 1020.9214
2027 | NIWCM | High Demand Growth+Low Gas Supply+Increased Demand Response+Reduced Rankine Availability | 942.8326 | 974.4335 | 978.97
2028 | NIWCM | High Demand Growth+Low Gas Supply+Increased Demand Response+Reduced Rankine Availability | 825.9289 | 1474.3514 | 1544.3903
2029 | NIWCM | High Demand Growth+Low Gas Supply+Increased Demand Response+Reduced Rankine Availability | 518.4543 | 1413.5768 | 1742.6064
2030 | NIWCM | High Demand Growth+Low Gas Supply+Increased Demand Response+Reduced Rankine Availability | 75.0046 | 1101.7085 | 1661.8351
2031 | NIWCM | High Demand Growth+Low Gas Supply+Increased Demand Response+Reduced Rankine Availability | -183.5851 | 862.8736 | 1678.4663
2032 | NIWCM | High Demand Growth+Low Gas Supply+Increased Demand Response+Reduced Rankine Availability | -428.6605 | 639.0025 | 1494.6272
2033 | NIWCM | High Demand Growth+Low Gas Supply+Increased Demand Response+Reduced Rankine Availability | -761.3176 | 306.7527 | 1235.8793
2034 | NIWCM | High Demand Growth+Low Gas Supply+Increased Demand Response+Reduced Rankine Availability | -1034.9826 | 79.0284 | 1090.9512
2035 | NIWCM | High Demand Growth+Low Gas Supply+Increased Demand Response+Reduced Rankine Availability | -1126.3934 | 1.1299 | 1016.5208
2026 | SIWEM_PERC | High Demand Growth+Low Gas Supply+Increased Demand Response+Reduced Rankine Availability | 32.0605 | 32.2163 | 32.2163
2027 | SIWEM_PERC | High Demand Growth+Low Gas Supply+Increased Demand Response+Reduced Rankine Availability | 16.6389 | 19.1065 | 19.1065
2028 | SIWEM_PERC | High Demand Growth+Low Gas Supply+Increased Demand Response+Reduced Rankine Availability | 11.2837 | 23.0995 | 29.7273
2029 | SIWEM_PERC | High Demand Growth+Low Gas Supply+Increased Demand Response+Reduced Rankine Availability | 4.2023 | 15.2291 | 28.7461
2030 | SIWEM_PERC | High Demand Growth+Low Gas Supply+Increased Demand Response+Reduced Rankine Availability | -3.4825 | 8.2937 | 27.0695
2031 | SIWEM_PERC | High Demand Growth+Low Gas Supply+Increased Demand Response+Reduced Rankine Availability | -8.7515 | 2.3505 | 27.9996
2032 | SIWEM_PERC | High Demand Growth+Low Gas Supply+Increased Demand Response+Reduced Rankine Availability | -10.5156 | 0.3411 | 21.8431
2033 | SIWEM_PERC | High Demand Growth+Low Gas Supply+Increased Demand Response+Reduced Rankine Availability | -12.1285 | -1.4995 | 18.3132
2034 | SIWEM_PERC | High Demand Growth+Low Gas Supply+Increased Demand Response+Reduced Rankine Availability | -13.8721 | -3.4891 | 15.3136
2035 | SIWEM_PERC | High Demand Growth+Low Gas Supply+Increased Demand Response+Reduced Rankine Availability | -15.1242 | -4.93 | 13.5308
2026 | NZWEM_PERC | High Demand Growth+Low Gas Supply+Increased Demand Response+Reduced Rankine Availability+Low Wind & Solar | 10.9291 | 10.9791 | 10.9791
2027 | NZWEM_PERC | High Demand Growth+Low Gas Supply+Increased Demand Response+Reduced Rankine Availability+Low Wind & Solar | 4.0684 | 5.6294 | 5.8992
2028 | NZWEM_PERC | High Demand Growth+Low Gas Supply+Increased Demand Response+Reduced Rankine Availability+Low Wind & Solar | -2.2217 | 4.3805 | 8.0423
2029 | NZWEM_PERC | High Demand Growth+Low Gas Supply+Increased Demand Response+Reduced Rankine Availability+Low Wind & Solar | -8.0601 | 0.92198 | 8.0286
2030 | NZWEM_PERC | High Demand Growth+Low Gas Supply+Increased Demand Response+Reduced Rankine Availability+Low Wind & Solar | -14.1174 | -3.9046 | 7.2823
2031 | NZWEM_PERC | High Demand Growth+Low Gas Supply+Increased Demand Response+Reduced Rankine Availability+Low Wind & Solar | -17.6899 | -7.827 | 7.4228
2032 | NZWEM_PERC | High Demand Growth+Low Gas Supply+Increased Demand Response+Reduced Rankine Availability+Low Wind & Solar | -20.414 | -10.5393 | 5.0698
2033 | NZWEM_PERC | High Demand Growth+Low Gas Supply+Increased Demand Response+Reduced Rankine Availability+Low Wind & Solar | -22.4672 | -12.8441 | 3.6708
2034 | NZWEM_PERC | High Demand Growth+Low Gas Supply+Increased Demand Response+Reduced Rankine Availability+Low Wind & Solar | -24.4151 | -14.7235 | 1.3123
2035 | NZWEM_PERC | High Demand Growth+Low Gas Supply+Increased Demand Response+Reduced Rankine Availability+Low Wind & Solar | -25.4946 | -15.9552 | -0.29765
2026 | NIWCM | High Demand Growth+Low Gas Supply+Increased Demand Response+Reduced Rankine Availability+Low Wind & Solar | 1020.1216 | 1020.9214 | 1020.9214
2027 | NIWCM | High Demand Growth+Low Gas Supply+Increased Demand Response+Reduced Rankine Availability+Low Wind & Solar | 942.8326 | 974.4335 | 978.97
2028 | NIWCM | High Demand Growth+Low Gas Supply+Increased Demand Response+Reduced Rankine Availability+Low Wind & Solar | 825.9289 | 1474.3514 | 1544.3903
2029 | NIWCM | High Demand Growth+Low Gas Supply+Increased Demand Response+Reduced Rankine Availability+Low Wind & Solar | 518.4543 | 1413.5768 | 1742.6064
2030 | NIWCM | High Demand Growth+Low Gas Supply+Increased Demand Response+Reduced Rankine Availability+Low Wind & Solar | 75.0046 | 1101.7085 | 1661.8351
2031 | NIWCM | High Demand Growth+Low Gas Supply+Increased Demand Response+Reduced Rankine Availability+Low Wind & Solar | -183.5851 | 862.8736 | 1678.4663
2032 | NIWCM | High Demand Growth+Low Gas Supply+Increased Demand Response+Reduced Rankine Availability+Low Wind & Solar | -428.6605 | 639.0025 | 1494.6272
2033 | NIWCM | High Demand Growth+Low Gas Supply+Increased Demand Response+Reduced Rankine Availability+Low Wind & Solar | -761.3176 | 306.7527 | 1235.8793
2034 | NIWCM | High Demand Growth+Low Gas Supply+Increased Demand Response+Reduced Rankine Availability+Low Wind & Solar | -1034.9826 | 79.0284 | 1090.9512
2035 | NIWCM | High Demand Growth+Low Gas Supply+Increased Demand Response+Reduced Rankine Availability+Low Wind & Solar | -1126.3934 | 1.1299 | 1016.5208
2026 | SIWEM_PERC | High Demand Growth+Low Gas Supply+Increased Demand Response+Reduced Rankine Availability+Low Wind & Solar | 28.7901 | 28.9307 | 28.9307
2027 | SIWEM_PERC | High Demand Growth+Low Gas Supply+Increased Demand Response+Reduced Rankine Availability+Low Wind & Solar | 15.8317 | 18.0585 | 18.0585
2028 | SIWEM_PERC | High Demand Growth+Low Gas Supply+Increased Demand Response+Reduced Rankine Availability+Low Wind & Solar | 10.3616 | 21.025 | 27.0063
2029 | SIWEM_PERC | High Demand Growth+Low Gas Supply+Increased Demand Response+Reduced Rankine Availability+Low Wind & Solar | 3.3418 | 13.2931 | 25.4917
2030 | SIWEM_PERC | High Demand Growth+Low Gas Supply+Increased Demand Response+Reduced Rankine Availability+Low Wind & Solar | -4.2769 | 6.3506 | 21.7905
2031 | SIWEM_PERC | High Demand Growth+Low Gas Supply+Increased Demand Response+Reduced Rankine Availability+Low Wind & Solar | -9.5005 | 0.51875 | 18.6628
2032 | SIWEM_PERC | High Demand Growth+Low Gas Supply+Increased Demand Response+Reduced Rankine Availability+Low Wind & Solar | -11.248 | -1.4502 | 16.2928
2033 | SIWEM_PERC | High Demand Growth+Low Gas Supply+Increased Demand Response+Reduced Rankine Availability+Low Wind & Solar | -12.8456 | -3.2532 | 14.1177
2034 | SIWEM_PERC | High Demand Growth+Low Gas Supply+Increased Demand Response+Reduced Rankine Availability+Low Wind & Solar | -14.5725 | -5.2022 | 11.7666
2035 | SIWEM_PERC | High Demand Growth+Low Gas Supply+Increased Demand Response+Reduced Rankine Availability+Low Wind & Solar | -15.8119 | -6.612 | 10.0483
2026 | NZWEM_PERC | High Demand Growth+Low Gas Supply+Increased Demand Response+Reduced Rankine Availability+Constrained Operational Capacity | 12.0919 | 12.1473 | 12.1473
2027 | NZWEM_PERC | High Demand Growth+Low Gas Supply+Increased Demand Response+Reduced Rankine Availability+Constrained Operational Capacity | 5.3368 | 7.0665 | 7.3656
2028 | NZWEM_PERC | High Demand Growth+Low Gas Supply+Increased Demand Response+Reduced Rankine Availability+Constrained Operational Capacity | -0.9164 | 6.3993 | 10.4569
2029 | NZWEM_PERC | High Demand Growth+Low Gas Supply+Increased Demand Response+Reduced Rankine Availability+Constrained Operational Capacity | -6.79 | 3.1629 | 11.0376
2030 | NZWEM_PERC | High Demand Growth+Low Gas Supply+Increased Demand Response+Reduced Rankine Availability+Constrained Operational Capacity | -12.9252 | -1.6562 | 10.7041
2031 | NZWEM_PERC | High Demand Growth+Low Gas Supply+Increased Demand Response+Reduced Rankine Availability+Constrained Operational Capacity | -16.5474 | -5.6724 | 11.1915
2032 | NZWEM_PERC | High Demand Growth+Low Gas Supply+Increased Demand Response+Reduced Rankine Availability+Constrained Operational Capacity | -19.3038 | -8.4142 | 8.8158
2033 | NZWEM_PERC | High Demand Growth+Low Gas Supply+Increased Demand Response+Reduced Rankine Availability+Constrained Operational Capacity | -21.3853 | -10.7731 | 7.4622
2034 | NZWEM_PERC | High Demand Growth+Low Gas Supply+Increased Demand Response+Reduced Rankine Availability+Constrained Operational Capacity | -23.3646 | -12.7126 | 4.9937
2035 | NZWEM_PERC | High Demand Growth+Low Gas Supply+Increased Demand Response+Reduced Rankine Availability+Constrained Operational Capacity | -24.4689 | -13.9917 | 3.2969
2026 | NIWCM | High Demand Growth+Low Gas Supply+Increased Demand Response+Reduced Rankine Availability+Constrained Operational Capacity | 439.5221 | 439.5221 | 439.5221
2027 | NIWCM | High Demand Growth+Low Gas Supply+Increased Demand Response+Reduced Rankine Availability+Constrained Operational Capacity | 320.9465 | 324.8176 | 324.8176
2028 | NIWCM | High Demand Growth+Low Gas Supply+Increased Demand Response+Reduced Rankine Availability+Constrained Operational Capacity | 169.0221 | 663.6563 | 671.9906
2029 | NIWCM | High Demand Growth+Low Gas Supply+Increased Demand Response+Reduced Rankine Availability+Constrained Operational Capacity | -154.8654 | 494.7855 | 652.1706
2030 | NIWCM | High Demand Growth+Low Gas Supply+Increased Demand Response+Reduced Rankine Availability+Constrained Operational Capacity | -603.8607 | 137.6087 | 350.945
2031 | NIWCM | High Demand Growth+Low Gas Supply+Increased Demand Response+Reduced Rankine Availability+Constrained Operational Capacity | -864.1907 | -111.9715 | 161.7371
2032 | NIWCM | High Demand Growth+Low Gas Supply+Increased Demand Response+Reduced Rankine Availability+Constrained Operational Capacity | -1108.9224 | -354.2826 | -57.2031
2033 | NIWCM | High Demand Growth+Low Gas Supply+Increased Demand Response+Reduced Rankine Availability+Constrained Operational Capacity | -1445.3888 | -686.874 | -381.1748
2034 | NIWCM | High Demand Growth+Low Gas Supply+Increased Demand Response+Reduced Rankine Availability+Constrained Operational Capacity | -1713.0224 | -917.2786 | -532.709
2035 | NIWCM | High Demand Growth+Low Gas Supply+Increased Demand Response+Reduced Rankine Availability+Constrained Operational Capacity | -1748.6205 | -998.2547 | -610.9964
2026 | SIWEM_PERC | High Demand Growth+Low Gas Supply+Increased Demand Response+Reduced Rankine Availability+Constrained Operational Capacity | 32.0605 | 32.2163 | 32.2163
2027 | SIWEM_PERC | High Demand Growth+Low Gas Supply+Increased Demand Response+Reduced Rankine Availability+Constrained Operational Capacity | 16.6389 | 19.1065 | 19.1065
2028 | SIWEM_PERC | High Demand Growth+Low Gas Supply+Increased Demand Response+Reduced Rankine Availability+Constrained Operational Capacity | 11.2837 | 23.0995 | 29.7273
2029 | SIWEM_PERC | High Demand Growth+Low Gas Supply+Increased Demand Response+Reduced Rankine Availability+Constrained Operational Capacity | 4.2023 | 15.2291 | 28.7461
2030 | SIWEM_PERC | High Demand Growth+Low Gas Supply+Increased Demand Response+Reduced Rankine Availability+Constrained Operational Capacity | -3.4825 | 8.2937 | 27.0695
2031 | SIWEM_PERC | High Demand Growth+Low Gas Supply+Increased Demand Response+Reduced Rankine Availability+Constrained Operational Capacity | -8.7515 | 2.3505 | 27.9996
2032 | SIWEM_PERC | High Demand Growth+Low Gas Supply+Increased Demand Response+Reduced Rankine Availability+Constrained Operational Capacity | -10.5156 | 0.3411 | 21.8431
2033 | SIWEM_PERC | High Demand Growth+Low Gas Supply+Increased Demand Response+Reduced Rankine Availability+Constrained Operational Capacity | -12.1285 | -1.4995 | 18.3132
2034 | SIWEM_PERC | High Demand Growth+Low Gas Supply+Increased Demand Response+Reduced Rankine Availability+Constrained Operational Capacity | -13.8721 | -3.4891 | 15.3136
2035 | SIWEM_PERC | High Demand Growth+Low Gas Supply+Increased Demand Response+Reduced Rankine Availability+Constrained Operational Capacity | -15.1242 | -4.93 | 13.5308
2026 | NZWEM_PERC | High Demand Growth+Low Gas Supply+Increased Demand Response+Reduced Rankine Availability+Constrained Operational Capacity+Low Wind & Solar | 10.9291 | 10.9791 | 10.9791
2027 | NZWEM_PERC | High Demand Growth+Low Gas Supply+Increased Demand Response+Reduced Rankine Availability+Constrained Operational Capacity+Low Wind & Solar | 4.0684 | 5.6294 | 5.8992
2028 | NZWEM_PERC | High Demand Growth+Low Gas Supply+Increased Demand Response+Reduced Rankine Availability+Constrained Operational Capacity+Low Wind & Solar | -2.2217 | 4.3805 | 8.0423
2029 | NZWEM_PERC | High Demand Growth+Low Gas Supply+Increased Demand Response+Reduced Rankine Availability+Constrained Operational Capacity+Low Wind & Solar | -8.0601 | 0.92198 | 8.0286
2030 | NZWEM_PERC | High Demand Growth+Low Gas Supply+Increased Demand Response+Reduced Rankine Availability+Constrained Operational Capacity+Low Wind & Solar | -14.1174 | -3.9046 | 7.2823
2031 | NZWEM_PERC | High Demand Growth+Low Gas Supply+Increased Demand Response+Reduced Rankine Availability+Constrained Operational Capacity+Low Wind & Solar | -17.6899 | -7.827 | 7.4228
2032 | NZWEM_PERC | High Demand Growth+Low Gas Supply+Increased Demand Response+Reduced Rankine Availability+Constrained Operational Capacity+Low Wind & Solar | -20.414 | -10.5393 | 5.0698
2033 | NZWEM_PERC | High Demand Growth+Low Gas Supply+Increased Demand Response+Reduced Rankine Availability+Constrained Operational Capacity+Low Wind & Solar | -22.4672 | -12.8441 | 3.6708
2034 | NZWEM_PERC | High Demand Growth+Low Gas Supply+Increased Demand Response+Reduced Rankine Availability+Constrained Operational Capacity+Low Wind & Solar | -24.4151 | -14.7235 | 1.3123
2035 | NZWEM_PERC | High Demand Growth+Low Gas Supply+Increased Demand Response+Reduced Rankine Availability+Constrained Operational Capacity+Low Wind & Solar | -25.4946 | -15.9552 | -0.29765
2026 | NIWCM | High Demand Growth+Low Gas Supply+Increased Demand Response+Reduced Rankine Availability+Constrained Operational Capacity+Low Wind & Solar | 439.5221 | 439.5221 | 439.5221
2027 | NIWCM | High Demand Growth+Low Gas Supply+Increased Demand Response+Reduced Rankine Availability+Constrained Operational Capacity+Low Wind & Solar | 320.9465 | 324.8176 | 324.8176
2028 | NIWCM | High Demand Growth+Low Gas Supply+Increased Demand Response+Reduced Rankine Availability+Constrained Operational Capacity+Low Wind & Solar | 169.0221 | 663.6563 | 671.9906
2029 | NIWCM | High Demand Growth+Low Gas Supply+Increased Demand Response+Reduced Rankine Availability+Constrained Operational Capacity+Low Wind & Solar | -154.8654 | 494.7855 | 652.1706
2030 | NIWCM | High Demand Growth+Low Gas Supply+Increased Demand Response+Reduced Rankine Availability+Constrained Operational Capacity+Low Wind & Solar | -603.8607 | 137.6087 | 350.945
2031 | NIWCM | High Demand Growth+Low Gas Supply+Increased Demand Response+Reduced Rankine Availability+Constrained Operational Capacity+Low Wind & Solar | -864.1907 | -111.9715 | 161.7371
2032 | NIWCM | High Demand Growth+Low Gas Supply+Increased Demand Response+Reduced Rankine Availability+Constrained Operational Capacity+Low Wind & Solar | -1108.9224 | -354.2826 | -57.2031
2033 | NIWCM | High Demand Growth+Low Gas Supply+Increased Demand Response+Reduced Rankine Availability+Constrained Operational Capacity+Low Wind & Solar | -1445.3888 | -686.874 | -381.1748
2034 | NIWCM | High Demand Growth+Low Gas Supply+Increased Demand Response+Reduced Rankine Availability+Constrained Operational Capacity+Low Wind & Solar | -1713.0224 | -917.2786 | -532.709
2035 | NIWCM | High Demand Growth+Low Gas Supply+Increased Demand Response+Reduced Rankine Availability+Constrained Operational Capacity+Low Wind & Solar | -1748.6205 | -998.2547 | -610.9964
2026 | SIWEM_PERC | High Demand Growth+Low Gas Supply+Increased Demand Response+Reduced Rankine Availability+Constrained Operational Capacity+Low Wind & Solar | 28.7901 | 28.9307 | 28.9307
2027 | SIWEM_PERC | High Demand Growth+Low Gas Supply+Increased Demand Response+Reduced Rankine Availability+Constrained Operational Capacity+Low Wind & Solar | 15.8317 | 18.0585 | 18.0585
2028 | SIWEM_PERC | High Demand Growth+Low Gas Supply+Increased Demand Response+Reduced Rankine Availability+Constrained Operational Capacity+Low Wind & Solar | 10.3616 | 21.025 | 27.0063
2029 | SIWEM_PERC | High Demand Growth+Low Gas Supply+Increased Demand Response+Reduced Rankine Availability+Constrained Operational Capacity+Low Wind & Solar | 3.3418 | 13.2931 | 25.4917
2030 | SIWEM_PERC | High Demand Growth+Low Gas Supply+Increased Demand Response+Reduced Rankine Availability+Constrained Operational Capacity+Low Wind & Solar | -4.2769 | 6.3506 | 21.7905
2031 | SIWEM_PERC | High Demand Growth+Low Gas Supply+Increased Demand Response+Reduced Rankine Availability+Constrained Operational Capacity+Low Wind & Solar | -9.5005 | 0.51875 | 18.6628
2032 | SIWEM_PERC | High Demand Growth+Low Gas Supply+Increased Demand Response+Reduced Rankine Availability+Constrained Operational Capacity+Low Wind & Solar | -11.248 | -1.4502 | 16.2928
2033 | SIWEM_PERC | High Demand Growth+Low Gas Supply+Increased Demand Response+Reduced Rankine Availability+Constrained Operational Capacity+Low Wind & Solar | -12.8456 | -3.2532 | 14.1177
2034 | SIWEM_PERC | High Demand Growth+Low Gas Supply+Increased Demand Response+Reduced Rankine Availability+Constrained Operational Capacity+Low Wind & Solar | -14.5725 | -5.2022 | 11.7666
2035 | SIWEM_PERC | High Demand Growth+Low Gas Supply+Increased Demand Response+Reduced Rankine Availability+Constrained Operational Capacity+Low Wind & Solar | -15.8119 | -6.612 | 10.0483
2026 | NZWEM_PERC | High Demand Growth+Low Gas Supply+Increased Demand Response+Reduced Rankine Availability+Upgraded HVDC | 12.0919 | 12.1473 | 12.1473
2027 | NZWEM_PERC | High Demand Growth+Low Gas Supply+Increased Demand Response+Reduced Rankine Availability+Upgraded HVDC | 5.3368 | 7.0665 | 7.3656
2028 | NZWEM_PERC | High Demand Growth+Low Gas Supply+Increased Demand Response+Reduced Rankine Availability+Upgraded HVDC | -0.9164 | 6.3993 | 10.4569
2029 | NZWEM_PERC | High Demand Growth+Low Gas Supply+Increased Demand Response+Reduced Rankine Availability+Upgraded HVDC | -6.79 | 3.1629 | 11.0376
2030 | NZWEM_PERC | High Demand Growth+Low Gas Supply+Increased Demand Response+Reduced Rankine Availability+Upgraded HVDC | -12.9252 | -1.6562 | 10.7041
2031 | NZWEM_PERC | High Demand Growth+Low Gas Supply+Increased Demand Response+Reduced Rankine Availability+Upgraded HVDC | -16.5474 | -5.6724 | 11.1915
2032 | NZWEM_PERC | High Demand Growth+Low Gas Supply+Increased Demand Response+Reduced Rankine Availability+Upgraded HVDC | -19.3038 | -8.4142 | 8.8158
2033 | NZWEM_PERC | High Demand Growth+Low Gas Supply+Increased Demand Response+Reduced Rankine Availability+Upgraded HVDC | -21.3853 | -10.7731 | 7.4622
2034 | NZWEM_PERC | High Demand Growth+Low Gas Supply+Increased Demand Response+Reduced Rankine Availability+Upgraded HVDC | -23.3646 | -12.7126 | 4.9937
2035 | NZWEM_PERC | High Demand Growth+Low Gas Supply+Increased Demand Response+Reduced Rankine Availability+Upgraded HVDC | -24.4689 | -13.9917 | 3.2969
2026 | NIWCM | High Demand Growth+Low Gas Supply+Increased Demand Response+Reduced Rankine Availability+Upgraded HVDC | 1020.1216 | 1020.9214 | 1020.9214
2027 | NIWCM | High Demand Growth+Low Gas Supply+Increased Demand Response+Reduced Rankine Availability+Upgraded HVDC | 942.8326 | 974.4335 | 978.97
2028 | NIWCM | High Demand Growth+Low Gas Supply+Increased Demand Response+Reduced Rankine Availability+Upgraded HVDC | 825.9289 | 1474.3514 | 1544.3903
2029 | NIWCM | High Demand Growth+Low Gas Supply+Increased Demand Response+Reduced Rankine Availability+Upgraded HVDC | 518.4543 | 1413.5768 | 1742.6064
2030 | NIWCM | High Demand Growth+Low Gas Supply+Increased Demand Response+Reduced Rankine Availability+Upgraded HVDC | 75.0046 | 1101.7085 | 1661.8351
2031 | NIWCM | High Demand Growth+Low Gas Supply+Increased Demand Response+Reduced Rankine Availability+Upgraded HVDC | -183.5851 | 862.8736 | 1678.4641
2032 | NIWCM | High Demand Growth+Low Gas Supply+Increased Demand Response+Reduced Rankine Availability+Upgraded HVDC | -428.6605 | 639.0025 | 1494.628
2033 | NIWCM | High Demand Growth+Low Gas Supply+Increased Demand Response+Reduced Rankine Availability+Upgraded HVDC | -761.3176 | 306.7527 | 1235.8793
2034 | NIWCM | High Demand Growth+Low Gas Supply+Increased Demand Response+Reduced Rankine Availability+Upgraded HVDC | -1034.9826 | 79.0284 | 1090.9512
2035 | NIWCM | High Demand Growth+Low Gas Supply+Increased Demand Response+Reduced Rankine Availability+Upgraded HVDC | -1126.3934 | 1.1299 | 1016.5208
2026 | SIWEM_PERC | High Demand Growth+Low Gas Supply+Increased Demand Response+Reduced Rankine Availability+Upgraded HVDC | 32.0605 | 32.2163 | 32.2163
2027 | SIWEM_PERC | High Demand Growth+Low Gas Supply+Increased Demand Response+Reduced Rankine Availability+Upgraded HVDC | 16.6389 | 19.1065 | 19.1065
2028 | SIWEM_PERC | High Demand Growth+Low Gas Supply+Increased Demand Response+Reduced Rankine Availability+Upgraded HVDC | 11.2837 | 23.0995 | 29.7273
2029 | SIWEM_PERC | High Demand Growth+Low Gas Supply+Increased Demand Response+Reduced Rankine Availability+Upgraded HVDC | 4.2023 | 15.2291 | 28.7461
2030 | SIWEM_PERC | High Demand Growth+Low Gas Supply+Increased Demand Response+Reduced Rankine Availability+Upgraded HVDC | -3.4825 | 8.2937 | 27.0695
2031 | SIWEM_PERC | High Demand Growth+Low Gas Supply+Increased Demand Response+Reduced Rankine Availability+Upgraded HVDC | -8.7515 | 2.3505 | 27.9996
2032 | SIWEM_PERC | High Demand Growth+Low Gas Supply+Increased Demand Response+Reduced Rankine Availability+Upgraded HVDC | -10.5156 | 0.3411 | 21.8431
2033 | SIWEM_PERC | High Demand Growth+Low Gas Supply+Increased Demand Response+Reduced Rankine Availability+Upgraded HVDC | -12.1285 | -1.4995 | 18.3132
2034 | SIWEM_PERC | High Demand Growth+Low Gas Supply+Increased Demand Response+Reduced Rankine Availability+Upgraded HVDC | -13.8721 | -3.4891 | 15.3136
2035 | SIWEM_PERC | High Demand Growth+Low Gas Supply+Increased Demand Response+Reduced Rankine Availability+Upgraded HVDC | -15.1242 | -4.93 | 13.5308
2026 | NZWEM_PERC | High Demand Growth+Low Gas Supply+Increased Demand Response+Reduced Rankine Availability+Upgraded HVDC+Low Wind & Solar | 10.9291 | 10.9791 | 10.9791
2027 | NZWEM_PERC | High Demand Growth+Low Gas Supply+Increased Demand Response+Reduced Rankine Availability+Upgraded HVDC+Low Wind & Solar | 4.0684 | 5.6294 | 5.8992
2028 | NZWEM_PERC | High Demand Growth+Low Gas Supply+Increased Demand Response+Reduced Rankine Availability+Upgraded HVDC+Low Wind & Solar | -2.2217 | 4.3805 | 8.0423
2029 | NZWEM_PERC | High Demand Growth+Low Gas Supply+Increased Demand Response+Reduced Rankine Availability+Upgraded HVDC+Low Wind & Solar | -8.0601 | 0.92198 | 8.0286
2030 | NZWEM_PERC | High Demand Growth+Low Gas Supply+Increased Demand Response+Reduced Rankine Availability+Upgraded HVDC+Low Wind & Solar | -14.1174 | -3.9046 | 7.2823
2031 | NZWEM_PERC | High Demand Growth+Low Gas Supply+Increased Demand Response+Reduced Rankine Availability+Upgraded HVDC+Low Wind & Solar | -17.6899 | -7.827 | 7.4228
2032 | NZWEM_PERC | High Demand Growth+Low Gas Supply+Increased Demand Response+Reduced Rankine Availability+Upgraded HVDC+Low Wind & Solar | -20.414 | -10.5393 | 5.0698
2033 | NZWEM_PERC | High Demand Growth+Low Gas Supply+Increased Demand Response+Reduced Rankine Availability+Upgraded HVDC+Low Wind & Solar | -22.4672 | -12.8441 | 3.6708
2034 | NZWEM_PERC | High Demand Growth+Low Gas Supply+Increased Demand Response+Reduced Rankine Availability+Upgraded HVDC+Low Wind & Solar | -24.4151 | -14.7235 | 1.3123
2035 | NZWEM_PERC | High Demand Growth+Low Gas Supply+Increased Demand Response+Reduced Rankine Availability+Upgraded HVDC+Low Wind & Solar | -25.4946 | -15.9552 | -0.29765
2026 | NIWCM | High Demand Growth+Low Gas Supply+Increased Demand Response+Reduced Rankine Availability+Upgraded HVDC+Low Wind & Solar | 1020.1216 | 1020.9214 | 1020.9214
2027 | NIWCM | High Demand Growth+Low Gas Supply+Increased Demand Response+Reduced Rankine Availability+Upgraded HVDC+Low Wind & Solar | 942.8326 | 974.4335 | 978.97
2028 | NIWCM | High Demand Growth+Low Gas Supply+Increased Demand Response+Reduced Rankine Availability+Upgraded HVDC+Low Wind & Solar | 825.9289 | 1474.3514 | 1544.3903
2029 | NIWCM | High Demand Growth+Low Gas Supply+Increased Demand Response+Reduced Rankine Availability+Upgraded HVDC+Low Wind & Solar | 518.4543 | 1413.5768 | 1742.6064
2030 | NIWCM | High Demand Growth+Low Gas Supply+Increased Demand Response+Reduced Rankine Availability+Upgraded HVDC+Low Wind & Solar | 75.0046 | 1101.7085 | 1661.8351
2031 | NIWCM | High Demand Growth+Low Gas Supply+Increased Demand Response+Reduced Rankine Availability+Upgraded HVDC+Low Wind & Solar | -183.5851 | 862.8736 | 1678.4641
2032 | NIWCM | High Demand Growth+Low Gas Supply+Increased Demand Response+Reduced Rankine Availability+Upgraded HVDC+Low Wind & Solar | -428.6605 | 639.0025 | 1494.628
2033 | NIWCM | High Demand Growth+Low Gas Supply+Increased Demand Response+Reduced Rankine Availability+Upgraded HVDC+Low Wind & Solar | -761.3176 | 306.7527 | 1235.8793
2034 | NIWCM | High Demand Growth+Low Gas Supply+Increased Demand Response+Reduced Rankine Availability+Upgraded HVDC+Low Wind & Solar | -1034.9826 | 79.0284 | 1090.9512
2035 | NIWCM | High Demand Growth+Low Gas Supply+Increased Demand Response+Reduced Rankine Availability+Upgraded HVDC+Low Wind & Solar | -1126.3934 | 1.1299 | 1016.5208
2026 | SIWEM_PERC | High Demand Growth+Low Gas Supply+Increased Demand Response+Reduced Rankine Availability+Upgraded HVDC+Low Wind & Solar | 28.7901 | 28.9307 | 28.9307
2027 | SIWEM_PERC | High Demand Growth+Low Gas Supply+Increased Demand Response+Reduced Rankine Availability+Upgraded HVDC+Low Wind & Solar | 15.8317 | 18.0585 | 18.0585
2028 | SIWEM_PERC | High Demand Growth+Low Gas Supply+Increased Demand Response+Reduced Rankine Availability+Upgraded HVDC+Low Wind & Solar | 10.3616 | 21.025 | 27.0063
2029 | SIWEM_PERC | High Demand Growth+Low Gas Supply+Increased Demand Response+Reduced Rankine Availability+Upgraded HVDC+Low Wind & Solar | 3.3418 | 13.2931 | 25.4917
2030 | SIWEM_PERC | High Demand Growth+Low Gas Supply+Increased Demand Response+Reduced Rankine Availability+Upgraded HVDC+Low Wind & Solar | -4.2769 | 6.3506 | 21.7905
2031 | SIWEM_PERC | High Demand Growth+Low Gas Supply+Increased Demand Response+Reduced Rankine Availability+Upgraded HVDC+Low Wind & Solar | -9.5005 | 0.51875 | 18.6628
2032 | SIWEM_PERC | High Demand Growth+Low Gas Supply+Increased Demand Response+Reduced Rankine Availability+Upgraded HVDC+Low Wind & Solar | -11.248 | -1.4502 | 16.2928
2033 | SIWEM_PERC | High Demand Growth+Low Gas Supply+Increased Demand Response+Reduced Rankine Availability+Upgraded HVDC+Low Wind & Solar | -12.8456 | -3.2532 | 14.1177
2034 | SIWEM_PERC | High Demand Growth+Low Gas Supply+Increased Demand Response+Reduced Rankine Availability+Upgraded HVDC+Low Wind & Solar | -14.5725 | -5.2022 | 11.7666
2035 | SIWEM_PERC | High Demand Growth+Low Gas Supply+Increased Demand Response+Reduced Rankine Availability+Upgraded HVDC+Low Wind & Solar | -15.8119 | -6.612 | 10.0483
2026 | NZWEM_PERC | High Demand Growth+Low Gas Supply+Increased Demand Response+Reduced Rankine Availability+Upgraded HVDC+Constrained Operational Capacity | 12.0919 | 12.1473 | 12.1473
2027 | NZWEM_PERC | High Demand Growth+Low Gas Supply+Increased Demand Response+Reduced Rankine Availability+Upgraded HVDC+Constrained Operational Capacity | 5.3368 | 7.0665 | 7.3656
2028 | NZWEM_PERC | High Demand Growth+Low Gas Supply+Increased Demand Response+Reduced Rankine Availability+Upgraded HVDC+Constrained Operational Capacity | -0.9164 | 6.3993 | 10.4569
2029 | NZWEM_PERC | High Demand Growth+Low Gas Supply+Increased Demand Response+Reduced Rankine Availability+Upgraded HVDC+Constrained Operational Capacity | -6.79 | 3.1629 | 11.0376
2030 | NZWEM_PERC | High Demand Growth+Low Gas Supply+Increased Demand Response+Reduced Rankine Availability+Upgraded HVDC+Constrained Operational Capacity | -12.9252 | -1.6562 | 10.7041
2031 | NZWEM_PERC | High Demand Growth+Low Gas Supply+Increased Demand Response+Reduced Rankine Availability+Upgraded HVDC+Constrained Operational Capacity | -16.5474 | -5.6724 | 11.1915
2032 | NZWEM_PERC | High Demand Growth+Low Gas Supply+Increased Demand Response+Reduced Rankine Availability+Upgraded HVDC+Constrained Operational Capacity | -19.3038 | -8.4142 | 8.8158
2033 | NZWEM_PERC | High Demand Growth+Low Gas Supply+Increased Demand Response+Reduced Rankine Availability+Upgraded HVDC+Constrained Operational Capacity | -21.3853 | -10.7731 | 7.4622
2034 | NZWEM_PERC | High Demand Growth+Low Gas Supply+Increased Demand Response+Reduced Rankine Availability+Upgraded HVDC+Constrained Operational Capacity | -23.3646 | -12.7126 | 4.9937
2035 | NZWEM_PERC | High Demand Growth+Low Gas Supply+Increased Demand Response+Reduced Rankine Availability+Upgraded HVDC+Constrained Operational Capacity | -24.4689 | -13.9917 | 3.2969
2026 | NIWCM | High Demand Growth+Low Gas Supply+Increased Demand Response+Reduced Rankine Availability+Upgraded HVDC+Constrained Operational Capacity | 439.5221 | 439.5221 | 439.5221
2027 | NIWCM | High Demand Growth+Low Gas Supply+Increased Demand Response+Reduced Rankine Availability+Upgraded HVDC+Constrained Operational Capacity | 320.9465 | 324.8176 | 324.8176
2028 | NIWCM | High Demand Growth+Low Gas Supply+Increased Demand Response+Reduced Rankine Availability+Upgraded HVDC+Constrained Operational Capacity | 169.0221 | 663.6563 | 671.9906
2029 | NIWCM | High Demand Growth+Low Gas Supply+Increased Demand Response+Reduced Rankine Availability+Upgraded HVDC+Constrained Operational Capacity | -154.8654 | 494.7855 | 652.1706
2030 | NIWCM | High Demand Growth+Low Gas Supply+Increased Demand Response+Reduced Rankine Availability+Upgraded HVDC+Constrained Operational Capacity | -603.8607 | 137.6087 | 350.945
2031 | NIWCM | High Demand Growth+Low Gas Supply+Increased Demand Response+Reduced Rankine Availability+Upgraded HVDC+Constrained Operational Capacity | -864.1907 | -111.9715 | 161.7371
2032 | NIWCM | High Demand Growth+Low Gas Supply+Increased Demand Response+Reduced Rankine Availability+Upgraded HVDC+Constrained Operational Capacity | -1108.9224 | -354.2826 | -57.2031
2033 | NIWCM | High Demand Growth+Low Gas Supply+Increased Demand Response+Reduced Rankine Availability+Upgraded HVDC+Constrained Operational Capacity | -1445.3888 | -686.874 | -381.1748
2034 | NIWCM | High Demand Growth+Low Gas Supply+Increased Demand Response+Reduced Rankine Availability+Upgraded HVDC+Constrained Operational Capacity | -1713.0224 | -917.2786 | -532.709
2035 | NIWCM | High Demand Growth+Low Gas Supply+Increased Demand Response+Reduced Rankine Availability+Upgraded HVDC+Constrained Operational Capacity | -1748.6205 | -998.2547 | -610.9964
2026 | SIWEM_PERC | High Demand Growth+Low Gas Supply+Increased Demand Response+Reduced Rankine Availability+Upgraded HVDC+Constrained Operational Capacity | 32.0605 | 32.2163 | 32.2163
2027 | SIWEM_PERC | High Demand Growth+Low Gas Supply+Increased Demand Response+Reduced Rankine Availability+Upgraded HVDC+Constrained Operational Capacity | 16.6389 | 19.1065 | 19.1065
2028 | SIWEM_PERC | High Demand Growth+Low Gas Supply+Increased Demand Response+Reduced Rankine Availability+Upgraded HVDC+Constrained Operational Capacity | 11.2837 | 23.0995 | 29.7273
2029 | SIWEM_PERC | High Demand Growth+Low Gas Supply+Increased Demand Response+Reduced Rankine Availability+Upgraded HVDC+Constrained Operational Capacity | 4.2023 | 15.2291 | 28.7461
2030 | SIWEM_PERC | High Demand Growth+Low Gas Supply+Increased Demand Response+Reduced Rankine Availability+Upgraded HVDC+Constrained Operational Capacity | -3.4825 | 8.2937 | 27.0695
2031 | SIWEM_PERC | High Demand Growth+Low Gas Supply+Increased Demand Response+Reduced Rankine Availability+Upgraded HVDC+Constrained Operational Capacity | -8.7515 | 2.3505 | 27.9996
2032 | SIWEM_PERC | High Demand Growth+Low Gas Supply+Increased Demand Response+Reduced Rankine Availability+Upgraded HVDC+Constrained Operational Capacity | -10.5156 | 0.3411 | 21.8431
2033 | SIWEM_PERC | High Demand Growth+Low Gas Supply+Increased Demand Response+Reduced Rankine Availability+Upgraded HVDC+Constrained Operational Capacity | -12.1285 | -1.4995 | 18.3132
2034 | SIWEM_PERC | High Demand Growth+Low Gas Supply+Increased Demand Response+Reduced Rankine Availability+Upgraded HVDC+Constrained Operational Capacity | -13.8721 | -3.4891 | 15.3136
2035 | SIWEM_PERC | High Demand Growth+Low Gas Supply+Increased Demand Response+Reduced Rankine Availability+Upgraded HVDC+Constrained Operational Capacity | -15.1242 | -4.93 | 13.5308
2026 | NZWEM_PERC | High Demand Growth+Low Gas Supply+Increased Demand Response+Reduced Rankine Availability+Upgraded HVDC+Constrained Operational Capacity+Low Wind & Solar | 10.9291 | 10.9791 | 10.9791
2027 | NZWEM_PERC | High Demand Growth+Low Gas Supply+Increased Demand Response+Reduced Rankine Availability+Upgraded HVDC+Constrained Operational Capacity+Low Wind & Solar | 4.0684 | 5.6294 | 5.8992
2028 | NZWEM_PERC | High Demand Growth+Low Gas Supply+Increased Demand Response+Reduced Rankine Availability+Upgraded HVDC+Constrained Operational Capacity+Low Wind & Solar | -2.2217 | 4.3805 | 8.0423
2029 | NZWEM_PERC | High Demand Growth+Low Gas Supply+Increased Demand Response+Reduced Rankine Availability+Upgraded HVDC+Constrained Operational Capacity+Low Wind & Solar | -8.0601 | 0.92198 | 8.0286
2030 | NZWEM_PERC | High Demand Growth+Low Gas Supply+Increased Demand Response+Reduced Rankine Availability+Upgraded HVDC+Constrained Operational Capacity+Low Wind & Solar | -14.1174 | -3.9046 | 7.2823
2031 | NZWEM_PERC | High Demand Growth+Low Gas Supply+Increased Demand Response+Reduced Rankine Availability+Upgraded HVDC+Constrained Operational Capacity+Low Wind & Solar | -17.6899 | -7.827 | 7.4228
2032 | NZWEM_PERC | High Demand Growth+Low Gas Supply+Increased Demand Response+Reduced Rankine Availability+Upgraded HVDC+Constrained Operational Capacity+Low Wind & Solar | -20.414 | -10.5393 | 5.0698
2033 | NZWEM_PERC | High Demand Growth+Low Gas Supply+Increased Demand Response+Reduced Rankine Availability+Upgraded HVDC+Constrained Operational Capacity+Low Wind & Solar | -22.4672 | -12.8441 | 3.6708
2034 | NZWEM_PERC | High Demand Growth+Low Gas Supply+Increased Demand Response+Reduced Rankine Availability+Upgraded HVDC+Constrained Operational Capacity+Low Wind & Solar | -24.4151 | -14.7235 | 1.3123
2035 | NZWEM_PERC | High Demand Growth+Low Gas Supply+Increased Demand Response+Reduced Rankine Availability+Upgraded HVDC+Constrained Operational Capacity+Low Wind & Solar | -25.4946 | -15.9552 | -0.29765
2026 | NIWCM | High Demand Growth+Low Gas Supply+Increased Demand Response+Reduced Rankine Availability+Upgraded HVDC+Constrained Operational Capacity+Low Wind & Solar | 439.5221 | 439.5221 | 439.5221
2027 | NIWCM | High Demand Growth+Low Gas Supply+Increased Demand Response+Reduced Rankine Availability+Upgraded HVDC+Constrained Operational Capacity+Low Wind & Solar | 320.9465 | 324.8176 | 324.8176
2028 | NIWCM | High Demand Growth+Low Gas Supply+Increased Demand Response+Reduced Rankine Availability+Upgraded HVDC+Constrained Operational Capacity+Low Wind & Solar | 169.0221 | 663.6563 | 671.9906
2029 | NIWCM | High Demand Growth+Low Gas Supply+Increased Demand Response+Reduced Rankine Availability+Upgraded HVDC+Constrained Operational Capacity+Low Wind & Solar | -154.8654 | 494.7855 | 652.1706
2030 | NIWCM | High Demand Growth+Low Gas Supply+Increased Demand Response+Reduced Rankine Availability+Upgraded HVDC+Constrained Operational Capacity+Low Wind & Solar | -603.8607 | 137.6087 | 350.945
2031 | NIWCM | High Demand Growth+Low Gas Supply+Increased Demand Response+Reduced Rankine Availability+Upgraded HVDC+Constrained Operational Capacity+Low Wind & Solar | -864.1907 | -111.9715 | 161.7371
2032 | NIWCM | High Demand Growth+Low Gas Supply+Increased Demand Response+Reduced Rankine Availability+Upgraded HVDC+Constrained Operational Capacity+Low Wind & Solar | -1108.9224 | -354.2826 | -57.2031
2033 | NIWCM | High Demand Growth+Low Gas Supply+Increased Demand Response+Reduced Rankine Availability+Upgraded HVDC+Constrained Operational Capacity+Low Wind & Solar | -1445.3888 | -686.874 | -381.1748
2034 | NIWCM | High Demand Growth+Low Gas Supply+Increased Demand Response+Reduced Rankine Availability+Upgraded HVDC+Constrained Operational Capacity+Low Wind & Solar | -1713.0224 | -917.2786 | -532.709
2035 | NIWCM | High Demand Growth+Low Gas Supply+Increased Demand Response+Reduced Rankine Availability+Upgraded HVDC+Constrained Operational Capacity+Low Wind & Solar | -1748.6205 | -998.2547 | -610.9964
2026 | SIWEM_PERC | High Demand Growth+Low Gas Supply+Increased Demand Response+Reduced Rankine Availability+Upgraded HVDC+Constrained Operational Capacity+Low Wind & Solar | 28.7901 | 28.9307 | 28.9307
2027 | SIWEM_PERC | High Demand Growth+Low Gas Supply+Increased Demand Response+Reduced Rankine Availability+Upgraded HVDC+Constrained Operational Capacity+Low Wind & Solar | 15.8317 | 18.0585 | 18.0585
2028 | SIWEM_PERC | High Demand Growth+Low Gas Supply+Increased Demand Response+Reduced Rankine Availability+Upgraded HVDC+Constrained Operational Capacity+Low Wind & Solar | 10.3616 | 21.025 | 27.0063
2029 | SIWEM_PERC | High Demand Growth+Low Gas Supply+Increased Demand Response+Reduced Rankine Availability+Upgraded HVDC+Constrained Operational Capacity+Low Wind & Solar | 3.3418 | 13.2931 | 25.4917
2030 | SIWEM_PERC | High Demand Growth+Low Gas Supply+Increased Demand Response+Reduced Rankine Availability+Upgraded HVDC+Constrained Operational Capacity+Low Wind & Solar | -4.2769 | 6.3506 | 21.7905
2031 | SIWEM_PERC | High Demand Growth+Low Gas Supply+Increased Demand Response+Reduced Rankine Availability+Upgraded HVDC+Constrained Operational Capacity+Low Wind & Solar | -9.5005 | 0.51875 | 18.6628
2032 | SIWEM_PERC | High Demand Growth+Low Gas Supply+Increased Demand Response+Reduced Rankine Availability+Upgraded HVDC+Constrained Operational Capacity+Low Wind & Solar | -11.248 | -1.4502 | 16.2928
2033 | SIWEM_PERC | High Demand Growth+Low Gas Supply+Increased Demand Response+Reduced Rankine Availability+Upgraded HVDC+Constrained Operational Capacity+Low Wind & Solar | -12.8456 | -3.2532 | 14.1177
2034 | SIWEM_PERC | High Demand Growth+Low Gas Supply+Increased Demand Response+Reduced Rankine Availability+Upgraded HVDC+Constrained Operational Capacity+Low Wind & Solar | -14.5725 | -5.2022 | 11.7666
2035 | SIWEM_PERC | High Demand Growth+Low Gas Supply+Increased Demand Response+Reduced Rankine Availability+Upgraded HVDC+Constrained Operational Capacity+Low Wind & Solar | -15.8119 | -6.612 | 10.0483
2026 | NZWEM_PERC | High Demand Growth+Low Gas Supply+Increased Demand Response+Reduced Rankine Availability+Delayed Build | 7.5984 | 7.5984 | 7.5984
2027 | NZWEM_PERC | High Demand Growth+Low Gas Supply+Increased Demand Response+Reduced Rankine Availability+Delayed Build | -1.602 | -1.469 | -1.311
2028 | NZWEM_PERC | High Demand Growth+Low Gas Supply+Increased Demand Response+Reduced Rankine Availability+Delayed Build | -4.6896 | -3.3877 | -3.1044
2029 | NZWEM_PERC | High Demand Growth+Low Gas Supply+Increased Demand Response+Reduced Rankine Availability+Delayed Build | -7.7903 | -5.3103 | -4.54
2030 | NZWEM_PERC | High Demand Growth+Low Gas Supply+Increased Demand Response+Reduced Rankine Availability+Delayed Build | -12.9252 | -5.3565 | 1.0412
2031 | NZWEM_PERC | High Demand Growth+Low Gas Supply+Increased Demand Response+Reduced Rankine Availability+Delayed Build | -16.5474 | -6.7411 | 0.34192
2032 | NZWEM_PERC | High Demand Growth+Low Gas Supply+Increased Demand Response+Reduced Rankine Availability+Delayed Build | -19.3038 | -9.2198 | 2.2907
2033 | NZWEM_PERC | High Demand Growth+Low Gas Supply+Increased Demand Response+Reduced Rankine Availability+Delayed Build | -21.3853 | -11.4866 | 4.4834
2034 | NZWEM_PERC | High Demand Growth+Low Gas Supply+Increased Demand Response+Reduced Rankine Availability+Delayed Build | -23.3646 | -13.4485 | 2.8555
2035 | NZWEM_PERC | High Demand Growth+Low Gas Supply+Increased Demand Response+Reduced Rankine Availability+Delayed Build | -24.4689 | -14.4076 | 2.8811
2026 | NIWCM | High Demand Growth+Low Gas Supply+Increased Demand Response+Reduced Rankine Availability+Delayed Build | 741.7097 | 741.7097 | 741.7097
2027 | NIWCM | High Demand Growth+Low Gas Supply+Increased Demand Response+Reduced Rankine Availability+Delayed Build | 543.3008 | 545.3044 | 547.7769
2028 | NIWCM | High Demand Growth+Low Gas Supply+Increased Demand Response+Reduced Rankine Availability+Delayed Build | 570.4704 | 591.0527 | 595.5892
2029 | NIWCM | High Demand Growth+Low Gas Supply+Increased Demand Response+Reduced Rankine Availability+Delayed Build | 309.988 | 438.2941 | 451.8864
2030 | NIWCM | High Demand Growth+Low Gas Supply+Increased Demand Response+Reduced Rankine Availability+Delayed Build | 19.2281 | 745.4805 | 1038.4801
2031 | NIWCM | High Demand Growth+Low Gas Supply+Increased Demand Response+Reduced Rankine Availability+Delayed Build | -256.5236 | 682.0003 | 1043.5201
2032 | NIWCM | High Demand Growth+Low Gas Supply+Increased Demand Response+Reduced Rankine Availability+Delayed Build | -501.599 | 512.6948 | 1101.6568
2033 | NIWCM | High Demand Growth+Low Gas Supply+Increased Demand Response+Reduced Rankine Availability+Delayed Build | -761.3176 | 261.7135 | 1091.4376
2034 | NIWCM | High Demand Growth+Low Gas Supply+Increased Demand Response+Reduced Rankine Availability+Delayed Build | -1034.9826 | 8.9392 | 876.433
2035 | NIWCM | High Demand Growth+Low Gas Supply+Increased Demand Response+Reduced Rankine Availability+Delayed Build | -1126.3934 | -51.2021 | 886.9598
2026 | SIWEM_PERC | High Demand Growth+Low Gas Supply+Increased Demand Response+Reduced Rankine Availability+Delayed Build | 19.4223 | 19.4223 | 19.4223
2027 | SIWEM_PERC | High Demand Growth+Low Gas Supply+Increased Demand Response+Reduced Rankine Availability+Delayed Build | 13.1185 | 13.1862 | 13.1862
2028 | SIWEM_PERC | High Demand Growth+Low Gas Supply+Increased Demand Response+Reduced Rankine Availability+Delayed Build | 9.1882 | 10.9655 | 10.9655
2029 | SIWEM_PERC | High Demand Growth+Low Gas Supply+Increased Demand Response+Reduced Rankine Availability+Delayed Build | 2.6144 | 6.9288 | 6.9288
2030 | SIWEM_PERC | High Demand Growth+Low Gas Supply+Increased Demand Response+Reduced Rankine Availability+Delayed Build | -3.4825 | 6.6977 | 17.5342
2031 | SIWEM_PERC | High Demand Growth+Low Gas Supply+Increased Demand Response+Reduced Rankine Availability+Delayed Build | -8.7515 | 0.84595 | 12.6108
2032 | SIWEM_PERC | High Demand Growth+Low Gas Supply+Increased Demand Response+Reduced Rankine Availability+Delayed Build | -10.5156 | 0.3411 | 16.1139
2033 | SIWEM_PERC | High Demand Growth+Low Gas Supply+Increased Demand Response+Reduced Rankine Availability+Delayed Build | -12.1285 | -1.4995 | 17.7488
2034 | SIWEM_PERC | High Demand Growth+Low Gas Supply+Increased Demand Response+Reduced Rankine Availability+Delayed Build | -13.8721 | -3.4891 | 15.3136
2035 | SIWEM_PERC | High Demand Growth+Low Gas Supply+Increased Demand Response+Reduced Rankine Availability+Delayed Build | -15.1242 | -4.93 | 13.5308
2026 | NZWEM_PERC | High Demand Growth+Low Gas Supply+Increased Demand Response+Reduced Rankine Availability+Delayed Build+Low Wind & Solar | 6.7137 | 6.7137 | 6.7137
2027 | NZWEM_PERC | High Demand Growth+Low Gas Supply+Increased Demand Response+Reduced Rankine Availability+Delayed Build+Low Wind & Solar | -2.5024 | -2.3822 | -2.2397
2028 | NZWEM_PERC | High Demand Growth+Low Gas Supply+Increased Demand Response+Reduced Rankine Availability+Delayed Build+Low Wind & Solar | -5.7744 | -4.5995 | -4.3438
2029 | NZWEM_PERC | High Demand Growth+Low Gas Supply+Increased Demand Response+Reduced Rankine Availability+Delayed Build+Low Wind & Solar | -8.9629 | -6.7248 | -6.0296
2030 | NZWEM_PERC | High Demand Growth+Low Gas Supply+Increased Demand Response+Reduced Rankine Availability+Delayed Build+Low Wind & Solar | -14.1174 | -7.2869 | -1.5132
2031 | NZWEM_PERC | High Demand Growth+Low Gas Supply+Increased Demand Response+Reduced Rankine Availability+Delayed Build+Low Wind & Solar | -17.6899 | -8.8401 | -2.4479
2032 | NZWEM_PERC | High Demand Growth+Low Gas Supply+Increased Demand Response+Reduced Rankine Availability+Delayed Build+Low Wind & Solar | -20.414 | -11.3136 | -0.89583
2033 | NZWEM_PERC | High Demand Growth+Low Gas Supply+Increased Demand Response+Reduced Rankine Availability+Delayed Build+Low Wind & Solar | -22.4672 | -13.527 | 0.91442
2034 | NZWEM_PERC | High Demand Growth+Low Gas Supply+Increased Demand Response+Reduced Rankine Availability+Delayed Build+Low Wind & Solar | -24.4151 | -15.4594 | -0.68913
2035 | NZWEM_PERC | High Demand Growth+Low Gas Supply+Increased Demand Response+Reduced Rankine Availability+Delayed Build+Low Wind & Solar | -25.4946 | -16.3711 | -0.7135
2026 | NIWCM | High Demand Growth+Low Gas Supply+Increased Demand Response+Reduced Rankine Availability+Delayed Build+Low Wind & Solar | 741.7097 | 741.7097 | 741.7097
2027 | NIWCM | High Demand Growth+Low Gas Supply+Increased Demand Response+Reduced Rankine Availability+Delayed Build+Low Wind & Solar | 543.3008 | 545.3044 | 547.7769
2028 | NIWCM | High Demand Growth+Low Gas Supply+Increased Demand Response+Reduced Rankine Availability+Delayed Build+Low Wind & Solar | 570.4704 | 591.0527 | 595.5892
2029 | NIWCM | High Demand Growth+Low Gas Supply+Increased Demand Response+Reduced Rankine Availability+Delayed Build+Low Wind & Solar | 309.988 | 438.2941 | 451.8864
2030 | NIWCM | High Demand Growth+Low Gas Supply+Increased Demand Response+Reduced Rankine Availability+Delayed Build+Low Wind & Solar | 19.2281 | 745.4805 | 1038.4801
2031 | NIWCM | High Demand Growth+Low Gas Supply+Increased Demand Response+Reduced Rankine Availability+Delayed Build+Low Wind & Solar | -256.5236 | 682.0003 | 1043.5201
2032 | NIWCM | High Demand Growth+Low Gas Supply+Increased Demand Response+Reduced Rankine Availability+Delayed Build+Low Wind & Solar | -501.599 | 512.6948 | 1101.6568
2033 | NIWCM | High Demand Growth+Low Gas Supply+Increased Demand Response+Reduced Rankine Availability+Delayed Build+Low Wind & Solar | -761.3176 | 261.7135 | 1091.4376
2034 | NIWCM | High Demand Growth+Low Gas Supply+Increased Demand Response+Reduced Rankine Availability+Delayed Build+Low Wind & Solar | -1034.9826 | 8.9392 | 876.433
2035 | NIWCM | High Demand Growth+Low Gas Supply+Increased Demand Response+Reduced Rankine Availability+Delayed Build+Low Wind & Solar | -1126.3934 | -51.2021 | 886.9598
2026 | SIWEM_PERC | High Demand Growth+Low Gas Supply+Increased Demand Response+Reduced Rankine Availability+Delayed Build+Low Wind & Solar | 17.2783 | 17.2783 | 17.2783
2027 | SIWEM_PERC | High Demand Growth+Low Gas Supply+Increased Demand Response+Reduced Rankine Availability+Delayed Build+Low Wind & Solar | 12.6546 | 12.7157 | 12.7157
2028 | SIWEM_PERC | High Demand Growth+Low Gas Supply+Increased Demand Response+Reduced Rankine Availability+Delayed Build+Low Wind & Solar | 8.4705 | 10.0745 | 10.0745
2029 | SIWEM_PERC | High Demand Growth+Low Gas Supply+Increased Demand Response+Reduced Rankine Availability+Delayed Build+Low Wind & Solar | 1.9088 | 5.8024 | 5.8024
2030 | SIWEM_PERC | High Demand Growth+Low Gas Supply+Increased Demand Response+Reduced Rankine Availability+Delayed Build+Low Wind & Solar | -4.2769 | 4.9103 | 14.6899
2031 | SIWEM_PERC | High Demand Growth+Low Gas Supply+Increased Demand Response+Reduced Rankine Availability+Delayed Build+Low Wind & Solar | -9.5005 | -0.8391 | 9.7783
2032 | SIWEM_PERC | High Demand Growth+Low Gas Supply+Increased Demand Response+Reduced Rankine Availability+Delayed Build+Low Wind & Solar | -11.248 | -1.4502 | 12.7842
2033 | SIWEM_PERC | High Demand Growth+Low Gas Supply+Increased Demand Response+Reduced Rankine Availability+Delayed Build+Low Wind & Solar | -12.8456 | -3.2532 | 14.1177
2034 | SIWEM_PERC | High Demand Growth+Low Gas Supply+Increased Demand Response+Reduced Rankine Availability+Delayed Build+Low Wind & Solar | -14.5725 | -5.2022 | 11.7666
2035 | SIWEM_PERC | High Demand Growth+Low Gas Supply+Increased Demand Response+Reduced Rankine Availability+Delayed Build+Low Wind & Solar | -15.8119 | -6.612 | 10.0483
2026 | NZWEM_PERC | High Demand Growth+Low Gas Supply+Increased Demand Response+Reduced Rankine Availability+Delayed Build+Constrained Operational Capacity | 7.5984 | 7.5984 | 7.5984
2027 | NZWEM_PERC | High Demand Growth+Low Gas Supply+Increased Demand Response+Reduced Rankine Availability+Delayed Build+Constrained Operational Capacity | -1.602 | -1.469 | -1.311
2028 | NZWEM_PERC | High Demand Growth+Low Gas Supply+Increased Demand Response+Reduced Rankine Availability+Delayed Build+Constrained Operational Capacity | -4.6896 | -3.3877 | -3.1044
2029 | NZWEM_PERC | High Demand Growth+Low Gas Supply+Increased Demand Response+Reduced Rankine Availability+Delayed Build+Constrained Operational Capacity | -7.7903 | -5.3103 | -4.54
2030 | NZWEM_PERC | High Demand Growth+Low Gas Supply+Increased Demand Response+Reduced Rankine Availability+Delayed Build+Constrained Operational Capacity | -12.9252 | -5.3565 | 1.0412
2031 | NZWEM_PERC | High Demand Growth+Low Gas Supply+Increased Demand Response+Reduced Rankine Availability+Delayed Build+Constrained Operational Capacity | -16.5474 | -6.7411 | 0.34192
2032 | NZWEM_PERC | High Demand Growth+Low Gas Supply+Increased Demand Response+Reduced Rankine Availability+Delayed Build+Constrained Operational Capacity | -19.3038 | -9.2198 | 2.2907
2033 | NZWEM_PERC | High Demand Growth+Low Gas Supply+Increased Demand Response+Reduced Rankine Availability+Delayed Build+Constrained Operational Capacity | -21.3853 | -11.4866 | 4.4834
2034 | NZWEM_PERC | High Demand Growth+Low Gas Supply+Increased Demand Response+Reduced Rankine Availability+Delayed Build+Constrained Operational Capacity | -23.3646 | -13.4485 | 2.8555
2035 | NZWEM_PERC | High Demand Growth+Low Gas Supply+Increased Demand Response+Reduced Rankine Availability+Delayed Build+Constrained Operational Capacity | -24.4689 | -14.4076 | 2.8811
2026 | NIWCM | High Demand Growth+Low Gas Supply+Increased Demand Response+Reduced Rankine Availability+Delayed Build+Constrained Operational Capacity | 209.2066 | 209.2066 | 209.2066
2027 | NIWCM | High Demand Growth+Low Gas Supply+Increased Demand Response+Reduced Rankine Availability+Delayed Build+Constrained Operational Capacity | 4.4086 | 4.4086 | 4.4086
2028 | NIWCM | High Demand Growth+Low Gas Supply+Increased Demand Response+Reduced Rankine Availability+Delayed Build+Constrained Operational Capacity | -40.9528 | -40.9528 | -40.9528
2029 | NIWCM | High Demand Growth+Low Gas Supply+Increased Demand Response+Reduced Rankine Availability+Delayed Build+Constrained Operational Capacity | -335.0736 | -252.8911 | -252.8911
2030 | NIWCM | High Demand Growth+Low Gas Supply+Increased Demand Response+Reduced Rankine Availability+Delayed Build+Constrained Operational Capacity | -659.6372 | -145.9704 | -28.0389
2031 | NIWCM | High Demand Growth+Low Gas Supply+Increased Demand Response+Reduced Rankine Availability+Delayed Build+Constrained Operational Capacity | -937.1292 | -284.1864 | -124.8989
2032 | NIWCM | High Demand Growth+Low Gas Supply+Increased Demand Response+Reduced Rankine Availability+Delayed Build+Constrained Operational Capacity | -1181.8609 | -466.0103 | -250.3472
2033 | NIWCM | High Demand Growth+Low Gas Supply+Increased Demand Response+Reduced Rankine Availability+Delayed Build+Constrained Operational Capacity | -1445.3888 | -717.3332 | -443.0865
2034 | NIWCM | High Demand Growth+Low Gas Supply+Increased Demand Response+Reduced Rankine Availability+Delayed Build+Constrained Operational Capacity | -1713.0224 | -987.3678 | -690.0272
2035 | NIWCM | High Demand Growth+Low Gas Supply+Increased Demand Response+Reduced Rankine Availability+Delayed Build+Constrained Operational Capacity | -1748.6205 | -1050.5867 | -740.5574
2026 | SIWEM_PERC | High Demand Growth+Low Gas Supply+Increased Demand Response+Reduced Rankine Availability+Delayed Build+Constrained Operational Capacity | 19.4223 | 19.4223 | 19.4223
2027 | SIWEM_PERC | High Demand Growth+Low Gas Supply+Increased Demand Response+Reduced Rankine Availability+Delayed Build+Constrained Operational Capacity | 13.1185 | 13.1862 | 13.1862
2028 | SIWEM_PERC | High Demand Growth+Low Gas Supply+Increased Demand Response+Reduced Rankine Availability+Delayed Build+Constrained Operational Capacity | 9.1882 | 10.9655 | 10.9655
2029 | SIWEM_PERC | High Demand Growth+Low Gas Supply+Increased Demand Response+Reduced Rankine Availability+Delayed Build+Constrained Operational Capacity | 2.6144 | 6.9288 | 6.9288
2030 | SIWEM_PERC | High Demand Growth+Low Gas Supply+Increased Demand Response+Reduced Rankine Availability+Delayed Build+Constrained Operational Capacity | -3.4825 | 6.6977 | 17.5342
2031 | SIWEM_PERC | High Demand Growth+Low Gas Supply+Increased Demand Response+Reduced Rankine Availability+Delayed Build+Constrained Operational Capacity | -8.7515 | 0.84595 | 12.6108
2032 | SIWEM_PERC | High Demand Growth+Low Gas Supply+Increased Demand Response+Reduced Rankine Availability+Delayed Build+Constrained Operational Capacity | -10.5156 | 0.3411 | 16.1139
2033 | SIWEM_PERC | High Demand Growth+Low Gas Supply+Increased Demand Response+Reduced Rankine Availability+Delayed Build+Constrained Operational Capacity | -12.1285 | -1.4995 | 17.7488
2034 | SIWEM_PERC | High Demand Growth+Low Gas Supply+Increased Demand Response+Reduced Rankine Availability+Delayed Build+Constrained Operational Capacity | -13.8721 | -3.4891 | 15.3136
2035 | SIWEM_PERC | High Demand Growth+Low Gas Supply+Increased Demand Response+Reduced Rankine Availability+Delayed Build+Constrained Operational Capacity | -15.1242 | -4.93 | 13.5308
2026 | NZWEM_PERC | High Demand Growth+Low Gas Supply+Increased Demand Response+Reduced Rankine Availability+Delayed Build+Constrained Operational Capacity+Low Wind & Solar | 6.7137 | 6.7137 | 6.7137
2027 | NZWEM_PERC | High Demand Growth+Low Gas Supply+Increased Demand Response+Reduced Rankine Availability+Delayed Build+Constrained Operational Capacity+Low Wind & Solar | -2.5024 | -2.3822 | -2.2397
2028 | NZWEM_PERC | High Demand Growth+Low Gas Supply+Increased Demand Response+Reduced Rankine Availability+Delayed Build+Constrained Operational Capacity+Low Wind & Solar | -5.7744 | -4.5995 | -4.3438
2029 | NZWEM_PERC | High Demand Growth+Low Gas Supply+Increased Demand Response+Reduced Rankine Availability+Delayed Build+Constrained Operational Capacity+Low Wind & Solar | -8.9629 | -6.7248 | -6.0296
2030 | NZWEM_PERC | High Demand Growth+Low Gas Supply+Increased Demand Response+Reduced Rankine Availability+Delayed Build+Constrained Operational Capacity+Low Wind & Solar | -14.1174 | -7.2869 | -1.5132
2031 | NZWEM_PERC | High Demand Growth+Low Gas Supply+Increased Demand Response+Reduced Rankine Availability+Delayed Build+Constrained Operational Capacity+Low Wind & Solar | -17.6899 | -8.8401 | -2.4479
2032 | NZWEM_PERC | High Demand Growth+Low Gas Supply+Increased Demand Response+Reduced Rankine Availability+Delayed Build+Constrained Operational Capacity+Low Wind & Solar | -20.414 | -11.3136 | -0.89583
2033 | NZWEM_PERC | High Demand Growth+Low Gas Supply+Increased Demand Response+Reduced Rankine Availability+Delayed Build+Constrained Operational Capacity+Low Wind & Solar | -22.4672 | -13.527 | 0.91442
2034 | NZWEM_PERC | High Demand Growth+Low Gas Supply+Increased Demand Response+Reduced Rankine Availability+Delayed Build+Constrained Operational Capacity+Low Wind & Solar | -24.4151 | -15.4594 | -0.68913
2035 | NZWEM_PERC | High Demand Growth+Low Gas Supply+Increased Demand Response+Reduced Rankine Availability+Delayed Build+Constrained Operational Capacity+Low Wind & Solar | -25.4946 | -16.3711 | -0.7135
2026 | NIWCM | High Demand Growth+Low Gas Supply+Increased Demand Response+Reduced Rankine Availability+Delayed Build+Constrained Operational Capacity+Low Wind & Solar | 209.2066 | 209.2066 | 209.2066
2027 | NIWCM | High Demand Growth+Low Gas Supply+Increased Demand Response+Reduced Rankine Availability+Delayed Build+Constrained Operational Capacity+Low Wind & Solar | 4.4086 | 4.4086 | 4.4086
2028 | NIWCM | High Demand Growth+Low Gas Supply+Increased Demand Response+Reduced Rankine Availability+Delayed Build+Constrained Operational Capacity+Low Wind & Solar | -40.9528 | -40.9528 | -40.9528
2029 | NIWCM | High Demand Growth+Low Gas Supply+Increased Demand Response+Reduced Rankine Availability+Delayed Build+Constrained Operational Capacity+Low Wind & Solar | -335.0736 | -252.8911 | -252.8911
2030 | NIWCM | High Demand Growth+Low Gas Supply+Increased Demand Response+Reduced Rankine Availability+Delayed Build+Constrained Operational Capacity+Low Wind & Solar | -659.6372 | -145.9704 | -28.0389
2031 | NIWCM | High Demand Growth+Low Gas Supply+Increased Demand Response+Reduced Rankine Availability+Delayed Build+Constrained Operational Capacity+Low Wind & Solar | -937.1292 | -284.1864 | -124.8989
2032 | NIWCM | High Demand Growth+Low Gas Supply+Increased Demand Response+Reduced Rankine Availability+Delayed Build+Constrained Operational Capacity+Low Wind & Solar | -1181.8609 | -466.0103 | -250.3472
2033 | NIWCM | High Demand Growth+Low Gas Supply+Increased Demand Response+Reduced Rankine Availability+Delayed Build+Constrained Operational Capacity+Low Wind & Solar | -1445.3888 | -717.3332 | -443.0865
2034 | NIWCM | High Demand Growth+Low Gas Supply+Increased Demand Response+Reduced Rankine Availability+Delayed Build+Constrained Operational Capacity+Low Wind & Solar | -1713.0224 | -987.3678 | -690.0272
2035 | NIWCM | High Demand Growth+Low Gas Supply+Increased Demand Response+Reduced Rankine Availability+Delayed Build+Constrained Operational Capacity+Low Wind & Solar | -1748.6205 | -1050.5867 | -740.5574
2026 | SIWEM_PERC | High Demand Growth+Low Gas Supply+Increased Demand Response+Reduced Rankine Availability+Delayed Build+Constrained Operational Capacity+Low Wind & Solar | 17.2783 | 17.2783 | 17.2783
2027 | SIWEM_PERC | High Demand Growth+Low Gas Supply+Increased Demand Response+Reduced Rankine Availability+Delayed Build+Constrained Operational Capacity+Low Wind & Solar | 12.6546 | 12.7157 | 12.7157
2028 | SIWEM_PERC | High Demand Growth+Low Gas Supply+Increased Demand Response+Reduced Rankine Availability+Delayed Build+Constrained Operational Capacity+Low Wind & Solar | 8.4705 | 10.0745 | 10.0745
2029 | SIWEM_PERC | High Demand Growth+Low Gas Supply+Increased Demand Response+Reduced Rankine Availability+Delayed Build+Constrained Operational Capacity+Low Wind & Solar | 1.9088 | 5.8024 | 5.8024
2030 | SIWEM_PERC | High Demand Growth+Low Gas Supply+Increased Demand Response+Reduced Rankine Availability+Delayed Build+Constrained Operational Capacity+Low Wind & Solar | -4.2769 | 4.9103 | 14.6899
2031 | SIWEM_PERC | High Demand Growth+Low Gas Supply+Increased Demand Response+Reduced Rankine Availability+Delayed Build+Constrained Operational Capacity+Low Wind & Solar | -9.5005 | -0.8391 | 9.7783
2032 | SIWEM_PERC | High Demand Growth+Low Gas Supply+Increased Demand Response+Reduced Rankine Availability+Delayed Build+Constrained Operational Capacity+Low Wind & Solar | -11.248 | -1.4502 | 12.7842
2033 | SIWEM_PERC | High Demand Growth+Low Gas Supply+Increased Demand Response+Reduced Rankine Availability+Delayed Build+Constrained Operational Capacity+Low Wind & Solar | -12.8456 | -3.2532 | 14.1177
2034 | SIWEM_PERC | High Demand Growth+Low Gas Supply+Increased Demand Response+Reduced Rankine Availability+Delayed Build+Constrained Operational Capacity+Low Wind & Solar | -14.5725 | -5.2022 | 11.7666
2035 | SIWEM_PERC | High Demand Growth+Low Gas Supply+Increased Demand Response+Reduced Rankine Availability+Delayed Build+Constrained Operational Capacity+Low Wind & Solar | -15.8119 | -6.612 | 10.0483
2026 | NZWEM_PERC | High Demand Growth+Low Gas Supply+Increased Demand Response+Reduced Rankine Availability+Delayed Build+Upgraded HVDC | 7.5984 | 7.5984 | 7.5984
2027 | NZWEM_PERC | High Demand Growth+Low Gas Supply+Increased Demand Response+Reduced Rankine Availability+Delayed Build+Upgraded HVDC | -1.602 | -1.469 | -1.311
2028 | NZWEM_PERC | High Demand Growth+Low Gas Supply+Increased Demand Response+Reduced Rankine Availability+Delayed Build+Upgraded HVDC | -4.6896 | -3.3877 | -3.1044
2029 | NZWEM_PERC | High Demand Growth+Low Gas Supply+Increased Demand Response+Reduced Rankine Availability+Delayed Build+Upgraded HVDC | -7.7903 | -5.3103 | -4.54
2030 | NZWEM_PERC | High Demand Growth+Low Gas Supply+Increased Demand Response+Reduced Rankine Availability+Delayed Build+Upgraded HVDC | -12.9252 | -5.3565 | 1.0412
2031 | NZWEM_PERC | High Demand Growth+Low Gas Supply+Increased Demand Response+Reduced Rankine Availability+Delayed Build+Upgraded HVDC | -16.5474 | -6.7411 | 0.34192
2032 | NZWEM_PERC | High Demand Growth+Low Gas Supply+Increased Demand Response+Reduced Rankine Availability+Delayed Build+Upgraded HVDC | -19.3038 | -9.2198 | 2.2907
2033 | NZWEM_PERC | High Demand Growth+Low Gas Supply+Increased Demand Response+Reduced Rankine Availability+Delayed Build+Upgraded HVDC | -21.3853 | -11.4866 | 4.4834
2034 | NZWEM_PERC | High Demand Growth+Low Gas Supply+Increased Demand Response+Reduced Rankine Availability+Delayed Build+Upgraded HVDC | -23.3646 | -13.4485 | 2.8555
2035 | NZWEM_PERC | High Demand Growth+Low Gas Supply+Increased Demand Response+Reduced Rankine Availability+Delayed Build+Upgraded HVDC | -24.4689 | -14.4076 | 2.8811
2026 | NIWCM | High Demand Growth+Low Gas Supply+Increased Demand Response+Reduced Rankine Availability+Delayed Build+Upgraded HVDC | 741.7097 | 741.7097 | 741.7097
2027 | NIWCM | High Demand Growth+Low Gas Supply+Increased Demand Response+Reduced Rankine Availability+Delayed Build+Upgraded HVDC | 543.3008 | 545.3044 | 547.7769
2028 | NIWCM | High Demand Growth+Low Gas Supply+Increased Demand Response+Reduced Rankine Availability+Delayed Build+Upgraded HVDC | 570.4704 | 591.0527 | 595.5892
2029 | NIWCM | High Demand Growth+Low Gas Supply+Increased Demand Response+Reduced Rankine Availability+Delayed Build+Upgraded HVDC | 309.988 | 438.2941 | 451.8864
2030 | NIWCM | High Demand Growth+Low Gas Supply+Increased Demand Response+Reduced Rankine Availability+Delayed Build+Upgraded HVDC | 19.2281 | 745.4805 | 1038.4801
2031 | NIWCM | High Demand Growth+Low Gas Supply+Increased Demand Response+Reduced Rankine Availability+Delayed Build+Upgraded HVDC | -256.5236 | 682.0003 | 1043.5201
2032 | NIWCM | High Demand Growth+Low Gas Supply+Increased Demand Response+Reduced Rankine Availability+Delayed Build+Upgraded HVDC | -501.599 | 512.6948 | 1101.6566
2033 | NIWCM | High Demand Growth+Low Gas Supply+Increased Demand Response+Reduced Rankine Availability+Delayed Build+Upgraded HVDC | -761.3176 | 261.7135 | 1091.4376
2034 | NIWCM | High Demand Growth+Low Gas Supply+Increased Demand Response+Reduced Rankine Availability+Delayed Build+Upgraded HVDC | -1034.9826 | 8.9392 | 876.433
2035 | NIWCM | High Demand Growth+Low Gas Supply+Increased Demand Response+Reduced Rankine Availability+Delayed Build+Upgraded HVDC | -1126.3934 | -51.2021 | 886.9598
2026 | SIWEM_PERC | High Demand Growth+Low Gas Supply+Increased Demand Response+Reduced Rankine Availability+Delayed Build+Upgraded HVDC | 19.4223 | 19.4223 | 19.4223
2027 | SIWEM_PERC | High Demand Growth+Low Gas Supply+Increased Demand Response+Reduced Rankine Availability+Delayed Build+Upgraded HVDC | 13.1185 | 13.1862 | 13.1862
2028 | SIWEM_PERC | High Demand Growth+Low Gas Supply+Increased Demand Response+Reduced Rankine Availability+Delayed Build+Upgraded HVDC | 9.1882 | 10.9655 | 10.9655
2029 | SIWEM_PERC | High Demand Growth+Low Gas Supply+Increased Demand Response+Reduced Rankine Availability+Delayed Build+Upgraded HVDC | 2.6144 | 6.9288 | 6.9288
2030 | SIWEM_PERC | High Demand Growth+Low Gas Supply+Increased Demand Response+Reduced Rankine Availability+Delayed Build+Upgraded HVDC | -3.4825 | 6.6977 | 17.5342
2031 | SIWEM_PERC | High Demand Growth+Low Gas Supply+Increased Demand Response+Reduced Rankine Availability+Delayed Build+Upgraded HVDC | -8.7515 | 0.84595 | 12.6108
2032 | SIWEM_PERC | High Demand Growth+Low Gas Supply+Increased Demand Response+Reduced Rankine Availability+Delayed Build+Upgraded HVDC | -10.5156 | 0.3411 | 16.1139
2033 | SIWEM_PERC | High Demand Growth+Low Gas Supply+Increased Demand Response+Reduced Rankine Availability+Delayed Build+Upgraded HVDC | -12.1285 | -1.4995 | 17.7488
2034 | SIWEM_PERC | High Demand Growth+Low Gas Supply+Increased Demand Response+Reduced Rankine Availability+Delayed Build+Upgraded HVDC | -13.8721 | -3.4891 | 15.3136
2035 | SIWEM_PERC | High Demand Growth+Low Gas Supply+Increased Demand Response+Reduced Rankine Availability+Delayed Build+Upgraded HVDC | -15.1242 | -4.93 | 13.5308
2026 | NZWEM_PERC | High Demand Growth+Low Gas Supply+Increased Demand Response+Reduced Rankine Availability+Delayed Build+Upgraded HVDC+Low Wind & Solar | 6.7137 | 6.7137 | 6.7137
2027 | NZWEM_PERC | High Demand Growth+Low Gas Supply+Increased Demand Response+Reduced Rankine Availability+Delayed Build+Upgraded HVDC+Low Wind & Solar | -2.5024 | -2.3822 | -2.2397
2028 | NZWEM_PERC | High Demand Growth+Low Gas Supply+Increased Demand Response+Reduced Rankine Availability+Delayed Build+Upgraded HVDC+Low Wind & Solar | -5.7744 | -4.5995 | -4.3438
2029 | NZWEM_PERC | High Demand Growth+Low Gas Supply+Increased Demand Response+Reduced Rankine Availability+Delayed Build+Upgraded HVDC+Low Wind & Solar | -8.9629 | -6.7248 | -6.0296
2030 | NZWEM_PERC | High Demand Growth+Low Gas Supply+Increased Demand Response+Reduced Rankine Availability+Delayed Build+Upgraded HVDC+Low Wind & Solar | -14.1174 | -7.2869 | -1.5132
2031 | NZWEM_PERC | High Demand Growth+Low Gas Supply+Increased Demand Response+Reduced Rankine Availability+Delayed Build+Upgraded HVDC+Low Wind & Solar | -17.6899 | -8.8401 | -2.4479
2032 | NZWEM_PERC | High Demand Growth+Low Gas Supply+Increased Demand Response+Reduced Rankine Availability+Delayed Build+Upgraded HVDC+Low Wind & Solar | -20.414 | -11.3136 | -0.89583
2033 | NZWEM_PERC | High Demand Growth+Low Gas Supply+Increased Demand Response+Reduced Rankine Availability+Delayed Build+Upgraded HVDC+Low Wind & Solar | -22.4672 | -13.527 | 0.91442
2034 | NZWEM_PERC | High Demand Growth+Low Gas Supply+Increased Demand Response+Reduced Rankine Availability+Delayed Build+Upgraded HVDC+Low Wind & Solar | -24.4151 | -15.4594 | -0.68913
2035 | NZWEM_PERC | High Demand Growth+Low Gas Supply+Increased Demand Response+Reduced Rankine Availability+Delayed Build+Upgraded HVDC+Low Wind & Solar | -25.4946 | -16.3711 | -0.7135
2026 | NIWCM | High Demand Growth+Low Gas Supply+Increased Demand Response+Reduced Rankine Availability+Delayed Build+Upgraded HVDC+Low Wind & Solar | 741.7097 | 741.7097 | 741.7097
2027 | NIWCM | High Demand Growth+Low Gas Supply+Increased Demand Response+Reduced Rankine Availability+Delayed Build+Upgraded HVDC+Low Wind & Solar | 543.3008 | 545.3044 | 547.7769
2028 | NIWCM | High Demand Growth+Low Gas Supply+Increased Demand Response+Reduced Rankine Availability+Delayed Build+Upgraded HVDC+Low Wind & Solar | 570.4704 | 591.0527 | 595.5892
2029 | NIWCM | High Demand Growth+Low Gas Supply+Increased Demand Response+Reduced Rankine Availability+Delayed Build+Upgraded HVDC+Low Wind & Solar | 309.988 | 438.2941 | 451.8864
2030 | NIWCM | High Demand Growth+Low Gas Supply+Increased Demand Response+Reduced Rankine Availability+Delayed Build+Upgraded HVDC+Low Wind & Solar | 19.2281 | 745.4805 | 1038.4801
2031 | NIWCM | High Demand Growth+Low Gas Supply+Increased Demand Response+Reduced Rankine Availability+Delayed Build+Upgraded HVDC+Low Wind & Solar | -256.5236 | 682.0003 | 1043.5201
2032 | NIWCM | High Demand Growth+Low Gas Supply+Increased Demand Response+Reduced Rankine Availability+Delayed Build+Upgraded HVDC+Low Wind & Solar | -501.599 | 512.6948 | 1101.6566
2033 | NIWCM | High Demand Growth+Low Gas Supply+Increased Demand Response+Reduced Rankine Availability+Delayed Build+Upgraded HVDC+Low Wind & Solar | -761.3176 | 261.7135 | 1091.4376
2034 | NIWCM | High Demand Growth+Low Gas Supply+Increased Demand Response+Reduced Rankine Availability+Delayed Build+Upgraded HVDC+Low Wind & Solar | -1034.9826 | 8.9392 | 876.433
2035 | NIWCM | High Demand Growth+Low Gas Supply+Increased Demand Response+Reduced Rankine Availability+Delayed Build+Upgraded HVDC+Low Wind & Solar | -1126.3934 | -51.2021 | 886.9598
2026 | SIWEM_PERC | High Demand Growth+Low Gas Supply+Increased Demand Response+Reduced Rankine Availability+Delayed Build+Upgraded HVDC+Low Wind & Solar | 17.2783 | 17.2783 | 17.2783
2027 | SIWEM_PERC | High Demand Growth+Low Gas Supply+Increased Demand Response+Reduced Rankine Availability+Delayed Build+Upgraded HVDC+Low Wind & Solar | 12.6546 | 12.7157 | 12.7157
2028 | SIWEM_PERC | High Demand Growth+Low Gas Supply+Increased Demand Response+Reduced Rankine Availability+Delayed Build+Upgraded HVDC+Low Wind & Solar | 8.4705 | 10.0745 | 10.0745
2029 | SIWEM_PERC | High Demand Growth+Low Gas Supply+Increased Demand Response+Reduced Rankine Availability+Delayed Build+Upgraded HVDC+Low Wind & Solar | 1.9088 | 5.8024 | 5.8024
2030 | SIWEM_PERC | High Demand Growth+Low Gas Supply+Increased Demand Response+Reduced Rankine Availability+Delayed Build+Upgraded HVDC+Low Wind & Solar | -4.2769 | 4.9103 | 14.6899
2031 | SIWEM_PERC | High Demand Growth+Low Gas Supply+Increased Demand Response+Reduced Rankine Availability+Delayed Build+Upgraded HVDC+Low Wind & Solar | -9.5005 | -0.8391 | 9.7783
2032 | SIWEM_PERC | High Demand Growth+Low Gas Supply+Increased Demand Response+Reduced Rankine Availability+Delayed Build+Upgraded HVDC+Low Wind & Solar | -11.248 | -1.4502 | 12.7842
2033 | SIWEM_PERC | High Demand Growth+Low Gas Supply+Increased Demand Response+Reduced Rankine Availability+Delayed Build+Upgraded HVDC+Low Wind & Solar | -12.8456 | -3.2532 | 14.1177
2034 | SIWEM_PERC | High Demand Growth+Low Gas Supply+Increased Demand Response+Reduced Rankine Availability+Delayed Build+Upgraded HVDC+Low Wind & Solar | -14.5725 | -5.2022 | 11.7666
2035 | SIWEM_PERC | High Demand Growth+Low Gas Supply+Increased Demand Response+Reduced Rankine Availability+Delayed Build+Upgraded HVDC+Low Wind & Solar | -15.8119 | -6.612 | 10.0483
2026 | NZWEM_PERC | High Demand Growth+Low Gas Supply+Increased Demand Response+Reduced Rankine Availability+Delayed Build+Upgraded HVDC+Constrained Operational Capacity | 7.5984 | 7.5984 | 7.5984
2027 | NZWEM_PERC | High Demand Growth+Low Gas Supply+Increased Demand Response+Reduced Rankine Availability+Delayed Build+Upgraded HVDC+Constrained Operational Capacity | -1.602 | -1.469 | -1.311
2028 | NZWEM_PERC | High Demand Growth+Low Gas Supply+Increased Demand Response+Reduced Rankine Availability+Delayed Build+Upgraded HVDC+Constrained Operational Capacity | -4.6896 | -3.3877 | -3.1044
2029 | NZWEM_PERC | High Demand Growth+Low Gas Supply+Increased Demand Response+Reduced Rankine Availability+Delayed Build+Upgraded HVDC+Constrained Operational Capacity | -7.7903 | -5.3103 | -4.54
2030 | NZWEM_PERC | High Demand Growth+Low Gas Supply+Increased Demand Response+Reduced Rankine Availability+Delayed Build+Upgraded HVDC+Constrained Operational Capacity | -12.9252 | -5.3565 | 1.0412
2031 | NZWEM_PERC | High Demand Growth+Low Gas Supply+Increased Demand Response+Reduced Rankine Availability+Delayed Build+Upgraded HVDC+Constrained Operational Capacity | -16.5474 | -6.7411 | 0.34192
2032 | NZWEM_PERC | High Demand Growth+Low Gas Supply+Increased Demand Response+Reduced Rankine Availability+Delayed Build+Upgraded HVDC+Constrained Operational Capacity | -19.3038 | -9.2198 | 2.2907
2033 | NZWEM_PERC | High Demand Growth+Low Gas Supply+Increased Demand Response+Reduced Rankine Availability+Delayed Build+Upgraded HVDC+Constrained Operational Capacity | -21.3853 | -11.4866 | 4.4834
2034 | NZWEM_PERC | High Demand Growth+Low Gas Supply+Increased Demand Response+Reduced Rankine Availability+Delayed Build+Upgraded HVDC+Constrained Operational Capacity | -23.3646 | -13.4485 | 2.8555
2035 | NZWEM_PERC | High Demand Growth+Low Gas Supply+Increased Demand Response+Reduced Rankine Availability+Delayed Build+Upgraded HVDC+Constrained Operational Capacity | -24.4689 | -14.4076 | 2.8811
2026 | NIWCM | High Demand Growth+Low Gas Supply+Increased Demand Response+Reduced Rankine Availability+Delayed Build+Upgraded HVDC+Constrained Operational Capacity | 209.2066 | 209.2066 | 209.2066
2027 | NIWCM | High Demand Growth+Low Gas Supply+Increased Demand Response+Reduced Rankine Availability+Delayed Build+Upgraded HVDC+Constrained Operational Capacity | 4.4086 | 4.4086 | 4.4086
2028 | NIWCM | High Demand Growth+Low Gas Supply+Increased Demand Response+Reduced Rankine Availability+Delayed Build+Upgraded HVDC+Constrained Operational Capacity | -40.9528 | -40.9528 | -40.9528
2029 | NIWCM | High Demand Growth+Low Gas Supply+Increased Demand Response+Reduced Rankine Availability+Delayed Build+Upgraded HVDC+Constrained Operational Capacity | -335.0736 | -252.8911 | -252.8911
2030 | NIWCM | High Demand Growth+Low Gas Supply+Increased Demand Response+Reduced Rankine Availability+Delayed Build+Upgraded HVDC+Constrained Operational Capacity | -659.6372 | -145.9704 | -28.0389
2031 | NIWCM | High Demand Growth+Low Gas Supply+Increased Demand Response+Reduced Rankine Availability+Delayed Build+Upgraded HVDC+Constrained Operational Capacity | -937.1292 | -284.1864 | -124.8989
2032 | NIWCM | High Demand Growth+Low Gas Supply+Increased Demand Response+Reduced Rankine Availability+Delayed Build+Upgraded HVDC+Constrained Operational Capacity | -1181.8609 | -466.0103 | -250.3472
2033 | NIWCM | High Demand Growth+Low Gas Supply+Increased Demand Response+Reduced Rankine Availability+Delayed Build+Upgraded HVDC+Constrained Operational Capacity | -1445.3888 | -717.3332 | -443.0865
2034 | NIWCM | High Demand Growth+Low Gas Supply+Increased Demand Response+Reduced Rankine Availability+Delayed Build+Upgraded HVDC+Constrained Operational Capacity | -1713.0224 | -987.3678 | -690.0272
2035 | NIWCM | High Demand Growth+Low Gas Supply+Increased Demand Response+Reduced Rankine Availability+Delayed Build+Upgraded HVDC+Constrained Operational Capacity | -1748.6205 | -1050.5867 | -740.5574
2026 | SIWEM_PERC | High Demand Growth+Low Gas Supply+Increased Demand Response+Reduced Rankine Availability+Delayed Build+Upgraded HVDC+Constrained Operational Capacity | 19.4223 | 19.4223 | 19.4223
2027 | SIWEM_PERC | High Demand Growth+Low Gas Supply+Increased Demand Response+Reduced Rankine Availability+Delayed Build+Upgraded HVDC+Constrained Operational Capacity | 13.1185 | 13.1862 | 13.1862
2028 | SIWEM_PERC | High Demand Growth+Low Gas Supply+Increased Demand Response+Reduced Rankine Availability+Delayed Build+Upgraded HVDC+Constrained Operational Capacity | 9.1882 | 10.9655 | 10.9655
2029 | SIWEM_PERC | High Demand Growth+Low Gas Supply+Increased Demand Response+Reduced Rankine Availability+Delayed Build+Upgraded HVDC+Constrained Operational Capacity | 2.6144 | 6.9288 | 6.9288
2030 | SIWEM_PERC | High Demand Growth+Low Gas Supply+Increased Demand Response+Reduced Rankine Availability+Delayed Build+Upgraded HVDC+Constrained Operational Capacity | -3.4825 | 6.6977 | 17.5342
2031 | SIWEM_PERC | High Demand Growth+Low Gas Supply+Increased Demand Response+Reduced Rankine Availability+Delayed Build+Upgraded HVDC+Constrained Operational Capacity | -8.7515 | 0.84595 | 12.6108
2032 | SIWEM_PERC | High Demand Growth+Low Gas Supply+Increased Demand Response+Reduced Rankine Availability+Delayed Build+Upgraded HVDC+Constrained Operational Capacity | -10.5156 | 0.3411 | 16.1139
2033 | SIWEM_PERC | High Demand Growth+Low Gas Supply+Increased Demand Response+Reduced Rankine Availability+Delayed Build+Upgraded HVDC+Constrained Operational Capacity | -12.1285 | -1.4995 | 17.7488
2034 | SIWEM_PERC | High Demand Growth+Low Gas Supply+Increased Demand Response+Reduced Rankine Availability+Delayed Build+Upgraded HVDC+Constrained Operational Capacity | -13.8721 | -3.4891 | 15.3136
2035 | SIWEM_PERC | High Demand Growth+Low Gas Supply+Increased Demand Response+Reduced Rankine Availability+Delayed Build+Upgraded HVDC+Constrained Operational Capacity | -15.1242 | -4.93 | 13.5308
2026 | NZWEM_PERC | High Demand Growth+Low Gas Supply+Increased Demand Response+Reduced Rankine Availability+Delayed Build+Upgraded HVDC+Constrained Operational Capacity+Low Wind & Solar | 6.7137 | 6.7137 | 6.7137
2027 | NZWEM_PERC | High Demand Growth+Low Gas Supply+Increased Demand Response+Reduced Rankine Availability+Delayed Build+Upgraded HVDC+Constrained Operational Capacity+Low Wind & Solar | -2.5024 | -2.3822 | -2.2397
2028 | NZWEM_PERC | High Demand Growth+Low Gas Supply+Increased Demand Response+Reduced Rankine Availability+Delayed Build+Upgraded HVDC+Constrained Operational Capacity+Low Wind & Solar | -5.7744 | -4.5995 | -4.3438
2029 | NZWEM_PERC | High Demand Growth+Low Gas Supply+Increased Demand Response+Reduced Rankine Availability+Delayed Build+Upgraded HVDC+Constrained Operational Capacity+Low Wind & Solar | -8.9629 | -6.7248 | -6.0296
2030 | NZWEM_PERC | High Demand Growth+Low Gas Supply+Increased Demand Response+Reduced Rankine Availability+Delayed Build+Upgraded HVDC+Constrained Operational Capacity+Low Wind & Solar | -14.1174 | -7.2869 | -1.5132
2031 | NZWEM_PERC | High Demand Growth+Low Gas Supply+Increased Demand Response+Reduced Rankine Availability+Delayed Build+Upgraded HVDC+Constrained Operational Capacity+Low Wind & Solar | -17.6899 | -8.8401 | -2.4479
2032 | NZWEM_PERC | High Demand Growth+Low Gas Supply+Increased Demand Response+Reduced Rankine Availability+Delayed Build+Upgraded HVDC+Constrained Operational Capacity+Low Wind & Solar | -20.414 | -11.3136 | -0.89583
2033 | NZWEM_PERC | High Demand Growth+Low Gas Supply+Increased Demand Response+Reduced Rankine Availability+Delayed Build+Upgraded HVDC+Constrained Operational Capacity+Low Wind & Solar | -22.4672 | -13.527 | 0.91442
2034 | NZWEM_PERC | High Demand Growth+Low Gas Supply+Increased Demand Response+Reduced Rankine Availability+Delayed Build+Upgraded HVDC+Constrained Operational Capacity+Low Wind & Solar | -24.4151 | -15.4594 | -0.68913
2035 | NZWEM_PERC | High Demand Growth+Low Gas Supply+Increased Demand Response+Reduced Rankine Availability+Delayed Build+Upgraded HVDC+Constrained Operational Capacity+Low Wind & Solar | -25.4946 | -16.3711 | -0.7135
2026 | NIWCM | High Demand Growth+Low Gas Supply+Increased Demand Response+Reduced Rankine Availability+Delayed Build+Upgraded HVDC+Constrained Operational Capacity+Low Wind & Solar | 209.2066 | 209.2066 | 209.2066
2027 | NIWCM | High Demand Growth+Low Gas Supply+Increased Demand Response+Reduced Rankine Availability+Delayed Build+Upgraded HVDC+Constrained Operational Capacity+Low Wind & Solar | 4.4086 | 4.4086 | 4.4086
2028 | NIWCM | High Demand Growth+Low Gas Supply+Increased Demand Response+Reduced Rankine Availability+Delayed Build+Upgraded HVDC+Constrained Operational Capacity+Low Wind & Solar | -40.9528 | -40.9528 | -40.9528
2029 | NIWCM | High Demand Growth+Low Gas Supply+Increased Demand Response+Reduced Rankine Availability+Delayed Build+Upgraded HVDC+Constrained Operational Capacity+Low Wind & Solar | -335.0736 | -252.8911 | -252.8911
2030 | NIWCM | High Demand Growth+Low Gas Supply+Increased Demand Response+Reduced Rankine Availability+Delayed Build+Upgraded HVDC+Constrained Operational Capacity+Low Wind & Solar | -659.6372 | -145.9704 | -28.0389
2031 | NIWCM | High Demand Growth+Low Gas Supply+Increased Demand Response+Reduced Rankine Availability+Delayed Build+Upgraded HVDC+Constrained Operational Capacity+Low Wind & Solar | -937.1292 | -284.1864 | -124.8989
2032 | NIWCM | High Demand Growth+Low Gas Supply+Increased Demand Response+Reduced Rankine Availability+Delayed Build+Upgraded HVDC+Constrained Operational Capacity+Low Wind & Solar | -1181.8609 | -466.0103 | -250.3472
2033 | NIWCM | High Demand Growth+Low Gas Supply+Increased Demand Response+Reduced Rankine Availability+Delayed Build+Upgraded HVDC+Constrained Operational Capacity+Low Wind & Solar | -1445.3888 | -717.3332 | -443.0865
2034 | NIWCM | High Demand Growth+Low Gas Supply+Increased Demand Response+Reduced Rankine Availability+Delayed Build+Upgraded HVDC+Constrained Operational Capacity+Low Wind & Solar | -1713.0224 | -987.3678 | -690.0272
2035 | NIWCM | High Demand Growth+Low Gas Supply+Increased Demand Response+Reduced Rankine Availability+Delayed Build+Upgraded HVDC+Constrained Operational Capacity+Low Wind & Solar | -1748.6205 | -1050.5867 | -740.5574
2026 | SIWEM_PERC | High Demand Growth+Low Gas Supply+Increased Demand Response+Reduced Rankine Availability+Delayed Build+Upgraded HVDC+Constrained Operational Capacity+Low Wind & Solar | 17.2783 | 17.2783 | 17.2783
2027 | SIWEM_PERC | High Demand Growth+Low Gas Supply+Increased Demand Response+Reduced Rankine Availability+Delayed Build+Upgraded HVDC+Constrained Operational Capacity+Low Wind & Solar | 12.6546 | 12.7157 | 12.7157
2028 | SIWEM_PERC | High Demand Growth+Low Gas Supply+Increased Demand Response+Reduced Rankine Availability+Delayed Build+Upgraded HVDC+Constrained Operational Capacity+Low Wind & Solar | 8.4705 | 10.0745 | 10.0745
2029 | SIWEM_PERC | High Demand Growth+Low Gas Supply+Increased Demand Response+Reduced Rankine Availability+Delayed Build+Upgraded HVDC+Constrained Operational Capacity+Low Wind & Solar | 1.9088 | 5.8024 | 5.8024
2030 | SIWEM_PERC | High Demand Growth+Low Gas Supply+Increased Demand Response+Reduced Rankine Availability+Delayed Build+Upgraded HVDC+Constrained Operational Capacity+Low Wind & Solar | -4.2769 | 4.9103 | 14.6899
2031 | SIWEM_PERC | High Demand Growth+Low Gas Supply+Increased Demand Response+Reduced Rankine Availability+Delayed Build+Upgraded HVDC+Constrained Operational Capacity+Low Wind & Solar | -9.5005 | -0.8391 | 9.7783
2032 | SIWEM_PERC | High Demand Growth+Low Gas Supply+Increased Demand Response+Reduced Rankine Availability+Delayed Build+Upgraded HVDC+Constrained Operational Capacity+Low Wind & Solar | -11.248 | -1.4502 | 12.7842
2033 | SIWEM_PERC | High Demand Growth+Low Gas Supply+Increased Demand Response+Reduced Rankine Availability+Delayed Build+Upgraded HVDC+Constrained Operational Capacity+Low Wind & Solar | -12.8456 | -3.2532 | 14.1177
2034 | SIWEM_PERC | High Demand Growth+Low Gas Supply+Increased Demand Response+Reduced Rankine Availability+Delayed Build+Upgraded HVDC+Constrained Operational Capacity+Low Wind & Solar | -14.5725 | -5.2022 | 11.7666
2035 | SIWEM_PERC | High Demand Growth+Low Gas Supply+Increased Demand Response+Reduced Rankine Availability+Delayed Build+Upgraded HVDC+Constrained Operational Capacity+Low Wind & Solar | -15.8119 | -6.612 | 10.0483
2026 | NZWEM_PERC | High Demand Growth+Expected Future Gas Supply | 15.5244 | 15.5795 | 15.5795
2027 | NZWEM_PERC | High Demand Growth+Expected Future Gas Supply | 12.4481 | 14.1689 | 14.4664
2028 | NZWEM_PERC | High Demand Growth+Expected Future Gas Supply | 5.8252 | 13.1036 | 17.1405
2029 | NZWEM_PERC | High Demand Growth+Expected Future Gas Supply | 6.5252 | 16.4273 | 24.2618
2030 | NZWEM_PERC | High Demand Growth+Expected Future Gas Supply | -0.16204 | 11.0495 | 23.3468
2031 | NZWEM_PERC | High Demand Growth+Expected Future Gas Supply | -4.1758 | 6.6436 | 23.4214
2032 | NZWEM_PERC | High Demand Growth+Expected Future Gas Supply | -7.045 | 3.789 | 20.9311
2033 | NZWEM_PERC | High Demand Growth+Expected Future Gas Supply | -9.3199 | 1.2381 | 19.3803
2034 | NZWEM_PERC | High Demand Growth+Expected Future Gas Supply | -11.6203 | -1.0227 | 16.5932
2035 | NZWEM_PERC | High Demand Growth+Expected Future Gas Supply | -13.0664 | -2.6428 | 14.5577
2026 | NIWCM | High Demand Growth+Expected Future Gas Supply | 861.0651 | 861.8649 | 861.8649
2027 | NIWCM | High Demand Growth+Expected Future Gas Supply | 989.1942 | 1020.6942 | 1025.2307
2028 | NIWCM | High Demand Growth+Expected Future Gas Supply | 852.4837 | 1511.8444 | 1594.489
2029 | NIWCM | High Demand Growth+Expected Future Gas Supply | 527.9139 | 1430.6743 | 1770.6082
2030 | NIWCM | High Demand Growth+Expected Future Gas Supply | 65.8325 | 1100.6072 | 1676.8574
2031 | NIWCM | High Demand Growth+Expected Future Gas Supply | -204.3355 | 846.131 | 1674.2616
2032 | NIWCM | High Demand Growth+Expected Future Gas Supply | -425.8464 | 644.3968 | 1511.031
2033 | NIWCM | High Demand Growth+Expected Future Gas Supply | -633.9099 | 441.4685 | 1379.8118
2034 | NIWCM | High Demand Growth+Expected Future Gas Supply | -835.3482 | 250.4077 | 1270.1977
2035 | NIWCM | High Demand Growth+Expected Future Gas Supply | -949.7463 | 92.578 | 1114.3943
2026 | SIWEM_PERC | High Demand Growth+Expected Future Gas Supply | 41.6258 | 41.7797 | 41.7797
2027 | SIWEM_PERC | High Demand Growth+Expected Future Gas Supply | 32.463 | 37.2107 | 38.0314
2028 | SIWEM_PERC | High Demand Growth+Expected Future Gas Supply | 13.8018 | 33.6048 | 44.5882
2029 | SIWEM_PERC | High Demand Growth+Expected Future Gas Supply | 15.3066 | 32.7712 | 46.0315
2030 | SIWEM_PERC | High Demand Growth+Expected Future Gas Supply | -2.798 | 24.1421 | 40.8838
2031 | SIWEM_PERC | High Demand Growth+Expected Future Gas Supply | -10.8611 | 14.7402 | 36.7253
2032 | SIWEM_PERC | High Demand Growth+Expected Future Gas Supply | -12.6391 | 7.3148 | 33.8665
2033 | SIWEM_PERC | High Demand Growth+Expected Future Gas Supply | -14.2635 | 0.60819 | 31.2404
2034 | SIWEM_PERC | High Demand Growth+Expected Future Gas Supply | -16.0174 | -5.4068 | 28.4052
2035 | SIWEM_PERC | High Demand Growth+Expected Future Gas Supply | -17.2782 | -7.3427 | 26.3157
2026 | NZWEM_PERC | High Demand Growth+Expected Future Gas Supply+Low Wind & Solar | 14.3675 | 14.4173 | 14.4173
2027 | NZWEM_PERC | High Demand Growth+Expected Future Gas Supply+Low Wind & Solar | 11.1861 | 12.7391 | 13.0076
2028 | NZWEM_PERC | High Demand Growth+Expected Future Gas Supply+Low Wind & Solar | 4.5266 | 11.0951 | 14.7382
2029 | NZWEM_PERC | High Demand Growth+Expected Future Gas Supply+Low Wind & Solar | 5.2615 | 14.1978 | 21.2681
2030 | NZWEM_PERC | High Demand Growth+Expected Future Gas Supply+Low Wind & Solar | -1.3481 | 8.8126 | 19.9424
2031 | NZWEM_PERC | High Demand Growth+Expected Future Gas Supply+Low Wind & Solar | -5.3125 | 4.5 | 19.672
2032 | NZWEM_PERC | High Demand Growth+Expected Future Gas Supply+Low Wind & Solar | -8.1496 | 1.6747 | 17.2043
2033 | NZWEM_PERC | High Demand Growth+Expected Future Gas Supply+Low Wind & Solar | -10.3964 | -0.82234 | 15.6083
2034 | NZWEM_PERC | High Demand Growth+Expected Future Gas Supply+Low Wind & Solar | -12.6655 | -3.0234 | 12.9306
2035 | NZWEM_PERC | High Demand Growth+Expected Future Gas Supply+Low Wind & Solar | -14.087 | -4.5962 | 10.9815
2026 | NIWCM | High Demand Growth+Expected Future Gas Supply+Low Wind & Solar | 861.0651 | 861.8649 | 861.8649
2027 | NIWCM | High Demand Growth+Expected Future Gas Supply+Low Wind & Solar | 989.1942 | 1020.6942 | 1025.2307
2028 | NIWCM | High Demand Growth+Expected Future Gas Supply+Low Wind & Solar | 852.4837 | 1511.8444 | 1594.489
2029 | NIWCM | High Demand Growth+Expected Future Gas Supply+Low Wind & Solar | 527.9139 | 1430.6743 | 1770.6082
2030 | NIWCM | High Demand Growth+Expected Future Gas Supply+Low Wind & Solar | 65.8325 | 1100.6072 | 1676.8574
2031 | NIWCM | High Demand Growth+Expected Future Gas Supply+Low Wind & Solar | -204.3355 | 846.131 | 1674.2616
2032 | NIWCM | High Demand Growth+Expected Future Gas Supply+Low Wind & Solar | -425.8464 | 644.3968 | 1511.031
2033 | NIWCM | High Demand Growth+Expected Future Gas Supply+Low Wind & Solar | -633.9099 | 441.4685 | 1379.8118
2034 | NIWCM | High Demand Growth+Expected Future Gas Supply+Low Wind & Solar | -835.3482 | 250.4077 | 1270.1977
2035 | NIWCM | High Demand Growth+Expected Future Gas Supply+Low Wind & Solar | -949.7463 | 92.578 | 1114.3943
2026 | SIWEM_PERC | High Demand Growth+Expected Future Gas Supply+Low Wind & Solar | 38.3954 | 38.5342 | 38.5342
2027 | SIWEM_PERC | High Demand Growth+Expected Future Gas Supply+Low Wind & Solar | 28.9814 | 33.2659 | 34.0067
2028 | SIWEM_PERC | High Demand Growth+Expected Future Gas Supply+Low Wind & Solar | 10.2684 | 28.1399 | 38.0521
2029 | SIWEM_PERC | High Demand Growth+Expected Future Gas Supply+Low Wind & Solar | 11.9129 | 30.872 | 42.8389
2030 | SIWEM_PERC | High Demand Growth+Expected Future Gas Supply+Low Wind & Solar | -5.9233 | 20.8493 | 37.3496
2031 | SIWEM_PERC | High Demand Growth+Expected Future Gas Supply+Low Wind & Solar | -11.5927 | 9.1932 | 33.0203
2032 | SIWEM_PERC | High Demand Growth+Expected Future Gas Supply+Low Wind & Solar | -13.3541 | 1.8125 | 30.2456
2033 | SIWEM_PERC | High Demand Growth+Expected Future Gas Supply+Low Wind & Solar | -14.9631 | -4.7756 | 27.6975
2034 | SIWEM_PERC | High Demand Growth+Expected Future Gas Supply+Low Wind & Solar | -16.7004 | -7.5635 | 24.9465
2035 | SIWEM_PERC | High Demand Growth+Expected Future Gas Supply+Low Wind & Solar | -17.9484 | -8.982 | 22.9215
2026 | NZWEM_PERC | High Demand Growth+Expected Future Gas Supply+Constrained Operational Capacity | 15.5244 | 15.5795 | 15.5795
2027 | NZWEM_PERC | High Demand Growth+Expected Future Gas Supply+Constrained Operational Capacity | 12.4481 | 14.1689 | 14.4664
2028 | NZWEM_PERC | High Demand Growth+Expected Future Gas Supply+Constrained Operational Capacity | 5.8252 | 13.1036 | 17.1405
2029 | NZWEM_PERC | High Demand Growth+Expected Future Gas Supply+Constrained Operational Capacity | 6.5252 | 16.4273 | 24.2618
2030 | NZWEM_PERC | High Demand Growth+Expected Future Gas Supply+Constrained Operational Capacity | -0.16204 | 11.0495 | 23.3468
2031 | NZWEM_PERC | High Demand Growth+Expected Future Gas Supply+Constrained Operational Capacity | -4.1758 | 6.6436 | 23.4214
2032 | NZWEM_PERC | High Demand Growth+Expected Future Gas Supply+Constrained Operational Capacity | -7.045 | 3.789 | 20.9311
2033 | NZWEM_PERC | High Demand Growth+Expected Future Gas Supply+Constrained Operational Capacity | -9.3199 | 1.2381 | 19.3803
2034 | NZWEM_PERC | High Demand Growth+Expected Future Gas Supply+Constrained Operational Capacity | -11.6203 | -1.0227 | 16.5932
2035 | NZWEM_PERC | High Demand Growth+Expected Future Gas Supply+Constrained Operational Capacity | -13.0664 | -2.6428 | 14.5577
2026 | NIWCM | High Demand Growth+Expected Future Gas Supply+Constrained Operational Capacity | 264.1721 | 264.1721 | 264.1721
2027 | NIWCM | High Demand Growth+Expected Future Gas Supply+Constrained Operational Capacity | 362.7771 | 366.8832 | 366.8832
2028 | NIWCM | High Demand Growth+Expected Future Gas Supply+Constrained Operational Capacity | 192.5593 | 688.5271 | 696.8696
2029 | NIWCM | High Demand Growth+Expected Future Gas Supply+Constrained Operational Capacity | -147.8654 | 503.0758 | 660.9188
2030 | NIWCM | High Demand Growth+Expected Future Gas Supply+Constrained Operational Capacity | -614.5146 | 128.5492 | 343.1787
2031 | NIWCM | High Demand Growth+Expected Future Gas Supply+Constrained Operational Capacity | -887.3439 | -132.9561 | 141.412
2032 | NIWCM | High Demand Growth+Expected Future Gas Supply+Constrained Operational Capacity | -1115.4489 | -350.9696 | -54.2768
2033 | NIWCM | High Demand Growth+Expected Future Gas Supply+Constrained Operational Capacity | -1253.7986 | -558.0683 | -247.9035
2034 | NIWCM | High Demand Growth+Expected Future Gas Supply+Constrained Operational Capacity | -1410.2148 | -732.3396 | -365.9204
2035 | NIWCM | High Demand Growth+Expected Future Gas Supply+Constrained Operational Capacity | -1524.6129 | -837.0357 | -524.3017
2026 | SIWEM_PERC | High Demand Growth+Expected Future Gas Supply+Constrained Operational Capacity | 41.6258 | 41.7797 | 41.7797
2027 | SIWEM_PERC | High Demand Growth+Expected Future Gas Supply+Constrained Operational Capacity | 32.463 | 37.2107 | 38.0314
2028 | SIWEM_PERC | High Demand Growth+Expected Future Gas Supply+Constrained Operational Capacity | 13.8018 | 33.6048 | 44.5882
2029 | SIWEM_PERC | High Demand Growth+Expected Future Gas Supply+Constrained Operational Capacity | 15.3066 | 32.7712 | 46.0315
2030 | SIWEM_PERC | High Demand Growth+Expected Future Gas Supply+Constrained Operational Capacity | -2.798 | 24.1421 | 40.8838
2031 | SIWEM_PERC | High Demand Growth+Expected Future Gas Supply+Constrained Operational Capacity | -10.8611 | 14.7402 | 36.7253
2032 | SIWEM_PERC | High Demand Growth+Expected Future Gas Supply+Constrained Operational Capacity | -12.6391 | 7.3148 | 33.8665
2033 | SIWEM_PERC | High Demand Growth+Expected Future Gas Supply+Constrained Operational Capacity | -14.2635 | 0.60819 | 31.2404
2034 | SIWEM_PERC | High Demand Growth+Expected Future Gas Supply+Constrained Operational Capacity | -16.0174 | -5.4068 | 28.4052
2035 | SIWEM_PERC | High Demand Growth+Expected Future Gas Supply+Constrained Operational Capacity | -17.2782 | -7.3427 | 26.3157
2026 | NZWEM_PERC | High Demand Growth+Expected Future Gas Supply+Constrained Operational Capacity+Low Wind & Solar | 14.3675 | 14.4173 | 14.4173
2027 | NZWEM_PERC | High Demand Growth+Expected Future Gas Supply+Constrained Operational Capacity+Low Wind & Solar | 11.1861 | 12.7391 | 13.0076
2028 | NZWEM_PERC | High Demand Growth+Expected Future Gas Supply+Constrained Operational Capacity+Low Wind & Solar | 4.5266 | 11.0951 | 14.7382
2029 | NZWEM_PERC | High Demand Growth+Expected Future Gas Supply+Constrained Operational Capacity+Low Wind & Solar | 5.2615 | 14.1978 | 21.2681
2030 | NZWEM_PERC | High Demand Growth+Expected Future Gas Supply+Constrained Operational Capacity+Low Wind & Solar | -1.3481 | 8.8126 | 19.9424
2031 | NZWEM_PERC | High Demand Growth+Expected Future Gas Supply+Constrained Operational Capacity+Low Wind & Solar | -5.3125 | 4.5 | 19.672
2032 | NZWEM_PERC | High Demand Growth+Expected Future Gas Supply+Constrained Operational Capacity+Low Wind & Solar | -8.1496 | 1.6747 | 17.2043
2033 | NZWEM_PERC | High Demand Growth+Expected Future Gas Supply+Constrained Operational Capacity+Low Wind & Solar | -10.3964 | -0.82234 | 15.6083
2034 | NZWEM_PERC | High Demand Growth+Expected Future Gas Supply+Constrained Operational Capacity+Low Wind & Solar | -12.6655 | -3.0234 | 12.9306
2035 | NZWEM_PERC | High Demand Growth+Expected Future Gas Supply+Constrained Operational Capacity+Low Wind & Solar | -14.087 | -4.5962 | 10.9815
2026 | NIWCM | High Demand Growth+Expected Future Gas Supply+Constrained Operational Capacity+Low Wind & Solar | 264.1721 | 264.1721 | 264.1721
2027 | NIWCM | High Demand Growth+Expected Future Gas Supply+Constrained Operational Capacity+Low Wind & Solar | 362.7771 | 366.8832 | 366.8832
2028 | NIWCM | High Demand Growth+Expected Future Gas Supply+Constrained Operational Capacity+Low Wind & Solar | 192.5593 | 688.5271 | 696.8696
2029 | NIWCM | High Demand Growth+Expected Future Gas Supply+Constrained Operational Capacity+Low Wind & Solar | -147.8654 | 503.0758 | 660.9188
2030 | NIWCM | High Demand Growth+Expected Future Gas Supply+Constrained Operational Capacity+Low Wind & Solar | -614.5146 | 128.5492 | 343.1787
2031 | NIWCM | High Demand Growth+Expected Future Gas Supply+Constrained Operational Capacity+Low Wind & Solar | -887.3439 | -132.9561 | 141.412
2032 | NIWCM | High Demand Growth+Expected Future Gas Supply+Constrained Operational Capacity+Low Wind & Solar | -1115.4489 | -350.9696 | -54.2768
2033 | NIWCM | High Demand Growth+Expected Future Gas Supply+Constrained Operational Capacity+Low Wind & Solar | -1253.7986 | -558.0683 | -247.9035
2034 | NIWCM | High Demand Growth+Expected Future Gas Supply+Constrained Operational Capacity+Low Wind & Solar | -1410.2148 | -732.3396 | -365.9204
2035 | NIWCM | High Demand Growth+Expected Future Gas Supply+Constrained Operational Capacity+Low Wind & Solar | -1524.6129 | -837.0357 | -524.3017
2026 | SIWEM_PERC | High Demand Growth+Expected Future Gas Supply+Constrained Operational Capacity+Low Wind & Solar | 38.3954 | 38.5342 | 38.5342
2027 | SIWEM_PERC | High Demand Growth+Expected Future Gas Supply+Constrained Operational Capacity+Low Wind & Solar | 28.9814 | 33.2659 | 34.0067
2028 | SIWEM_PERC | High Demand Growth+Expected Future Gas Supply+Constrained Operational Capacity+Low Wind & Solar | 10.2684 | 28.1399 | 38.0521
2029 | SIWEM_PERC | High Demand Growth+Expected Future Gas Supply+Constrained Operational Capacity+Low Wind & Solar | 11.9129 | 30.872 | 42.8389
2030 | SIWEM_PERC | High Demand Growth+Expected Future Gas Supply+Constrained Operational Capacity+Low Wind & Solar | -5.9233 | 20.8493 | 37.3496
2031 | SIWEM_PERC | High Demand Growth+Expected Future Gas Supply+Constrained Operational Capacity+Low Wind & Solar | -11.5927 | 9.1932 | 33.0203
2032 | SIWEM_PERC | High Demand Growth+Expected Future Gas Supply+Constrained Operational Capacity+Low Wind & Solar | -13.3541 | 1.8125 | 30.2456
2033 | SIWEM_PERC | High Demand Growth+Expected Future Gas Supply+Constrained Operational Capacity+Low Wind & Solar | -14.9631 | -4.7756 | 27.6975
2034 | SIWEM_PERC | High Demand Growth+Expected Future Gas Supply+Constrained Operational Capacity+Low Wind & Solar | -16.7004 | -7.5635 | 24.9465
2035 | SIWEM_PERC | High Demand Growth+Expected Future Gas Supply+Constrained Operational Capacity+Low Wind & Solar | -17.9484 | -8.982 | 22.9215
2026 | NZWEM_PERC | High Demand Growth+Expected Future Gas Supply+Upgraded HVDC | 15.5244 | 15.5795 | 15.5795
2027 | NZWEM_PERC | High Demand Growth+Expected Future Gas Supply+Upgraded HVDC | 12.4481 | 14.1689 | 14.4664
2028 | NZWEM_PERC | High Demand Growth+Expected Future Gas Supply+Upgraded HVDC | 5.8252 | 13.1036 | 17.1405
2029 | NZWEM_PERC | High Demand Growth+Expected Future Gas Supply+Upgraded HVDC | 6.5252 | 16.4273 | 24.2618
2030 | NZWEM_PERC | High Demand Growth+Expected Future Gas Supply+Upgraded HVDC | -0.16204 | 11.0495 | 23.3468
2031 | NZWEM_PERC | High Demand Growth+Expected Future Gas Supply+Upgraded HVDC | -4.1758 | 6.6436 | 23.4214
2032 | NZWEM_PERC | High Demand Growth+Expected Future Gas Supply+Upgraded HVDC | -7.045 | 3.789 | 20.9311
2033 | NZWEM_PERC | High Demand Growth+Expected Future Gas Supply+Upgraded HVDC | -9.3199 | 1.2381 | 19.3803
2034 | NZWEM_PERC | High Demand Growth+Expected Future Gas Supply+Upgraded HVDC | -11.6203 | -1.0227 | 16.5932
2035 | NZWEM_PERC | High Demand Growth+Expected Future Gas Supply+Upgraded HVDC | -13.0664 | -2.6428 | 14.5577
2026 | NIWCM | High Demand Growth+Expected Future Gas Supply+Upgraded HVDC | 861.0651 | 861.8649 | 861.8649
2027 | NIWCM | High Demand Growth+Expected Future Gas Supply+Upgraded HVDC | 989.1942 | 1020.6942 | 1025.2307
2028 | NIWCM | High Demand Growth+Expected Future Gas Supply+Upgraded HVDC | 852.4837 | 1511.8444 | 1594.489
2029 | NIWCM | High Demand Growth+Expected Future Gas Supply+Upgraded HVDC | 527.9139 | 1430.6743 | 1770.6082
2030 | NIWCM | High Demand Growth+Expected Future Gas Supply+Upgraded HVDC | 65.8325 | 1100.6072 | 1676.8574
2031 | NIWCM | High Demand Growth+Expected Future Gas Supply+Upgraded HVDC | -204.3355 | 846.131 | 1674.2614
2032 | NIWCM | High Demand Growth+Expected Future Gas Supply+Upgraded HVDC | -425.8464 | 644.3968 | 1511.031
2033 | NIWCM | High Demand Growth+Expected Future Gas Supply+Upgraded HVDC | -633.9099 | 441.4685 | 1379.8118
2034 | NIWCM | High Demand Growth+Expected Future Gas Supply+Upgraded HVDC | -835.3482 | 250.4077 | 1270.1977
2035 | NIWCM | High Demand Growth+Expected Future Gas Supply+Upgraded HVDC | -949.7463 | 92.578 | 1114.3943
2026 | SIWEM_PERC | High Demand Growth+Expected Future Gas Supply+Upgraded HVDC | 41.6258 | 41.7797 | 41.7797
2027 | SIWEM_PERC | High Demand Growth+Expected Future Gas Supply+Upgraded HVDC | 32.463 | 37.2107 | 38.0314
2028 | SIWEM_PERC | High Demand Growth+Expected Future Gas Supply+Upgraded HVDC | 13.8018 | 33.6048 | 44.5882
2029 | SIWEM_PERC | High Demand Growth+Expected Future Gas Supply+Upgraded HVDC | 15.3066 | 41.0828 | 61.4269
2030 | SIWEM_PERC | High Demand Growth+Expected Future Gas Supply+Upgraded HVDC | -2.798 | 26.5108 | 57.0857
2031 | SIWEM_PERC | High Demand Growth+Expected Future Gas Supply+Upgraded HVDC | -10.8611 | 14.7402 | 51.9736
2032 | SIWEM_PERC | High Demand Growth+Expected Future Gas Supply+Upgraded HVDC | -12.6391 | 7.3148 | 48.7684
2033 | SIWEM_PERC | High Demand Growth+Expected Future Gas Supply+Upgraded HVDC | -14.2635 | 0.60819 | 45.8213
2034 | SIWEM_PERC | High Demand Growth+Expected Future Gas Supply+Upgraded HVDC | -16.0174 | -5.4068 | 39.7571
2035 | SIWEM_PERC | High Demand Growth+Expected Future Gas Supply+Upgraded HVDC | -17.2782 | -7.3427 | 34.8069
2026 | NZWEM_PERC | High Demand Growth+Expected Future Gas Supply+Upgraded HVDC+Low Wind & Solar | 14.3675 | 14.4173 | 14.4173
2027 | NZWEM_PERC | High Demand Growth+Expected Future Gas Supply+Upgraded HVDC+Low Wind & Solar | 11.1861 | 12.7391 | 13.0076
2028 | NZWEM_PERC | High Demand Growth+Expected Future Gas Supply+Upgraded HVDC+Low Wind & Solar | 4.5266 | 11.0951 | 14.7382
2029 | NZWEM_PERC | High Demand Growth+Expected Future Gas Supply+Upgraded HVDC+Low Wind & Solar | 5.2615 | 14.1978 | 21.2681
2030 | NZWEM_PERC | High Demand Growth+Expected Future Gas Supply+Upgraded HVDC+Low Wind & Solar | -1.3481 | 8.8126 | 19.9424
2031 | NZWEM_PERC | High Demand Growth+Expected Future Gas Supply+Upgraded HVDC+Low Wind & Solar | -5.3125 | 4.5 | 19.672
2032 | NZWEM_PERC | High Demand Growth+Expected Future Gas Supply+Upgraded HVDC+Low Wind & Solar | -8.1496 | 1.6747 | 17.2043
2033 | NZWEM_PERC | High Demand Growth+Expected Future Gas Supply+Upgraded HVDC+Low Wind & Solar | -10.3964 | -0.82234 | 15.6083
2034 | NZWEM_PERC | High Demand Growth+Expected Future Gas Supply+Upgraded HVDC+Low Wind & Solar | -12.6655 | -3.0234 | 12.9306
2035 | NZWEM_PERC | High Demand Growth+Expected Future Gas Supply+Upgraded HVDC+Low Wind & Solar | -14.087 | -4.5962 | 10.9815
2026 | NIWCM | High Demand Growth+Expected Future Gas Supply+Upgraded HVDC+Low Wind & Solar | 861.0651 | 861.8649 | 861.8649
2027 | NIWCM | High Demand Growth+Expected Future Gas Supply+Upgraded HVDC+Low Wind & Solar | 989.1942 | 1020.6942 | 1025.2307
2028 | NIWCM | High Demand Growth+Expected Future Gas Supply+Upgraded HVDC+Low Wind & Solar | 852.4837 | 1511.8444 | 1594.489
2029 | NIWCM | High Demand Growth+Expected Future Gas Supply+Upgraded HVDC+Low Wind & Solar | 527.9139 | 1430.6743 | 1770.6082
2030 | NIWCM | High Demand Growth+Expected Future Gas Supply+Upgraded HVDC+Low Wind & Solar | 65.8325 | 1100.6072 | 1676.8574
2031 | NIWCM | High Demand Growth+Expected Future Gas Supply+Upgraded HVDC+Low Wind & Solar | -204.3355 | 846.131 | 1674.2614
2032 | NIWCM | High Demand Growth+Expected Future Gas Supply+Upgraded HVDC+Low Wind & Solar | -425.8464 | 644.3968 | 1511.031
2033 | NIWCM | High Demand Growth+Expected Future Gas Supply+Upgraded HVDC+Low Wind & Solar | -633.9099 | 441.4685 | 1379.8118
2034 | NIWCM | High Demand Growth+Expected Future Gas Supply+Upgraded HVDC+Low Wind & Solar | -835.3482 | 250.4077 | 1270.1977
2035 | NIWCM | High Demand Growth+Expected Future Gas Supply+Upgraded HVDC+Low Wind & Solar | -949.7463 | 92.578 | 1114.3943
2026 | SIWEM_PERC | High Demand Growth+Expected Future Gas Supply+Upgraded HVDC+Low Wind & Solar | 38.3954 | 38.5342 | 38.5342
2027 | SIWEM_PERC | High Demand Growth+Expected Future Gas Supply+Upgraded HVDC+Low Wind & Solar | 28.9814 | 33.2659 | 34.0067
2028 | SIWEM_PERC | High Demand Growth+Expected Future Gas Supply+Upgraded HVDC+Low Wind & Solar | 10.2684 | 28.1399 | 38.0521
2029 | SIWEM_PERC | High Demand Growth+Expected Future Gas Supply+Upgraded HVDC+Low Wind & Solar | 11.9129 | 35.4608 | 53.8207
2030 | SIWEM_PERC | High Demand Growth+Expected Future Gas Supply+Upgraded HVDC+Low Wind & Solar | -5.9233 | 20.8493 | 49.0292
2031 | SIWEM_PERC | High Demand Growth+Expected Future Gas Supply+Upgraded HVDC+Low Wind & Solar | -11.5927 | 9.1932 | 47.0741
2032 | SIWEM_PERC | High Demand Growth+Expected Future Gas Supply+Upgraded HVDC+Low Wind & Solar | -13.3541 | 1.8125 | 41.1564
2033 | SIWEM_PERC | High Demand Growth+Expected Future Gas Supply+Upgraded HVDC+Low Wind & Solar | -14.9631 | -4.7756 | 37.2218
2034 | SIWEM_PERC | High Demand Growth+Expected Future Gas Supply+Upgraded HVDC+Low Wind & Solar | -16.7004 | -7.5635 | 30.686
2035 | SIWEM_PERC | High Demand Growth+Expected Future Gas Supply+Upgraded HVDC+Low Wind & Solar | -17.9484 | -8.982 | 25.9051
2026 | NZWEM_PERC | High Demand Growth+Expected Future Gas Supply+Upgraded HVDC+Constrained Operational Capacity | 15.5244 | 15.5795 | 15.5795
2027 | NZWEM_PERC | High Demand Growth+Expected Future Gas Supply+Upgraded HVDC+Constrained Operational Capacity | 12.4481 | 14.1689 | 14.4664
2028 | NZWEM_PERC | High Demand Growth+Expected Future Gas Supply+Upgraded HVDC+Constrained Operational Capacity | 5.8252 | 13.1036 | 17.1405
2029 | NZWEM_PERC | High Demand Growth+Expected Future Gas Supply+Upgraded HVDC+Constrained Operational Capacity | 6.5252 | 16.4273 | 24.2618
2030 | NZWEM_PERC | High Demand Growth+Expected Future Gas Supply+Upgraded HVDC+Constrained Operational Capacity | -0.16204 | 11.0495 | 23.3468
2031 | NZWEM_PERC | High Demand Growth+Expected Future Gas Supply+Upgraded HVDC+Constrained Operational Capacity | -4.1758 | 6.6436 | 23.4214
2032 | NZWEM_PERC | High Demand Growth+Expected Future Gas Supply+Upgraded HVDC+Constrained Operational Capacity | -7.045 | 3.789 | 20.9311
2033 | NZWEM_PERC | High Demand Growth+Expected Future Gas Supply+Upgraded HVDC+Constrained Operational Capacity | -9.3199 | 1.2381 | 19.3803
2034 | NZWEM_PERC | High Demand Growth+Expected Future Gas Supply+Upgraded HVDC+Constrained Operational Capacity | -11.6203 | -1.0227 | 16.5932
2035 | NZWEM_PERC | High Demand Growth+Expected Future Gas Supply+Upgraded HVDC+Constrained Operational Capacity | -13.0664 | -2.6428 | 14.5577
2026 | NIWCM | High Demand Growth+Expected Future Gas Supply+Upgraded HVDC+Constrained Operational Capacity | 264.1721 | 264.1721 | 264.1721
2027 | NIWCM | High Demand Growth+Expected Future Gas Supply+Upgraded HVDC+Constrained Operational Capacity | 362.7771 | 366.8832 | 366.8832
2028 | NIWCM | High Demand Growth+Expected Future Gas Supply+Upgraded HVDC+Constrained Operational Capacity | 192.5593 | 688.5271 | 696.8696
2029 | NIWCM | High Demand Growth+Expected Future Gas Supply+Upgraded HVDC+Constrained Operational Capacity | -147.8654 | 503.0758 | 660.9188
2030 | NIWCM | High Demand Growth+Expected Future Gas Supply+Upgraded HVDC+Constrained Operational Capacity | -614.5146 | 128.5492 | 343.1787
2031 | NIWCM | High Demand Growth+Expected Future Gas Supply+Upgraded HVDC+Constrained Operational Capacity | -887.3439 | -132.9561 | 141.412
2032 | NIWCM | High Demand Growth+Expected Future Gas Supply+Upgraded HVDC+Constrained Operational Capacity | -1115.4489 | -350.9696 | -54.2768
2033 | NIWCM | High Demand Growth+Expected Future Gas Supply+Upgraded HVDC+Constrained Operational Capacity | -1253.7986 | -558.0683 | -247.9035
2034 | NIWCM | High Demand Growth+Expected Future Gas Supply+Upgraded HVDC+Constrained Operational Capacity | -1410.2148 | -732.3396 | -365.9204
2035 | NIWCM | High Demand Growth+Expected Future Gas Supply+Upgraded HVDC+Constrained Operational Capacity | -1524.6129 | -837.0357 | -524.3017
2026 | SIWEM_PERC | High Demand Growth+Expected Future Gas Supply+Upgraded HVDC+Constrained Operational Capacity | 41.6258 | 41.7797 | 41.7797
2027 | SIWEM_PERC | High Demand Growth+Expected Future Gas Supply+Upgraded HVDC+Constrained Operational Capacity | 32.463 | 37.2107 | 38.0314
2028 | SIWEM_PERC | High Demand Growth+Expected Future Gas Supply+Upgraded HVDC+Constrained Operational Capacity | 13.8018 | 33.6048 | 44.5882
2029 | SIWEM_PERC | High Demand Growth+Expected Future Gas Supply+Upgraded HVDC+Constrained Operational Capacity | 15.3066 | 41.0828 | 61.4269
2030 | SIWEM_PERC | High Demand Growth+Expected Future Gas Supply+Upgraded HVDC+Constrained Operational Capacity | -2.798 | 26.5108 | 57.0857
2031 | SIWEM_PERC | High Demand Growth+Expected Future Gas Supply+Upgraded HVDC+Constrained Operational Capacity | -10.8611 | 14.7402 | 51.9736
2032 | SIWEM_PERC | High Demand Growth+Expected Future Gas Supply+Upgraded HVDC+Constrained Operational Capacity | -12.6391 | 7.3148 | 48.7684
2033 | SIWEM_PERC | High Demand Growth+Expected Future Gas Supply+Upgraded HVDC+Constrained Operational Capacity | -14.2635 | 0.60819 | 45.8213
2034 | SIWEM_PERC | High Demand Growth+Expected Future Gas Supply+Upgraded HVDC+Constrained Operational Capacity | -16.0174 | -5.4068 | 39.7571
2035 | SIWEM_PERC | High Demand Growth+Expected Future Gas Supply+Upgraded HVDC+Constrained Operational Capacity | -17.2782 | -7.3427 | 34.8069
2026 | NZWEM_PERC | High Demand Growth+Expected Future Gas Supply+Upgraded HVDC+Constrained Operational Capacity+Low Wind & Solar | 14.3675 | 14.4173 | 14.4173
2027 | NZWEM_PERC | High Demand Growth+Expected Future Gas Supply+Upgraded HVDC+Constrained Operational Capacity+Low Wind & Solar | 11.1861 | 12.7391 | 13.0076
2028 | NZWEM_PERC | High Demand Growth+Expected Future Gas Supply+Upgraded HVDC+Constrained Operational Capacity+Low Wind & Solar | 4.5266 | 11.0951 | 14.7382
2029 | NZWEM_PERC | High Demand Growth+Expected Future Gas Supply+Upgraded HVDC+Constrained Operational Capacity+Low Wind & Solar | 5.2615 | 14.1978 | 21.2681
2030 | NZWEM_PERC | High Demand Growth+Expected Future Gas Supply+Upgraded HVDC+Constrained Operational Capacity+Low Wind & Solar | -1.3481 | 8.8126 | 19.9424
2031 | NZWEM_PERC | High Demand Growth+Expected Future Gas Supply+Upgraded HVDC+Constrained Operational Capacity+Low Wind & Solar | -5.3125 | 4.5 | 19.672
2032 | NZWEM_PERC | High Demand Growth+Expected Future Gas Supply+Upgraded HVDC+Constrained Operational Capacity+Low Wind & Solar | -8.1496 | 1.6747 | 17.2043
2033 | NZWEM_PERC | High Demand Growth+Expected Future Gas Supply+Upgraded HVDC+Constrained Operational Capacity+Low Wind & Solar | -10.3964 | -0.82234 | 15.6083
2034 | NZWEM_PERC | High Demand Growth+Expected Future Gas Supply+Upgraded HVDC+Constrained Operational Capacity+Low Wind & Solar | -12.6655 | -3.0234 | 12.9306
2035 | NZWEM_PERC | High Demand Growth+Expected Future Gas Supply+Upgraded HVDC+Constrained Operational Capacity+Low Wind & Solar | -14.087 | -4.5962 | 10.9815
2026 | NIWCM | High Demand Growth+Expected Future Gas Supply+Upgraded HVDC+Constrained Operational Capacity+Low Wind & Solar | 264.1721 | 264.1721 | 264.1721
2027 | NIWCM | High Demand Growth+Expected Future Gas Supply+Upgraded HVDC+Constrained Operational Capacity+Low Wind & Solar | 362.7771 | 366.8832 | 366.8832
2028 | NIWCM | High Demand Growth+Expected Future Gas Supply+Upgraded HVDC+Constrained Operational Capacity+Low Wind & Solar | 192.5593 | 688.5271 | 696.8696
2029 | NIWCM | High Demand Growth+Expected Future Gas Supply+Upgraded HVDC+Constrained Operational Capacity+Low Wind & Solar | -147.8654 | 503.0758 | 660.9188
2030 | NIWCM | High Demand Growth+Expected Future Gas Supply+Upgraded HVDC+Constrained Operational Capacity+Low Wind & Solar | -614.5146 | 128.5492 | 343.1787
2031 | NIWCM | High Demand Growth+Expected Future Gas Supply+Upgraded HVDC+Constrained Operational Capacity+Low Wind & Solar | -887.3439 | -132.9561 | 141.412
2032 | NIWCM | High Demand Growth+Expected Future Gas Supply+Upgraded HVDC+Constrained Operational Capacity+Low Wind & Solar | -1115.4489 | -350.9696 | -54.2768
2033 | NIWCM | High Demand Growth+Expected Future Gas Supply+Upgraded HVDC+Constrained Operational Capacity+Low Wind & Solar | -1253.7986 | -558.0683 | -247.9035
2034 | NIWCM | High Demand Growth+Expected Future Gas Supply+Upgraded HVDC+Constrained Operational Capacity+Low Wind & Solar | -1410.2148 | -732.3396 | -365.9204
2035 | NIWCM | High Demand Growth+Expected Future Gas Supply+Upgraded HVDC+Constrained Operational Capacity+Low Wind & Solar | -1524.6129 | -837.0357 | -524.3017
2026 | SIWEM_PERC | High Demand Growth+Expected Future Gas Supply+Upgraded HVDC+Constrained Operational Capacity+Low Wind & Solar | 38.3954 | 38.5342 | 38.5342
2027 | SIWEM_PERC | High Demand Growth+Expected Future Gas Supply+Upgraded HVDC+Constrained Operational Capacity+Low Wind & Solar | 28.9814 | 33.2659 | 34.0067
2028 | SIWEM_PERC | High Demand Growth+Expected Future Gas Supply+Upgraded HVDC+Constrained Operational Capacity+Low Wind & Solar | 10.2684 | 28.1399 | 38.0521
2029 | SIWEM_PERC | High Demand Growth+Expected Future Gas Supply+Upgraded HVDC+Constrained Operational Capacity+Low Wind & Solar | 11.9129 | 35.4608 | 53.8207
2030 | SIWEM_PERC | High Demand Growth+Expected Future Gas Supply+Upgraded HVDC+Constrained Operational Capacity+Low Wind & Solar | -5.9233 | 20.8493 | 49.0292
2031 | SIWEM_PERC | High Demand Growth+Expected Future Gas Supply+Upgraded HVDC+Constrained Operational Capacity+Low Wind & Solar | -11.5927 | 9.1932 | 47.0741
2032 | SIWEM_PERC | High Demand Growth+Expected Future Gas Supply+Upgraded HVDC+Constrained Operational Capacity+Low Wind & Solar | -13.3541 | 1.8125 | 41.1564
2033 | SIWEM_PERC | High Demand Growth+Expected Future Gas Supply+Upgraded HVDC+Constrained Operational Capacity+Low Wind & Solar | -14.9631 | -4.7756 | 37.2218
2034 | SIWEM_PERC | High Demand Growth+Expected Future Gas Supply+Upgraded HVDC+Constrained Operational Capacity+Low Wind & Solar | -16.7004 | -7.5635 | 30.686
2035 | SIWEM_PERC | High Demand Growth+Expected Future Gas Supply+Upgraded HVDC+Constrained Operational Capacity+Low Wind & Solar | -17.9484 | -8.982 | 25.9051
2026 | NZWEM_PERC | High Demand Growth+Expected Future Gas Supply+Delayed Build | 11.0538 | 11.0538 | 11.0538
2027 | NZWEM_PERC | High Demand Growth+Expected Future Gas Supply+Delayed Build | 5.5446 | 5.677 | 5.8341
2028 | NZWEM_PERC | High Demand Growth+Expected Future Gas Supply+Delayed Build | 2.0713 | 3.3665 | 3.6484
2029 | NZWEM_PERC | High Demand Growth+Expected Future Gas Supply+Delayed Build | 5.5299 | 7.9974 | 8.7637
2030 | NZWEM_PERC | High Demand Growth+Expected Future Gas Supply+Delayed Build | -0.16204 | 7.368 | 13.7331
2031 | NZWEM_PERC | High Demand Growth+Expected Future Gas Supply+Delayed Build | -4.1758 | 5.5803 | 12.6273
2032 | NZWEM_PERC | High Demand Growth+Expected Future Gas Supply+Delayed Build | -7.045 | 2.9875 | 14.4393
2033 | NZWEM_PERC | High Demand Growth+Expected Future Gas Supply+Delayed Build | -9.3199 | 0.52826 | 16.4167
2034 | NZWEM_PERC | High Demand Growth+Expected Future Gas Supply+Delayed Build | -11.6203 | -1.7548 | 14.4659
2035 | NZWEM_PERC | High Demand Growth+Expected Future Gas Supply+Delayed Build | -13.0664 | -3.0565 | 14.1439
2026 | NIWCM | High Demand Growth+Expected Future Gas Supply+Delayed Build | 567.4665 | 567.4665 | 567.4665
2027 | NIWCM | High Demand Growth+Expected Future Gas Supply+Delayed Build | 587.7296 | 589.7773 | 592.2498
2028 | NIWCM | High Demand Growth+Expected Future Gas Supply+Delayed Build | 595.4577 | 616.3802 | 620.9167
2029 | NIWCM | High Demand Growth+Expected Future Gas Supply+Delayed Build | 318.6206 | 448.0526 | 461.6449
2030 | NIWCM | High Demand Growth+Expected Future Gas Supply+Delayed Build | 10.056 | 741.2499 | 1040.274
2031 | NIWCM | High Demand Growth+Expected Future Gas Supply+Delayed Build | -277.274 | 663.3924 | 1029.8667
2032 | NIWCM | High Demand Growth+Expected Future Gas Supply+Delayed Build | -498.7849 | 518.0891 | 1115.8725
2033 | NIWCM | High Demand Growth+Expected Future Gas Supply+Delayed Build | -633.9099 | 396.4293 | 1235.3701
2034 | NIWCM | High Demand Growth+Expected Future Gas Supply+Delayed Build | -835.3482 | 180.3185 | 1055.6795
2035 | NIWCM | High Demand Growth+Expected Future Gas Supply+Delayed Build | -949.7463 | 40.246 | 984.8333
2026 | SIWEM_PERC | High Demand Growth+Expected Future Gas Supply+Delayed Build | 29.1422 | 29.1422 | 29.1422
2027 | SIWEM_PERC | High Demand Growth+Expected Future Gas Supply+Delayed Build | 13.4172 | 13.7826 | 14.216
2028 | SIWEM_PERC | High Demand Growth+Expected Future Gas Supply+Delayed Build | 7.3647 | 9.1124 | 9.1124
2029 | SIWEM_PERC | High Demand Growth+Expected Future Gas Supply+Delayed Build | 12.6338 | 19.26 | 21.3181
2030 | SIWEM_PERC | High Demand Growth+Expected Future Gas Supply+Delayed Build | -2.798 | 17.043 | 33.1845
2031 | SIWEM_PERC | High Demand Growth+Expected Future Gas Supply+Delayed Build | -10.8611 | 11.9888 | 27.1082
2032 | SIWEM_PERC | High Demand Growth+Expected Future Gas Supply+Delayed Build | -12.6391 | 5.229 | 30.071
2033 | SIWEM_PERC | High Demand Growth+Expected Future Gas Supply+Delayed Build | -14.2635 | -1.2466 | 31.2404
2034 | SIWEM_PERC | High Demand Growth+Expected Future Gas Supply+Delayed Build | -16.0174 | -5.893 | 28.4052
2035 | SIWEM_PERC | High Demand Growth+Expected Future Gas Supply+Delayed Build | -17.2782 | -7.3427 | 26.3157
2026 | NZWEM_PERC | High Demand Growth+Expected Future Gas Supply+Delayed Build+Low Wind & Solar | 10.1737 | 10.1737 | 10.1737
2027 | NZWEM_PERC | High Demand Growth+Expected Future Gas Supply+Delayed Build+Low Wind & Solar | 4.6489 | 4.7684 | 4.9102
2028 | NZWEM_PERC | High Demand Growth+Expected Future Gas Supply+Delayed Build+Low Wind & Solar | 0.99198 | 2.1609 | 2.4153
2029 | NZWEM_PERC | High Demand Growth+Expected Future Gas Supply+Delayed Build+Low Wind & Solar | 4.3633 | 6.5901 | 7.2817
2030 | NZWEM_PERC | High Demand Growth+Expected Future Gas Supply+Delayed Build+Low Wind & Solar | -1.3481 | 5.4475 | 11.1917
2031 | NZWEM_PERC | High Demand Growth+Expected Future Gas Supply+Delayed Build+Low Wind & Solar | -5.3125 | 3.4921 | 9.8517
2032 | NZWEM_PERC | High Demand Growth+Expected Future Gas Supply+Delayed Build+Low Wind & Solar | -8.1496 | 0.90443 | 11.269
2033 | NZWEM_PERC | High Demand Growth+Expected Future Gas Supply+Delayed Build+Low Wind & Solar | -10.3964 | -1.5018 | 12.866
2034 | NZWEM_PERC | High Demand Growth+Expected Future Gas Supply+Delayed Build+Low Wind & Solar | -12.6655 | -3.7555 | 10.9394
2035 | NZWEM_PERC | High Demand Growth+Expected Future Gas Supply+Delayed Build+Low Wind & Solar | -14.087 | -5.01 | 10.5677
2026 | NIWCM | High Demand Growth+Expected Future Gas Supply+Delayed Build+Low Wind & Solar | 567.4665 | 567.4665 | 567.4665
2027 | NIWCM | High Demand Growth+Expected Future Gas Supply+Delayed Build+Low Wind & Solar | 587.7296 | 589.7773 | 592.2498
2028 | NIWCM | High Demand Growth+Expected Future Gas Supply+Delayed Build+Low Wind & Solar | 595.4577 | 616.3802 | 620.9167
2029 | NIWCM | High Demand Growth+Expected Future Gas Supply+Delayed Build+Low Wind & Solar | 318.6206 | 448.0526 | 461.6449
2030 | NIWCM | High Demand Growth+Expected Future Gas Supply+Delayed Build+Low Wind & Solar | 10.056 | 741.2499 | 1040.274
2031 | NIWCM | High Demand Growth+Expected Future Gas Supply+Delayed Build+Low Wind & Solar | -277.274 | 663.3924 | 1029.8667
2032 | NIWCM | High Demand Growth+Expected Future Gas Supply+Delayed Build+Low Wind & Solar | -498.7849 | 518.0891 | 1115.8725
2033 | NIWCM | High Demand Growth+Expected Future Gas Supply+Delayed Build+Low Wind & Solar | -633.9099 | 396.4293 | 1235.3701
2034 | NIWCM | High Demand Growth+Expected Future Gas Supply+Delayed Build+Low Wind & Solar | -835.3482 | 180.3185 | 1055.6795
2035 | NIWCM | High Demand Growth+Expected Future Gas Supply+Delayed Build+Low Wind & Solar | -949.7463 | 40.246 | 984.8333
2026 | SIWEM_PERC | High Demand Growth+Expected Future Gas Supply+Delayed Build+Low Wind & Solar | 26.6846 | 26.6846 | 26.6846
2027 | SIWEM_PERC | High Demand Growth+Expected Future Gas Supply+Delayed Build+Low Wind & Solar | 11.0361 | 11.2758 | 11.667
2028 | SIWEM_PERC | High Demand Growth+Expected Future Gas Supply+Delayed Build+Low Wind & Solar | 6.659 | 8.2362 | 8.2362
2029 | SIWEM_PERC | High Demand Growth+Expected Future Gas Supply+Delayed Build+Low Wind & Solar | 9.5009 | 15.4808 | 17.3381
2030 | SIWEM_PERC | High Demand Growth+Expected Future Gas Supply+Delayed Build+Low Wind & Solar | -5.9233 | 11.9825 | 27.1181
2031 | SIWEM_PERC | High Demand Growth+Expected Future Gas Supply+Delayed Build+Low Wind & Solar | -11.5927 | 6.5851 | 23.0416
2032 | SIWEM_PERC | High Demand Growth+Expected Future Gas Supply+Delayed Build+Low Wind & Solar | -13.3541 | -0.19209 | 26.781
2033 | SIWEM_PERC | High Demand Growth+Expected Future Gas Supply+Delayed Build+Low Wind & Solar | -14.9631 | -5.6039 | 27.6975
2034 | SIWEM_PERC | High Demand Growth+Expected Future Gas Supply+Delayed Build+Low Wind & Solar | -16.7004 | -7.5635 | 24.9465
2035 | SIWEM_PERC | High Demand Growth+Expected Future Gas Supply+Delayed Build+Low Wind & Solar | -17.9484 | -8.982 | 22.9215
2026 | NZWEM_PERC | High Demand Growth+Expected Future Gas Supply+Delayed Build+Constrained Operational Capacity | 11.0538 | 11.0538 | 11.0538
2027 | NZWEM_PERC | High Demand Growth+Expected Future Gas Supply+Delayed Build+Constrained Operational Capacity | 5.5446 | 5.677 | 5.8341
2028 | NZWEM_PERC | High Demand Growth+Expected Future Gas Supply+Delayed Build+Constrained Operational Capacity | 2.0713 | 3.3665 | 3.6484
2029 | NZWEM_PERC | High Demand Growth+Expected Future Gas Supply+Delayed Build+Constrained Operational Capacity | 5.5299 | 7.9974 | 8.7637
2030 | NZWEM_PERC | High Demand Growth+Expected Future Gas Supply+Delayed Build+Constrained Operational Capacity | -0.16204 | 7.368 | 13.7331
2031 | NZWEM_PERC | High Demand Growth+Expected Future Gas Supply+Delayed Build+Constrained Operational Capacity | -4.1758 | 5.5803 | 12.6273
2032 | NZWEM_PERC | High Demand Growth+Expected Future Gas Supply+Delayed Build+Constrained Operational Capacity | -7.045 | 2.9875 | 14.4393
2033 | NZWEM_PERC | High Demand Growth+Expected Future Gas Supply+Delayed Build+Constrained Operational Capacity | -9.3199 | 0.52826 | 16.4167
2034 | NZWEM_PERC | High Demand Growth+Expected Future Gas Supply+Delayed Build+Constrained Operational Capacity | -11.6203 | -1.7548 | 14.4659
2035 | NZWEM_PERC | High Demand Growth+Expected Future Gas Supply+Delayed Build+Constrained Operational Capacity | -13.0664 | -3.0565 | 14.1439
2026 | NIWCM | High Demand Growth+Expected Future Gas Supply+Delayed Build+Constrained Operational Capacity | 33.1014 | 33.1014 | 33.1014
2027 | NIWCM | High Demand Growth+Expected Future Gas Supply+Delayed Build+Constrained Operational Capacity | 43.4476 | 43.4476 | 43.4476
2028 | NIWCM | High Demand Growth+Expected Future Gas Supply+Delayed Build+Constrained Operational Capacity | -17.6468 | -17.6468 | -17.6468
2029 | NIWCM | High Demand Growth+Expected Future Gas Supply+Delayed Build+Constrained Operational Capacity | -328.1855 | -245.962 | -245.962
2030 | NIWCM | High Demand Growth+Expected Future Gas Supply+Delayed Build+Constrained Operational Capacity | -670.2911 | -155.2348 | -37.2556
2031 | NIWCM | High Demand Growth+Expected Future Gas Supply+Delayed Build+Constrained Operational Capacity | -960.2824 | -304.5987 | -145.2796
2032 | NIWCM | High Demand Growth+Expected Future Gas Supply+Delayed Build+Constrained Operational Capacity | -1188.3874 | -462.6973 | -246.9333
2033 | NIWCM | High Demand Growth+Expected Future Gas Supply+Delayed Build+Constrained Operational Capacity | -1253.7986 | -588.5275 | -309.8152
2034 | NIWCM | High Demand Growth+Expected Future Gas Supply+Delayed Build+Constrained Operational Capacity | -1410.2148 | -802.4288 | -523.2386
2035 | NIWCM | High Demand Growth+Expected Future Gas Supply+Delayed Build+Constrained Operational Capacity | -1524.6129 | -889.3677 | -653.8627
2026 | SIWEM_PERC | High Demand Growth+Expected Future Gas Supply+Delayed Build+Constrained Operational Capacity | 29.1422 | 29.1422 | 29.1422
2027 | SIWEM_PERC | High Demand Growth+Expected Future Gas Supply+Delayed Build+Constrained Operational Capacity | 13.4172 | 13.7826 | 14.216
2028 | SIWEM_PERC | High Demand Growth+Expected Future Gas Supply+Delayed Build+Constrained Operational Capacity | 7.3647 | 9.1124 | 9.1124
2029 | SIWEM_PERC | High Demand Growth+Expected Future Gas Supply+Delayed Build+Constrained Operational Capacity | 12.6338 | 19.26 | 21.3181
2030 | SIWEM_PERC | High Demand Growth+Expected Future Gas Supply+Delayed Build+Constrained Operational Capacity | -2.798 | 17.043 | 33.1845
2031 | SIWEM_PERC | High Demand Growth+Expected Future Gas Supply+Delayed Build+Constrained Operational Capacity | -10.8611 | 11.9888 | 27.1082
2032 | SIWEM_PERC | High Demand Growth+Expected Future Gas Supply+Delayed Build+Constrained Operational Capacity | -12.6391 | 5.229 | 30.071
2033 | SIWEM_PERC | High Demand Growth+Expected Future Gas Supply+Delayed Build+Constrained Operational Capacity | -14.2635 | -1.2466 | 31.2404
2034 | SIWEM_PERC | High Demand Growth+Expected Future Gas Supply+Delayed Build+Constrained Operational Capacity | -16.0174 | -5.893 | 28.4052
2035 | SIWEM_PERC | High Demand Growth+Expected Future Gas Supply+Delayed Build+Constrained Operational Capacity | -17.2782 | -7.3427 | 26.3157
2026 | NZWEM_PERC | High Demand Growth+Expected Future Gas Supply+Delayed Build+Constrained Operational Capacity+Low Wind & Solar | 10.1737 | 10.1737 | 10.1737
2027 | NZWEM_PERC | High Demand Growth+Expected Future Gas Supply+Delayed Build+Constrained Operational Capacity+Low Wind & Solar | 4.6489 | 4.7684 | 4.9102
2028 | NZWEM_PERC | High Demand Growth+Expected Future Gas Supply+Delayed Build+Constrained Operational Capacity+Low Wind & Solar | 0.99198 | 2.1609 | 2.4153
2029 | NZWEM_PERC | High Demand Growth+Expected Future Gas Supply+Delayed Build+Constrained Operational Capacity+Low Wind & Solar | 4.3633 | 6.5901 | 7.2817
2030 | NZWEM_PERC | High Demand Growth+Expected Future Gas Supply+Delayed Build+Constrained Operational Capacity+Low Wind & Solar | -1.3481 | 5.4475 | 11.1917
2031 | NZWEM_PERC | High Demand Growth+Expected Future Gas Supply+Delayed Build+Constrained Operational Capacity+Low Wind & Solar | -5.3125 | 3.4921 | 9.8517
2032 | NZWEM_PERC | High Demand Growth+Expected Future Gas Supply+Delayed Build+Constrained Operational Capacity+Low Wind & Solar | -8.1496 | 0.90443 | 11.269
2033 | NZWEM_PERC | High Demand Growth+Expected Future Gas Supply+Delayed Build+Constrained Operational Capacity+Low Wind & Solar | -10.3964 | -1.5018 | 12.866
2034 | NZWEM_PERC | High Demand Growth+Expected Future Gas Supply+Delayed Build+Constrained Operational Capacity+Low Wind & Solar | -12.6655 | -3.7555 | 10.9394
2035 | NZWEM_PERC | High Demand Growth+Expected Future Gas Supply+Delayed Build+Constrained Operational Capacity+Low Wind & Solar | -14.087 | -5.01 | 10.5677
2026 | NIWCM | High Demand Growth+Expected Future Gas Supply+Delayed Build+Constrained Operational Capacity+Low Wind & Solar | 33.1014 | 33.1014 | 33.1014
2027 | NIWCM | High Demand Growth+Expected Future Gas Supply+Delayed Build+Constrained Operational Capacity+Low Wind & Solar | 43.4476 | 43.4476 | 43.4476
2028 | NIWCM | High Demand Growth+Expected Future Gas Supply+Delayed Build+Constrained Operational Capacity+Low Wind & Solar | -17.6468 | -17.6468 | -17.6468
2029 | NIWCM | High Demand Growth+Expected Future Gas Supply+Delayed Build+Constrained Operational Capacity+Low Wind & Solar | -328.1855 | -245.962 | -245.962
2030 | NIWCM | High Demand Growth+Expected Future Gas Supply+Delayed Build+Constrained Operational Capacity+Low Wind & Solar | -670.2911 | -155.2348 | -37.2556
2031 | NIWCM | High Demand Growth+Expected Future Gas Supply+Delayed Build+Constrained Operational Capacity+Low Wind & Solar | -960.2824 | -304.5987 | -145.2796
2032 | NIWCM | High Demand Growth+Expected Future Gas Supply+Delayed Build+Constrained Operational Capacity+Low Wind & Solar | -1188.3874 | -462.6973 | -246.9333
2033 | NIWCM | High Demand Growth+Expected Future Gas Supply+Delayed Build+Constrained Operational Capacity+Low Wind & Solar | -1253.7986 | -588.5275 | -309.8152
2034 | NIWCM | High Demand Growth+Expected Future Gas Supply+Delayed Build+Constrained Operational Capacity+Low Wind & Solar | -1410.2148 | -802.4288 | -523.2386
2035 | NIWCM | High Demand Growth+Expected Future Gas Supply+Delayed Build+Constrained Operational Capacity+Low Wind & Solar | -1524.6129 | -889.3677 | -653.8627
2026 | SIWEM_PERC | High Demand Growth+Expected Future Gas Supply+Delayed Build+Constrained Operational Capacity+Low Wind & Solar | 26.6846 | 26.6846 | 26.6846
2027 | SIWEM_PERC | High Demand Growth+Expected Future Gas Supply+Delayed Build+Constrained Operational Capacity+Low Wind & Solar | 11.0361 | 11.2758 | 11.667
2028 | SIWEM_PERC | High Demand Growth+Expected Future Gas Supply+Delayed Build+Constrained Operational Capacity+Low Wind & Solar | 6.659 | 8.2362 | 8.2362
2029 | SIWEM_PERC | High Demand Growth+Expected Future Gas Supply+Delayed Build+Constrained Operational Capacity+Low Wind & Solar | 9.5009 | 15.4808 | 17.3381
2030 | SIWEM_PERC | High Demand Growth+Expected Future Gas Supply+Delayed Build+Constrained Operational Capacity+Low Wind & Solar | -5.9233 | 11.9825 | 27.1181
2031 | SIWEM_PERC | High Demand Growth+Expected Future Gas Supply+Delayed Build+Constrained Operational Capacity+Low Wind & Solar | -11.5927 | 6.5851 | 23.0416
2032 | SIWEM_PERC | High Demand Growth+Expected Future Gas Supply+Delayed Build+Constrained Operational Capacity+Low Wind & Solar | -13.3541 | -0.19209 | 26.781
2033 | SIWEM_PERC | High Demand Growth+Expected Future Gas Supply+Delayed Build+Constrained Operational Capacity+Low Wind & Solar | -14.9631 | -5.6039 | 27.6975
2034 | SIWEM_PERC | High Demand Growth+Expected Future Gas Supply+Delayed Build+Constrained Operational Capacity+Low Wind & Solar | -16.7004 | -7.5635 | 24.9465
2035 | SIWEM_PERC | High Demand Growth+Expected Future Gas Supply+Delayed Build+Constrained Operational Capacity+Low Wind & Solar | -17.9484 | -8.982 | 22.9215
2026 | NZWEM_PERC | High Demand Growth+Expected Future Gas Supply+Delayed Build+Upgraded HVDC | 11.0538 | 11.0538 | 11.0538
2027 | NZWEM_PERC | High Demand Growth+Expected Future Gas Supply+Delayed Build+Upgraded HVDC | 5.5446 | 5.677 | 5.8341
2028 | NZWEM_PERC | High Demand Growth+Expected Future Gas Supply+Delayed Build+Upgraded HVDC | 2.0713 | 3.3665 | 3.6484
2029 | NZWEM_PERC | High Demand Growth+Expected Future Gas Supply+Delayed Build+Upgraded HVDC | 5.5299 | 7.9974 | 8.7637
2030 | NZWEM_PERC | High Demand Growth+Expected Future Gas Supply+Delayed Build+Upgraded HVDC | -0.16204 | 7.368 | 13.7331
2031 | NZWEM_PERC | High Demand Growth+Expected Future Gas Supply+Delayed Build+Upgraded HVDC | -4.1758 | 5.5803 | 12.6273
2032 | NZWEM_PERC | High Demand Growth+Expected Future Gas Supply+Delayed Build+Upgraded HVDC | -7.045 | 2.9875 | 14.4393
2033 | NZWEM_PERC | High Demand Growth+Expected Future Gas Supply+Delayed Build+Upgraded HVDC | -9.3199 | 0.52826 | 16.4167
2034 | NZWEM_PERC | High Demand Growth+Expected Future Gas Supply+Delayed Build+Upgraded HVDC | -11.6203 | -1.7548 | 14.4659
2035 | NZWEM_PERC | High Demand Growth+Expected Future Gas Supply+Delayed Build+Upgraded HVDC | -13.0664 | -3.0565 | 14.1439
2026 | NIWCM | High Demand Growth+Expected Future Gas Supply+Delayed Build+Upgraded HVDC | 567.4665 | 567.4665 | 567.4665
2027 | NIWCM | High Demand Growth+Expected Future Gas Supply+Delayed Build+Upgraded HVDC | 587.7296 | 589.7773 | 592.2498
2028 | NIWCM | High Demand Growth+Expected Future Gas Supply+Delayed Build+Upgraded HVDC | 595.4577 | 616.3802 | 620.9167
2029 | NIWCM | High Demand Growth+Expected Future Gas Supply+Delayed Build+Upgraded HVDC | 318.6206 | 448.0526 | 461.6449
2030 | NIWCM | High Demand Growth+Expected Future Gas Supply+Delayed Build+Upgraded HVDC | 10.056 | 741.2499 | 1040.274
2031 | NIWCM | High Demand Growth+Expected Future Gas Supply+Delayed Build+Upgraded HVDC | -277.274 | 663.3924 | 1029.8667
2032 | NIWCM | High Demand Growth+Expected Future Gas Supply+Delayed Build+Upgraded HVDC | -498.7849 | 518.0891 | 1115.8725
2033 | NIWCM | High Demand Growth+Expected Future Gas Supply+Delayed Build+Upgraded HVDC | -633.9099 | 396.4293 | 1235.3701
2034 | NIWCM | High Demand Growth+Expected Future Gas Supply+Delayed Build+Upgraded HVDC | -835.3482 | 180.3185 | 1055.6795
2035 | NIWCM | High Demand Growth+Expected Future Gas Supply+Delayed Build+Upgraded HVDC | -949.7463 | 40.246 | 984.8333
2026 | SIWEM_PERC | High Demand Growth+Expected Future Gas Supply+Delayed Build+Upgraded HVDC | 29.1422 | 29.1422 | 29.1422
2027 | SIWEM_PERC | High Demand Growth+Expected Future Gas Supply+Delayed Build+Upgraded HVDC | 13.4172 | 13.7826 | 14.216
2028 | SIWEM_PERC | High Demand Growth+Expected Future Gas Supply+Delayed Build+Upgraded HVDC | 7.3647 | 9.1124 | 9.1124
2029 | SIWEM_PERC | High Demand Growth+Expected Future Gas Supply+Delayed Build+Upgraded HVDC | 12.6338 | 19.26 | 21.3181
2030 | SIWEM_PERC | High Demand Growth+Expected Future Gas Supply+Delayed Build+Upgraded HVDC | -2.798 | 17.043 | 33.7581
2031 | SIWEM_PERC | High Demand Growth+Expected Future Gas Supply+Delayed Build+Upgraded HVDC | -10.8611 | 11.9888 | 29.9454
2032 | SIWEM_PERC | High Demand Growth+Expected Future Gas Supply+Delayed Build+Upgraded HVDC | -12.6391 | 5.229 | 34.5882
2033 | SIWEM_PERC | High Demand Growth+Expected Future Gas Supply+Delayed Build+Upgraded HVDC | -14.2635 | -1.2466 | 39.462
2034 | SIWEM_PERC | High Demand Growth+Expected Future Gas Supply+Delayed Build+Upgraded HVDC | -16.0174 | -5.893 | 34.6681
2035 | SIWEM_PERC | High Demand Growth+Expected Future Gas Supply+Delayed Build+Upgraded HVDC | -17.2782 | -7.3427 | 33.8122
2026 | NZWEM_PERC | High Demand Growth+Expected Future Gas Supply+Delayed Build+Upgraded HVDC+Low Wind & Solar | 10.1737 | 10.1737 | 10.1737
2027 | NZWEM_PERC | High Demand Growth+Expected Future Gas Supply+Delayed Build+Upgraded HVDC+Low Wind & Solar | 4.6489 | 4.7684 | 4.9102
2028 | NZWEM_PERC | High Demand Growth+Expected Future Gas Supply+Delayed Build+Upgraded HVDC+Low Wind & Solar | 0.99198 | 2.1609 | 2.4153
2029 | NZWEM_PERC | High Demand Growth+Expected Future Gas Supply+Delayed Build+Upgraded HVDC+Low Wind & Solar | 4.3633 | 6.5901 | 7.2817
2030 | NZWEM_PERC | High Demand Growth+Expected Future Gas Supply+Delayed Build+Upgraded HVDC+Low Wind & Solar | -1.3481 | 5.4475 | 11.1917
2031 | NZWEM_PERC | High Demand Growth+Expected Future Gas Supply+Delayed Build+Upgraded HVDC+Low Wind & Solar | -5.3125 | 3.4921 | 9.8517
2032 | NZWEM_PERC | High Demand Growth+Expected Future Gas Supply+Delayed Build+Upgraded HVDC+Low Wind & Solar | -8.1496 | 0.90443 | 11.269
2033 | NZWEM_PERC | High Demand Growth+Expected Future Gas Supply+Delayed Build+Upgraded HVDC+Low Wind & Solar | -10.3964 | -1.5018 | 12.866
2034 | NZWEM_PERC | High Demand Growth+Expected Future Gas Supply+Delayed Build+Upgraded HVDC+Low Wind & Solar | -12.6655 | -3.7555 | 10.9394
2035 | NZWEM_PERC | High Demand Growth+Expected Future Gas Supply+Delayed Build+Upgraded HVDC+Low Wind & Solar | -14.087 | -5.01 | 10.5677
2026 | NIWCM | High Demand Growth+Expected Future Gas Supply+Delayed Build+Upgraded HVDC+Low Wind & Solar | 567.4665 | 567.4665 | 567.4665
2027 | NIWCM | High Demand Growth+Expected Future Gas Supply+Delayed Build+Upgraded HVDC+Low Wind & Solar | 587.7296 | 589.7773 | 592.2498
2028 | NIWCM | High Demand Growth+Expected Future Gas Supply+Delayed Build+Upgraded HVDC+Low Wind & Solar | 595.4577 | 616.3802 | 620.9167
2029 | NIWCM | High Demand Growth+Expected Future Gas Supply+Delayed Build+Upgraded HVDC+Low Wind & Solar | 318.6206 | 448.0526 | 461.6449
2030 | NIWCM | High Demand Growth+Expected Future Gas Supply+Delayed Build+Upgraded HVDC+Low Wind & Solar | 10.056 | 741.2499 | 1040.274
2031 | NIWCM | High Demand Growth+Expected Future Gas Supply+Delayed Build+Upgraded HVDC+Low Wind & Solar | -277.274 | 663.3924 | 1029.8667
2032 | NIWCM | High Demand Growth+Expected Future Gas Supply+Delayed Build+Upgraded HVDC+Low Wind & Solar | -498.7849 | 518.0891 | 1115.8725
2033 | NIWCM | High Demand Growth+Expected Future Gas Supply+Delayed Build+Upgraded HVDC+Low Wind & Solar | -633.9099 | 396.4293 | 1235.3701
2034 | NIWCM | High Demand Growth+Expected Future Gas Supply+Delayed Build+Upgraded HVDC+Low Wind & Solar | -835.3482 | 180.3185 | 1055.6795
2035 | NIWCM | High Demand Growth+Expected Future Gas Supply+Delayed Build+Upgraded HVDC+Low Wind & Solar | -949.7463 | 40.246 | 984.8333
2026 | SIWEM_PERC | High Demand Growth+Expected Future Gas Supply+Delayed Build+Upgraded HVDC+Low Wind & Solar | 26.6846 | 26.6846 | 26.6846
2027 | SIWEM_PERC | High Demand Growth+Expected Future Gas Supply+Delayed Build+Upgraded HVDC+Low Wind & Solar | 11.0361 | 11.2758 | 11.667
2028 | SIWEM_PERC | High Demand Growth+Expected Future Gas Supply+Delayed Build+Upgraded HVDC+Low Wind & Solar | 6.659 | 8.2362 | 8.2362
2029 | SIWEM_PERC | High Demand Growth+Expected Future Gas Supply+Delayed Build+Upgraded HVDC+Low Wind & Solar | 9.5009 | 15.4808 | 17.3381
2030 | SIWEM_PERC | High Demand Growth+Expected Future Gas Supply+Delayed Build+Upgraded HVDC+Low Wind & Solar | -5.9233 | 11.9825 | 27.1181
2031 | SIWEM_PERC | High Demand Growth+Expected Future Gas Supply+Delayed Build+Upgraded HVDC+Low Wind & Solar | -11.5927 | 6.5851 | 23.0416
2032 | SIWEM_PERC | High Demand Growth+Expected Future Gas Supply+Delayed Build+Upgraded HVDC+Low Wind & Solar | -13.3541 | -0.19209 | 26.781
2033 | SIWEM_PERC | High Demand Growth+Expected Future Gas Supply+Delayed Build+Upgraded HVDC+Low Wind & Solar | -14.9631 | -5.6039 | 30.6967
2034 | SIWEM_PERC | High Demand Growth+Expected Future Gas Supply+Delayed Build+Upgraded HVDC+Low Wind & Solar | -16.7004 | -7.5635 | 25.9225
2035 | SIWEM_PERC | High Demand Growth+Expected Future Gas Supply+Delayed Build+Upgraded HVDC+Low Wind & Solar | -17.9484 | -8.982 | 24.9103
2026 | NZWEM_PERC | High Demand Growth+Expected Future Gas Supply+Delayed Build+Upgraded HVDC+Constrained Operational Capacity | 11.0538 | 11.0538 | 11.0538
2027 | NZWEM_PERC | High Demand Growth+Expected Future Gas Supply+Delayed Build+Upgraded HVDC+Constrained Operational Capacity | 5.5446 | 5.677 | 5.8341
2028 | NZWEM_PERC | High Demand Growth+Expected Future Gas Supply+Delayed Build+Upgraded HVDC+Constrained Operational Capacity | 2.0713 | 3.3665 | 3.6484
2029 | NZWEM_PERC | High Demand Growth+Expected Future Gas Supply+Delayed Build+Upgraded HVDC+Constrained Operational Capacity | 5.5299 | 7.9974 | 8.7637
2030 | NZWEM_PERC | High Demand Growth+Expected Future Gas Supply+Delayed Build+Upgraded HVDC+Constrained Operational Capacity | -0.16204 | 7.368 | 13.7331
2031 | NZWEM_PERC | High Demand Growth+Expected Future Gas Supply+Delayed Build+Upgraded HVDC+Constrained Operational Capacity | -4.1758 | 5.5803 | 12.6273
2032 | NZWEM_PERC | High Demand Growth+Expected Future Gas Supply+Delayed Build+Upgraded HVDC+Constrained Operational Capacity | -7.045 | 2.9875 | 14.4393
2033 | NZWEM_PERC | High Demand Growth+Expected Future Gas Supply+Delayed Build+Upgraded HVDC+Constrained Operational Capacity | -9.3199 | 0.52826 | 16.4167
2034 | NZWEM_PERC | High Demand Growth+Expected Future Gas Supply+Delayed Build+Upgraded HVDC+Constrained Operational Capacity | -11.6203 | -1.7548 | 14.4659
2035 | NZWEM_PERC | High Demand Growth+Expected Future Gas Supply+Delayed Build+Upgraded HVDC+Constrained Operational Capacity | -13.0664 | -3.0565 | 14.1439
2026 | NIWCM | High Demand Growth+Expected Future Gas Supply+Delayed Build+Upgraded HVDC+Constrained Operational Capacity | 33.1014 | 33.1014 | 33.1014
2027 | NIWCM | High Demand Growth+Expected Future Gas Supply+Delayed Build+Upgraded HVDC+Constrained Operational Capacity | 43.4476 | 43.4476 | 43.4476
2028 | NIWCM | High Demand Growth+Expected Future Gas Supply+Delayed Build+Upgraded HVDC+Constrained Operational Capacity | -17.6468 | -17.6468 | -17.6468
2029 | NIWCM | High Demand Growth+Expected Future Gas Supply+Delayed Build+Upgraded HVDC+Constrained Operational Capacity | -328.1855 | -245.962 | -245.962
2030 | NIWCM | High Demand Growth+Expected Future Gas Supply+Delayed Build+Upgraded HVDC+Constrained Operational Capacity | -670.2911 | -155.2348 | -37.2556
2031 | NIWCM | High Demand Growth+Expected Future Gas Supply+Delayed Build+Upgraded HVDC+Constrained Operational Capacity | -960.2824 | -304.5987 | -145.2796
2032 | NIWCM | High Demand Growth+Expected Future Gas Supply+Delayed Build+Upgraded HVDC+Constrained Operational Capacity | -1188.3874 | -462.6973 | -246.9333
2033 | NIWCM | High Demand Growth+Expected Future Gas Supply+Delayed Build+Upgraded HVDC+Constrained Operational Capacity | -1253.7986 | -588.5275 | -309.8152
2034 | NIWCM | High Demand Growth+Expected Future Gas Supply+Delayed Build+Upgraded HVDC+Constrained Operational Capacity | -1410.2148 | -802.4288 | -523.2386
2035 | NIWCM | High Demand Growth+Expected Future Gas Supply+Delayed Build+Upgraded HVDC+Constrained Operational Capacity | -1524.6129 | -889.3677 | -653.8627
2026 | SIWEM_PERC | High Demand Growth+Expected Future Gas Supply+Delayed Build+Upgraded HVDC+Constrained Operational Capacity | 29.1422 | 29.1422 | 29.1422
2027 | SIWEM_PERC | High Demand Growth+Expected Future Gas Supply+Delayed Build+Upgraded HVDC+Constrained Operational Capacity | 13.4172 | 13.7826 | 14.216
2028 | SIWEM_PERC | High Demand Growth+Expected Future Gas Supply+Delayed Build+Upgraded HVDC+Constrained Operational Capacity | 7.3647 | 9.1124 | 9.1124
2029 | SIWEM_PERC | High Demand Growth+Expected Future Gas Supply+Delayed Build+Upgraded HVDC+Constrained Operational Capacity | 12.6338 | 19.26 | 21.3181
2030 | SIWEM_PERC | High Demand Growth+Expected Future Gas Supply+Delayed Build+Upgraded HVDC+Constrained Operational Capacity | -2.798 | 17.043 | 33.7581
2031 | SIWEM_PERC | High Demand Growth+Expected Future Gas Supply+Delayed Build+Upgraded HVDC+Constrained Operational Capacity | -10.8611 | 11.9888 | 29.9454
2032 | SIWEM_PERC | High Demand Growth+Expected Future Gas Supply+Delayed Build+Upgraded HVDC+Constrained Operational Capacity | -12.6391 | 5.229 | 34.5882
2033 | SIWEM_PERC | High Demand Growth+Expected Future Gas Supply+Delayed Build+Upgraded HVDC+Constrained Operational Capacity | -14.2635 | -1.2466 | 39.462
2034 | SIWEM_PERC | High Demand Growth+Expected Future Gas Supply+Delayed Build+Upgraded HVDC+Constrained Operational Capacity | -16.0174 | -5.893 | 34.6681
2035 | SIWEM_PERC | High Demand Growth+Expected Future Gas Supply+Delayed Build+Upgraded HVDC+Constrained Operational Capacity | -17.2782 | -7.3427 | 33.8122
2026 | NZWEM_PERC | High Demand Growth+Expected Future Gas Supply+Delayed Build+Upgraded HVDC+Constrained Operational Capacity+Low Wind & Solar | 10.1737 | 10.1737 | 10.1737
2027 | NZWEM_PERC | High Demand Growth+Expected Future Gas Supply+Delayed Build+Upgraded HVDC+Constrained Operational Capacity+Low Wind & Solar | 4.6489 | 4.7684 | 4.9102
2028 | NZWEM_PERC | High Demand Growth+Expected Future Gas Supply+Delayed Build+Upgraded HVDC+Constrained Operational Capacity+Low Wind & Solar | 0.99198 | 2.1609 | 2.4153
2029 | NZWEM_PERC | High Demand Growth+Expected Future Gas Supply+Delayed Build+Upgraded HVDC+Constrained Operational Capacity+Low Wind & Solar | 4.3633 | 6.5901 | 7.2817
2030 | NZWEM_PERC | High Demand Growth+Expected Future Gas Supply+Delayed Build+Upgraded HVDC+Constrained Operational Capacity+Low Wind & Solar | -1.3481 | 5.4475 | 11.1917
2031 | NZWEM_PERC | High Demand Growth+Expected Future Gas Supply+Delayed Build+Upgraded HVDC+Constrained Operational Capacity+Low Wind & Solar | -5.3125 | 3.4921 | 9.8517
2032 | NZWEM_PERC | High Demand Growth+Expected Future Gas Supply+Delayed Build+Upgraded HVDC+Constrained Operational Capacity+Low Wind & Solar | -8.1496 | 0.90443 | 11.269
2033 | NZWEM_PERC | High Demand Growth+Expected Future Gas Supply+Delayed Build+Upgraded HVDC+Constrained Operational Capacity+Low Wind & Solar | -10.3964 | -1.5018 | 12.866
2034 | NZWEM_PERC | High Demand Growth+Expected Future Gas Supply+Delayed Build+Upgraded HVDC+Constrained Operational Capacity+Low Wind & Solar | -12.6655 | -3.7555 | 10.9394
2035 | NZWEM_PERC | High Demand Growth+Expected Future Gas Supply+Delayed Build+Upgraded HVDC+Constrained Operational Capacity+Low Wind & Solar | -14.087 | -5.01 | 10.5677
2026 | NIWCM | High Demand Growth+Expected Future Gas Supply+Delayed Build+Upgraded HVDC+Constrained Operational Capacity+Low Wind & Solar | 33.1014 | 33.1014 | 33.1014
2027 | NIWCM | High Demand Growth+Expected Future Gas Supply+Delayed Build+Upgraded HVDC+Constrained Operational Capacity+Low Wind & Solar | 43.4476 | 43.4476 | 43.4476
2028 | NIWCM | High Demand Growth+Expected Future Gas Supply+Delayed Build+Upgraded HVDC+Constrained Operational Capacity+Low Wind & Solar | -17.6468 | -17.6468 | -17.6468
2029 | NIWCM | High Demand Growth+Expected Future Gas Supply+Delayed Build+Upgraded HVDC+Constrained Operational Capacity+Low Wind & Solar | -328.1855 | -245.962 | -245.962
2030 | NIWCM | High Demand Growth+Expected Future Gas Supply+Delayed Build+Upgraded HVDC+Constrained Operational Capacity+Low Wind & Solar | -670.2911 | -155.2348 | -37.2556
2031 | NIWCM | High Demand Growth+Expected Future Gas Supply+Delayed Build+Upgraded HVDC+Constrained Operational Capacity+Low Wind & Solar | -960.2824 | -304.5987 | -145.2796
2032 | NIWCM | High Demand Growth+Expected Future Gas Supply+Delayed Build+Upgraded HVDC+Constrained Operational Capacity+Low Wind & Solar | -1188.3874 | -462.6973 | -246.9333
2033 | NIWCM | High Demand Growth+Expected Future Gas Supply+Delayed Build+Upgraded HVDC+Constrained Operational Capacity+Low Wind & Solar | -1253.7986 | -588.5275 | -309.8152
2034 | NIWCM | High Demand Growth+Expected Future Gas Supply+Delayed Build+Upgraded HVDC+Constrained Operational Capacity+Low Wind & Solar | -1410.2148 | -802.4288 | -523.2386
2035 | NIWCM | High Demand Growth+Expected Future Gas Supply+Delayed Build+Upgraded HVDC+Constrained Operational Capacity+Low Wind & Solar | -1524.6129 | -889.3677 | -653.8627
2026 | SIWEM_PERC | High Demand Growth+Expected Future Gas Supply+Delayed Build+Upgraded HVDC+Constrained Operational Capacity+Low Wind & Solar | 26.6846 | 26.6846 | 26.6846
2027 | SIWEM_PERC | High Demand Growth+Expected Future Gas Supply+Delayed Build+Upgraded HVDC+Constrained Operational Capacity+Low Wind & Solar | 11.0361 | 11.2758 | 11.667
2028 | SIWEM_PERC | High Demand Growth+Expected Future Gas Supply+Delayed Build+Upgraded HVDC+Constrained Operational Capacity+Low Wind & Solar | 6.659 | 8.2362 | 8.2362
2029 | SIWEM_PERC | High Demand Growth+Expected Future Gas Supply+Delayed Build+Upgraded HVDC+Constrained Operational Capacity+Low Wind & Solar | 9.5009 | 15.4808 | 17.3381
2030 | SIWEM_PERC | High Demand Growth+Expected Future Gas Supply+Delayed Build+Upgraded HVDC+Constrained Operational Capacity+Low Wind & Solar | -5.9233 | 11.9825 | 27.1181
2031 | SIWEM_PERC | High Demand Growth+Expected Future Gas Supply+Delayed Build+Upgraded HVDC+Constrained Operational Capacity+Low Wind & Solar | -11.5927 | 6.5851 | 23.0416
2032 | SIWEM_PERC | High Demand Growth+Expected Future Gas Supply+Delayed Build+Upgraded HVDC+Constrained Operational Capacity+Low Wind & Solar | -13.3541 | -0.19209 | 26.781
2033 | SIWEM_PERC | High Demand Growth+Expected Future Gas Supply+Delayed Build+Upgraded HVDC+Constrained Operational Capacity+Low Wind & Solar | -14.9631 | -5.6039 | 30.6967
2034 | SIWEM_PERC | High Demand Growth+Expected Future Gas Supply+Delayed Build+Upgraded HVDC+Constrained Operational Capacity+Low Wind & Solar | -16.7004 | -7.5635 | 25.9225
2035 | SIWEM_PERC | High Demand Growth+Expected Future Gas Supply+Delayed Build+Upgraded HVDC+Constrained Operational Capacity+Low Wind & Solar | -17.9484 | -8.982 | 24.9103
2026 | NZWEM_PERC | High Demand Growth+Expected Future Gas Supply+Reduced Rankine Availability | 11.52 | 11.5751 | 11.5751
2027 | NZWEM_PERC | High Demand Growth+Expected Future Gas Supply+Reduced Rankine Availability | 4.7994 | 6.5203 | 6.8178
2028 | NZWEM_PERC | High Demand Growth+Expected Future Gas Supply+Reduced Rankine Availability | -1.4219 | 5.8565 | 9.8934
2029 | NZWEM_PERC | High Demand Growth+Expected Future Gas Supply+Reduced Rankine Availability | -0.31098 | 9.5911 | 17.4256
2030 | NZWEM_PERC | High Demand Growth+Expected Future Gas Supply+Reduced Rankine Availability | -6.5784 | 4.6331 | 16.9304
2031 | NZWEM_PERC | High Demand Growth+Expected Future Gas Supply+Reduced Rankine Availability | -10.3248 | 0.49469 | 17.2725
2032 | NZWEM_PERC | High Demand Growth+Expected Future Gas Supply+Reduced Rankine Availability | -13.0202 | -2.1862 | 14.9559
2033 | NZWEM_PERC | High Demand Growth+Expected Future Gas Supply+Reduced Rankine Availability | -15.143 | -4.5849 | 13.5573
2034 | NZWEM_PERC | High Demand Growth+Expected Future Gas Supply+Reduced Rankine Availability | -17.2744 | -6.6768 | 10.9391
2035 | NZWEM_PERC | High Demand Growth+Expected Future Gas Supply+Reduced Rankine Availability | -18.5872 | -8.1635 | 9.0369
2026 | NIWCM | High Demand Growth+Expected Future Gas Supply+Reduced Rankine Availability | 861.0651 | 861.8649 | 861.8649
2027 | NIWCM | High Demand Growth+Expected Future Gas Supply+Reduced Rankine Availability | 758.7942 | 790.2942 | 794.8307
2028 | NIWCM | High Demand Growth+Expected Future Gas Supply+Reduced Rankine Availability | 622.0837 | 1281.4444 | 1364.089
2029 | NIWCM | High Demand Growth+Expected Future Gas Supply+Reduced Rankine Availability | 297.5139 | 1200.2743 | 1540.2082
2030 | NIWCM | High Demand Growth+Expected Future Gas Supply+Reduced Rankine Availability | -164.5675 | 870.2072 | 1446.4574
2031 | NIWCM | High Demand Growth+Expected Future Gas Supply+Reduced Rankine Availability | -434.7355 | 615.731 | 1443.8616
2032 | NIWCM | High Demand Growth+Expected Future Gas Supply+Reduced Rankine Availability | -656.2464 | 413.9968 | 1280.631
2033 | NIWCM | High Demand Growth+Expected Future Gas Supply+Reduced Rankine Availability | -864.3099 | 211.0685 | 1149.4118
2034 | NIWCM | High Demand Growth+Expected Future Gas Supply+Reduced Rankine Availability | -1065.7482 | 20.0077 | 1039.7977
2035 | NIWCM | High Demand Growth+Expected Future Gas Supply+Reduced Rankine Availability | -1180.1463 | -137.822 | 883.9943
2026 | SIWEM_PERC | High Demand Growth+Expected Future Gas Supply+Reduced Rankine Availability | 30.4441 | 30.598 | 30.598
2027 | SIWEM_PERC | High Demand Growth+Expected Future Gas Supply+Reduced Rankine Availability | 14.9631 | 17.3952 | 17.3952
2028 | SIWEM_PERC | High Demand Growth+Expected Future Gas Supply+Reduced Rankine Availability | 9.4253 | 21.0437 | 27.5608
2029 | SIWEM_PERC | High Demand Growth+Expected Future Gas Supply+Reduced Rankine Availability | 2.2232 | 23.54 | 44.5793
2030 | SIWEM_PERC | High Demand Growth+Expected Future Gas Supply+Reduced Rankine Availability | -5.5519 | 9.8367 | 40.8838
2031 | SIWEM_PERC | High Demand Growth+Expected Future Gas Supply+Reduced Rankine Availability | -10.8611 | -0.015648 | 36.7253
2032 | SIWEM_PERC | High Demand Growth+Expected Future Gas Supply+Reduced Rankine Availability | -12.6391 | -2.04 | 33.8665
2033 | SIWEM_PERC | High Demand Growth+Expected Future Gas Supply+Reduced Rankine Availability | -14.2635 | -3.8927 | 31.2404
2034 | SIWEM_PERC | High Demand Growth+Expected Future Gas Supply+Reduced Rankine Availability | -16.0174 | -5.893 | 26.0175
2035 | SIWEM_PERC | High Demand Growth+Expected Future Gas Supply+Reduced Rankine Availability | -17.2782 | -7.3427 | 21.0637
2026 | NZWEM_PERC | High Demand Growth+Expected Future Gas Supply+Reduced Rankine Availability+Low Wind & Solar | 10.3631 | 10.4129 | 10.4129
2027 | NZWEM_PERC | High Demand Growth+Expected Future Gas Supply+Reduced Rankine Availability+Low Wind & Solar | 3.5374 | 5.0904 | 5.3589
2028 | NZWEM_PERC | High Demand Growth+Expected Future Gas Supply+Reduced Rankine Availability+Low Wind & Solar | -2.7206 | 3.8479 | 7.4911
2029 | NZWEM_PERC | High Demand Growth+Expected Future Gas Supply+Reduced Rankine Availability+Low Wind & Solar | -1.5747 | 7.3616 | 14.432
2030 | NZWEM_PERC | High Demand Growth+Expected Future Gas Supply+Reduced Rankine Availability+Low Wind & Solar | -7.7645 | 2.3962 | 13.526
2031 | NZWEM_PERC | High Demand Growth+Expected Future Gas Supply+Reduced Rankine Availability+Low Wind & Solar | -11.4615 | -1.649 | 13.523
2032 | NZWEM_PERC | High Demand Growth+Expected Future Gas Supply+Reduced Rankine Availability+Low Wind & Solar | -14.1248 | -4.3005 | 11.229
2033 | NZWEM_PERC | High Demand Growth+Expected Future Gas Supply+Reduced Rankine Availability+Low Wind & Solar | -16.2194 | -6.6454 | 9.7853
2034 | NZWEM_PERC | High Demand Growth+Expected Future Gas Supply+Reduced Rankine Availability+Low Wind & Solar | -18.3196 | -8.6775 | 7.2765
2035 | NZWEM_PERC | High Demand Growth+Expected Future Gas Supply+Reduced Rankine Availability+Low Wind & Solar | -19.6077 | -10.117 | 5.4607
2026 | NIWCM | High Demand Growth+Expected Future Gas Supply+Reduced Rankine Availability+Low Wind & Solar | 861.0651 | 861.8649 | 861.8649
2027 | NIWCM | High Demand Growth+Expected Future Gas Supply+Reduced Rankine Availability+Low Wind & Solar | 758.7942 | 790.2942 | 794.8307
2028 | NIWCM | High Demand Growth+Expected Future Gas Supply+Reduced Rankine Availability+Low Wind & Solar | 622.0837 | 1281.4444 | 1364.089
2029 | NIWCM | High Demand Growth+Expected Future Gas Supply+Reduced Rankine Availability+Low Wind & Solar | 297.5139 | 1200.2743 | 1540.2082
2030 | NIWCM | High Demand Growth+Expected Future Gas Supply+Reduced Rankine Availability+Low Wind & Solar | -164.5675 | 870.2072 | 1446.4574
2031 | NIWCM | High Demand Growth+Expected Future Gas Supply+Reduced Rankine Availability+Low Wind & Solar | -434.7355 | 615.731 | 1443.8616
2032 | NIWCM | High Demand Growth+Expected Future Gas Supply+Reduced Rankine Availability+Low Wind & Solar | -656.2464 | 413.9968 | 1280.631
2033 | NIWCM | High Demand Growth+Expected Future Gas Supply+Reduced Rankine Availability+Low Wind & Solar | -864.3099 | 211.0685 | 1149.4118
2034 | NIWCM | High Demand Growth+Expected Future Gas Supply+Reduced Rankine Availability+Low Wind & Solar | -1065.7482 | 20.0077 | 1039.7977
2035 | NIWCM | High Demand Growth+Expected Future Gas Supply+Reduced Rankine Availability+Low Wind & Solar | -1180.1463 | -137.822 | 883.9943
2026 | SIWEM_PERC | High Demand Growth+Expected Future Gas Supply+Reduced Rankine Availability+Low Wind & Solar | 27.2137 | 27.3525 | 27.3525
2027 | SIWEM_PERC | High Demand Growth+Expected Future Gas Supply+Reduced Rankine Availability+Low Wind & Solar | 14.1675 | 16.3623 | 16.3623
2028 | SIWEM_PERC | High Demand Growth+Expected Future Gas Supply+Reduced Rankine Availability+Low Wind & Solar | 8.5186 | 19.0039 | 24.8853
2029 | SIWEM_PERC | High Demand Growth+Expected Future Gas Supply+Reduced Rankine Availability+Low Wind & Solar | 1.3791 | 17.5528 | 36.54
2030 | SIWEM_PERC | High Demand Growth+Expected Future Gas Supply+Reduced Rankine Availability+Low Wind & Solar | -6.3293 | 4.0704 | 33.2688
2031 | SIWEM_PERC | High Demand Growth+Expected Future Gas Supply+Reduced Rankine Availability+Low Wind & Solar | -11.5927 | -1.8051 | 32.5417
2032 | SIWEM_PERC | High Demand Growth+Expected Future Gas Supply+Reduced Rankine Availability+Low Wind & Solar | -13.3541 | -3.7888 | 26.6769
2033 | SIWEM_PERC | High Demand Growth+Expected Future Gas Supply+Reduced Rankine Availability+Low Wind & Solar | -14.9631 | -5.6039 | 22.9413
2034 | SIWEM_PERC | High Demand Growth+Expected Future Gas Supply+Reduced Rankine Availability+Low Wind & Solar | -16.7004 | -7.5635 | 16.3957
2035 | SIWEM_PERC | High Demand Growth+Expected Future Gas Supply+Reduced Rankine Availability+Low Wind & Solar | -17.9484 | -8.982 | 11.6214
2026 | NZWEM_PERC | High Demand Growth+Expected Future Gas Supply+Reduced Rankine Availability+Constrained Operational Capacity | 11.52 | 11.5751 | 11.5751
2027 | NZWEM_PERC | High Demand Growth+Expected Future Gas Supply+Reduced Rankine Availability+Constrained Operational Capacity | 4.7994 | 6.5203 | 6.8178
2028 | NZWEM_PERC | High Demand Growth+Expected Future Gas Supply+Reduced Rankine Availability+Constrained Operational Capacity | -1.4219 | 5.8565 | 9.8934
2029 | NZWEM_PERC | High Demand Growth+Expected Future Gas Supply+Reduced Rankine Availability+Constrained Operational Capacity | -0.31098 | 9.5911 | 17.4256
2030 | NZWEM_PERC | High Demand Growth+Expected Future Gas Supply+Reduced Rankine Availability+Constrained Operational Capacity | -6.5784 | 4.6331 | 16.9304
2031 | NZWEM_PERC | High Demand Growth+Expected Future Gas Supply+Reduced Rankine Availability+Constrained Operational Capacity | -10.3248 | 0.49469 | 17.2725
2032 | NZWEM_PERC | High Demand Growth+Expected Future Gas Supply+Reduced Rankine Availability+Constrained Operational Capacity | -13.0202 | -2.1862 | 14.9559
2033 | NZWEM_PERC | High Demand Growth+Expected Future Gas Supply+Reduced Rankine Availability+Constrained Operational Capacity | -15.143 | -4.5849 | 13.5573
2034 | NZWEM_PERC | High Demand Growth+Expected Future Gas Supply+Reduced Rankine Availability+Constrained Operational Capacity | -17.2744 | -6.6768 | 10.9391
2035 | NZWEM_PERC | High Demand Growth+Expected Future Gas Supply+Reduced Rankine Availability+Constrained Operational Capacity | -18.5872 | -8.1635 | 9.0369
2026 | NIWCM | High Demand Growth+Expected Future Gas Supply+Reduced Rankine Availability+Constrained Operational Capacity | 264.1721 | 264.1721 | 264.1721
2027 | NIWCM | High Demand Growth+Expected Future Gas Supply+Reduced Rankine Availability+Constrained Operational Capacity | 132.3771 | 136.4832 | 136.4832
2028 | NIWCM | High Demand Growth+Expected Future Gas Supply+Reduced Rankine Availability+Constrained Operational Capacity | -37.8407 | 458.1271 | 466.4696
2029 | NIWCM | High Demand Growth+Expected Future Gas Supply+Reduced Rankine Availability+Constrained Operational Capacity | -378.2654 | 272.6758 | 430.5188
2030 | NIWCM | High Demand Growth+Expected Future Gas Supply+Reduced Rankine Availability+Constrained Operational Capacity | -844.9146 | -101.8508 | 112.7787
2031 | NIWCM | High Demand Growth+Expected Future Gas Supply+Reduced Rankine Availability+Constrained Operational Capacity | -1117.7439 | -363.3561 | -88.988
2032 | NIWCM | High Demand Growth+Expected Future Gas Supply+Reduced Rankine Availability+Constrained Operational Capacity | -1345.8489 | -581.3696 | -284.6768
2033 | NIWCM | High Demand Growth+Expected Future Gas Supply+Reduced Rankine Availability+Constrained Operational Capacity | -1484.1986 | -788.4683 | -478.3035
2034 | NIWCM | High Demand Growth+Expected Future Gas Supply+Reduced Rankine Availability+Constrained Operational Capacity | -1640.6148 | -962.7396 | -596.3204
2035 | NIWCM | High Demand Growth+Expected Future Gas Supply+Reduced Rankine Availability+Constrained Operational Capacity | -1755.0129 | -1067.4357 | -754.7017
2026 | SIWEM_PERC | High Demand Growth+Expected Future Gas Supply+Reduced Rankine Availability+Constrained Operational Capacity | 30.4441 | 30.598 | 30.598
2027 | SIWEM_PERC | High Demand Growth+Expected Future Gas Supply+Reduced Rankine Availability+Constrained Operational Capacity | 14.9631 | 17.3952 | 17.3952
2028 | SIWEM_PERC | High Demand Growth+Expected Future Gas Supply+Reduced Rankine Availability+Constrained Operational Capacity | 9.4253 | 21.0437 | 27.5608
2029 | SIWEM_PERC | High Demand Growth+Expected Future Gas Supply+Reduced Rankine Availability+Constrained Operational Capacity | 2.2232 | 23.54 | 44.5793
2030 | SIWEM_PERC | High Demand Growth+Expected Future Gas Supply+Reduced Rankine Availability+Constrained Operational Capacity | -5.5519 | 9.8367 | 40.8838
2031 | SIWEM_PERC | High Demand Growth+Expected Future Gas Supply+Reduced Rankine Availability+Constrained Operational Capacity | -10.8611 | -0.015648 | 36.7253
2032 | SIWEM_PERC | High Demand Growth+Expected Future Gas Supply+Reduced Rankine Availability+Constrained Operational Capacity | -12.6391 | -2.04 | 33.8665
2033 | SIWEM_PERC | High Demand Growth+Expected Future Gas Supply+Reduced Rankine Availability+Constrained Operational Capacity | -14.2635 | -3.8927 | 31.2404
2034 | SIWEM_PERC | High Demand Growth+Expected Future Gas Supply+Reduced Rankine Availability+Constrained Operational Capacity | -16.0174 | -5.893 | 26.0175
2035 | SIWEM_PERC | High Demand Growth+Expected Future Gas Supply+Reduced Rankine Availability+Constrained Operational Capacity | -17.2782 | -7.3427 | 21.0637
2026 | NZWEM_PERC | High Demand Growth+Expected Future Gas Supply+Reduced Rankine Availability+Constrained Operational Capacity+Low Wind & Solar | 10.3631 | 10.4129 | 10.4129
2027 | NZWEM_PERC | High Demand Growth+Expected Future Gas Supply+Reduced Rankine Availability+Constrained Operational Capacity+Low Wind & Solar | 3.5374 | 5.0904 | 5.3589
2028 | NZWEM_PERC | High Demand Growth+Expected Future Gas Supply+Reduced Rankine Availability+Constrained Operational Capacity+Low Wind & Solar | -2.7206 | 3.8479 | 7.4911
2029 | NZWEM_PERC | High Demand Growth+Expected Future Gas Supply+Reduced Rankine Availability+Constrained Operational Capacity+Low Wind & Solar | -1.5747 | 7.3616 | 14.432
2030 | NZWEM_PERC | High Demand Growth+Expected Future Gas Supply+Reduced Rankine Availability+Constrained Operational Capacity+Low Wind & Solar | -7.7645 | 2.3962 | 13.526
2031 | NZWEM_PERC | High Demand Growth+Expected Future Gas Supply+Reduced Rankine Availability+Constrained Operational Capacity+Low Wind & Solar | -11.4615 | -1.649 | 13.523
2032 | NZWEM_PERC | High Demand Growth+Expected Future Gas Supply+Reduced Rankine Availability+Constrained Operational Capacity+Low Wind & Solar | -14.1248 | -4.3005 | 11.229
2033 | NZWEM_PERC | High Demand Growth+Expected Future Gas Supply+Reduced Rankine Availability+Constrained Operational Capacity+Low Wind & Solar | -16.2194 | -6.6454 | 9.7853
2034 | NZWEM_PERC | High Demand Growth+Expected Future Gas Supply+Reduced Rankine Availability+Constrained Operational Capacity+Low Wind & Solar | -18.3196 | -8.6775 | 7.2765
2035 | NZWEM_PERC | High Demand Growth+Expected Future Gas Supply+Reduced Rankine Availability+Constrained Operational Capacity+Low Wind & Solar | -19.6077 | -10.117 | 5.4607
2026 | NIWCM | High Demand Growth+Expected Future Gas Supply+Reduced Rankine Availability+Constrained Operational Capacity+Low Wind & Solar | 264.1721 | 264.1721 | 264.1721
2027 | NIWCM | High Demand Growth+Expected Future Gas Supply+Reduced Rankine Availability+Constrained Operational Capacity+Low Wind & Solar | 132.3771 | 136.4832 | 136.4832
2028 | NIWCM | High Demand Growth+Expected Future Gas Supply+Reduced Rankine Availability+Constrained Operational Capacity+Low Wind & Solar | -37.8407 | 458.1271 | 466.4696
2029 | NIWCM | High Demand Growth+Expected Future Gas Supply+Reduced Rankine Availability+Constrained Operational Capacity+Low Wind & Solar | -378.2654 | 272.6758 | 430.5188
2030 | NIWCM | High Demand Growth+Expected Future Gas Supply+Reduced Rankine Availability+Constrained Operational Capacity+Low Wind & Solar | -844.9146 | -101.8508 | 112.7787
2031 | NIWCM | High Demand Growth+Expected Future Gas Supply+Reduced Rankine Availability+Constrained Operational Capacity+Low Wind & Solar | -1117.7439 | -363.3561 | -88.988
2032 | NIWCM | High Demand Growth+Expected Future Gas Supply+Reduced Rankine Availability+Constrained Operational Capacity+Low Wind & Solar | -1345.8489 | -581.3696 | -284.6768
2033 | NIWCM | High Demand Growth+Expected Future Gas Supply+Reduced Rankine Availability+Constrained Operational Capacity+Low Wind & Solar | -1484.1986 | -788.4683 | -478.3035
2034 | NIWCM | High Demand Growth+Expected Future Gas Supply+Reduced Rankine Availability+Constrained Operational Capacity+Low Wind & Solar | -1640.6148 | -962.7396 | -596.3204
2035 | NIWCM | High Demand Growth+Expected Future Gas Supply+Reduced Rankine Availability+Constrained Operational Capacity+Low Wind & Solar | -1755.0129 | -1067.4357 | -754.7017
2026 | SIWEM_PERC | High Demand Growth+Expected Future Gas Supply+Reduced Rankine Availability+Constrained Operational Capacity+Low Wind & Solar | 27.2137 | 27.3525 | 27.3525
2027 | SIWEM_PERC | High Demand Growth+Expected Future Gas Supply+Reduced Rankine Availability+Constrained Operational Capacity+Low Wind & Solar | 14.1675 | 16.3623 | 16.3623
2028 | SIWEM_PERC | High Demand Growth+Expected Future Gas Supply+Reduced Rankine Availability+Constrained Operational Capacity+Low Wind & Solar | 8.5186 | 19.0039 | 24.8853
2029 | SIWEM_PERC | High Demand Growth+Expected Future Gas Supply+Reduced Rankine Availability+Constrained Operational Capacity+Low Wind & Solar | 1.3791 | 17.5528 | 36.54
2030 | SIWEM_PERC | High Demand Growth+Expected Future Gas Supply+Reduced Rankine Availability+Constrained Operational Capacity+Low Wind & Solar | -6.3293 | 4.0704 | 33.2688
2031 | SIWEM_PERC | High Demand Growth+Expected Future Gas Supply+Reduced Rankine Availability+Constrained Operational Capacity+Low Wind & Solar | -11.5927 | -1.8051 | 32.5417
2032 | SIWEM_PERC | High Demand Growth+Expected Future Gas Supply+Reduced Rankine Availability+Constrained Operational Capacity+Low Wind & Solar | -13.3541 | -3.7888 | 26.6769
2033 | SIWEM_PERC | High Demand Growth+Expected Future Gas Supply+Reduced Rankine Availability+Constrained Operational Capacity+Low Wind & Solar | -14.9631 | -5.6039 | 22.9413
2034 | SIWEM_PERC | High Demand Growth+Expected Future Gas Supply+Reduced Rankine Availability+Constrained Operational Capacity+Low Wind & Solar | -16.7004 | -7.5635 | 16.3957
2035 | SIWEM_PERC | High Demand Growth+Expected Future Gas Supply+Reduced Rankine Availability+Constrained Operational Capacity+Low Wind & Solar | -17.9484 | -8.982 | 11.6214
2026 | NZWEM_PERC | High Demand Growth+Expected Future Gas Supply+Reduced Rankine Availability+Upgraded HVDC | 11.52 | 11.5751 | 11.5751
2027 | NZWEM_PERC | High Demand Growth+Expected Future Gas Supply+Reduced Rankine Availability+Upgraded HVDC | 4.7994 | 6.5203 | 6.8178
2028 | NZWEM_PERC | High Demand Growth+Expected Future Gas Supply+Reduced Rankine Availability+Upgraded HVDC | -1.4219 | 5.8565 | 9.8934
2029 | NZWEM_PERC | High Demand Growth+Expected Future Gas Supply+Reduced Rankine Availability+Upgraded HVDC | -0.31098 | 9.5911 | 17.4256
2030 | NZWEM_PERC | High Demand Growth+Expected Future Gas Supply+Reduced Rankine Availability+Upgraded HVDC | -6.5784 | 4.6331 | 16.9304
2031 | NZWEM_PERC | High Demand Growth+Expected Future Gas Supply+Reduced Rankine Availability+Upgraded HVDC | -10.3248 | 0.49469 | 17.2725
2032 | NZWEM_PERC | High Demand Growth+Expected Future Gas Supply+Reduced Rankine Availability+Upgraded HVDC | -13.0202 | -2.1862 | 14.9559
2033 | NZWEM_PERC | High Demand Growth+Expected Future Gas Supply+Reduced Rankine Availability+Upgraded HVDC | -15.143 | -4.5849 | 13.5573
2034 | NZWEM_PERC | High Demand Growth+Expected Future Gas Supply+Reduced Rankine Availability+Upgraded HVDC | -17.2744 | -6.6768 | 10.9391
2035 | NZWEM_PERC | High Demand Growth+Expected Future Gas Supply+Reduced Rankine Availability+Upgraded HVDC | -18.5872 | -8.1635 | 9.0369
2026 | NIWCM | High Demand Growth+Expected Future Gas Supply+Reduced Rankine Availability+Upgraded HVDC | 861.0651 | 861.8649 | 861.8649
2027 | NIWCM | High Demand Growth+Expected Future Gas Supply+Reduced Rankine Availability+Upgraded HVDC | 758.7942 | 790.2942 | 794.8307
2028 | NIWCM | High Demand Growth+Expected Future Gas Supply+Reduced Rankine Availability+Upgraded HVDC | 622.0837 | 1281.4444 | 1364.089
2029 | NIWCM | High Demand Growth+Expected Future Gas Supply+Reduced Rankine Availability+Upgraded HVDC | 297.5139 | 1200.2743 | 1540.2082
2030 | NIWCM | High Demand Growth+Expected Future Gas Supply+Reduced Rankine Availability+Upgraded HVDC | -164.5675 | 870.2072 | 1446.4574
2031 | NIWCM | High Demand Growth+Expected Future Gas Supply+Reduced Rankine Availability+Upgraded HVDC | -434.7355 | 615.731 | 1443.8614
2032 | NIWCM | High Demand Growth+Expected Future Gas Supply+Reduced Rankine Availability+Upgraded HVDC | -656.2464 | 413.9968 | 1280.631
2033 | NIWCM | High Demand Growth+Expected Future Gas Supply+Reduced Rankine Availability+Upgraded HVDC | -864.3099 | 211.0685 | 1149.4118
2034 | NIWCM | High Demand Growth+Expected Future Gas Supply+Reduced Rankine Availability+Upgraded HVDC | -1065.7482 | 20.0077 | 1039.7977
2035 | NIWCM | High Demand Growth+Expected Future Gas Supply+Reduced Rankine Availability+Upgraded HVDC | -1180.1463 | -137.822 | 883.9943
2026 | SIWEM_PERC | High Demand Growth+Expected Future Gas Supply+Reduced Rankine Availability+Upgraded HVDC | 30.4441 | 30.598 | 30.598
2027 | SIWEM_PERC | High Demand Growth+Expected Future Gas Supply+Reduced Rankine Availability+Upgraded HVDC | 14.9631 | 17.3952 | 17.3952
2028 | SIWEM_PERC | High Demand Growth+Expected Future Gas Supply+Reduced Rankine Availability+Upgraded HVDC | 9.4253 | 21.0437 | 27.5608
2029 | SIWEM_PERC | High Demand Growth+Expected Future Gas Supply+Reduced Rankine Availability+Upgraded HVDC | 2.2232 | 23.54 | 44.5793
2030 | SIWEM_PERC | High Demand Growth+Expected Future Gas Supply+Reduced Rankine Availability+Upgraded HVDC | -5.5519 | 9.8367 | 42.1179
2031 | SIWEM_PERC | High Demand Growth+Expected Future Gas Supply+Reduced Rankine Availability+Upgraded HVDC | -10.8611 | -0.015648 | 41.751
2032 | SIWEM_PERC | High Demand Growth+Expected Future Gas Supply+Reduced Rankine Availability+Upgraded HVDC | -12.6391 | -2.04 | 36.1515
2033 | SIWEM_PERC | High Demand Growth+Expected Future Gas Supply+Reduced Rankine Availability+Upgraded HVDC | -14.2635 | -3.8927 | 32.6582
2034 | SIWEM_PERC | High Demand Growth+Expected Future Gas Supply+Reduced Rankine Availability+Upgraded HVDC | -16.0174 | -5.893 | 26.0175
2035 | SIWEM_PERC | High Demand Growth+Expected Future Gas Supply+Reduced Rankine Availability+Upgraded HVDC | -17.2782 | -7.3427 | 21.0637
2026 | NZWEM_PERC | High Demand Growth+Expected Future Gas Supply+Reduced Rankine Availability+Upgraded HVDC+Low Wind & Solar | 10.3631 | 10.4129 | 10.4129
2027 | NZWEM_PERC | High Demand Growth+Expected Future Gas Supply+Reduced Rankine Availability+Upgraded HVDC+Low Wind & Solar | 3.5374 | 5.0904 | 5.3589
2028 | NZWEM_PERC | High Demand Growth+Expected Future Gas Supply+Reduced Rankine Availability+Upgraded HVDC+Low Wind & Solar | -2.7206 | 3.8479 | 7.4911
2029 | NZWEM_PERC | High Demand Growth+Expected Future Gas Supply+Reduced Rankine Availability+Upgraded HVDC+Low Wind & Solar | -1.5747 | 7.3616 | 14.432
2030 | NZWEM_PERC | High Demand Growth+Expected Future Gas Supply+Reduced Rankine Availability+Upgraded HVDC+Low Wind & Solar | -7.7645 | 2.3962 | 13.526
2031 | NZWEM_PERC | High Demand Growth+Expected Future Gas Supply+Reduced Rankine Availability+Upgraded HVDC+Low Wind & Solar | -11.4615 | -1.649 | 13.523
2032 | NZWEM_PERC | High Demand Growth+Expected Future Gas Supply+Reduced Rankine Availability+Upgraded HVDC+Low Wind & Solar | -14.1248 | -4.3005 | 11.229
2033 | NZWEM_PERC | High Demand Growth+Expected Future Gas Supply+Reduced Rankine Availability+Upgraded HVDC+Low Wind & Solar | -16.2194 | -6.6454 | 9.7853
2034 | NZWEM_PERC | High Demand Growth+Expected Future Gas Supply+Reduced Rankine Availability+Upgraded HVDC+Low Wind & Solar | -18.3196 | -8.6775 | 7.2765
2035 | NZWEM_PERC | High Demand Growth+Expected Future Gas Supply+Reduced Rankine Availability+Upgraded HVDC+Low Wind & Solar | -19.6077 | -10.117 | 5.4607
2026 | NIWCM | High Demand Growth+Expected Future Gas Supply+Reduced Rankine Availability+Upgraded HVDC+Low Wind & Solar | 861.0651 | 861.8649 | 861.8649
2027 | NIWCM | High Demand Growth+Expected Future Gas Supply+Reduced Rankine Availability+Upgraded HVDC+Low Wind & Solar | 758.7942 | 790.2942 | 794.8307
2028 | NIWCM | High Demand Growth+Expected Future Gas Supply+Reduced Rankine Availability+Upgraded HVDC+Low Wind & Solar | 622.0837 | 1281.4444 | 1364.089
2029 | NIWCM | High Demand Growth+Expected Future Gas Supply+Reduced Rankine Availability+Upgraded HVDC+Low Wind & Solar | 297.5139 | 1200.2743 | 1540.2082
2030 | NIWCM | High Demand Growth+Expected Future Gas Supply+Reduced Rankine Availability+Upgraded HVDC+Low Wind & Solar | -164.5675 | 870.2072 | 1446.4574
2031 | NIWCM | High Demand Growth+Expected Future Gas Supply+Reduced Rankine Availability+Upgraded HVDC+Low Wind & Solar | -434.7355 | 615.731 | 1443.8614
2032 | NIWCM | High Demand Growth+Expected Future Gas Supply+Reduced Rankine Availability+Upgraded HVDC+Low Wind & Solar | -656.2464 | 413.9968 | 1280.631
2033 | NIWCM | High Demand Growth+Expected Future Gas Supply+Reduced Rankine Availability+Upgraded HVDC+Low Wind & Solar | -864.3099 | 211.0685 | 1149.4118
2034 | NIWCM | High Demand Growth+Expected Future Gas Supply+Reduced Rankine Availability+Upgraded HVDC+Low Wind & Solar | -1065.7482 | 20.0077 | 1039.7977
2035 | NIWCM | High Demand Growth+Expected Future Gas Supply+Reduced Rankine Availability+Upgraded HVDC+Low Wind & Solar | -1180.1463 | -137.822 | 883.9943
2026 | SIWEM_PERC | High Demand Growth+Expected Future Gas Supply+Reduced Rankine Availability+Upgraded HVDC+Low Wind & Solar | 27.2137 | 27.3525 | 27.3525
2027 | SIWEM_PERC | High Demand Growth+Expected Future Gas Supply+Reduced Rankine Availability+Upgraded HVDC+Low Wind & Solar | 14.1675 | 16.3623 | 16.3623
2028 | SIWEM_PERC | High Demand Growth+Expected Future Gas Supply+Reduced Rankine Availability+Upgraded HVDC+Low Wind & Solar | 8.5186 | 19.0039 | 24.8853
2029 | SIWEM_PERC | High Demand Growth+Expected Future Gas Supply+Reduced Rankine Availability+Upgraded HVDC+Low Wind & Solar | 1.3791 | 17.5528 | 36.54
2030 | SIWEM_PERC | High Demand Growth+Expected Future Gas Supply+Reduced Rankine Availability+Upgraded HVDC+Low Wind & Solar | -6.3293 | 4.0704 | 33.2688
2031 | SIWEM_PERC | High Demand Growth+Expected Future Gas Supply+Reduced Rankine Availability+Upgraded HVDC+Low Wind & Solar | -11.5927 | -1.8051 | 32.5417
2032 | SIWEM_PERC | High Demand Growth+Expected Future Gas Supply+Reduced Rankine Availability+Upgraded HVDC+Low Wind & Solar | -13.3541 | -3.7888 | 26.6769
2033 | SIWEM_PERC | High Demand Growth+Expected Future Gas Supply+Reduced Rankine Availability+Upgraded HVDC+Low Wind & Solar | -14.9631 | -5.6039 | 22.9413
2034 | SIWEM_PERC | High Demand Growth+Expected Future Gas Supply+Reduced Rankine Availability+Upgraded HVDC+Low Wind & Solar | -16.7004 | -7.5635 | 16.3957
2035 | SIWEM_PERC | High Demand Growth+Expected Future Gas Supply+Reduced Rankine Availability+Upgraded HVDC+Low Wind & Solar | -17.9484 | -8.982 | 11.6214
2026 | NZWEM_PERC | High Demand Growth+Expected Future Gas Supply+Reduced Rankine Availability+Upgraded HVDC+Constrained Operational Capacity | 11.52 | 11.5751 | 11.5751
2027 | NZWEM_PERC | High Demand Growth+Expected Future Gas Supply+Reduced Rankine Availability+Upgraded HVDC+Constrained Operational Capacity | 4.7994 | 6.5203 | 6.8178
2028 | NZWEM_PERC | High Demand Growth+Expected Future Gas Supply+Reduced Rankine Availability+Upgraded HVDC+Constrained Operational Capacity | -1.4219 | 5.8565 | 9.8934
2029 | NZWEM_PERC | High Demand Growth+Expected Future Gas Supply+Reduced Rankine Availability+Upgraded HVDC+Constrained Operational Capacity | -0.31098 | 9.5911 | 17.4256
2030 | NZWEM_PERC | High Demand Growth+Expected Future Gas Supply+Reduced Rankine Availability+Upgraded HVDC+Constrained Operational Capacity | -6.5784 | 4.6331 | 16.9304
2031 | NZWEM_PERC | High Demand Growth+Expected Future Gas Supply+Reduced Rankine Availability+Upgraded HVDC+Constrained Operational Capacity | -10.3248 | 0.49469 | 17.2725
2032 | NZWEM_PERC | High Demand Growth+Expected Future Gas Supply+Reduced Rankine Availability+Upgraded HVDC+Constrained Operational Capacity | -13.0202 | -2.1862 | 14.9559
2033 | NZWEM_PERC | High Demand Growth+Expected Future Gas Supply+Reduced Rankine Availability+Upgraded HVDC+Constrained Operational Capacity | -15.143 | -4.5849 | 13.5573
2034 | NZWEM_PERC | High Demand Growth+Expected Future Gas Supply+Reduced Rankine Availability+Upgraded HVDC+Constrained Operational Capacity | -17.2744 | -6.6768 | 10.9391
2035 | NZWEM_PERC | High Demand Growth+Expected Future Gas Supply+Reduced Rankine Availability+Upgraded HVDC+Constrained Operational Capacity | -18.5872 | -8.1635 | 9.0369
2026 | NIWCM | High Demand Growth+Expected Future Gas Supply+Reduced Rankine Availability+Upgraded HVDC+Constrained Operational Capacity | 264.1721 | 264.1721 | 264.1721
2027 | NIWCM | High Demand Growth+Expected Future Gas Supply+Reduced Rankine Availability+Upgraded HVDC+Constrained Operational Capacity | 132.3771 | 136.4832 | 136.4832
2028 | NIWCM | High Demand Growth+Expected Future Gas Supply+Reduced Rankine Availability+Upgraded HVDC+Constrained Operational Capacity | -37.8407 | 458.1271 | 466.4696
2029 | NIWCM | High Demand Growth+Expected Future Gas Supply+Reduced Rankine Availability+Upgraded HVDC+Constrained Operational Capacity | -378.2654 | 272.6758 | 430.5188
2030 | NIWCM | High Demand Growth+Expected Future Gas Supply+Reduced Rankine Availability+Upgraded HVDC+Constrained Operational Capacity | -844.9146 | -101.8508 | 112.7787
2031 | NIWCM | High Demand Growth+Expected Future Gas Supply+Reduced Rankine Availability+Upgraded HVDC+Constrained Operational Capacity | -1117.7439 | -363.3561 | -88.988
2032 | NIWCM | High Demand Growth+Expected Future Gas Supply+Reduced Rankine Availability+Upgraded HVDC+Constrained Operational Capacity | -1345.8489 | -581.3696 | -284.6768
2033 | NIWCM | High Demand Growth+Expected Future Gas Supply+Reduced Rankine Availability+Upgraded HVDC+Constrained Operational Capacity | -1484.1986 | -788.4683 | -478.3035
2034 | NIWCM | High Demand Growth+Expected Future Gas Supply+Reduced Rankine Availability+Upgraded HVDC+Constrained Operational Capacity | -1640.6148 | -962.7396 | -596.3204
2035 | NIWCM | High Demand Growth+Expected Future Gas Supply+Reduced Rankine Availability+Upgraded HVDC+Constrained Operational Capacity | -1755.0129 | -1067.4357 | -754.7017
2026 | SIWEM_PERC | High Demand Growth+Expected Future Gas Supply+Reduced Rankine Availability+Upgraded HVDC+Constrained Operational Capacity | 30.4441 | 30.598 | 30.598
2027 | SIWEM_PERC | High Demand Growth+Expected Future Gas Supply+Reduced Rankine Availability+Upgraded HVDC+Constrained Operational Capacity | 14.9631 | 17.3952 | 17.3952
2028 | SIWEM_PERC | High Demand Growth+Expected Future Gas Supply+Reduced Rankine Availability+Upgraded HVDC+Constrained Operational Capacity | 9.4253 | 21.0437 | 27.5608
2029 | SIWEM_PERC | High Demand Growth+Expected Future Gas Supply+Reduced Rankine Availability+Upgraded HVDC+Constrained Operational Capacity | 2.2232 | 23.54 | 44.5793
2030 | SIWEM_PERC | High Demand Growth+Expected Future Gas Supply+Reduced Rankine Availability+Upgraded HVDC+Constrained Operational Capacity | -5.5519 | 9.8367 | 42.1179
2031 | SIWEM_PERC | High Demand Growth+Expected Future Gas Supply+Reduced Rankine Availability+Upgraded HVDC+Constrained Operational Capacity | -10.8611 | -0.015648 | 41.751
2032 | SIWEM_PERC | High Demand Growth+Expected Future Gas Supply+Reduced Rankine Availability+Upgraded HVDC+Constrained Operational Capacity | -12.6391 | -2.04 | 36.1515
2033 | SIWEM_PERC | High Demand Growth+Expected Future Gas Supply+Reduced Rankine Availability+Upgraded HVDC+Constrained Operational Capacity | -14.2635 | -3.8927 | 32.6582
2034 | SIWEM_PERC | High Demand Growth+Expected Future Gas Supply+Reduced Rankine Availability+Upgraded HVDC+Constrained Operational Capacity | -16.0174 | -5.893 | 26.0175
2035 | SIWEM_PERC | High Demand Growth+Expected Future Gas Supply+Reduced Rankine Availability+Upgraded HVDC+Constrained Operational Capacity | -17.2782 | -7.3427 | 21.0637
2026 | NZWEM_PERC | High Demand Growth+Expected Future Gas Supply+Reduced Rankine Availability+Upgraded HVDC+Constrained Operational Capacity+Low Wind & Solar | 10.3631 | 10.4129 | 10.4129
2027 | NZWEM_PERC | High Demand Growth+Expected Future Gas Supply+Reduced Rankine Availability+Upgraded HVDC+Constrained Operational Capacity+Low Wind & Solar | 3.5374 | 5.0904 | 5.3589
2028 | NZWEM_PERC | High Demand Growth+Expected Future Gas Supply+Reduced Rankine Availability+Upgraded HVDC+Constrained Operational Capacity+Low Wind & Solar | -2.7206 | 3.8479 | 7.4911
2029 | NZWEM_PERC | High Demand Growth+Expected Future Gas Supply+Reduced Rankine Availability+Upgraded HVDC+Constrained Operational Capacity+Low Wind & Solar | -1.5747 | 7.3616 | 14.432
2030 | NZWEM_PERC | High Demand Growth+Expected Future Gas Supply+Reduced Rankine Availability+Upgraded HVDC+Constrained Operational Capacity+Low Wind & Solar | -7.7645 | 2.3962 | 13.526
2031 | NZWEM_PERC | High Demand Growth+Expected Future Gas Supply+Reduced Rankine Availability+Upgraded HVDC+Constrained Operational Capacity+Low Wind & Solar | -11.4615 | -1.649 | 13.523
2032 | NZWEM_PERC | High Demand Growth+Expected Future Gas Supply+Reduced Rankine Availability+Upgraded HVDC+Constrained Operational Capacity+Low Wind & Solar | -14.1248 | -4.3005 | 11.229
2033 | NZWEM_PERC | High Demand Growth+Expected Future Gas Supply+Reduced Rankine Availability+Upgraded HVDC+Constrained Operational Capacity+Low Wind & Solar | -16.2194 | -6.6454 | 9.7853
2034 | NZWEM_PERC | High Demand Growth+Expected Future Gas Supply+Reduced Rankine Availability+Upgraded HVDC+Constrained Operational Capacity+Low Wind & Solar | -18.3196 | -8.6775 | 7.2765
2035 | NZWEM_PERC | High Demand Growth+Expected Future Gas Supply+Reduced Rankine Availability+Upgraded HVDC+Constrained Operational Capacity+Low Wind & Solar | -19.6077 | -10.117 | 5.4607
2026 | NIWCM | High Demand Growth+Expected Future Gas Supply+Reduced Rankine Availability+Upgraded HVDC+Constrained Operational Capacity+Low Wind & Solar | 264.1721 | 264.1721 | 264.1721
2027 | NIWCM | High Demand Growth+Expected Future Gas Supply+Reduced Rankine Availability+Upgraded HVDC+Constrained Operational Capacity+Low Wind & Solar | 132.3771 | 136.4832 | 136.4832
2028 | NIWCM | High Demand Growth+Expected Future Gas Supply+Reduced Rankine Availability+Upgraded HVDC+Constrained Operational Capacity+Low Wind & Solar | -37.8407 | 458.1271 | 466.4696
2029 | NIWCM | High Demand Growth+Expected Future Gas Supply+Reduced Rankine Availability+Upgraded HVDC+Constrained Operational Capacity+Low Wind & Solar | -378.2654 | 272.6758 | 430.5188
2030 | NIWCM | High Demand Growth+Expected Future Gas Supply+Reduced Rankine Availability+Upgraded HVDC+Constrained Operational Capacity+Low Wind & Solar | -844.9146 | -101.8508 | 112.7787
2031 | NIWCM | High Demand Growth+Expected Future Gas Supply+Reduced Rankine Availability+Upgraded HVDC+Constrained Operational Capacity+Low Wind & Solar | -1117.7439 | -363.3561 | -88.988
2032 | NIWCM | High Demand Growth+Expected Future Gas Supply+Reduced Rankine Availability+Upgraded HVDC+Constrained Operational Capacity+Low Wind & Solar | -1345.8489 | -581.3696 | -284.6768
2033 | NIWCM | High Demand Growth+Expected Future Gas Supply+Reduced Rankine Availability+Upgraded HVDC+Constrained Operational Capacity+Low Wind & Solar | -1484.1986 | -788.4683 | -478.3035
2034 | NIWCM | High Demand Growth+Expected Future Gas Supply+Reduced Rankine Availability+Upgraded HVDC+Constrained Operational Capacity+Low Wind & Solar | -1640.6148 | -962.7396 | -596.3204
2035 | NIWCM | High Demand Growth+Expected Future Gas Supply+Reduced Rankine Availability+Upgraded HVDC+Constrained Operational Capacity+Low Wind & Solar | -1755.0129 | -1067.4357 | -754.7017
2026 | SIWEM_PERC | High Demand Growth+Expected Future Gas Supply+Reduced Rankine Availability+Upgraded HVDC+Constrained Operational Capacity+Low Wind & Solar | 27.2137 | 27.3525 | 27.3525
2027 | SIWEM_PERC | High Demand Growth+Expected Future Gas Supply+Reduced Rankine Availability+Upgraded HVDC+Constrained Operational Capacity+Low Wind & Solar | 14.1675 | 16.3623 | 16.3623
2028 | SIWEM_PERC | High Demand Growth+Expected Future Gas Supply+Reduced Rankine Availability+Upgraded HVDC+Constrained Operational Capacity+Low Wind & Solar | 8.5186 | 19.0039 | 24.8853
2029 | SIWEM_PERC | High Demand Growth+Expected Future Gas Supply+Reduced Rankine Availability+Upgraded HVDC+Constrained Operational Capacity+Low Wind & Solar | 1.3791 | 17.5528 | 36.54
2030 | SIWEM_PERC | High Demand Growth+Expected Future Gas Supply+Reduced Rankine Availability+Upgraded HVDC+Constrained Operational Capacity+Low Wind & Solar | -6.3293 | 4.0704 | 33.2688
2031 | SIWEM_PERC | High Demand Growth+Expected Future Gas Supply+Reduced Rankine Availability+Upgraded HVDC+Constrained Operational Capacity+Low Wind & Solar | -11.5927 | -1.8051 | 32.5417
2032 | SIWEM_PERC | High Demand Growth+Expected Future Gas Supply+Reduced Rankine Availability+Upgraded HVDC+Constrained Operational Capacity+Low Wind & Solar | -13.3541 | -3.7888 | 26.6769
2033 | SIWEM_PERC | High Demand Growth+Expected Future Gas Supply+Reduced Rankine Availability+Upgraded HVDC+Constrained Operational Capacity+Low Wind & Solar | -14.9631 | -5.6039 | 22.9413
2034 | SIWEM_PERC | High Demand Growth+Expected Future Gas Supply+Reduced Rankine Availability+Upgraded HVDC+Constrained Operational Capacity+Low Wind & Solar | -16.7004 | -7.5635 | 16.3957
2035 | SIWEM_PERC | High Demand Growth+Expected Future Gas Supply+Reduced Rankine Availability+Upgraded HVDC+Constrained Operational Capacity+Low Wind & Solar | -17.9484 | -8.982 | 11.6214
2026 | NZWEM_PERC | High Demand Growth+Expected Future Gas Supply+Reduced Rankine Availability+Delayed Build | 7.0494 | 7.0494 | 7.0494
2027 | NZWEM_PERC | High Demand Growth+Expected Future Gas Supply+Reduced Rankine Availability+Delayed Build | -2.1041 | -1.9717 | -1.8145
2028 | NZWEM_PERC | High Demand Growth+Expected Future Gas Supply+Reduced Rankine Availability+Delayed Build | -5.1759 | -3.8806 | -3.5987
2029 | NZWEM_PERC | High Demand Growth+Expected Future Gas Supply+Reduced Rankine Availability+Delayed Build | -1.3062 | 1.1612 | 1.9275
2030 | NZWEM_PERC | High Demand Growth+Expected Future Gas Supply+Reduced Rankine Availability+Delayed Build | -6.5784 | 0.95165 | 7.3167
2031 | NZWEM_PERC | High Demand Growth+Expected Future Gas Supply+Reduced Rankine Availability+Delayed Build | -10.3248 | -0.56861 | 6.4783
2032 | NZWEM_PERC | High Demand Growth+Expected Future Gas Supply+Reduced Rankine Availability+Delayed Build | -13.0202 | -2.9877 | 8.4641
2033 | NZWEM_PERC | High Demand Growth+Expected Future Gas Supply+Reduced Rankine Availability+Delayed Build | -15.143 | -5.2948 | 10.5937
2034 | NZWEM_PERC | High Demand Growth+Expected Future Gas Supply+Reduced Rankine Availability+Delayed Build | -17.2744 | -7.4089 | 8.8118
2035 | NZWEM_PERC | High Demand Growth+Expected Future Gas Supply+Reduced Rankine Availability+Delayed Build | -18.5872 | -8.5772 | 8.6232
2026 | NIWCM | High Demand Growth+Expected Future Gas Supply+Reduced Rankine Availability+Delayed Build | 567.4665 | 567.4665 | 567.4665
2027 | NIWCM | High Demand Growth+Expected Future Gas Supply+Reduced Rankine Availability+Delayed Build | 357.3296 | 359.3773 | 361.8498
2028 | NIWCM | High Demand Growth+Expected Future Gas Supply+Reduced Rankine Availability+Delayed Build | 365.0577 | 385.9802 | 390.5167
2029 | NIWCM | High Demand Growth+Expected Future Gas Supply+Reduced Rankine Availability+Delayed Build | 88.2206 | 217.6526 | 231.2449
2030 | NIWCM | High Demand Growth+Expected Future Gas Supply+Reduced Rankine Availability+Delayed Build | -220.344 | 510.8499 | 809.874
2031 | NIWCM | High Demand Growth+Expected Future Gas Supply+Reduced Rankine Availability+Delayed Build | -507.674 | 432.9924 | 799.4667
2032 | NIWCM | High Demand Growth+Expected Future Gas Supply+Reduced Rankine Availability+Delayed Build | -729.1849 | 287.6891 | 885.4725
2033 | NIWCM | High Demand Growth+Expected Future Gas Supply+Reduced Rankine Availability+Delayed Build | -864.3099 | 166.0293 | 1004.9701
2034 | NIWCM | High Demand Growth+Expected Future Gas Supply+Reduced Rankine Availability+Delayed Build | -1065.7482 | -50.0815 | 825.2795
2035 | NIWCM | High Demand Growth+Expected Future Gas Supply+Reduced Rankine Availability+Delayed Build | -1180.1463 | -190.154 | 754.4333
2026 | SIWEM_PERC | High Demand Growth+Expected Future Gas Supply+Reduced Rankine Availability+Delayed Build | 17.9605 | 17.9605 | 17.9605
2027 | SIWEM_PERC | High Demand Growth+Expected Future Gas Supply+Reduced Rankine Availability+Delayed Build | 11.4933 | 11.56 | 11.56
2028 | SIWEM_PERC | High Demand Growth+Expected Future Gas Supply+Reduced Rankine Availability+Delayed Build | 7.3647 | 9.1124 | 9.1124
2029 | SIWEM_PERC | High Demand Growth+Expected Future Gas Supply+Reduced Rankine Availability+Delayed Build | 0.6655 | 4.8979 | 4.8979
2030 | SIWEM_PERC | High Demand Growth+Expected Future Gas Supply+Reduced Rankine Availability+Delayed Build | -5.5519 | 4.4101 | 16.9078
2031 | SIWEM_PERC | High Demand Growth+Expected Future Gas Supply+Reduced Rankine Availability+Delayed Build | -10.8611 | -1.4855 | 14.3124
2032 | SIWEM_PERC | High Demand Growth+Expected Future Gas Supply+Reduced Rankine Availability+Delayed Build | -12.6391 | -2.04 | 19.4814
2033 | SIWEM_PERC | High Demand Growth+Expected Future Gas Supply+Reduced Rankine Availability+Delayed Build | -14.2635 | -3.8927 | 25.0537
2034 | SIWEM_PERC | High Demand Growth+Expected Future Gas Supply+Reduced Rankine Availability+Delayed Build | -16.0174 | -5.893 | 20.4291
2035 | SIWEM_PERC | High Demand Growth+Expected Future Gas Supply+Reduced Rankine Availability+Delayed Build | -17.2782 | -7.3427 | 19.9713
2026 | NZWEM_PERC | High Demand Growth+Expected Future Gas Supply+Reduced Rankine Availability+Delayed Build+Low Wind & Solar | 6.1693 | 6.1693 | 6.1693
2027 | NZWEM_PERC | High Demand Growth+Expected Future Gas Supply+Reduced Rankine Availability+Delayed Build+Low Wind & Solar | -2.9998 | -2.8803 | -2.7385
2028 | NZWEM_PERC | High Demand Growth+Expected Future Gas Supply+Reduced Rankine Availability+Delayed Build+Low Wind & Solar | -6.2552 | -5.0862 | -4.8319
2029 | NZWEM_PERC | High Demand Growth+Expected Future Gas Supply+Reduced Rankine Availability+Delayed Build+Low Wind & Solar | -2.4729 | -0.24613 | 0.44549
2030 | NZWEM_PERC | High Demand Growth+Expected Future Gas Supply+Reduced Rankine Availability+Delayed Build+Low Wind & Solar | -7.7645 | -0.96889 | 4.7754
2031 | NZWEM_PERC | High Demand Growth+Expected Future Gas Supply+Reduced Rankine Availability+Delayed Build+Low Wind & Solar | -11.4615 | -2.6569 | 3.7027
2032 | NZWEM_PERC | High Demand Growth+Expected Future Gas Supply+Reduced Rankine Availability+Delayed Build+Low Wind & Solar | -14.1248 | -5.0708 | 5.2938
2033 | NZWEM_PERC | High Demand Growth+Expected Future Gas Supply+Reduced Rankine Availability+Delayed Build+Low Wind & Solar | -16.2194 | -7.3248 | 7.043
2034 | NZWEM_PERC | High Demand Growth+Expected Future Gas Supply+Reduced Rankine Availability+Delayed Build+Low Wind & Solar | -18.3196 | -9.4096 | 5.2853
2035 | NZWEM_PERC | High Demand Growth+Expected Future Gas Supply+Reduced Rankine Availability+Delayed Build+Low Wind & Solar | -19.6077 | -10.5307 | 5.047
2026 | NIWCM | High Demand Growth+Expected Future Gas Supply+Reduced Rankine Availability+Delayed Build+Low Wind & Solar | 567.4665 | 567.4665 | 567.4665
2027 | NIWCM | High Demand Growth+Expected Future Gas Supply+Reduced Rankine Availability+Delayed Build+Low Wind & Solar | 357.3296 | 359.3773 | 361.8498
2028 | NIWCM | High Demand Growth+Expected Future Gas Supply+Reduced Rankine Availability+Delayed Build+Low Wind & Solar | 365.0577 | 385.9802 | 390.5167
2029 | NIWCM | High Demand Growth+Expected Future Gas Supply+Reduced Rankine Availability+Delayed Build+Low Wind & Solar | 88.2206 | 217.6526 | 231.2449
2030 | NIWCM | High Demand Growth+Expected Future Gas Supply+Reduced Rankine Availability+Delayed Build+Low Wind & Solar | -220.344 | 510.8499 | 809.874
2031 | NIWCM | High Demand Growth+Expected Future Gas Supply+Reduced Rankine Availability+Delayed Build+Low Wind & Solar | -507.674 | 432.9924 | 799.4667
2032 | NIWCM | High Demand Growth+Expected Future Gas Supply+Reduced Rankine Availability+Delayed Build+Low Wind & Solar | -729.1849 | 287.6891 | 885.4725
2033 | NIWCM | High Demand Growth+Expected Future Gas Supply+Reduced Rankine Availability+Delayed Build+Low Wind & Solar | -864.3099 | 166.0293 | 1004.9701
2034 | NIWCM | High Demand Growth+Expected Future Gas Supply+Reduced Rankine Availability+Delayed Build+Low Wind & Solar | -1065.7482 | -50.0815 | 825.2795
2035 | NIWCM | High Demand Growth+Expected Future Gas Supply+Reduced Rankine Availability+Delayed Build+Low Wind & Solar | -1180.1463 | -190.154 | 754.4333
2026 | SIWEM_PERC | High Demand Growth+Expected Future Gas Supply+Reduced Rankine Availability+Delayed Build+Low Wind & Solar | 15.8428 | 15.8428 | 15.8428
2027 | SIWEM_PERC | High Demand Growth+Expected Future Gas Supply+Reduced Rankine Availability+Delayed Build+Low Wind & Solar | 11.0361 | 11.0963 | 11.0963
2028 | SIWEM_PERC | High Demand Growth+Expected Future Gas Supply+Reduced Rankine Availability+Delayed Build+Low Wind & Solar | 6.659 | 8.2362 | 8.2362
2029 | SIWEM_PERC | High Demand Growth+Expected Future Gas Supply+Reduced Rankine Availability+Delayed Build+Low Wind & Solar | -0.026737 | 3.7929 | 3.7929
2030 | SIWEM_PERC | High Demand Growth+Expected Future Gas Supply+Reduced Rankine Availability+Delayed Build+Low Wind & Solar | -6.3293 | 2.661 | 12.2309
2031 | SIWEM_PERC | High Demand Growth+Expected Future Gas Supply+Reduced Rankine Availability+Delayed Build+Low Wind & Solar | -11.5927 | -3.1316 | 7.2404
2032 | SIWEM_PERC | High Demand Growth+Expected Future Gas Supply+Reduced Rankine Availability+Delayed Build+Low Wind & Solar | -13.3541 | -3.7888 | 11.2309
2033 | SIWEM_PERC | High Demand Growth+Expected Future Gas Supply+Reduced Rankine Availability+Delayed Build+Low Wind & Solar | -14.9631 | -5.6039 | 15.7759
2034 | SIWEM_PERC | High Demand Growth+Expected Future Gas Supply+Reduced Rankine Availability+Delayed Build+Low Wind & Solar | -16.7004 | -7.5635 | 11.1647
2035 | SIWEM_PERC | High Demand Growth+Expected Future Gas Supply+Reduced Rankine Availability+Delayed Build+Low Wind & Solar | -17.9484 | -8.982 | 10.529
2026 | NZWEM_PERC | High Demand Growth+Expected Future Gas Supply+Reduced Rankine Availability+Delayed Build+Constrained Operational Capacity | 7.0494 | 7.0494 | 7.0494
2027 | NZWEM_PERC | High Demand Growth+Expected Future Gas Supply+Reduced Rankine Availability+Delayed Build+Constrained Operational Capacity | -2.1041 | -1.9717 | -1.8145
2028 | NZWEM_PERC | High Demand Growth+Expected Future Gas Supply+Reduced Rankine Availability+Delayed Build+Constrained Operational Capacity | -5.1759 | -3.8806 | -3.5987
2029 | NZWEM_PERC | High Demand Growth+Expected Future Gas Supply+Reduced Rankine Availability+Delayed Build+Constrained Operational Capacity | -1.3062 | 1.1612 | 1.9275
2030 | NZWEM_PERC | High Demand Growth+Expected Future Gas Supply+Reduced Rankine Availability+Delayed Build+Constrained Operational Capacity | -6.5784 | 0.95165 | 7.3167
2031 | NZWEM_PERC | High Demand Growth+Expected Future Gas Supply+Reduced Rankine Availability+Delayed Build+Constrained Operational Capacity | -10.3248 | -0.56861 | 6.4783
2032 | NZWEM_PERC | High Demand Growth+Expected Future Gas Supply+Reduced Rankine Availability+Delayed Build+Constrained Operational Capacity | -13.0202 | -2.9877 | 8.4641
2033 | NZWEM_PERC | High Demand Growth+Expected Future Gas Supply+Reduced Rankine Availability+Delayed Build+Constrained Operational Capacity | -15.143 | -5.2948 | 10.5937
2034 | NZWEM_PERC | High Demand Growth+Expected Future Gas Supply+Reduced Rankine Availability+Delayed Build+Constrained Operational Capacity | -17.2744 | -7.4089 | 8.8118
2035 | NZWEM_PERC | High Demand Growth+Expected Future Gas Supply+Reduced Rankine Availability+Delayed Build+Constrained Operational Capacity | -18.5872 | -8.5772 | 8.6232
2026 | NIWCM | High Demand Growth+Expected Future Gas Supply+Reduced Rankine Availability+Delayed Build+Constrained Operational Capacity | 33.1014 | 33.1014 | 33.1014
2027 | NIWCM | High Demand Growth+Expected Future Gas Supply+Reduced Rankine Availability+Delayed Build+Constrained Operational Capacity | -186.9524 | -186.9524 | -186.9524
2028 | NIWCM | High Demand Growth+Expected Future Gas Supply+Reduced Rankine Availability+Delayed Build+Constrained Operational Capacity | -248.0468 | -248.0468 | -248.0468
2029 | NIWCM | High Demand Growth+Expected Future Gas Supply+Reduced Rankine Availability+Delayed Build+Constrained Operational Capacity | -558.5855 | -476.362 | -476.362
2030 | NIWCM | High Demand Growth+Expected Future Gas Supply+Reduced Rankine Availability+Delayed Build+Constrained Operational Capacity | -900.6911 | -385.6348 | -267.6556
2031 | NIWCM | High Demand Growth+Expected Future Gas Supply+Reduced Rankine Availability+Delayed Build+Constrained Operational Capacity | -1190.6824 | -534.9987 | -375.6796
2032 | NIWCM | High Demand Growth+Expected Future Gas Supply+Reduced Rankine Availability+Delayed Build+Constrained Operational Capacity | -1418.7874 | -693.0973 | -477.3333
2033 | NIWCM | High Demand Growth+Expected Future Gas Supply+Reduced Rankine Availability+Delayed Build+Constrained Operational Capacity | -1484.1986 | -818.9275 | -540.2152
2034 | NIWCM | High Demand Growth+Expected Future Gas Supply+Reduced Rankine Availability+Delayed Build+Constrained Operational Capacity | -1640.6148 | -1032.8288 | -753.6386
2035 | NIWCM | High Demand Growth+Expected Future Gas Supply+Reduced Rankine Availability+Delayed Build+Constrained Operational Capacity | -1755.0129 | -1119.7677 | -884.2627
2026 | SIWEM_PERC | High Demand Growth+Expected Future Gas Supply+Reduced Rankine Availability+Delayed Build+Constrained Operational Capacity | 17.9605 | 17.9605 | 17.9605
2027 | SIWEM_PERC | High Demand Growth+Expected Future Gas Supply+Reduced Rankine Availability+Delayed Build+Constrained Operational Capacity | 11.4933 | 11.56 | 11.56
2028 | SIWEM_PERC | High Demand Growth+Expected Future Gas Supply+Reduced Rankine Availability+Delayed Build+Constrained Operational Capacity | 7.3647 | 9.1124 | 9.1124
2029 | SIWEM_PERC | High Demand Growth+Expected Future Gas Supply+Reduced Rankine Availability+Delayed Build+Constrained Operational Capacity | 0.6655 | 4.8979 | 4.8979
2030 | SIWEM_PERC | High Demand Growth+Expected Future Gas Supply+Reduced Rankine Availability+Delayed Build+Constrained Operational Capacity | -5.5519 | 4.4101 | 16.9078
2031 | SIWEM_PERC | High Demand Growth+Expected Future Gas Supply+Reduced Rankine Availability+Delayed Build+Constrained Operational Capacity | -10.8611 | -1.4855 | 14.3124
2032 | SIWEM_PERC | High Demand Growth+Expected Future Gas Supply+Reduced Rankine Availability+Delayed Build+Constrained Operational Capacity | -12.6391 | -2.04 | 19.4814
2033 | SIWEM_PERC | High Demand Growth+Expected Future Gas Supply+Reduced Rankine Availability+Delayed Build+Constrained Operational Capacity | -14.2635 | -3.8927 | 25.0537
2034 | SIWEM_PERC | High Demand Growth+Expected Future Gas Supply+Reduced Rankine Availability+Delayed Build+Constrained Operational Capacity | -16.0174 | -5.893 | 20.4291
2035 | SIWEM_PERC | High Demand Growth+Expected Future Gas Supply+Reduced Rankine Availability+Delayed Build+Constrained Operational Capacity | -17.2782 | -7.3427 | 19.9713
2026 | NZWEM_PERC | High Demand Growth+Expected Future Gas Supply+Reduced Rankine Availability+Delayed Build+Constrained Operational Capacity+Low Wind & Solar | 6.1693 | 6.1693 | 6.1693
2027 | NZWEM_PERC | High Demand Growth+Expected Future Gas Supply+Reduced Rankine Availability+Delayed Build+Constrained Operational Capacity+Low Wind & Solar | -2.9998 | -2.8803 | -2.7385
2028 | NZWEM_PERC | High Demand Growth+Expected Future Gas Supply+Reduced Rankine Availability+Delayed Build+Constrained Operational Capacity+Low Wind & Solar | -6.2552 | -5.0862 | -4.8319
2029 | NZWEM_PERC | High Demand Growth+Expected Future Gas Supply+Reduced Rankine Availability+Delayed Build+Constrained Operational Capacity+Low Wind & Solar | -2.4729 | -0.24613 | 0.44549
2030 | NZWEM_PERC | High Demand Growth+Expected Future Gas Supply+Reduced Rankine Availability+Delayed Build+Constrained Operational Capacity+Low Wind & Solar | -7.7645 | -0.96889 | 4.7754
2031 | NZWEM_PERC | High Demand Growth+Expected Future Gas Supply+Reduced Rankine Availability+Delayed Build+Constrained Operational Capacity+Low Wind & Solar | -11.4615 | -2.6569 | 3.7027
2032 | NZWEM_PERC | High Demand Growth+Expected Future Gas Supply+Reduced Rankine Availability+Delayed Build+Constrained Operational Capacity+Low Wind & Solar | -14.1248 | -5.0708 | 5.2938
2033 | NZWEM_PERC | High Demand Growth+Expected Future Gas Supply+Reduced Rankine Availability+Delayed Build+Constrained Operational Capacity+Low Wind & Solar | -16.2194 | -7.3248 | 7.043
2034 | NZWEM_PERC | High Demand Growth+Expected Future Gas Supply+Reduced Rankine Availability+Delayed Build+Constrained Operational Capacity+Low Wind & Solar | -18.3196 | -9.4096 | 5.2853
2035 | NZWEM_PERC | High Demand Growth+Expected Future Gas Supply+Reduced Rankine Availability+Delayed Build+Constrained Operational Capacity+Low Wind & Solar | -19.6077 | -10.5307 | 5.047
2026 | NIWCM | High Demand Growth+Expected Future Gas Supply+Reduced Rankine Availability+Delayed Build+Constrained Operational Capacity+Low Wind & Solar | 33.1014 | 33.1014 | 33.1014
2027 | NIWCM | High Demand Growth+Expected Future Gas Supply+Reduced Rankine Availability+Delayed Build+Constrained Operational Capacity+Low Wind & Solar | -186.9524 | -186.9524 | -186.9524
2028 | NIWCM | High Demand Growth+Expected Future Gas Supply+Reduced Rankine Availability+Delayed Build+Constrained Operational Capacity+Low Wind & Solar | -248.0468 | -248.0468 | -248.0468
2029 | NIWCM | High Demand Growth+Expected Future Gas Supply+Reduced Rankine Availability+Delayed Build+Constrained Operational Capacity+Low Wind & Solar | -558.5855 | -476.362 | -476.362
2030 | NIWCM | High Demand Growth+Expected Future Gas Supply+Reduced Rankine Availability+Delayed Build+Constrained Operational Capacity+Low Wind & Solar | -900.6911 | -385.6348 | -267.6556
2031 | NIWCM | High Demand Growth+Expected Future Gas Supply+Reduced Rankine Availability+Delayed Build+Constrained Operational Capacity+Low Wind & Solar | -1190.6824 | -534.9987 | -375.6796
2032 | NIWCM | High Demand Growth+Expected Future Gas Supply+Reduced Rankine Availability+Delayed Build+Constrained Operational Capacity+Low Wind & Solar | -1418.7874 | -693.0973 | -477.3333
2033 | NIWCM | High Demand Growth+Expected Future Gas Supply+Reduced Rankine Availability+Delayed Build+Constrained Operational Capacity+Low Wind & Solar | -1484.1986 | -818.9275 | -540.2152
2034 | NIWCM | High Demand Growth+Expected Future Gas Supply+Reduced Rankine Availability+Delayed Build+Constrained Operational Capacity+Low Wind & Solar | -1640.6148 | -1032.8288 | -753.6386
2035 | NIWCM | High Demand Growth+Expected Future Gas Supply+Reduced Rankine Availability+Delayed Build+Constrained Operational Capacity+Low Wind & Solar | -1755.0129 | -1119.7677 | -884.2627
2026 | SIWEM_PERC | High Demand Growth+Expected Future Gas Supply+Reduced Rankine Availability+Delayed Build+Constrained Operational Capacity+Low Wind & Solar | 15.8428 | 15.8428 | 15.8428
2027 | SIWEM_PERC | High Demand Growth+Expected Future Gas Supply+Reduced Rankine Availability+Delayed Build+Constrained Operational Capacity+Low Wind & Solar | 11.0361 | 11.0963 | 11.0963
2028 | SIWEM_PERC | High Demand Growth+Expected Future Gas Supply+Reduced Rankine Availability+Delayed Build+Constrained Operational Capacity+Low Wind & Solar | 6.659 | 8.2362 | 8.2362
2029 | SIWEM_PERC | High Demand Growth+Expected Future Gas Supply+Reduced Rankine Availability+Delayed Build+Constrained Operational Capacity+Low Wind & Solar | -0.026737 | 3.7929 | 3.7929
2030 | SIWEM_PERC | High Demand Growth+Expected Future Gas Supply+Reduced Rankine Availability+Delayed Build+Constrained Operational Capacity+Low Wind & Solar | -6.3293 | 2.661 | 12.2309
2031 | SIWEM_PERC | High Demand Growth+Expected Future Gas Supply+Reduced Rankine Availability+Delayed Build+Constrained Operational Capacity+Low Wind & Solar | -11.5927 | -3.1316 | 7.2404
2032 | SIWEM_PERC | High Demand Growth+Expected Future Gas Supply+Reduced Rankine Availability+Delayed Build+Constrained Operational Capacity+Low Wind & Solar | -13.3541 | -3.7888 | 11.2309
2033 | SIWEM_PERC | High Demand Growth+Expected Future Gas Supply+Reduced Rankine Availability+Delayed Build+Constrained Operational Capacity+Low Wind & Solar | -14.9631 | -5.6039 | 15.7759
2034 | SIWEM_PERC | High Demand Growth+Expected Future Gas Supply+Reduced Rankine Availability+Delayed Build+Constrained Operational Capacity+Low Wind & Solar | -16.7004 | -7.5635 | 11.1647
2035 | SIWEM_PERC | High Demand Growth+Expected Future Gas Supply+Reduced Rankine Availability+Delayed Build+Constrained Operational Capacity+Low Wind & Solar | -17.9484 | -8.982 | 10.529
2026 | NZWEM_PERC | High Demand Growth+Expected Future Gas Supply+Reduced Rankine Availability+Delayed Build+Upgraded HVDC | 7.0494 | 7.0494 | 7.0494
2027 | NZWEM_PERC | High Demand Growth+Expected Future Gas Supply+Reduced Rankine Availability+Delayed Build+Upgraded HVDC | -2.1041 | -1.9717 | -1.8145
2028 | NZWEM_PERC | High Demand Growth+Expected Future Gas Supply+Reduced Rankine Availability+Delayed Build+Upgraded HVDC | -5.1759 | -3.8806 | -3.5987
2029 | NZWEM_PERC | High Demand Growth+Expected Future Gas Supply+Reduced Rankine Availability+Delayed Build+Upgraded HVDC | -1.3062 | 1.1612 | 1.9275
2030 | NZWEM_PERC | High Demand Growth+Expected Future Gas Supply+Reduced Rankine Availability+Delayed Build+Upgraded HVDC | -6.5784 | 0.95165 | 7.3167
2031 | NZWEM_PERC | High Demand Growth+Expected Future Gas Supply+Reduced Rankine Availability+Delayed Build+Upgraded HVDC | -10.3248 | -0.56861 | 6.4783
2032 | NZWEM_PERC | High Demand Growth+Expected Future Gas Supply+Reduced Rankine Availability+Delayed Build+Upgraded HVDC | -13.0202 | -2.9877 | 8.4641
2033 | NZWEM_PERC | High Demand Growth+Expected Future Gas Supply+Reduced Rankine Availability+Delayed Build+Upgraded HVDC | -15.143 | -5.2948 | 10.5937
2034 | NZWEM_PERC | High Demand Growth+Expected Future Gas Supply+Reduced Rankine Availability+Delayed Build+Upgraded HVDC | -17.2744 | -7.4089 | 8.8118
2035 | NZWEM_PERC | High Demand Growth+Expected Future Gas Supply+Reduced Rankine Availability+Delayed Build+Upgraded HVDC | -18.5872 | -8.5772 | 8.6232
2026 | NIWCM | High Demand Growth+Expected Future Gas Supply+Reduced Rankine Availability+Delayed Build+Upgraded HVDC | 567.4665 | 567.4665 | 567.4665
2027 | NIWCM | High Demand Growth+Expected Future Gas Supply+Reduced Rankine Availability+Delayed Build+Upgraded HVDC | 357.3296 | 359.3773 | 361.8498
2028 | NIWCM | High Demand Growth+Expected Future Gas Supply+Reduced Rankine Availability+Delayed Build+Upgraded HVDC | 365.0577 | 385.9802 | 390.5167
2029 | NIWCM | High Demand Growth+Expected Future Gas Supply+Reduced Rankine Availability+Delayed Build+Upgraded HVDC | 88.2206 | 217.6526 | 231.2449
2030 | NIWCM | High Demand Growth+Expected Future Gas Supply+Reduced Rankine Availability+Delayed Build+Upgraded HVDC | -220.344 | 510.8499 | 809.874
2031 | NIWCM | High Demand Growth+Expected Future Gas Supply+Reduced Rankine Availability+Delayed Build+Upgraded HVDC | -507.674 | 432.9924 | 799.4667
2032 | NIWCM | High Demand Growth+Expected Future Gas Supply+Reduced Rankine Availability+Delayed Build+Upgraded HVDC | -729.1849 | 287.6891 | 885.4725
2033 | NIWCM | High Demand Growth+Expected Future Gas Supply+Reduced Rankine Availability+Delayed Build+Upgraded HVDC | -864.3099 | 166.0293 | 1004.9701
2034 | NIWCM | High Demand Growth+Expected Future Gas Supply+Reduced Rankine Availability+Delayed Build+Upgraded HVDC | -1065.7482 | -50.0815 | 825.2795
2035 | NIWCM | High Demand Growth+Expected Future Gas Supply+Reduced Rankine Availability+Delayed Build+Upgraded HVDC | -1180.1463 | -190.154 | 754.4333
2026 | SIWEM_PERC | High Demand Growth+Expected Future Gas Supply+Reduced Rankine Availability+Delayed Build+Upgraded HVDC | 17.9605 | 17.9605 | 17.9605
2027 | SIWEM_PERC | High Demand Growth+Expected Future Gas Supply+Reduced Rankine Availability+Delayed Build+Upgraded HVDC | 11.4933 | 11.56 | 11.56
2028 | SIWEM_PERC | High Demand Growth+Expected Future Gas Supply+Reduced Rankine Availability+Delayed Build+Upgraded HVDC | 7.3647 | 9.1124 | 9.1124
2029 | SIWEM_PERC | High Demand Growth+Expected Future Gas Supply+Reduced Rankine Availability+Delayed Build+Upgraded HVDC | 0.6655 | 4.8979 | 4.8979
2030 | SIWEM_PERC | High Demand Growth+Expected Future Gas Supply+Reduced Rankine Availability+Delayed Build+Upgraded HVDC | -5.5519 | 4.4101 | 16.9078
2031 | SIWEM_PERC | High Demand Growth+Expected Future Gas Supply+Reduced Rankine Availability+Delayed Build+Upgraded HVDC | -10.8611 | -1.4855 | 14.3124
2032 | SIWEM_PERC | High Demand Growth+Expected Future Gas Supply+Reduced Rankine Availability+Delayed Build+Upgraded HVDC | -12.6391 | -2.04 | 19.4814
2033 | SIWEM_PERC | High Demand Growth+Expected Future Gas Supply+Reduced Rankine Availability+Delayed Build+Upgraded HVDC | -14.2635 | -3.8927 | 25.0537
2034 | SIWEM_PERC | High Demand Growth+Expected Future Gas Supply+Reduced Rankine Availability+Delayed Build+Upgraded HVDC | -16.0174 | -5.893 | 20.4291
2035 | SIWEM_PERC | High Demand Growth+Expected Future Gas Supply+Reduced Rankine Availability+Delayed Build+Upgraded HVDC | -17.2782 | -7.3427 | 19.9713
2026 | NZWEM_PERC | High Demand Growth+Expected Future Gas Supply+Reduced Rankine Availability+Delayed Build+Upgraded HVDC+Low Wind & Solar | 6.1693 | 6.1693 | 6.1693
2027 | NZWEM_PERC | High Demand Growth+Expected Future Gas Supply+Reduced Rankine Availability+Delayed Build+Upgraded HVDC+Low Wind & Solar | -2.9998 | -2.8803 | -2.7385
2028 | NZWEM_PERC | High Demand Growth+Expected Future Gas Supply+Reduced Rankine Availability+Delayed Build+Upgraded HVDC+Low Wind & Solar | -6.2552 | -5.0862 | -4.8319
2029 | NZWEM_PERC | High Demand Growth+Expected Future Gas Supply+Reduced Rankine Availability+Delayed Build+Upgraded HVDC+Low Wind & Solar | -2.4729 | -0.24613 | 0.44549
2030 | NZWEM_PERC | High Demand Growth+Expected Future Gas Supply+Reduced Rankine Availability+Delayed Build+Upgraded HVDC+Low Wind & Solar | -7.7645 | -0.96889 | 4.7754
2031 | NZWEM_PERC | High Demand Growth+Expected Future Gas Supply+Reduced Rankine Availability+Delayed Build+Upgraded HVDC+Low Wind & Solar | -11.4615 | -2.6569 | 3.7027
2032 | NZWEM_PERC | High Demand Growth+Expected Future Gas Supply+Reduced Rankine Availability+Delayed Build+Upgraded HVDC+Low Wind & Solar | -14.1248 | -5.0708 | 5.2938
2033 | NZWEM_PERC | High Demand Growth+Expected Future Gas Supply+Reduced Rankine Availability+Delayed Build+Upgraded HVDC+Low Wind & Solar | -16.2194 | -7.3248 | 7.043
2034 | NZWEM_PERC | High Demand Growth+Expected Future Gas Supply+Reduced Rankine Availability+Delayed Build+Upgraded HVDC+Low Wind & Solar | -18.3196 | -9.4096 | 5.2853
2035 | NZWEM_PERC | High Demand Growth+Expected Future Gas Supply+Reduced Rankine Availability+Delayed Build+Upgraded HVDC+Low Wind & Solar | -19.6077 | -10.5307 | 5.047
2026 | NIWCM | High Demand Growth+Expected Future Gas Supply+Reduced Rankine Availability+Delayed Build+Upgraded HVDC+Low Wind & Solar | 567.4665 | 567.4665 | 567.4665
2027 | NIWCM | High Demand Growth+Expected Future Gas Supply+Reduced Rankine Availability+Delayed Build+Upgraded HVDC+Low Wind & Solar | 357.3296 | 359.3773 | 361.8498
2028 | NIWCM | High Demand Growth+Expected Future Gas Supply+Reduced Rankine Availability+Delayed Build+Upgraded HVDC+Low Wind & Solar | 365.0577 | 385.9802 | 390.5167
2029 | NIWCM | High Demand Growth+Expected Future Gas Supply+Reduced Rankine Availability+Delayed Build+Upgraded HVDC+Low Wind & Solar | 88.2206 | 217.6526 | 231.2449
2030 | NIWCM | High Demand Growth+Expected Future Gas Supply+Reduced Rankine Availability+Delayed Build+Upgraded HVDC+Low Wind & Solar | -220.344 | 510.8499 | 809.874
2031 | NIWCM | High Demand Growth+Expected Future Gas Supply+Reduced Rankine Availability+Delayed Build+Upgraded HVDC+Low Wind & Solar | -507.674 | 432.9924 | 799.4667
2032 | NIWCM | High Demand Growth+Expected Future Gas Supply+Reduced Rankine Availability+Delayed Build+Upgraded HVDC+Low Wind & Solar | -729.1849 | 287.6891 | 885.4725
2033 | NIWCM | High Demand Growth+Expected Future Gas Supply+Reduced Rankine Availability+Delayed Build+Upgraded HVDC+Low Wind & Solar | -864.3099 | 166.0293 | 1004.9701
2034 | NIWCM | High Demand Growth+Expected Future Gas Supply+Reduced Rankine Availability+Delayed Build+Upgraded HVDC+Low Wind & Solar | -1065.7482 | -50.0815 | 825.2795
2035 | NIWCM | High Demand Growth+Expected Future Gas Supply+Reduced Rankine Availability+Delayed Build+Upgraded HVDC+Low Wind & Solar | -1180.1463 | -190.154 | 754.4333
2026 | SIWEM_PERC | High Demand Growth+Expected Future Gas Supply+Reduced Rankine Availability+Delayed Build+Upgraded HVDC+Low Wind & Solar | 15.8428 | 15.8428 | 15.8428
2027 | SIWEM_PERC | High Demand Growth+Expected Future Gas Supply+Reduced Rankine Availability+Delayed Build+Upgraded HVDC+Low Wind & Solar | 11.0361 | 11.0963 | 11.0963
2028 | SIWEM_PERC | High Demand Growth+Expected Future Gas Supply+Reduced Rankine Availability+Delayed Build+Upgraded HVDC+Low Wind & Solar | 6.659 | 8.2362 | 8.2362
2029 | SIWEM_PERC | High Demand Growth+Expected Future Gas Supply+Reduced Rankine Availability+Delayed Build+Upgraded HVDC+Low Wind & Solar | -0.026737 | 3.7929 | 3.7929
2030 | SIWEM_PERC | High Demand Growth+Expected Future Gas Supply+Reduced Rankine Availability+Delayed Build+Upgraded HVDC+Low Wind & Solar | -6.3293 | 2.661 | 12.2309
2031 | SIWEM_PERC | High Demand Growth+Expected Future Gas Supply+Reduced Rankine Availability+Delayed Build+Upgraded HVDC+Low Wind & Solar | -11.5927 | -3.1316 | 7.2404
2032 | SIWEM_PERC | High Demand Growth+Expected Future Gas Supply+Reduced Rankine Availability+Delayed Build+Upgraded HVDC+Low Wind & Solar | -13.3541 | -3.7888 | 11.2309
2033 | SIWEM_PERC | High Demand Growth+Expected Future Gas Supply+Reduced Rankine Availability+Delayed Build+Upgraded HVDC+Low Wind & Solar | -14.9631 | -5.6039 | 15.7759
2034 | SIWEM_PERC | High Demand Growth+Expected Future Gas Supply+Reduced Rankine Availability+Delayed Build+Upgraded HVDC+Low Wind & Solar | -16.7004 | -7.5635 | 11.1647
2035 | SIWEM_PERC | High Demand Growth+Expected Future Gas Supply+Reduced Rankine Availability+Delayed Build+Upgraded HVDC+Low Wind & Solar | -17.9484 | -8.982 | 10.529
2026 | NZWEM_PERC | High Demand Growth+Expected Future Gas Supply+Reduced Rankine Availability+Delayed Build+Upgraded HVDC+Constrained Operational Capacity | 7.0494 | 7.0494 | 7.0494
2027 | NZWEM_PERC | High Demand Growth+Expected Future Gas Supply+Reduced Rankine Availability+Delayed Build+Upgraded HVDC+Constrained Operational Capacity | -2.1041 | -1.9717 | -1.8145
2028 | NZWEM_PERC | High Demand Growth+Expected Future Gas Supply+Reduced Rankine Availability+Delayed Build+Upgraded HVDC+Constrained Operational Capacity | -5.1759 | -3.8806 | -3.5987
2029 | NZWEM_PERC | High Demand Growth+Expected Future Gas Supply+Reduced Rankine Availability+Delayed Build+Upgraded HVDC+Constrained Operational Capacity | -1.3062 | 1.1612 | 1.9275
2030 | NZWEM_PERC | High Demand Growth+Expected Future Gas Supply+Reduced Rankine Availability+Delayed Build+Upgraded HVDC+Constrained Operational Capacity | -6.5784 | 0.95165 | 7.3167
2031 | NZWEM_PERC | High Demand Growth+Expected Future Gas Supply+Reduced Rankine Availability+Delayed Build+Upgraded HVDC+Constrained Operational Capacity | -10.3248 | -0.56861 | 6.4783
2032 | NZWEM_PERC | High Demand Growth+Expected Future Gas Supply+Reduced Rankine Availability+Delayed Build+Upgraded HVDC+Constrained Operational Capacity | -13.0202 | -2.9877 | 8.4641
2033 | NZWEM_PERC | High Demand Growth+Expected Future Gas Supply+Reduced Rankine Availability+Delayed Build+Upgraded HVDC+Constrained Operational Capacity | -15.143 | -5.2948 | 10.5937
2034 | NZWEM_PERC | High Demand Growth+Expected Future Gas Supply+Reduced Rankine Availability+Delayed Build+Upgraded HVDC+Constrained Operational Capacity | -17.2744 | -7.4089 | 8.8118
2035 | NZWEM_PERC | High Demand Growth+Expected Future Gas Supply+Reduced Rankine Availability+Delayed Build+Upgraded HVDC+Constrained Operational Capacity | -18.5872 | -8.5772 | 8.6232
2026 | NIWCM | High Demand Growth+Expected Future Gas Supply+Reduced Rankine Availability+Delayed Build+Upgraded HVDC+Constrained Operational Capacity | 33.1014 | 33.1014 | 33.1014
2027 | NIWCM | High Demand Growth+Expected Future Gas Supply+Reduced Rankine Availability+Delayed Build+Upgraded HVDC+Constrained Operational Capacity | -186.9524 | -186.9524 | -186.9524
2028 | NIWCM | High Demand Growth+Expected Future Gas Supply+Reduced Rankine Availability+Delayed Build+Upgraded HVDC+Constrained Operational Capacity | -248.0468 | -248.0468 | -248.0468
2029 | NIWCM | High Demand Growth+Expected Future Gas Supply+Reduced Rankine Availability+Delayed Build+Upgraded HVDC+Constrained Operational Capacity | -558.5855 | -476.362 | -476.362
2030 | NIWCM | High Demand Growth+Expected Future Gas Supply+Reduced Rankine Availability+Delayed Build+Upgraded HVDC+Constrained Operational Capacity | -900.6911 | -385.6348 | -267.6556
2031 | NIWCM | High Demand Growth+Expected Future Gas Supply+Reduced Rankine Availability+Delayed Build+Upgraded HVDC+Constrained Operational Capacity | -1190.6824 | -534.9987 | -375.6796
2032 | NIWCM | High Demand Growth+Expected Future Gas Supply+Reduced Rankine Availability+Delayed Build+Upgraded HVDC+Constrained Operational Capacity | -1418.7874 | -693.0973 | -477.3333
2033 | NIWCM | High Demand Growth+Expected Future Gas Supply+Reduced Rankine Availability+Delayed Build+Upgraded HVDC+Constrained Operational Capacity | -1484.1986 | -818.9275 | -540.2152
2034 | NIWCM | High Demand Growth+Expected Future Gas Supply+Reduced Rankine Availability+Delayed Build+Upgraded HVDC+Constrained Operational Capacity | -1640.6148 | -1032.8288 | -753.6386
2035 | NIWCM | High Demand Growth+Expected Future Gas Supply+Reduced Rankine Availability+Delayed Build+Upgraded HVDC+Constrained Operational Capacity | -1755.0129 | -1119.7677 | -884.2627
2026 | SIWEM_PERC | High Demand Growth+Expected Future Gas Supply+Reduced Rankine Availability+Delayed Build+Upgraded HVDC+Constrained Operational Capacity | 17.9605 | 17.9605 | 17.9605
2027 | SIWEM_PERC | High Demand Growth+Expected Future Gas Supply+Reduced Rankine Availability+Delayed Build+Upgraded HVDC+Constrained Operational Capacity | 11.4933 | 11.56 | 11.56
2028 | SIWEM_PERC | High Demand Growth+Expected Future Gas Supply+Reduced Rankine Availability+Delayed Build+Upgraded HVDC+Constrained Operational Capacity | 7.3647 | 9.1124 | 9.1124
2029 | SIWEM_PERC | High Demand Growth+Expected Future Gas Supply+Reduced Rankine Availability+Delayed Build+Upgraded HVDC+Constrained Operational Capacity | 0.6655 | 4.8979 | 4.8979
2030 | SIWEM_PERC | High Demand Growth+Expected Future Gas Supply+Reduced Rankine Availability+Delayed Build+Upgraded HVDC+Constrained Operational Capacity | -5.5519 | 4.4101 | 16.9078
2031 | SIWEM_PERC | High Demand Growth+Expected Future Gas Supply+Reduced Rankine Availability+Delayed Build+Upgraded HVDC+Constrained Operational Capacity | -10.8611 | -1.4855 | 14.3124
2032 | SIWEM_PERC | High Demand Growth+Expected Future Gas Supply+Reduced Rankine Availability+Delayed Build+Upgraded HVDC+Constrained Operational Capacity | -12.6391 | -2.04 | 19.4814
2033 | SIWEM_PERC | High Demand Growth+Expected Future Gas Supply+Reduced Rankine Availability+Delayed Build+Upgraded HVDC+Constrained Operational Capacity | -14.2635 | -3.8927 | 25.0537
2034 | SIWEM_PERC | High Demand Growth+Expected Future Gas Supply+Reduced Rankine Availability+Delayed Build+Upgraded HVDC+Constrained Operational Capacity | -16.0174 | -5.893 | 20.4291
2035 | SIWEM_PERC | High Demand Growth+Expected Future Gas Supply+Reduced Rankine Availability+Delayed Build+Upgraded HVDC+Constrained Operational Capacity | -17.2782 | -7.3427 | 19.9713
2026 | NZWEM_PERC | High Demand Growth+Expected Future Gas Supply+Reduced Rankine Availability+Delayed Build+Upgraded HVDC+Constrained Operational Capacity+Low Wind & Solar | 6.1693 | 6.1693 | 6.1693
2027 | NZWEM_PERC | High Demand Growth+Expected Future Gas Supply+Reduced Rankine Availability+Delayed Build+Upgraded HVDC+Constrained Operational Capacity+Low Wind & Solar | -2.9998 | -2.8803 | -2.7385
2028 | NZWEM_PERC | High Demand Growth+Expected Future Gas Supply+Reduced Rankine Availability+Delayed Build+Upgraded HVDC+Constrained Operational Capacity+Low Wind & Solar | -6.2552 | -5.0862 | -4.8319
2029 | NZWEM_PERC | High Demand Growth+Expected Future Gas Supply+Reduced Rankine Availability+Delayed Build+Upgraded HVDC+Constrained Operational Capacity+Low Wind & Solar | -2.4729 | -0.24613 | 0.44549
2030 | NZWEM_PERC | High Demand Growth+Expected Future Gas Supply+Reduced Rankine Availability+Delayed Build+Upgraded HVDC+Constrained Operational Capacity+Low Wind & Solar | -7.7645 | -0.96889 | 4.7754
2031 | NZWEM_PERC | High Demand Growth+Expected Future Gas Supply+Reduced Rankine Availability+Delayed Build+Upgraded HVDC+Constrained Operational Capacity+Low Wind & Solar | -11.4615 | -2.6569 | 3.7027
2032 | NZWEM_PERC | High Demand Growth+Expected Future Gas Supply+Reduced Rankine Availability+Delayed Build+Upgraded HVDC+Constrained Operational Capacity+Low Wind & Solar | -14.1248 | -5.0708 | 5.2938
2033 | NZWEM_PERC | High Demand Growth+Expected Future Gas Supply+Reduced Rankine Availability+Delayed Build+Upgraded HVDC+Constrained Operational Capacity+Low Wind & Solar | -16.2194 | -7.3248 | 7.043
2034 | NZWEM_PERC | High Demand Growth+Expected Future Gas Supply+Reduced Rankine Availability+Delayed Build+Upgraded HVDC+Constrained Operational Capacity+Low Wind & Solar | -18.3196 | -9.4096 | 5.2853
2035 | NZWEM_PERC | High Demand Growth+Expected Future Gas Supply+Reduced Rankine Availability+Delayed Build+Upgraded HVDC+Constrained Operational Capacity+Low Wind & Solar | -19.6077 | -10.5307 | 5.047
2026 | NIWCM | High Demand Growth+Expected Future Gas Supply+Reduced Rankine Availability+Delayed Build+Upgraded HVDC+Constrained Operational Capacity+Low Wind & Solar | 33.1014 | 33.1014 | 33.1014
2027 | NIWCM | High Demand Growth+Expected Future Gas Supply+Reduced Rankine Availability+Delayed Build+Upgraded HVDC+Constrained Operational Capacity+Low Wind & Solar | -186.9524 | -186.9524 | -186.9524
2028 | NIWCM | High Demand Growth+Expected Future Gas Supply+Reduced Rankine Availability+Delayed Build+Upgraded HVDC+Constrained Operational Capacity+Low Wind & Solar | -248.0468 | -248.0468 | -248.0468
2029 | NIWCM | High Demand Growth+Expected Future Gas Supply+Reduced Rankine Availability+Delayed Build+Upgraded HVDC+Constrained Operational Capacity+Low Wind & Solar | -558.5855 | -476.362 | -476.362
2030 | NIWCM | High Demand Growth+Expected Future Gas Supply+Reduced Rankine Availability+Delayed Build+Upgraded HVDC+Constrained Operational Capacity+Low Wind & Solar | -900.6911 | -385.6348 | -267.6556
2031 | NIWCM | High Demand Growth+Expected Future Gas Supply+Reduced Rankine Availability+Delayed Build+Upgraded HVDC+Constrained Operational Capacity+Low Wind & Solar | -1190.6824 | -534.9987 | -375.6796
2032 | NIWCM | High Demand Growth+Expected Future Gas Supply+Reduced Rankine Availability+Delayed Build+Upgraded HVDC+Constrained Operational Capacity+Low Wind & Solar | -1418.7874 | -693.0973 | -477.3333
2033 | NIWCM | High Demand Growth+Expected Future Gas Supply+Reduced Rankine Availability+Delayed Build+Upgraded HVDC+Constrained Operational Capacity+Low Wind & Solar | -1484.1986 | -818.9275 | -540.2152
2034 | NIWCM | High Demand Growth+Expected Future Gas Supply+Reduced Rankine Availability+Delayed Build+Upgraded HVDC+Constrained Operational Capacity+Low Wind & Solar | -1640.6148 | -1032.8288 | -753.6386
2035 | NIWCM | High Demand Growth+Expected Future Gas Supply+Reduced Rankine Availability+Delayed Build+Upgraded HVDC+Constrained Operational Capacity+Low Wind & Solar | -1755.0129 | -1119.7677 | -884.2627
2026 | SIWEM_PERC | High Demand Growth+Expected Future Gas Supply+Reduced Rankine Availability+Delayed Build+Upgraded HVDC+Constrained Operational Capacity+Low Wind & Solar | 15.8428 | 15.8428 | 15.8428
2027 | SIWEM_PERC | High Demand Growth+Expected Future Gas Supply+Reduced Rankine Availability+Delayed Build+Upgraded HVDC+Constrained Operational Capacity+Low Wind & Solar | 11.0361 | 11.0963 | 11.0963
2028 | SIWEM_PERC | High Demand Growth+Expected Future Gas Supply+Reduced Rankine Availability+Delayed Build+Upgraded HVDC+Constrained Operational Capacity+Low Wind & Solar | 6.659 | 8.2362 | 8.2362
2029 | SIWEM_PERC | High Demand Growth+Expected Future Gas Supply+Reduced Rankine Availability+Delayed Build+Upgraded HVDC+Constrained Operational Capacity+Low Wind & Solar | -0.026737 | 3.7929 | 3.7929
2030 | SIWEM_PERC | High Demand Growth+Expected Future Gas Supply+Reduced Rankine Availability+Delayed Build+Upgraded HVDC+Constrained Operational Capacity+Low Wind & Solar | -6.3293 | 2.661 | 12.2309
2031 | SIWEM_PERC | High Demand Growth+Expected Future Gas Supply+Reduced Rankine Availability+Delayed Build+Upgraded HVDC+Constrained Operational Capacity+Low Wind & Solar | -11.5927 | -3.1316 | 7.2404
2032 | SIWEM_PERC | High Demand Growth+Expected Future Gas Supply+Reduced Rankine Availability+Delayed Build+Upgraded HVDC+Constrained Operational Capacity+Low Wind & Solar | -13.3541 | -3.7888 | 11.2309
2033 | SIWEM_PERC | High Demand Growth+Expected Future Gas Supply+Reduced Rankine Availability+Delayed Build+Upgraded HVDC+Constrained Operational Capacity+Low Wind & Solar | -14.9631 | -5.6039 | 15.7759
2034 | SIWEM_PERC | High Demand Growth+Expected Future Gas Supply+Reduced Rankine Availability+Delayed Build+Upgraded HVDC+Constrained Operational Capacity+Low Wind & Solar | -16.7004 | -7.5635 | 11.1647
2035 | SIWEM_PERC | High Demand Growth+Expected Future Gas Supply+Reduced Rankine Availability+Delayed Build+Upgraded HVDC+Constrained Operational Capacity+Low Wind & Solar | -17.9484 | -8.982 | 10.529
2026 | NZWEM_PERC | High Demand Growth+Expected Future Gas Supply+Increased Demand Response | 16.1169 | 16.1722 | 16.1722
2027 | NZWEM_PERC | High Demand Growth+Expected Future Gas Supply+Increased Demand Response | 13.0247 | 14.7544 | 15.0535
2028 | NZWEM_PERC | High Demand Growth+Expected Future Gas Supply+Increased Demand Response | 6.3679 | 13.6837 | 17.7412
2029 | NZWEM_PERC | High Demand Growth+Expected Future Gas Supply+Increased Demand Response | 7.0715 | 17.0244 | 24.899
2030 | NZWEM_PERC | High Demand Growth+Expected Future Gas Supply+Increased Demand Response | 0.34995 | 11.619 | 23.9793
2031 | NZWEM_PERC | High Demand Growth+Expected Future Gas Supply+Increased Demand Response | -3.6844 | 7.1905 | 24.0544
2032 | NZWEM_PERC | High Demand Growth+Expected Future Gas Supply+Increased Demand Response | -6.5683 | 4.3213 | 21.5512
2033 | NZWEM_PERC | High Demand Growth+Expected Future Gas Supply+Increased Demand Response | -8.8549 | 1.7573 | 19.9925
2034 | NZWEM_PERC | High Demand Growth+Expected Future Gas Supply+Increased Demand Response | -11.1671 | -0.51512 | 17.1911
2035 | NZWEM_PERC | High Demand Growth+Expected Future Gas Supply+Increased Demand Response | -12.6206 | -2.1435 | 15.1451
2026 | NIWCM | High Demand Growth+Expected Future Gas Supply+Increased Demand Response | 1020.1216 | 1020.9214 | 1020.9214
2027 | NIWCM | High Demand Growth+Expected Future Gas Supply+Increased Demand Response | 1173.2326 | 1204.8335 | 1209.37
2028 | NIWCM | High Demand Growth+Expected Future Gas Supply+Increased Demand Response | 1056.3289 | 1704.7514 | 1774.7903
2029 | NIWCM | High Demand Growth+Expected Future Gas Supply+Increased Demand Response | 748.8543 | 1643.9768 | 1973.0064
2030 | NIWCM | High Demand Growth+Expected Future Gas Supply+Increased Demand Response | 305.4046 | 1332.1085 | 1892.2351
2031 | NIWCM | High Demand Growth+Expected Future Gas Supply+Increased Demand Response | 46.8149 | 1093.2736 | 1908.8663
2032 | NIWCM | High Demand Growth+Expected Future Gas Supply+Increased Demand Response | -168.0765 | 899.5865 | 1755.2112
2033 | NIWCM | High Demand Growth+Expected Future Gas Supply+Increased Demand Response | -364.9056 | 703.1647 | 1632.2913
2034 | NIWCM | High Demand Growth+Expected Future Gas Supply+Increased Demand Response | -593.2946 | 520.7164 | 1532.6392
2035 | NIWCM | High Demand Growth+Expected Future Gas Supply+Increased Demand Response | -760.1654 | 367.3579 | 1382.7488
2026 | SIWEM_PERC | High Demand Growth+Expected Future Gas Supply+Increased Demand Response | 43.3808 | 43.5366 | 43.5366
2027 | SIWEM_PERC | High Demand Growth+Expected Future Gas Supply+Increased Demand Response | 34.3939 | 39.2108 | 40.0435
2028 | SIWEM_PERC | High Demand Growth+Expected Future Gas Supply+Increased Demand Response | 15.7346 | 35.8739 | 47.0439
2029 | SIWEM_PERC | High Demand Growth+Expected Future Gas Supply+Increased Demand Response | 17.539 | 35.3417 | 48.8587
2030 | SIWEM_PERC | High Demand Growth+Expected Future Gas Supply+Increased Demand Response | -0.66834 | 26.862 | 43.9706
2031 | SIWEM_PERC | High Demand Growth+Expected Future Gas Supply+Increased Demand Response | -8.7515 | 17.4556 | 39.961
2032 | SIWEM_PERC | High Demand Growth+Expected Future Gas Supply+Increased Demand Response | -10.5156 | 9.9233 | 37.1204
2033 | SIWEM_PERC | High Demand Growth+Expected Future Gas Supply+Increased Demand Response | -12.1285 | 3.1135 | 34.5085
2034 | SIWEM_PERC | High Demand Growth+Expected Future Gas Supply+Increased Demand Response | -13.8721 | -2.9904 | 31.6853
2035 | SIWEM_PERC | High Demand Growth+Expected Future Gas Supply+Increased Demand Response | -15.1242 | -4.93 | 29.6048
2026 | NZWEM_PERC | High Demand Growth+Expected Future Gas Supply+Increased Demand Response+Low Wind & Solar | 14.954 | 15.004 | 15.004
2027 | NZWEM_PERC | High Demand Growth+Expected Future Gas Supply+Increased Demand Response+Low Wind & Solar | 11.7563 | 13.3173 | 13.5871
2028 | NZWEM_PERC | High Demand Growth+Expected Future Gas Supply+Increased Demand Response+Low Wind & Solar | 5.0626 | 11.6648 | 15.3266
2029 | NZWEM_PERC | High Demand Growth+Expected Future Gas Supply+Increased Demand Response+Low Wind & Solar | 5.8013 | 14.7834 | 21.89
2030 | NZWEM_PERC | High Demand Growth+Expected Future Gas Supply+Increased Demand Response+Low Wind & Solar | -0.84224 | 9.3706 | 20.5575
2031 | NZWEM_PERC | High Demand Growth+Expected Future Gas Supply+Increased Demand Response+Low Wind & Solar | -4.8269 | 5.0359 | 20.2857
2032 | NZWEM_PERC | High Demand Growth+Expected Future Gas Supply+Increased Demand Response+Low Wind & Solar | -7.6785 | 2.1961 | 17.8053
2033 | NZWEM_PERC | High Demand Growth+Expected Future Gas Supply+Increased Demand Response+Low Wind & Solar | -9.9368 | -0.31374 | 16.2012
2034 | NZWEM_PERC | High Demand Growth+Expected Future Gas Supply+Increased Demand Response+Low Wind & Solar | -12.2177 | -2.526 | 13.5097
2035 | NZWEM_PERC | High Demand Growth+Expected Future Gas Supply+Increased Demand Response+Low Wind & Solar | -13.6464 | -4.107 | 11.5506
2026 | NIWCM | High Demand Growth+Expected Future Gas Supply+Increased Demand Response+Low Wind & Solar | 1020.1216 | 1020.9214 | 1020.9214
2027 | NIWCM | High Demand Growth+Expected Future Gas Supply+Increased Demand Response+Low Wind & Solar | 1173.2326 | 1204.8335 | 1209.37
2028 | NIWCM | High Demand Growth+Expected Future Gas Supply+Increased Demand Response+Low Wind & Solar | 1056.3289 | 1704.7514 | 1774.7903
2029 | NIWCM | High Demand Growth+Expected Future Gas Supply+Increased Demand Response+Low Wind & Solar | 748.8543 | 1643.9768 | 1973.0064
2030 | NIWCM | High Demand Growth+Expected Future Gas Supply+Increased Demand Response+Low Wind & Solar | 305.4046 | 1332.1085 | 1892.2351
2031 | NIWCM | High Demand Growth+Expected Future Gas Supply+Increased Demand Response+Low Wind & Solar | 46.8149 | 1093.2736 | 1908.8663
2032 | NIWCM | High Demand Growth+Expected Future Gas Supply+Increased Demand Response+Low Wind & Solar | -168.0765 | 899.5865 | 1755.2112
2033 | NIWCM | High Demand Growth+Expected Future Gas Supply+Increased Demand Response+Low Wind & Solar | -364.9056 | 703.1647 | 1632.2913
2034 | NIWCM | High Demand Growth+Expected Future Gas Supply+Increased Demand Response+Low Wind & Solar | -593.2946 | 520.7164 | 1532.6392
2035 | NIWCM | High Demand Growth+Expected Future Gas Supply+Increased Demand Response+Low Wind & Solar | -760.1654 | 367.3579 | 1382.7488
2026 | SIWEM_PERC | High Demand Growth+Expected Future Gas Supply+Increased Demand Response+Low Wind & Solar | 40.1103 | 40.2509 | 40.2509
2027 | SIWEM_PERC | High Demand Growth+Expected Future Gas Supply+Increased Demand Response+Low Wind & Solar | 30.8615 | 35.2085 | 35.9601
2028 | SIWEM_PERC | High Demand Growth+Expected Future Gas Supply+Increased Demand Response+Low Wind & Solar | 12.1412 | 30.3162 | 40.3968
2029 | SIWEM_PERC | High Demand Growth+Expected Future Gas Supply+Increased Demand Response+Low Wind & Solar | 14.0796 | 33.4057 | 45.6043
2030 | SIWEM_PERC | High Demand Growth+Expected Future Gas Supply+Increased Demand Response+Low Wind & Solar | -3.8621 | 23.4972 | 40.3589
2031 | SIWEM_PERC | High Demand Growth+Expected Future Gas Supply+Increased Demand Response+Low Wind & Solar | -9.5005 | 11.7773 | 36.1683
2032 | SIWEM_PERC | High Demand Growth+Expected Future Gas Supply+Increased Demand Response+Low Wind & Solar | -11.248 | 4.2872 | 33.4115
2033 | SIWEM_PERC | High Demand Growth+Expected Future Gas Supply+Increased Demand Response+Low Wind & Solar | -12.8456 | -2.4044 | 30.8773
2034 | SIWEM_PERC | High Demand Growth+Expected Future Gas Supply+Increased Demand Response+Low Wind & Solar | -14.5725 | -5.2022 | 28.1383
2035 | SIWEM_PERC | High Demand Growth+Expected Future Gas Supply+Increased Demand Response+Low Wind & Solar | -15.8119 | -6.612 | 26.1222
2026 | NZWEM_PERC | High Demand Growth+Expected Future Gas Supply+Increased Demand Response+Constrained Operational Capacity | 16.1169 | 16.1722 | 16.1722
2027 | NZWEM_PERC | High Demand Growth+Expected Future Gas Supply+Increased Demand Response+Constrained Operational Capacity | 13.0247 | 14.7544 | 15.0535
2028 | NZWEM_PERC | High Demand Growth+Expected Future Gas Supply+Increased Demand Response+Constrained Operational Capacity | 6.3679 | 13.6837 | 17.7412
2029 | NZWEM_PERC | High Demand Growth+Expected Future Gas Supply+Increased Demand Response+Constrained Operational Capacity | 7.0715 | 17.0244 | 24.899
2030 | NZWEM_PERC | High Demand Growth+Expected Future Gas Supply+Increased Demand Response+Constrained Operational Capacity | 0.34995 | 11.619 | 23.9793
2031 | NZWEM_PERC | High Demand Growth+Expected Future Gas Supply+Increased Demand Response+Constrained Operational Capacity | -3.6844 | 7.1905 | 24.0544
2032 | NZWEM_PERC | High Demand Growth+Expected Future Gas Supply+Increased Demand Response+Constrained Operational Capacity | -6.5683 | 4.3213 | 21.5512
2033 | NZWEM_PERC | High Demand Growth+Expected Future Gas Supply+Increased Demand Response+Constrained Operational Capacity | -8.8549 | 1.7573 | 19.9925
2034 | NZWEM_PERC | High Demand Growth+Expected Future Gas Supply+Increased Demand Response+Constrained Operational Capacity | -11.1671 | -0.51512 | 17.1911
2035 | NZWEM_PERC | High Demand Growth+Expected Future Gas Supply+Increased Demand Response+Constrained Operational Capacity | -12.6206 | -2.1435 | 15.1451
2026 | NIWCM | High Demand Growth+Expected Future Gas Supply+Increased Demand Response+Constrained Operational Capacity | 439.5221 | 439.5221 | 439.5221
2027 | NIWCM | High Demand Growth+Expected Future Gas Supply+Increased Demand Response+Constrained Operational Capacity | 551.3465 | 555.2176 | 555.2176
2028 | NIWCM | High Demand Growth+Expected Future Gas Supply+Increased Demand Response+Constrained Operational Capacity | 399.4221 | 894.0563 | 902.3906
2029 | NIWCM | High Demand Growth+Expected Future Gas Supply+Increased Demand Response+Constrained Operational Capacity | 75.5346 | 725.1855 | 882.5706
2030 | NIWCM | High Demand Growth+Expected Future Gas Supply+Increased Demand Response+Constrained Operational Capacity | -373.4607 | 368.0087 | 581.345
2031 | NIWCM | High Demand Growth+Expected Future Gas Supply+Increased Demand Response+Constrained Operational Capacity | -633.7907 | 118.4285 | 392.1371
2032 | NIWCM | High Demand Growth+Expected Future Gas Supply+Increased Demand Response+Constrained Operational Capacity | -848.3384 | -93.6986 | 203.3809
2033 | NIWCM | High Demand Growth+Expected Future Gas Supply+Increased Demand Response+Constrained Operational Capacity | -1048.9768 | -290.462 | 15.2372
2034 | NIWCM | High Demand Growth+Expected Future Gas Supply+Increased Demand Response+Constrained Operational Capacity | -1271.3344 | -475.5906 | -91.021
2035 | NIWCM | High Demand Growth+Expected Future Gas Supply+Increased Demand Response+Constrained Operational Capacity | -1382.3925 | -632.0267 | -244.7684
2026 | SIWEM_PERC | High Demand Growth+Expected Future Gas Supply+Increased Demand Response+Constrained Operational Capacity | 43.3808 | 43.5366 | 43.5366
2027 | SIWEM_PERC | High Demand Growth+Expected Future Gas Supply+Increased Demand Response+Constrained Operational Capacity | 34.3939 | 39.2108 | 40.0435
2028 | SIWEM_PERC | High Demand Growth+Expected Future Gas Supply+Increased Demand Response+Constrained Operational Capacity | 15.7346 | 35.8739 | 47.0439
2029 | SIWEM_PERC | High Demand Growth+Expected Future Gas Supply+Increased Demand Response+Constrained Operational Capacity | 17.539 | 35.3417 | 48.8587
2030 | SIWEM_PERC | High Demand Growth+Expected Future Gas Supply+Increased Demand Response+Constrained Operational Capacity | -0.66834 | 26.862 | 43.9706
2031 | SIWEM_PERC | High Demand Growth+Expected Future Gas Supply+Increased Demand Response+Constrained Operational Capacity | -8.7515 | 17.4556 | 39.961
2032 | SIWEM_PERC | High Demand Growth+Expected Future Gas Supply+Increased Demand Response+Constrained Operational Capacity | -10.5156 | 9.9233 | 37.1204
2033 | SIWEM_PERC | High Demand Growth+Expected Future Gas Supply+Increased Demand Response+Constrained Operational Capacity | -12.1285 | 3.1135 | 34.5085
2034 | SIWEM_PERC | High Demand Growth+Expected Future Gas Supply+Increased Demand Response+Constrained Operational Capacity | -13.8721 | -2.9904 | 31.6853
2035 | SIWEM_PERC | High Demand Growth+Expected Future Gas Supply+Increased Demand Response+Constrained Operational Capacity | -15.1242 | -4.93 | 29.6048
2026 | NZWEM_PERC | High Demand Growth+Expected Future Gas Supply+Increased Demand Response+Constrained Operational Capacity+Low Wind & Solar | 14.954 | 15.004 | 15.004
2027 | NZWEM_PERC | High Demand Growth+Expected Future Gas Supply+Increased Demand Response+Constrained Operational Capacity+Low Wind & Solar | 11.7563 | 13.3173 | 13.5871
2028 | NZWEM_PERC | High Demand Growth+Expected Future Gas Supply+Increased Demand Response+Constrained Operational Capacity+Low Wind & Solar | 5.0626 | 11.6648 | 15.3266
2029 | NZWEM_PERC | High Demand Growth+Expected Future Gas Supply+Increased Demand Response+Constrained Operational Capacity+Low Wind & Solar | 5.8013 | 14.7834 | 21.89
2030 | NZWEM_PERC | High Demand Growth+Expected Future Gas Supply+Increased Demand Response+Constrained Operational Capacity+Low Wind & Solar | -0.84224 | 9.3706 | 20.5575
2031 | NZWEM_PERC | High Demand Growth+Expected Future Gas Supply+Increased Demand Response+Constrained Operational Capacity+Low Wind & Solar | -4.8269 | 5.0359 | 20.2857
2032 | NZWEM_PERC | High Demand Growth+Expected Future Gas Supply+Increased Demand Response+Constrained Operational Capacity+Low Wind & Solar | -7.6785 | 2.1961 | 17.8053
2033 | NZWEM_PERC | High Demand Growth+Expected Future Gas Supply+Increased Demand Response+Constrained Operational Capacity+Low Wind & Solar | -9.9368 | -0.31374 | 16.2012
2034 | NZWEM_PERC | High Demand Growth+Expected Future Gas Supply+Increased Demand Response+Constrained Operational Capacity+Low Wind & Solar | -12.2177 | -2.526 | 13.5097
2035 | NZWEM_PERC | High Demand Growth+Expected Future Gas Supply+Increased Demand Response+Constrained Operational Capacity+Low Wind & Solar | -13.6464 | -4.107 | 11.5506
2026 | NIWCM | High Demand Growth+Expected Future Gas Supply+Increased Demand Response+Constrained Operational Capacity+Low Wind & Solar | 439.5221 | 439.5221 | 439.5221
2027 | NIWCM | High Demand Growth+Expected Future Gas Supply+Increased Demand Response+Constrained Operational Capacity+Low Wind & Solar | 551.3465 | 555.2176 | 555.2176
2028 | NIWCM | High Demand Growth+Expected Future Gas Supply+Increased Demand Response+Constrained Operational Capacity+Low Wind & Solar | 399.4221 | 894.0563 | 902.3906
2029 | NIWCM | High Demand Growth+Expected Future Gas Supply+Increased Demand Response+Constrained Operational Capacity+Low Wind & Solar | 75.5346 | 725.1855 | 882.5706
2030 | NIWCM | High Demand Growth+Expected Future Gas Supply+Increased Demand Response+Constrained Operational Capacity+Low Wind & Solar | -373.4607 | 368.0087 | 581.345
2031 | NIWCM | High Demand Growth+Expected Future Gas Supply+Increased Demand Response+Constrained Operational Capacity+Low Wind & Solar | -633.7907 | 118.4285 | 392.1371
2032 | NIWCM | High Demand Growth+Expected Future Gas Supply+Increased Demand Response+Constrained Operational Capacity+Low Wind & Solar | -848.3384 | -93.6986 | 203.3809
2033 | NIWCM | High Demand Growth+Expected Future Gas Supply+Increased Demand Response+Constrained Operational Capacity+Low Wind & Solar | -1048.9768 | -290.462 | 15.2372
2034 | NIWCM | High Demand Growth+Expected Future Gas Supply+Increased Demand Response+Constrained Operational Capacity+Low Wind & Solar | -1271.3344 | -475.5906 | -91.021
2035 | NIWCM | High Demand Growth+Expected Future Gas Supply+Increased Demand Response+Constrained Operational Capacity+Low Wind & Solar | -1382.3925 | -632.0267 | -244.7684
2026 | SIWEM_PERC | High Demand Growth+Expected Future Gas Supply+Increased Demand Response+Constrained Operational Capacity+Low Wind & Solar | 40.1103 | 40.2509 | 40.2509
2027 | SIWEM_PERC | High Demand Growth+Expected Future Gas Supply+Increased Demand Response+Constrained Operational Capacity+Low Wind & Solar | 30.8615 | 35.2085 | 35.9601
2028 | SIWEM_PERC | High Demand Growth+Expected Future Gas Supply+Increased Demand Response+Constrained Operational Capacity+Low Wind & Solar | 12.1412 | 30.3162 | 40.3968
2029 | SIWEM_PERC | High Demand Growth+Expected Future Gas Supply+Increased Demand Response+Constrained Operational Capacity+Low Wind & Solar | 14.0796 | 33.4057 | 45.6043
2030 | SIWEM_PERC | High Demand Growth+Expected Future Gas Supply+Increased Demand Response+Constrained Operational Capacity+Low Wind & Solar | -3.8621 | 23.4972 | 40.3589
2031 | SIWEM_PERC | High Demand Growth+Expected Future Gas Supply+Increased Demand Response+Constrained Operational Capacity+Low Wind & Solar | -9.5005 | 11.7773 | 36.1683
2032 | SIWEM_PERC | High Demand Growth+Expected Future Gas Supply+Increased Demand Response+Constrained Operational Capacity+Low Wind & Solar | -11.248 | 4.2872 | 33.4115
2033 | SIWEM_PERC | High Demand Growth+Expected Future Gas Supply+Increased Demand Response+Constrained Operational Capacity+Low Wind & Solar | -12.8456 | -2.4044 | 30.8773
2034 | SIWEM_PERC | High Demand Growth+Expected Future Gas Supply+Increased Demand Response+Constrained Operational Capacity+Low Wind & Solar | -14.5725 | -5.2022 | 28.1383
2035 | SIWEM_PERC | High Demand Growth+Expected Future Gas Supply+Increased Demand Response+Constrained Operational Capacity+Low Wind & Solar | -15.8119 | -6.612 | 26.1222
2026 | NZWEM_PERC | High Demand Growth+Expected Future Gas Supply+Increased Demand Response+Upgraded HVDC | 16.1169 | 16.1722 | 16.1722
2027 | NZWEM_PERC | High Demand Growth+Expected Future Gas Supply+Increased Demand Response+Upgraded HVDC | 13.0247 | 14.7544 | 15.0535
2028 | NZWEM_PERC | High Demand Growth+Expected Future Gas Supply+Increased Demand Response+Upgraded HVDC | 6.3679 | 13.6837 | 17.7412
2029 | NZWEM_PERC | High Demand Growth+Expected Future Gas Supply+Increased Demand Response+Upgraded HVDC | 7.0715 | 17.0244 | 24.899
2030 | NZWEM_PERC | High Demand Growth+Expected Future Gas Supply+Increased Demand Response+Upgraded HVDC | 0.34995 | 11.619 | 23.9793
2031 | NZWEM_PERC | High Demand Growth+Expected Future Gas Supply+Increased Demand Response+Upgraded HVDC | -3.6844 | 7.1905 | 24.0544
2032 | NZWEM_PERC | High Demand Growth+Expected Future Gas Supply+Increased Demand Response+Upgraded HVDC | -6.5683 | 4.3213 | 21.5512
2033 | NZWEM_PERC | High Demand Growth+Expected Future Gas Supply+Increased Demand Response+Upgraded HVDC | -8.8549 | 1.7573 | 19.9925
2034 | NZWEM_PERC | High Demand Growth+Expected Future Gas Supply+Increased Demand Response+Upgraded HVDC | -11.1671 | -0.51512 | 17.1911
2035 | NZWEM_PERC | High Demand Growth+Expected Future Gas Supply+Increased Demand Response+Upgraded HVDC | -12.6206 | -2.1435 | 15.1451
2026 | NIWCM | High Demand Growth+Expected Future Gas Supply+Increased Demand Response+Upgraded HVDC | 1020.1216 | 1020.9214 | 1020.9214
2027 | NIWCM | High Demand Growth+Expected Future Gas Supply+Increased Demand Response+Upgraded HVDC | 1173.2326 | 1204.8335 | 1209.37
2028 | NIWCM | High Demand Growth+Expected Future Gas Supply+Increased Demand Response+Upgraded HVDC | 1056.3289 | 1704.7514 | 1774.7903
2029 | NIWCM | High Demand Growth+Expected Future Gas Supply+Increased Demand Response+Upgraded HVDC | 748.8543 | 1643.9768 | 1973.0064
2030 | NIWCM | High Demand Growth+Expected Future Gas Supply+Increased Demand Response+Upgraded HVDC | 305.4046 | 1332.1085 | 1892.2351
2031 | NIWCM | High Demand Growth+Expected Future Gas Supply+Increased Demand Response+Upgraded HVDC | 46.8149 | 1093.2736 | 1908.8641
2032 | NIWCM | High Demand Growth+Expected Future Gas Supply+Increased Demand Response+Upgraded HVDC | -168.0765 | 899.5865 | 1755.212
2033 | NIWCM | High Demand Growth+Expected Future Gas Supply+Increased Demand Response+Upgraded HVDC | -364.9056 | 703.1647 | 1632.2913
2034 | NIWCM | High Demand Growth+Expected Future Gas Supply+Increased Demand Response+Upgraded HVDC | -593.2946 | 520.7164 | 1532.6392
2035 | NIWCM | High Demand Growth+Expected Future Gas Supply+Increased Demand Response+Upgraded HVDC | -760.1654 | 367.3579 | 1382.7488
2026 | SIWEM_PERC | High Demand Growth+Expected Future Gas Supply+Increased Demand Response+Upgraded HVDC | 43.3808 | 43.5366 | 43.5366
2027 | SIWEM_PERC | High Demand Growth+Expected Future Gas Supply+Increased Demand Response+Upgraded HVDC | 34.3939 | 39.2108 | 40.0435
2028 | SIWEM_PERC | High Demand Growth+Expected Future Gas Supply+Increased Demand Response+Upgraded HVDC | 15.7346 | 35.8739 | 47.0439
2029 | SIWEM_PERC | High Demand Growth+Expected Future Gas Supply+Increased Demand Response+Upgraded HVDC | 17.539 | 43.8142 | 64.5522
2030 | SIWEM_PERC | High Demand Growth+Expected Future Gas Supply+Increased Demand Response+Upgraded HVDC | -0.66834 | 29.2827 | 60.5274
2031 | SIWEM_PERC | High Demand Growth+Expected Future Gas Supply+Increased Demand Response+Upgraded HVDC | -8.7515 | 17.4556 | 55.5701
2032 | SIWEM_PERC | High Demand Growth+Expected Future Gas Supply+Increased Demand Response+Upgraded HVDC | -10.5156 | 9.9233 | 52.3845
2033 | SIWEM_PERC | High Demand Growth+Expected Future Gas Supply+Increased Demand Response+Upgraded HVDC | -12.1285 | 3.1135 | 49.4525
2034 | SIWEM_PERC | High Demand Growth+Expected Future Gas Supply+Increased Demand Response+Upgraded HVDC | -13.8721 | -2.9904 | 43.3272
2035 | SIWEM_PERC | High Demand Growth+Expected Future Gas Supply+Increased Demand Response+Upgraded HVDC | -15.1242 | -4.93 | 38.3172
2026 | NZWEM_PERC | High Demand Growth+Expected Future Gas Supply+Increased Demand Response+Upgraded HVDC+Low Wind & Solar | 14.954 | 15.004 | 15.004
2027 | NZWEM_PERC | High Demand Growth+Expected Future Gas Supply+Increased Demand Response+Upgraded HVDC+Low Wind & Solar | 11.7563 | 13.3173 | 13.5871
2028 | NZWEM_PERC | High Demand Growth+Expected Future Gas Supply+Increased Demand Response+Upgraded HVDC+Low Wind & Solar | 5.0626 | 11.6648 | 15.3266
2029 | NZWEM_PERC | High Demand Growth+Expected Future Gas Supply+Increased Demand Response+Upgraded HVDC+Low Wind & Solar | 5.8013 | 14.7834 | 21.89
2030 | NZWEM_PERC | High Demand Growth+Expected Future Gas Supply+Increased Demand Response+Upgraded HVDC+Low Wind & Solar | -0.84224 | 9.3706 | 20.5575
2031 | NZWEM_PERC | High Demand Growth+Expected Future Gas Supply+Increased Demand Response+Upgraded HVDC+Low Wind & Solar | -4.8269 | 5.0359 | 20.2857
2032 | NZWEM_PERC | High Demand Growth+Expected Future Gas Supply+Increased Demand Response+Upgraded HVDC+Low Wind & Solar | -7.6785 | 2.1961 | 17.8053
2033 | NZWEM_PERC | High Demand Growth+Expected Future Gas Supply+Increased Demand Response+Upgraded HVDC+Low Wind & Solar | -9.9368 | -0.31374 | 16.2012
2034 | NZWEM_PERC | High Demand Growth+Expected Future Gas Supply+Increased Demand Response+Upgraded HVDC+Low Wind & Solar | -12.2177 | -2.526 | 13.5097
2035 | NZWEM_PERC | High Demand Growth+Expected Future Gas Supply+Increased Demand Response+Upgraded HVDC+Low Wind & Solar | -13.6464 | -4.107 | 11.5506
2026 | NIWCM | High Demand Growth+Expected Future Gas Supply+Increased Demand Response+Upgraded HVDC+Low Wind & Solar | 1020.1216 | 1020.9214 | 1020.9214
2027 | NIWCM | High Demand Growth+Expected Future Gas Supply+Increased Demand Response+Upgraded HVDC+Low Wind & Solar | 1173.2326 | 1204.8335 | 1209.37
2028 | NIWCM | High Demand Growth+Expected Future Gas Supply+Increased Demand Response+Upgraded HVDC+Low Wind & Solar | 1056.3289 | 1704.7514 | 1774.7903
2029 | NIWCM | High Demand Growth+Expected Future Gas Supply+Increased Demand Response+Upgraded HVDC+Low Wind & Solar | 748.8543 | 1643.9768 | 1973.0064
2030 | NIWCM | High Demand Growth+Expected Future Gas Supply+Increased Demand Response+Upgraded HVDC+Low Wind & Solar | 305.4046 | 1332.1085 | 1892.2351
2031 | NIWCM | High Demand Growth+Expected Future Gas Supply+Increased Demand Response+Upgraded HVDC+Low Wind & Solar | 46.8149 | 1093.2736 | 1908.8641
2032 | NIWCM | High Demand Growth+Expected Future Gas Supply+Increased Demand Response+Upgraded HVDC+Low Wind & Solar | -168.0765 | 899.5865 | 1755.212
2033 | NIWCM | High Demand Growth+Expected Future Gas Supply+Increased Demand Response+Upgraded HVDC+Low Wind & Solar | -364.9056 | 703.1647 | 1632.2913
2034 | NIWCM | High Demand Growth+Expected Future Gas Supply+Increased Demand Response+Upgraded HVDC+Low Wind & Solar | -593.2946 | 520.7164 | 1532.6392
2035 | NIWCM | High Demand Growth+Expected Future Gas Supply+Increased Demand Response+Upgraded HVDC+Low Wind & Solar | -760.1654 | 367.3579 | 1382.7488
2026 | SIWEM_PERC | High Demand Growth+Expected Future Gas Supply+Increased Demand Response+Upgraded HVDC+Low Wind & Solar | 40.1103 | 40.2509 | 40.2509
2027 | SIWEM_PERC | High Demand Growth+Expected Future Gas Supply+Increased Demand Response+Upgraded HVDC+Low Wind & Solar | 30.8615 | 35.2085 | 35.9601
2028 | SIWEM_PERC | High Demand Growth+Expected Future Gas Supply+Increased Demand Response+Upgraded HVDC+Low Wind & Solar | 12.1412 | 30.3162 | 40.3968
2029 | SIWEM_PERC | High Demand Growth+Expected Future Gas Supply+Increased Demand Response+Upgraded HVDC+Low Wind & Solar | 14.0796 | 38.0834 | 56.7987
2030 | SIWEM_PERC | High Demand Growth+Expected Future Gas Supply+Increased Demand Response+Upgraded HVDC+Low Wind & Solar | -3.8621 | 23.4972 | 52.2944
2031 | SIWEM_PERC | High Demand Growth+Expected Future Gas Supply+Increased Demand Response+Upgraded HVDC+Low Wind & Solar | -9.5005 | 11.7773 | 50.5547
2032 | SIWEM_PERC | High Demand Growth+Expected Future Gas Supply+Increased Demand Response+Upgraded HVDC+Low Wind & Solar | -11.248 | 4.2872 | 44.5874
2033 | SIWEM_PERC | High Demand Growth+Expected Future Gas Supply+Increased Demand Response+Upgraded HVDC+Low Wind & Solar | -12.8456 | -2.4044 | 40.6389
2034 | SIWEM_PERC | High Demand Growth+Expected Future Gas Supply+Increased Demand Response+Upgraded HVDC+Low Wind & Solar | -14.5725 | -5.2022 | 34.0244
2035 | SIWEM_PERC | High Demand Growth+Expected Future Gas Supply+Increased Demand Response+Upgraded HVDC+Low Wind & Solar | -15.8119 | -6.612 | 29.1835
2026 | NZWEM_PERC | High Demand Growth+Expected Future Gas Supply+Increased Demand Response+Upgraded HVDC+Constrained Operational Capacity | 16.1169 | 16.1722 | 16.1722
2027 | NZWEM_PERC | High Demand Growth+Expected Future Gas Supply+Increased Demand Response+Upgraded HVDC+Constrained Operational Capacity | 13.0247 | 14.7544 | 15.0535
2028 | NZWEM_PERC | High Demand Growth+Expected Future Gas Supply+Increased Demand Response+Upgraded HVDC+Constrained Operational Capacity | 6.3679 | 13.6837 | 17.7412
2029 | NZWEM_PERC | High Demand Growth+Expected Future Gas Supply+Increased Demand Response+Upgraded HVDC+Constrained Operational Capacity | 7.0715 | 17.0244 | 24.899
2030 | NZWEM_PERC | High Demand Growth+Expected Future Gas Supply+Increased Demand Response+Upgraded HVDC+Constrained Operational Capacity | 0.34995 | 11.619 | 23.9793
2031 | NZWEM_PERC | High Demand Growth+Expected Future Gas Supply+Increased Demand Response+Upgraded HVDC+Constrained Operational Capacity | -3.6844 | 7.1905 | 24.0544
2032 | NZWEM_PERC | High Demand Growth+Expected Future Gas Supply+Increased Demand Response+Upgraded HVDC+Constrained Operational Capacity | -6.5683 | 4.3213 | 21.5512
2033 | NZWEM_PERC | High Demand Growth+Expected Future Gas Supply+Increased Demand Response+Upgraded HVDC+Constrained Operational Capacity | -8.8549 | 1.7573 | 19.9925
2034 | NZWEM_PERC | High Demand Growth+Expected Future Gas Supply+Increased Demand Response+Upgraded HVDC+Constrained Operational Capacity | -11.1671 | -0.51512 | 17.1911
2035 | NZWEM_PERC | High Demand Growth+Expected Future Gas Supply+Increased Demand Response+Upgraded HVDC+Constrained Operational Capacity | -12.6206 | -2.1435 | 15.1451
2026 | NIWCM | High Demand Growth+Expected Future Gas Supply+Increased Demand Response+Upgraded HVDC+Constrained Operational Capacity | 439.5221 | 439.5221 | 439.5221
2027 | NIWCM | High Demand Growth+Expected Future Gas Supply+Increased Demand Response+Upgraded HVDC+Constrained Operational Capacity | 551.3465 | 555.2176 | 555.2176
2028 | NIWCM | High Demand Growth+Expected Future Gas Supply+Increased Demand Response+Upgraded HVDC+Constrained Operational Capacity | 399.4221 | 894.0563 | 902.3906
2029 | NIWCM | High Demand Growth+Expected Future Gas Supply+Increased Demand Response+Upgraded HVDC+Constrained Operational Capacity | 75.5346 | 725.1855 | 882.5706
2030 | NIWCM | High Demand Growth+Expected Future Gas Supply+Increased Demand Response+Upgraded HVDC+Constrained Operational Capacity | -373.4607 | 368.0087 | 581.345
2031 | NIWCM | High Demand Growth+Expected Future Gas Supply+Increased Demand Response+Upgraded HVDC+Constrained Operational Capacity | -633.7907 | 118.4285 | 392.1371
2032 | NIWCM | High Demand Growth+Expected Future Gas Supply+Increased Demand Response+Upgraded HVDC+Constrained Operational Capacity | -848.3384 | -93.6986 | 203.3809
2033 | NIWCM | High Demand Growth+Expected Future Gas Supply+Increased Demand Response+Upgraded HVDC+Constrained Operational Capacity | -1048.9768 | -290.462 | 15.2372
2034 | NIWCM | High Demand Growth+Expected Future Gas Supply+Increased Demand Response+Upgraded HVDC+Constrained Operational Capacity | -1271.3344 | -475.5906 | -91.021
2035 | NIWCM | High Demand Growth+Expected Future Gas Supply+Increased Demand Response+Upgraded HVDC+Constrained Operational Capacity | -1382.3925 | -632.0267 | -244.7684
2026 | SIWEM_PERC | High Demand Growth+Expected Future Gas Supply+Increased Demand Response+Upgraded HVDC+Constrained Operational Capacity | 43.3808 | 43.5366 | 43.5366
2027 | SIWEM_PERC | High Demand Growth+Expected Future Gas Supply+Increased Demand Response+Upgraded HVDC+Constrained Operational Capacity | 34.3939 | 39.2108 | 40.0435
2028 | SIWEM_PERC | High Demand Growth+Expected Future Gas Supply+Increased Demand Response+Upgraded HVDC+Constrained Operational Capacity | 15.7346 | 35.8739 | 47.0439
2029 | SIWEM_PERC | High Demand Growth+Expected Future Gas Supply+Increased Demand Response+Upgraded HVDC+Constrained Operational Capacity | 17.539 | 43.8142 | 64.5522
2030 | SIWEM_PERC | High Demand Growth+Expected Future Gas Supply+Increased Demand Response+Upgraded HVDC+Constrained Operational Capacity | -0.66834 | 29.2827 | 60.5274
2031 | SIWEM_PERC | High Demand Growth+Expected Future Gas Supply+Increased Demand Response+Upgraded HVDC+Constrained Operational Capacity | -8.7515 | 17.4556 | 55.5701
2032 | SIWEM_PERC | High Demand Growth+Expected Future Gas Supply+Increased Demand Response+Upgraded HVDC+Constrained Operational Capacity | -10.5156 | 9.9233 | 52.3845
2033 | SIWEM_PERC | High Demand Growth+Expected Future Gas Supply+Increased Demand Response+Upgraded HVDC+Constrained Operational Capacity | -12.1285 | 3.1135 | 49.4525
2034 | SIWEM_PERC | High Demand Growth+Expected Future Gas Supply+Increased Demand Response+Upgraded HVDC+Constrained Operational Capacity | -13.8721 | -2.9904 | 43.3272
2035 | SIWEM_PERC | High Demand Growth+Expected Future Gas Supply+Increased Demand Response+Upgraded HVDC+Constrained Operational Capacity | -15.1242 | -4.93 | 38.3172
2026 | NZWEM_PERC | High Demand Growth+Expected Future Gas Supply+Increased Demand Response+Upgraded HVDC+Constrained Operational Capacity+Low Wind & Solar | 14.954 | 15.004 | 15.004
2027 | NZWEM_PERC | High Demand Growth+Expected Future Gas Supply+Increased Demand Response+Upgraded HVDC+Constrained Operational Capacity+Low Wind & Solar | 11.7563 | 13.3173 | 13.5871
2028 | NZWEM_PERC | High Demand Growth+Expected Future Gas Supply+Increased Demand Response+Upgraded HVDC+Constrained Operational Capacity+Low Wind & Solar | 5.0626 | 11.6648 | 15.3266
2029 | NZWEM_PERC | High Demand Growth+Expected Future Gas Supply+Increased Demand Response+Upgraded HVDC+Constrained Operational Capacity+Low Wind & Solar | 5.8013 | 14.7834 | 21.89
2030 | NZWEM_PERC | High Demand Growth+Expected Future Gas Supply+Increased Demand Response+Upgraded HVDC+Constrained Operational Capacity+Low Wind & Solar | -0.84224 | 9.3706 | 20.5575
2031 | NZWEM_PERC | High Demand Growth+Expected Future Gas Supply+Increased Demand Response+Upgraded HVDC+Constrained Operational Capacity+Low Wind & Solar | -4.8269 | 5.0359 | 20.2857
2032 | NZWEM_PERC | High Demand Growth+Expected Future Gas Supply+Increased Demand Response+Upgraded HVDC+Constrained Operational Capacity+Low Wind & Solar | -7.6785 | 2.1961 | 17.8053
2033 | NZWEM_PERC | High Demand Growth+Expected Future Gas Supply+Increased Demand Response+Upgraded HVDC+Constrained Operational Capacity+Low Wind & Solar | -9.9368 | -0.31374 | 16.2012
2034 | NZWEM_PERC | High Demand Growth+Expected Future Gas Supply+Increased Demand Response+Upgraded HVDC+Constrained Operational Capacity+Low Wind & Solar | -12.2177 | -2.526 | 13.5097
2035 | NZWEM_PERC | High Demand Growth+Expected Future Gas Supply+Increased Demand Response+Upgraded HVDC+Constrained Operational Capacity+Low Wind & Solar | -13.6464 | -4.107 | 11.5506
2026 | NIWCM | High Demand Growth+Expected Future Gas Supply+Increased Demand Response+Upgraded HVDC+Constrained Operational Capacity+Low Wind & Solar | 439.5221 | 439.5221 | 439.5221
2027 | NIWCM | High Demand Growth+Expected Future Gas Supply+Increased Demand Response+Upgraded HVDC+Constrained Operational Capacity+Low Wind & Solar | 551.3465 | 555.2176 | 555.2176
2028 | NIWCM | High Demand Growth+Expected Future Gas Supply+Increased Demand Response+Upgraded HVDC+Constrained Operational Capacity+Low Wind & Solar | 399.4221 | 894.0563 | 902.3906
2029 | NIWCM | High Demand Growth+Expected Future Gas Supply+Increased Demand Response+Upgraded HVDC+Constrained Operational Capacity+Low Wind & Solar | 75.5346 | 725.1855 | 882.5706
2030 | NIWCM | High Demand Growth+Expected Future Gas Supply+Increased Demand Response+Upgraded HVDC+Constrained Operational Capacity+Low Wind & Solar | -373.4607 | 368.0087 | 581.345
2031 | NIWCM | High Demand Growth+Expected Future Gas Supply+Increased Demand Response+Upgraded HVDC+Constrained Operational Capacity+Low Wind & Solar | -633.7907 | 118.4285 | 392.1371
2032 | NIWCM | High Demand Growth+Expected Future Gas Supply+Increased Demand Response+Upgraded HVDC+Constrained Operational Capacity+Low Wind & Solar | -848.3384 | -93.6986 | 203.3809
2033 | NIWCM | High Demand Growth+Expected Future Gas Supply+Increased Demand Response+Upgraded HVDC+Constrained Operational Capacity+Low Wind & Solar | -1048.9768 | -290.462 | 15.2372
2034 | NIWCM | High Demand Growth+Expected Future Gas Supply+Increased Demand Response+Upgraded HVDC+Constrained Operational Capacity+Low Wind & Solar | -1271.3344 | -475.5906 | -91.021
2035 | NIWCM | High Demand Growth+Expected Future Gas Supply+Increased Demand Response+Upgraded HVDC+Constrained Operational Capacity+Low Wind & Solar | -1382.3925 | -632.0267 | -244.7684
2026 | SIWEM_PERC | High Demand Growth+Expected Future Gas Supply+Increased Demand Response+Upgraded HVDC+Constrained Operational Capacity+Low Wind & Solar | 40.1103 | 40.2509 | 40.2509
2027 | SIWEM_PERC | High Demand Growth+Expected Future Gas Supply+Increased Demand Response+Upgraded HVDC+Constrained Operational Capacity+Low Wind & Solar | 30.8615 | 35.2085 | 35.9601
2028 | SIWEM_PERC | High Demand Growth+Expected Future Gas Supply+Increased Demand Response+Upgraded HVDC+Constrained Operational Capacity+Low Wind & Solar | 12.1412 | 30.3162 | 40.3968
2029 | SIWEM_PERC | High Demand Growth+Expected Future Gas Supply+Increased Demand Response+Upgraded HVDC+Constrained Operational Capacity+Low Wind & Solar | 14.0796 | 38.0834 | 56.7987
2030 | SIWEM_PERC | High Demand Growth+Expected Future Gas Supply+Increased Demand Response+Upgraded HVDC+Constrained Operational Capacity+Low Wind & Solar | -3.8621 | 23.4972 | 52.2944
2031 | SIWEM_PERC | High Demand Growth+Expected Future Gas Supply+Increased Demand Response+Upgraded HVDC+Constrained Operational Capacity+Low Wind & Solar | -9.5005 | 11.7773 | 50.5547
2032 | SIWEM_PERC | High Demand Growth+Expected Future Gas Supply+Increased Demand Response+Upgraded HVDC+Constrained Operational Capacity+Low Wind & Solar | -11.248 | 4.2872 | 44.5874
2033 | SIWEM_PERC | High Demand Growth+Expected Future Gas Supply+Increased Demand Response+Upgraded HVDC+Constrained Operational Capacity+Low Wind & Solar | -12.8456 | -2.4044 | 40.6389
2034 | SIWEM_PERC | High Demand Growth+Expected Future Gas Supply+Increased Demand Response+Upgraded HVDC+Constrained Operational Capacity+Low Wind & Solar | -14.5725 | -5.2022 | 34.0244
2035 | SIWEM_PERC | High Demand Growth+Expected Future Gas Supply+Increased Demand Response+Upgraded HVDC+Constrained Operational Capacity+Low Wind & Solar | -15.8119 | -6.612 | 29.1835
2026 | NZWEM_PERC | High Demand Growth+Expected Future Gas Supply+Increased Demand Response+Delayed Build | 11.6233 | 11.6233 | 11.6233
2027 | NZWEM_PERC | High Demand Growth+Expected Future Gas Supply+Increased Demand Response+Delayed Build | 6.0858 | 6.2189 | 6.3769
2028 | NZWEM_PERC | High Demand Growth+Expected Future Gas Supply+Increased Demand Response+Delayed Build | 2.5947 | 3.8966 | 4.18
2029 | NZWEM_PERC | High Demand Growth+Expected Future Gas Supply+Increased Demand Response+Delayed Build | 6.0711 | 8.5512 | 9.3215
2030 | NZWEM_PERC | High Demand Growth+Expected Future Gas Supply+Increased Demand Response+Delayed Build | 0.34995 | 7.9186 | 14.3163
2031 | NZWEM_PERC | High Demand Growth+Expected Future Gas Supply+Increased Demand Response+Delayed Build | -3.6844 | 6.1218 | 13.2048
2032 | NZWEM_PERC | High Demand Growth+Expected Future Gas Supply+Increased Demand Response+Delayed Build | -6.5683 | 3.5156 | 15.0262
2033 | NZWEM_PERC | High Demand Growth+Expected Future Gas Supply+Increased Demand Response+Delayed Build | -8.8549 | 1.0438 | 17.0137
2034 | NZWEM_PERC | High Demand Growth+Expected Future Gas Supply+Increased Demand Response+Delayed Build | -11.1671 | -1.251 | 15.0529
2035 | NZWEM_PERC | High Demand Growth+Expected Future Gas Supply+Increased Demand Response+Delayed Build | -12.6206 | -2.5593 | 14.7293
2026 | NIWCM | High Demand Growth+Expected Future Gas Supply+Increased Demand Response+Delayed Build | 741.7097 | 741.7097 | 741.7097
2027 | NIWCM | High Demand Growth+Expected Future Gas Supply+Increased Demand Response+Delayed Build | 773.7008 | 775.7044 | 778.1769
2028 | NIWCM | High Demand Growth+Expected Future Gas Supply+Increased Demand Response+Delayed Build | 800.8704 | 821.4527 | 825.9892
2029 | NIWCM | High Demand Growth+Expected Future Gas Supply+Increased Demand Response+Delayed Build | 540.388 | 668.6941 | 682.2864
2030 | NIWCM | High Demand Growth+Expected Future Gas Supply+Increased Demand Response+Delayed Build | 249.6281 | 975.8805 | 1268.8801
2031 | NIWCM | High Demand Growth+Expected Future Gas Supply+Increased Demand Response+Delayed Build | -26.1236 | 912.4003 | 1273.9201
2032 | NIWCM | High Demand Growth+Expected Future Gas Supply+Increased Demand Response+Delayed Build | -241.015 | 773.2788 | 1362.2408
2033 | NIWCM | High Demand Growth+Expected Future Gas Supply+Increased Demand Response+Delayed Build | -364.9056 | 658.1255 | 1487.8496
2034 | NIWCM | High Demand Growth+Expected Future Gas Supply+Increased Demand Response+Delayed Build | -593.2946 | 450.6272 | 1318.121
2035 | NIWCM | High Demand Growth+Expected Future Gas Supply+Increased Demand Response+Delayed Build | -760.1654 | 315.0259 | 1253.1878
2026 | SIWEM_PERC | High Demand Growth+Expected Future Gas Supply+Increased Demand Response+Delayed Build | 30.7425 | 30.7425 | 30.7425
2027 | SIWEM_PERC | High Demand Growth+Expected Future Gas Supply+Increased Demand Response+Delayed Build | 15.0705 | 15.4411 | 15.8809
2028 | SIWEM_PERC | High Demand Growth+Expected Future Gas Supply+Increased Demand Response+Delayed Build | 9.1882 | 10.9655 | 10.9655
2029 | SIWEM_PERC | High Demand Growth+Expected Future Gas Supply+Increased Demand Response+Delayed Build | 14.8145 | 21.5689 | 23.6668
2030 | SIWEM_PERC | High Demand Growth+Expected Future Gas Supply+Increased Demand Response+Delayed Build | -0.66834 | 19.6074 | 36.1026
2031 | SIWEM_PERC | High Demand Growth+Expected Future Gas Supply+Increased Demand Response+Delayed Build | -8.7515 | 14.639 | 30.1163
2032 | SIWEM_PERC | High Demand Growth+Expected Future Gas Supply+Increased Demand Response+Delayed Build | -10.5156 | 7.7867 | 33.2326
2033 | SIWEM_PERC | High Demand Growth+Expected Future Gas Supply+Increased Demand Response+Delayed Build | -12.1285 | 1.2125 | 34.5085
2034 | SIWEM_PERC | High Demand Growth+Expected Future Gas Supply+Increased Demand Response+Delayed Build | -13.8721 | -3.4891 | 31.6853
2035 | SIWEM_PERC | High Demand Growth+Expected Future Gas Supply+Increased Demand Response+Delayed Build | -15.1242 | -4.93 | 29.6048
2026 | NZWEM_PERC | High Demand Growth+Expected Future Gas Supply+Increased Demand Response+Delayed Build+Low Wind & Solar | 10.7387 | 10.7387 | 10.7387
2027 | NZWEM_PERC | High Demand Growth+Expected Future Gas Supply+Increased Demand Response+Delayed Build+Low Wind & Solar | 5.1855 | 5.3056 | 5.4482
2028 | NZWEM_PERC | High Demand Growth+Expected Future Gas Supply+Increased Demand Response+Delayed Build+Low Wind & Solar | 1.5099 | 2.6848 | 2.9405
2029 | NZWEM_PERC | High Demand Growth+Expected Future Gas Supply+Increased Demand Response+Delayed Build+Low Wind & Solar | 4.8985 | 7.1367 | 7.8318
2030 | NZWEM_PERC | High Demand Growth+Expected Future Gas Supply+Increased Demand Response+Delayed Build+Low Wind & Solar | -0.84224 | 5.9882 | 11.7619
2031 | NZWEM_PERC | High Demand Growth+Expected Future Gas Supply+Increased Demand Response+Delayed Build+Low Wind & Solar | -4.8269 | 4.0228 | 10.415
2032 | NZWEM_PERC | High Demand Growth+Expected Future Gas Supply+Increased Demand Response+Delayed Build+Low Wind & Solar | -7.6785 | 1.4219 | 11.8396
2033 | NZWEM_PERC | High Demand Growth+Expected Future Gas Supply+Increased Demand Response+Delayed Build+Low Wind & Solar | -9.9368 | -0.99664 | 13.4448
2034 | NZWEM_PERC | High Demand Growth+Expected Future Gas Supply+Increased Demand Response+Delayed Build+Low Wind & Solar | -12.2177 | -3.262 | 11.5083
2035 | NZWEM_PERC | High Demand Growth+Expected Future Gas Supply+Increased Demand Response+Delayed Build+Low Wind & Solar | -13.6464 | -4.5228 | 11.1347
2026 | NIWCM | High Demand Growth+Expected Future Gas Supply+Increased Demand Response+Delayed Build+Low Wind & Solar | 741.7097 | 741.7097 | 741.7097
2027 | NIWCM | High Demand Growth+Expected Future Gas Supply+Increased Demand Response+Delayed Build+Low Wind & Solar | 773.7008 | 775.7044 | 778.1769
2028 | NIWCM | High Demand Growth+Expected Future Gas Supply+Increased Demand Response+Delayed Build+Low Wind & Solar | 800.8704 | 821.4527 | 825.9892
2029 | NIWCM | High Demand Growth+Expected Future Gas Supply+Increased Demand Response+Delayed Build+Low Wind & Solar | 540.388 | 668.6941 | 682.2864
2030 | NIWCM | High Demand Growth+Expected Future Gas Supply+Increased Demand Response+Delayed Build+Low Wind & Solar | 249.6281 | 975.8805 | 1268.8801
2031 | NIWCM | High Demand Growth+Expected Future Gas Supply+Increased Demand Response+Delayed Build+Low Wind & Solar | -26.1236 | 912.4003 | 1273.9201
2032 | NIWCM | High Demand Growth+Expected Future Gas Supply+Increased Demand Response+Delayed Build+Low Wind & Solar | -241.015 | 773.2788 | 1362.2408
2033 | NIWCM | High Demand Growth+Expected Future Gas Supply+Increased Demand Response+Delayed Build+Low Wind & Solar | -364.9056 | 658.1255 | 1487.8496
2034 | NIWCM | High Demand Growth+Expected Future Gas Supply+Increased Demand Response+Delayed Build+Low Wind & Solar | -593.2946 | 450.6272 | 1318.121
2035 | NIWCM | High Demand Growth+Expected Future Gas Supply+Increased Demand Response+Delayed Build+Low Wind & Solar | -760.1654 | 315.0259 | 1253.1878
2026 | SIWEM_PERC | High Demand Growth+Expected Future Gas Supply+Increased Demand Response+Delayed Build+Low Wind & Solar | 28.2544 | 28.2544 | 28.2544
2027 | SIWEM_PERC | High Demand Growth+Expected Future Gas Supply+Increased Demand Response+Delayed Build+Low Wind & Solar | 12.6546 | 12.8978 | 13.2947
2028 | SIWEM_PERC | High Demand Growth+Expected Future Gas Supply+Increased Demand Response+Delayed Build+Low Wind & Solar | 8.4705 | 10.0745 | 10.0745
2029 | SIWEM_PERC | High Demand Growth+Expected Future Gas Supply+Increased Demand Response+Delayed Build+Low Wind & Solar | 11.6208 | 17.7165 | 19.6098
2030 | SIWEM_PERC | High Demand Growth+Expected Future Gas Supply+Increased Demand Response+Delayed Build+Low Wind & Solar | -3.8621 | 14.4361 | 29.9033
2031 | SIWEM_PERC | High Demand Growth+Expected Future Gas Supply+Increased Demand Response+Delayed Build+Low Wind & Solar | -9.5005 | 9.1075 | 25.9535
2032 | SIWEM_PERC | High Demand Growth+Expected Future Gas Supply+Increased Demand Response+Delayed Build+Low Wind & Solar | -11.248 | 2.2339 | 29.8626
2033 | SIWEM_PERC | High Demand Growth+Expected Future Gas Supply+Increased Demand Response+Delayed Build+Low Wind & Solar | -12.8456 | -3.2532 | 30.8773
2034 | SIWEM_PERC | High Demand Growth+Expected Future Gas Supply+Increased Demand Response+Delayed Build+Low Wind & Solar | -14.5725 | -5.2022 | 28.1383
2035 | SIWEM_PERC | High Demand Growth+Expected Future Gas Supply+Increased Demand Response+Delayed Build+Low Wind & Solar | -15.8119 | -6.612 | 26.1222
2026 | NZWEM_PERC | High Demand Growth+Expected Future Gas Supply+Increased Demand Response+Delayed Build+Constrained Operational Capacity | 11.6233 | 11.6233 | 11.6233
2027 | NZWEM_PERC | High Demand Growth+Expected Future Gas Supply+Increased Demand Response+Delayed Build+Constrained Operational Capacity | 6.0858 | 6.2189 | 6.3769
2028 | NZWEM_PERC | High Demand Growth+Expected Future Gas Supply+Increased Demand Response+Delayed Build+Constrained Operational Capacity | 2.5947 | 3.8966 | 4.18
2029 | NZWEM_PERC | High Demand Growth+Expected Future Gas Supply+Increased Demand Response+Delayed Build+Constrained Operational Capacity | 6.0711 | 8.5512 | 9.3215
2030 | NZWEM_PERC | High Demand Growth+Expected Future Gas Supply+Increased Demand Response+Delayed Build+Constrained Operational Capacity | 0.34995 | 7.9186 | 14.3163
2031 | NZWEM_PERC | High Demand Growth+Expected Future Gas Supply+Increased Demand Response+Delayed Build+Constrained Operational Capacity | -3.6844 | 6.1218 | 13.2048
2032 | NZWEM_PERC | High Demand Growth+Expected Future Gas Supply+Increased Demand Response+Delayed Build+Constrained Operational Capacity | -6.5683 | 3.5156 | 15.0262
2033 | NZWEM_PERC | High Demand Growth+Expected Future Gas Supply+Increased Demand Response+Delayed Build+Constrained Operational Capacity | -8.8549 | 1.0438 | 17.0137
2034 | NZWEM_PERC | High Demand Growth+Expected Future Gas Supply+Increased Demand Response+Delayed Build+Constrained Operational Capacity | -11.1671 | -1.251 | 15.0529
2035 | NZWEM_PERC | High Demand Growth+Expected Future Gas Supply+Increased Demand Response+Delayed Build+Constrained Operational Capacity | -12.6206 | -2.5593 | 14.7293
2026 | NIWCM | High Demand Growth+Expected Future Gas Supply+Increased Demand Response+Delayed Build+Constrained Operational Capacity | 209.2066 | 209.2066 | 209.2066
2027 | NIWCM | High Demand Growth+Expected Future Gas Supply+Increased Demand Response+Delayed Build+Constrained Operational Capacity | 234.8086 | 234.8086 | 234.8086
2028 | NIWCM | High Demand Growth+Expected Future Gas Supply+Increased Demand Response+Delayed Build+Constrained Operational Capacity | 189.4472 | 189.4472 | 189.4472
2029 | NIWCM | High Demand Growth+Expected Future Gas Supply+Increased Demand Response+Delayed Build+Constrained Operational Capacity | -104.6736 | -22.4911 | -22.4911
2030 | NIWCM | High Demand Growth+Expected Future Gas Supply+Increased Demand Response+Delayed Build+Constrained Operational Capacity | -429.2372 | 84.4296 | 202.3611
2031 | NIWCM | High Demand Growth+Expected Future Gas Supply+Increased Demand Response+Delayed Build+Constrained Operational Capacity | -706.7292 | -53.7864 | 105.5011
2032 | NIWCM | High Demand Growth+Expected Future Gas Supply+Increased Demand Response+Delayed Build+Constrained Operational Capacity | -921.2769 | -205.4263 | 10.2368
2033 | NIWCM | High Demand Growth+Expected Future Gas Supply+Increased Demand Response+Delayed Build+Constrained Operational Capacity | -1048.9768 | -320.9212 | -46.6745
2034 | NIWCM | High Demand Growth+Expected Future Gas Supply+Increased Demand Response+Delayed Build+Constrained Operational Capacity | -1271.3344 | -545.6798 | -248.3392
2035 | NIWCM | High Demand Growth+Expected Future Gas Supply+Increased Demand Response+Delayed Build+Constrained Operational Capacity | -1382.3925 | -684.3587 | -374.3294
2026 | SIWEM_PERC | High Demand Growth+Expected Future Gas Supply+Increased Demand Response+Delayed Build+Constrained Operational Capacity | 30.7425 | 30.7425 | 30.7425
2027 | SIWEM_PERC | High Demand Growth+Expected Future Gas Supply+Increased Demand Response+Delayed Build+Constrained Operational Capacity | 15.0705 | 15.4411 | 15.8809
2028 | SIWEM_PERC | High Demand Growth+Expected Future Gas Supply+Increased Demand Response+Delayed Build+Constrained Operational Capacity | 9.1882 | 10.9655 | 10.9655
2029 | SIWEM_PERC | High Demand Growth+Expected Future Gas Supply+Increased Demand Response+Delayed Build+Constrained Operational Capacity | 14.8145 | 21.5689 | 23.6668
2030 | SIWEM_PERC | High Demand Growth+Expected Future Gas Supply+Increased Demand Response+Delayed Build+Constrained Operational Capacity | -0.66834 | 19.6074 | 36.1026
2031 | SIWEM_PERC | High Demand Growth+Expected Future Gas Supply+Increased Demand Response+Delayed Build+Constrained Operational Capacity | -8.7515 | 14.639 | 30.1163
2032 | SIWEM_PERC | High Demand Growth+Expected Future Gas Supply+Increased Demand Response+Delayed Build+Constrained Operational Capacity | -10.5156 | 7.7867 | 33.2326
2033 | SIWEM_PERC | High Demand Growth+Expected Future Gas Supply+Increased Demand Response+Delayed Build+Constrained Operational Capacity | -12.1285 | 1.2125 | 34.5085
2034 | SIWEM_PERC | High Demand Growth+Expected Future Gas Supply+Increased Demand Response+Delayed Build+Constrained Operational Capacity | -13.8721 | -3.4891 | 31.6853
2035 | SIWEM_PERC | High Demand Growth+Expected Future Gas Supply+Increased Demand Response+Delayed Build+Constrained Operational Capacity | -15.1242 | -4.93 | 29.6048
2026 | NZWEM_PERC | High Demand Growth+Expected Future Gas Supply+Increased Demand Response+Delayed Build+Constrained Operational Capacity+Low Wind & Solar | 10.7387 | 10.7387 | 10.7387
2027 | NZWEM_PERC | High Demand Growth+Expected Future Gas Supply+Increased Demand Response+Delayed Build+Constrained Operational Capacity+Low Wind & Solar | 5.1855 | 5.3056 | 5.4482
2028 | NZWEM_PERC | High Demand Growth+Expected Future Gas Supply+Increased Demand Response+Delayed Build+Constrained Operational Capacity+Low Wind & Solar | 1.5099 | 2.6848 | 2.9405
2029 | NZWEM_PERC | High Demand Growth+Expected Future Gas Supply+Increased Demand Response+Delayed Build+Constrained Operational Capacity+Low Wind & Solar | 4.8985 | 7.1367 | 7.8318
2030 | NZWEM_PERC | High Demand Growth+Expected Future Gas Supply+Increased Demand Response+Delayed Build+Constrained Operational Capacity+Low Wind & Solar | -0.84224 | 5.9882 | 11.7619
2031 | NZWEM_PERC | High Demand Growth+Expected Future Gas Supply+Increased Demand Response+Delayed Build+Constrained Operational Capacity+Low Wind & Solar | -4.8269 | 4.0228 | 10.415
2032 | NZWEM_PERC | High Demand Growth+Expected Future Gas Supply+Increased Demand Response+Delayed Build+Constrained Operational Capacity+Low Wind & Solar | -7.6785 | 1.4219 | 11.8396
2033 | NZWEM_PERC | High Demand Growth+Expected Future Gas Supply+Increased Demand Response+Delayed Build+Constrained Operational Capacity+Low Wind & Solar | -9.9368 | -0.99664 | 13.4448
2034 | NZWEM_PERC | High Demand Growth+Expected Future Gas Supply+Increased Demand Response+Delayed Build+Constrained Operational Capacity+Low Wind & Solar | -12.2177 | -3.262 | 11.5083
2035 | NZWEM_PERC | High Demand Growth+Expected Future Gas Supply+Increased Demand Response+Delayed Build+Constrained Operational Capacity+Low Wind & Solar | -13.6464 | -4.5228 | 11.1347
2026 | NIWCM | High Demand Growth+Expected Future Gas Supply+Increased Demand Response+Delayed Build+Constrained Operational Capacity+Low Wind & Solar | 209.2066 | 209.2066 | 209.2066
2027 | NIWCM | High Demand Growth+Expected Future Gas Supply+Increased Demand Response+Delayed Build+Constrained Operational Capacity+Low Wind & Solar | 234.8086 | 234.8086 | 234.8086
2028 | NIWCM | High Demand Growth+Expected Future Gas Supply+Increased Demand Response+Delayed Build+Constrained Operational Capacity+Low Wind & Solar | 189.4472 | 189.4472 | 189.4472
2029 | NIWCM | High Demand Growth+Expected Future Gas Supply+Increased Demand Response+Delayed Build+Constrained Operational Capacity+Low Wind & Solar | -104.6736 | -22.4911 | -22.4911
2030 | NIWCM | High Demand Growth+Expected Future Gas Supply+Increased Demand Response+Delayed Build+Constrained Operational Capacity+Low Wind & Solar | -429.2372 | 84.4296 | 202.3611
2031 | NIWCM | High Demand Growth+Expected Future Gas Supply+Increased Demand Response+Delayed Build+Constrained Operational Capacity+Low Wind & Solar | -706.7292 | -53.7864 | 105.5011
2032 | NIWCM | High Demand Growth+Expected Future Gas Supply+Increased Demand Response+Delayed Build+Constrained Operational Capacity+Low Wind & Solar | -921.2769 | -205.4263 | 10.2368
2033 | NIWCM | High Demand Growth+Expected Future Gas Supply+Increased Demand Response+Delayed Build+Constrained Operational Capacity+Low Wind & Solar | -1048.9768 | -320.9212 | -46.6745
2034 | NIWCM | High Demand Growth+Expected Future Gas Supply+Increased Demand Response+Delayed Build+Constrained Operational Capacity+Low Wind & Solar | -1271.3344 | -545.6798 | -248.3392
2035 | NIWCM | High Demand Growth+Expected Future Gas Supply+Increased Demand Response+Delayed Build+Constrained Operational Capacity+Low Wind & Solar | -1382.3925 | -684.3587 | -374.3294
2026 | SIWEM_PERC | High Demand Growth+Expected Future Gas Supply+Increased Demand Response+Delayed Build+Constrained Operational Capacity+Low Wind & Solar | 28.2544 | 28.2544 | 28.2544
2027 | SIWEM_PERC | High Demand Growth+Expected Future Gas Supply+Increased Demand Response+Delayed Build+Constrained Operational Capacity+Low Wind & Solar | 12.6546 | 12.8978 | 13.2947
2028 | SIWEM_PERC | High Demand Growth+Expected Future Gas Supply+Increased Demand Response+Delayed Build+Constrained Operational Capacity+Low Wind & Solar | 8.4705 | 10.0745 | 10.0745
2029 | SIWEM_PERC | High Demand Growth+Expected Future Gas Supply+Increased Demand Response+Delayed Build+Constrained Operational Capacity+Low Wind & Solar | 11.6208 | 17.7165 | 19.6098
2030 | SIWEM_PERC | High Demand Growth+Expected Future Gas Supply+Increased Demand Response+Delayed Build+Constrained Operational Capacity+Low Wind & Solar | -3.8621 | 14.4361 | 29.9033
2031 | SIWEM_PERC | High Demand Growth+Expected Future Gas Supply+Increased Demand Response+Delayed Build+Constrained Operational Capacity+Low Wind & Solar | -9.5005 | 9.1075 | 25.9535
2032 | SIWEM_PERC | High Demand Growth+Expected Future Gas Supply+Increased Demand Response+Delayed Build+Constrained Operational Capacity+Low Wind & Solar | -11.248 | 2.2339 | 29.8626
2033 | SIWEM_PERC | High Demand Growth+Expected Future Gas Supply+Increased Demand Response+Delayed Build+Constrained Operational Capacity+Low Wind & Solar | -12.8456 | -3.2532 | 30.8773
2034 | SIWEM_PERC | High Demand Growth+Expected Future Gas Supply+Increased Demand Response+Delayed Build+Constrained Operational Capacity+Low Wind & Solar | -14.5725 | -5.2022 | 28.1383
2035 | SIWEM_PERC | High Demand Growth+Expected Future Gas Supply+Increased Demand Response+Delayed Build+Constrained Operational Capacity+Low Wind & Solar | -15.8119 | -6.612 | 26.1222
2026 | NZWEM_PERC | High Demand Growth+Expected Future Gas Supply+Increased Demand Response+Delayed Build+Upgraded HVDC | 11.6233 | 11.6233 | 11.6233
2027 | NZWEM_PERC | High Demand Growth+Expected Future Gas Supply+Increased Demand Response+Delayed Build+Upgraded HVDC | 6.0858 | 6.2189 | 6.3769
2028 | NZWEM_PERC | High Demand Growth+Expected Future Gas Supply+Increased Demand Response+Delayed Build+Upgraded HVDC | 2.5947 | 3.8966 | 4.18
2029 | NZWEM_PERC | High Demand Growth+Expected Future Gas Supply+Increased Demand Response+Delayed Build+Upgraded HVDC | 6.0711 | 8.5512 | 9.3215
2030 | NZWEM_PERC | High Demand Growth+Expected Future Gas Supply+Increased Demand Response+Delayed Build+Upgraded HVDC | 0.34995 | 7.9186 | 14.3163
2031 | NZWEM_PERC | High Demand Growth+Expected Future Gas Supply+Increased Demand Response+Delayed Build+Upgraded HVDC | -3.6844 | 6.1218 | 13.2048
2032 | NZWEM_PERC | High Demand Growth+Expected Future Gas Supply+Increased Demand Response+Delayed Build+Upgraded HVDC | -6.5683 | 3.5156 | 15.0262
2033 | NZWEM_PERC | High Demand Growth+Expected Future Gas Supply+Increased Demand Response+Delayed Build+Upgraded HVDC | -8.8549 | 1.0438 | 17.0137
2034 | NZWEM_PERC | High Demand Growth+Expected Future Gas Supply+Increased Demand Response+Delayed Build+Upgraded HVDC | -11.1671 | -1.251 | 15.0529
2035 | NZWEM_PERC | High Demand Growth+Expected Future Gas Supply+Increased Demand Response+Delayed Build+Upgraded HVDC | -12.6206 | -2.5593 | 14.7293
2026 | NIWCM | High Demand Growth+Expected Future Gas Supply+Increased Demand Response+Delayed Build+Upgraded HVDC | 741.7097 | 741.7097 | 741.7097
2027 | NIWCM | High Demand Growth+Expected Future Gas Supply+Increased Demand Response+Delayed Build+Upgraded HVDC | 773.7008 | 775.7044 | 778.1769
2028 | NIWCM | High Demand Growth+Expected Future Gas Supply+Increased Demand Response+Delayed Build+Upgraded HVDC | 800.8704 | 821.4527 | 825.9892
2029 | NIWCM | High Demand Growth+Expected Future Gas Supply+Increased Demand Response+Delayed Build+Upgraded HVDC | 540.388 | 668.6941 | 682.2864
2030 | NIWCM | High Demand Growth+Expected Future Gas Supply+Increased Demand Response+Delayed Build+Upgraded HVDC | 249.6281 | 975.8805 | 1268.8801
2031 | NIWCM | High Demand Growth+Expected Future Gas Supply+Increased Demand Response+Delayed Build+Upgraded HVDC | -26.1236 | 912.4003 | 1273.9201
2032 | NIWCM | High Demand Growth+Expected Future Gas Supply+Increased Demand Response+Delayed Build+Upgraded HVDC | -241.015 | 773.2788 | 1362.2406
2033 | NIWCM | High Demand Growth+Expected Future Gas Supply+Increased Demand Response+Delayed Build+Upgraded HVDC | -364.9056 | 658.1255 | 1487.8496
2034 | NIWCM | High Demand Growth+Expected Future Gas Supply+Increased Demand Response+Delayed Build+Upgraded HVDC | -593.2946 | 450.6272 | 1318.121
2035 | NIWCM | High Demand Growth+Expected Future Gas Supply+Increased Demand Response+Delayed Build+Upgraded HVDC | -760.1654 | 315.0259 | 1253.1878
2026 | SIWEM_PERC | High Demand Growth+Expected Future Gas Supply+Increased Demand Response+Delayed Build+Upgraded HVDC | 30.7425 | 30.7425 | 30.7425
2027 | SIWEM_PERC | High Demand Growth+Expected Future Gas Supply+Increased Demand Response+Delayed Build+Upgraded HVDC | 15.0705 | 15.4411 | 15.8809
2028 | SIWEM_PERC | High Demand Growth+Expected Future Gas Supply+Increased Demand Response+Delayed Build+Upgraded HVDC | 9.1882 | 10.9655 | 10.9655
2029 | SIWEM_PERC | High Demand Growth+Expected Future Gas Supply+Increased Demand Response+Delayed Build+Upgraded HVDC | 14.8145 | 21.5689 | 23.6668
2030 | SIWEM_PERC | High Demand Growth+Expected Future Gas Supply+Increased Demand Response+Delayed Build+Upgraded HVDC | -0.66834 | 19.6074 | 36.6887
2031 | SIWEM_PERC | High Demand Growth+Expected Future Gas Supply+Increased Demand Response+Delayed Build+Upgraded HVDC | -8.7515 | 14.639 | 33.0207
2032 | SIWEM_PERC | High Demand Growth+Expected Future Gas Supply+Increased Demand Response+Delayed Build+Upgraded HVDC | -10.5156 | 7.7867 | 37.8596
2033 | SIWEM_PERC | High Demand Growth+Expected Future Gas Supply+Increased Demand Response+Delayed Build+Upgraded HVDC | -12.1285 | 1.2125 | 42.9348
2034 | SIWEM_PERC | High Demand Growth+Expected Future Gas Supply+Increased Demand Response+Delayed Build+Upgraded HVDC | -13.8721 | -3.4891 | 38.1081
2035 | SIWEM_PERC | High Demand Growth+Expected Future Gas Supply+Increased Demand Response+Delayed Build+Upgraded HVDC | -15.1242 | -4.93 | 37.2965
2026 | NZWEM_PERC | High Demand Growth+Expected Future Gas Supply+Increased Demand Response+Delayed Build+Upgraded HVDC+Low Wind & Solar | 10.7387 | 10.7387 | 10.7387
2027 | NZWEM_PERC | High Demand Growth+Expected Future Gas Supply+Increased Demand Response+Delayed Build+Upgraded HVDC+Low Wind & Solar | 5.1855 | 5.3056 | 5.4482
2028 | NZWEM_PERC | High Demand Growth+Expected Future Gas Supply+Increased Demand Response+Delayed Build+Upgraded HVDC+Low Wind & Solar | 1.5099 | 2.6848 | 2.9405
2029 | NZWEM_PERC | High Demand Growth+Expected Future Gas Supply+Increased Demand Response+Delayed Build+Upgraded HVDC+Low Wind & Solar | 4.8985 | 7.1367 | 7.8318
2030 | NZWEM_PERC | High Demand Growth+Expected Future Gas Supply+Increased Demand Response+Delayed Build+Upgraded HVDC+Low Wind & Solar | -0.84224 | 5.9882 | 11.7619
2031 | NZWEM_PERC | High Demand Growth+Expected Future Gas Supply+Increased Demand Response+Delayed Build+Upgraded HVDC+Low Wind & Solar | -4.8269 | 4.0228 | 10.415
2032 | NZWEM_PERC | High Demand Growth+Expected Future Gas Supply+Increased Demand Response+Delayed Build+Upgraded HVDC+Low Wind & Solar | -7.6785 | 1.4219 | 11.8396
2033 | NZWEM_PERC | High Demand Growth+Expected Future Gas Supply+Increased Demand Response+Delayed Build+Upgraded HVDC+Low Wind & Solar | -9.9368 | -0.99664 | 13.4448
2034 | NZWEM_PERC | High Demand Growth+Expected Future Gas Supply+Increased Demand Response+Delayed Build+Upgraded HVDC+Low Wind & Solar | -12.2177 | -3.262 | 11.5083
2035 | NZWEM_PERC | High Demand Growth+Expected Future Gas Supply+Increased Demand Response+Delayed Build+Upgraded HVDC+Low Wind & Solar | -13.6464 | -4.5228 | 11.1347
2026 | NIWCM | High Demand Growth+Expected Future Gas Supply+Increased Demand Response+Delayed Build+Upgraded HVDC+Low Wind & Solar | 741.7097 | 741.7097 | 741.7097
2027 | NIWCM | High Demand Growth+Expected Future Gas Supply+Increased Demand Response+Delayed Build+Upgraded HVDC+Low Wind & Solar | 773.7008 | 775.7044 | 778.1769
2028 | NIWCM | High Demand Growth+Expected Future Gas Supply+Increased Demand Response+Delayed Build+Upgraded HVDC+Low Wind & Solar | 800.8704 | 821.4527 | 825.9892
2029 | NIWCM | High Demand Growth+Expected Future Gas Supply+Increased Demand Response+Delayed Build+Upgraded HVDC+Low Wind & Solar | 540.388 | 668.6941 | 682.2864
2030 | NIWCM | High Demand Growth+Expected Future Gas Supply+Increased Demand Response+Delayed Build+Upgraded HVDC+Low Wind & Solar | 249.6281 | 975.8805 | 1268.8801
2031 | NIWCM | High Demand Growth+Expected Future Gas Supply+Increased Demand Response+Delayed Build+Upgraded HVDC+Low Wind & Solar | -26.1236 | 912.4003 | 1273.9201
2032 | NIWCM | High Demand Growth+Expected Future Gas Supply+Increased Demand Response+Delayed Build+Upgraded HVDC+Low Wind & Solar | -241.015 | 773.2788 | 1362.2406
2033 | NIWCM | High Demand Growth+Expected Future Gas Supply+Increased Demand Response+Delayed Build+Upgraded HVDC+Low Wind & Solar | -364.9056 | 658.1255 | 1487.8496
2034 | NIWCM | High Demand Growth+Expected Future Gas Supply+Increased Demand Response+Delayed Build+Upgraded HVDC+Low Wind & Solar | -593.2946 | 450.6272 | 1318.121
2035 | NIWCM | High Demand Growth+Expected Future Gas Supply+Increased Demand Response+Delayed Build+Upgraded HVDC+Low Wind & Solar | -760.1654 | 315.0259 | 1253.1878
2026 | SIWEM_PERC | High Demand Growth+Expected Future Gas Supply+Increased Demand Response+Delayed Build+Upgraded HVDC+Low Wind & Solar | 28.2544 | 28.2544 | 28.2544
2027 | SIWEM_PERC | High Demand Growth+Expected Future Gas Supply+Increased Demand Response+Delayed Build+Upgraded HVDC+Low Wind & Solar | 12.6546 | 12.8978 | 13.2947
2028 | SIWEM_PERC | High Demand Growth+Expected Future Gas Supply+Increased Demand Response+Delayed Build+Upgraded HVDC+Low Wind & Solar | 8.4705 | 10.0745 | 10.0745
2029 | SIWEM_PERC | High Demand Growth+Expected Future Gas Supply+Increased Demand Response+Delayed Build+Upgraded HVDC+Low Wind & Solar | 11.6208 | 17.7165 | 19.6098
2030 | SIWEM_PERC | High Demand Growth+Expected Future Gas Supply+Increased Demand Response+Delayed Build+Upgraded HVDC+Low Wind & Solar | -3.8621 | 14.4361 | 29.9033
2031 | SIWEM_PERC | High Demand Growth+Expected Future Gas Supply+Increased Demand Response+Delayed Build+Upgraded HVDC+Low Wind & Solar | -9.5005 | 9.1075 | 25.9535
2032 | SIWEM_PERC | High Demand Growth+Expected Future Gas Supply+Increased Demand Response+Delayed Build+Upgraded HVDC+Low Wind & Solar | -11.248 | 2.2339 | 29.8626
2033 | SIWEM_PERC | High Demand Growth+Expected Future Gas Supply+Increased Demand Response+Delayed Build+Upgraded HVDC+Low Wind & Solar | -12.8456 | -3.2532 | 33.9513
2034 | SIWEM_PERC | High Demand Growth+Expected Future Gas Supply+Increased Demand Response+Delayed Build+Upgraded HVDC+Low Wind & Solar | -14.5725 | -5.2022 | 29.1392
2035 | SIWEM_PERC | High Demand Growth+Expected Future Gas Supply+Increased Demand Response+Delayed Build+Upgraded HVDC+Low Wind & Solar | -15.8119 | -6.612 | 28.1629
2026 | NZWEM_PERC | High Demand Growth+Expected Future Gas Supply+Increased Demand Response+Delayed Build+Upgraded HVDC+Constrained Operational Capacity | 11.6233 | 11.6233 | 11.6233
2027 | NZWEM_PERC | High Demand Growth+Expected Future Gas Supply+Increased Demand Response+Delayed Build+Upgraded HVDC+Constrained Operational Capacity | 6.0858 | 6.2189 | 6.3769
2028 | NZWEM_PERC | High Demand Growth+Expected Future Gas Supply+Increased Demand Response+Delayed Build+Upgraded HVDC+Constrained Operational Capacity | 2.5947 | 3.8966 | 4.18
2029 | NZWEM_PERC | High Demand Growth+Expected Future Gas Supply+Increased Demand Response+Delayed Build+Upgraded HVDC+Constrained Operational Capacity | 6.0711 | 8.5512 | 9.3215
2030 | NZWEM_PERC | High Demand Growth+Expected Future Gas Supply+Increased Demand Response+Delayed Build+Upgraded HVDC+Constrained Operational Capacity | 0.34995 | 7.9186 | 14.3163
2031 | NZWEM_PERC | High Demand Growth+Expected Future Gas Supply+Increased Demand Response+Delayed Build+Upgraded HVDC+Constrained Operational Capacity | -3.6844 | 6.1218 | 13.2048
2032 | NZWEM_PERC | High Demand Growth+Expected Future Gas Supply+Increased Demand Response+Delayed Build+Upgraded HVDC+Constrained Operational Capacity | -6.5683 | 3.5156 | 15.0262
2033 | NZWEM_PERC | High Demand Growth+Expected Future Gas Supply+Increased Demand Response+Delayed Build+Upgraded HVDC+Constrained Operational Capacity | -8.8549 | 1.0438 | 17.0137
2034 | NZWEM_PERC | High Demand Growth+Expected Future Gas Supply+Increased Demand Response+Delayed Build+Upgraded HVDC+Constrained Operational Capacity | -11.1671 | -1.251 | 15.0529
2035 | NZWEM_PERC | High Demand Growth+Expected Future Gas Supply+Increased Demand Response+Delayed Build+Upgraded HVDC+Constrained Operational Capacity | -12.6206 | -2.5593 | 14.7293
2026 | NIWCM | High Demand Growth+Expected Future Gas Supply+Increased Demand Response+Delayed Build+Upgraded HVDC+Constrained Operational Capacity | 209.2066 | 209.2066 | 209.2066
2027 | NIWCM | High Demand Growth+Expected Future Gas Supply+Increased Demand Response+Delayed Build+Upgraded HVDC+Constrained Operational Capacity | 234.8086 | 234.8086 | 234.8086
2028 | NIWCM | High Demand Growth+Expected Future Gas Supply+Increased Demand Response+Delayed Build+Upgraded HVDC+Constrained Operational Capacity | 189.4472 | 189.4472 | 189.4472
2029 | NIWCM | High Demand Growth+Expected Future Gas Supply+Increased Demand Response+Delayed Build+Upgraded HVDC+Constrained Operational Capacity | -104.6736 | -22.4911 | -22.4911
2030 | NIWCM | High Demand Growth+Expected Future Gas Supply+Increased Demand Response+Delayed Build+Upgraded HVDC+Constrained Operational Capacity | -429.2372 | 84.4296 | 202.3611
2031 | NIWCM | High Demand Growth+Expected Future Gas Supply+Increased Demand Response+Delayed Build+Upgraded HVDC+Constrained Operational Capacity | -706.7292 | -53.7864 | 105.5011
2032 | NIWCM | High Demand Growth+Expected Future Gas Supply+Increased Demand Response+Delayed Build+Upgraded HVDC+Constrained Operational Capacity | -921.2769 | -205.4263 | 10.2368
2033 | NIWCM | High Demand Growth+Expected Future Gas Supply+Increased Demand Response+Delayed Build+Upgraded HVDC+Constrained Operational Capacity | -1048.9768 | -320.9212 | -46.6745
2034 | NIWCM | High Demand Growth+Expected Future Gas Supply+Increased Demand Response+Delayed Build+Upgraded HVDC+Constrained Operational Capacity | -1271.3344 | -545.6798 | -248.3392
2035 | NIWCM | High Demand Growth+Expected Future Gas Supply+Increased Demand Response+Delayed Build+Upgraded HVDC+Constrained Operational Capacity | -1382.3925 | -684.3587 | -374.3294
2026 | SIWEM_PERC | High Demand Growth+Expected Future Gas Supply+Increased Demand Response+Delayed Build+Upgraded HVDC+Constrained Operational Capacity | 30.7425 | 30.7425 | 30.7425
2027 | SIWEM_PERC | High Demand Growth+Expected Future Gas Supply+Increased Demand Response+Delayed Build+Upgraded HVDC+Constrained Operational Capacity | 15.0705 | 15.4411 | 15.8809
2028 | SIWEM_PERC | High Demand Growth+Expected Future Gas Supply+Increased Demand Response+Delayed Build+Upgraded HVDC+Constrained Operational Capacity | 9.1882 | 10.9655 | 10.9655
2029 | SIWEM_PERC | High Demand Growth+Expected Future Gas Supply+Increased Demand Response+Delayed Build+Upgraded HVDC+Constrained Operational Capacity | 14.8145 | 21.5689 | 23.6668
2030 | SIWEM_PERC | High Demand Growth+Expected Future Gas Supply+Increased Demand Response+Delayed Build+Upgraded HVDC+Constrained Operational Capacity | -0.66834 | 19.6074 | 36.6887
2031 | SIWEM_PERC | High Demand Growth+Expected Future Gas Supply+Increased Demand Response+Delayed Build+Upgraded HVDC+Constrained Operational Capacity | -8.7515 | 14.639 | 33.0207
2032 | SIWEM_PERC | High Demand Growth+Expected Future Gas Supply+Increased Demand Response+Delayed Build+Upgraded HVDC+Constrained Operational Capacity | -10.5156 | 7.7867 | 37.8596
2033 | SIWEM_PERC | High Demand Growth+Expected Future Gas Supply+Increased Demand Response+Delayed Build+Upgraded HVDC+Constrained Operational Capacity | -12.1285 | 1.2125 | 42.9348
2034 | SIWEM_PERC | High Demand Growth+Expected Future Gas Supply+Increased Demand Response+Delayed Build+Upgraded HVDC+Constrained Operational Capacity | -13.8721 | -3.4891 | 38.1081
2035 | SIWEM_PERC | High Demand Growth+Expected Future Gas Supply+Increased Demand Response+Delayed Build+Upgraded HVDC+Constrained Operational Capacity | -15.1242 | -4.93 | 37.2965
2026 | NZWEM_PERC | High Demand Growth+Expected Future Gas Supply+Increased Demand Response+Delayed Build+Upgraded HVDC+Constrained Operational Capacity+Low Wind & Solar | 10.7387 | 10.7387 | 10.7387
2027 | NZWEM_PERC | High Demand Growth+Expected Future Gas Supply+Increased Demand Response+Delayed Build+Upgraded HVDC+Constrained Operational Capacity+Low Wind & Solar | 5.1855 | 5.3056 | 5.4482
2028 | NZWEM_PERC | High Demand Growth+Expected Future Gas Supply+Increased Demand Response+Delayed Build+Upgraded HVDC+Constrained Operational Capacity+Low Wind & Solar | 1.5099 | 2.6848 | 2.9405
2029 | NZWEM_PERC | High Demand Growth+Expected Future Gas Supply+Increased Demand Response+Delayed Build+Upgraded HVDC+Constrained Operational Capacity+Low Wind & Solar | 4.8985 | 7.1367 | 7.8318
2030 | NZWEM_PERC | High Demand Growth+Expected Future Gas Supply+Increased Demand Response+Delayed Build+Upgraded HVDC+Constrained Operational Capacity+Low Wind & Solar | -0.84224 | 5.9882 | 11.7619
2031 | NZWEM_PERC | High Demand Growth+Expected Future Gas Supply+Increased Demand Response+Delayed Build+Upgraded HVDC+Constrained Operational Capacity+Low Wind & Solar | -4.8269 | 4.0228 | 10.415
2032 | NZWEM_PERC | High Demand Growth+Expected Future Gas Supply+Increased Demand Response+Delayed Build+Upgraded HVDC+Constrained Operational Capacity+Low Wind & Solar | -7.6785 | 1.4219 | 11.8396
2033 | NZWEM_PERC | High Demand Growth+Expected Future Gas Supply+Increased Demand Response+Delayed Build+Upgraded HVDC+Constrained Operational Capacity+Low Wind & Solar | -9.9368 | -0.99664 | 13.4448
2034 | NZWEM_PERC | High Demand Growth+Expected Future Gas Supply+Increased Demand Response+Delayed Build+Upgraded HVDC+Constrained Operational Capacity+Low Wind & Solar | -12.2177 | -3.262 | 11.5083
2035 | NZWEM_PERC | High Demand Growth+Expected Future Gas Supply+Increased Demand Response+Delayed Build+Upgraded HVDC+Constrained Operational Capacity+Low Wind & Solar | -13.6464 | -4.5228 | 11.1347
2026 | NIWCM | High Demand Growth+Expected Future Gas Supply+Increased Demand Response+Delayed Build+Upgraded HVDC+Constrained Operational Capacity+Low Wind & Solar | 209.2066 | 209.2066 | 209.2066
2027 | NIWCM | High Demand Growth+Expected Future Gas Supply+Increased Demand Response+Delayed Build+Upgraded HVDC+Constrained Operational Capacity+Low Wind & Solar | 234.8086 | 234.8086 | 234.8086
2028 | NIWCM | High Demand Growth+Expected Future Gas Supply+Increased Demand Response+Delayed Build+Upgraded HVDC+Constrained Operational Capacity+Low Wind & Solar | 189.4472 | 189.4472 | 189.4472
2029 | NIWCM | High Demand Growth+Expected Future Gas Supply+Increased Demand Response+Delayed Build+Upgraded HVDC+Constrained Operational Capacity+Low Wind & Solar | -104.6736 | -22.4911 | -22.4911
2030 | NIWCM | High Demand Growth+Expected Future Gas Supply+Increased Demand Response+Delayed Build+Upgraded HVDC+Constrained Operational Capacity+Low Wind & Solar | -429.2372 | 84.4296 | 202.3611
2031 | NIWCM | High Demand Growth+Expected Future Gas Supply+Increased Demand Response+Delayed Build+Upgraded HVDC+Constrained Operational Capacity+Low Wind & Solar | -706.7292 | -53.7864 | 105.5011
2032 | NIWCM | High Demand Growth+Expected Future Gas Supply+Increased Demand Response+Delayed Build+Upgraded HVDC+Constrained Operational Capacity+Low Wind & Solar | -921.2769 | -205.4263 | 10.2368
2033 | NIWCM | High Demand Growth+Expected Future Gas Supply+Increased Demand Response+Delayed Build+Upgraded HVDC+Constrained Operational Capacity+Low Wind & Solar | -1048.9768 | -320.9212 | -46.6745
2034 | NIWCM | High Demand Growth+Expected Future Gas Supply+Increased Demand Response+Delayed Build+Upgraded HVDC+Constrained Operational Capacity+Low Wind & Solar | -1271.3344 | -545.6798 | -248.3392
2035 | NIWCM | High Demand Growth+Expected Future Gas Supply+Increased Demand Response+Delayed Build+Upgraded HVDC+Constrained Operational Capacity+Low Wind & Solar | -1382.3925 | -684.3587 | -374.3294
2026 | SIWEM_PERC | High Demand Growth+Expected Future Gas Supply+Increased Demand Response+Delayed Build+Upgraded HVDC+Constrained Operational Capacity+Low Wind & Solar | 28.2544 | 28.2544 | 28.2544
2027 | SIWEM_PERC | High Demand Growth+Expected Future Gas Supply+Increased Demand Response+Delayed Build+Upgraded HVDC+Constrained Operational Capacity+Low Wind & Solar | 12.6546 | 12.8978 | 13.2947
2028 | SIWEM_PERC | High Demand Growth+Expected Future Gas Supply+Increased Demand Response+Delayed Build+Upgraded HVDC+Constrained Operational Capacity+Low Wind & Solar | 8.4705 | 10.0745 | 10.0745
2029 | SIWEM_PERC | High Demand Growth+Expected Future Gas Supply+Increased Demand Response+Delayed Build+Upgraded HVDC+Constrained Operational Capacity+Low Wind & Solar | 11.6208 | 17.7165 | 19.6098
2030 | SIWEM_PERC | High Demand Growth+Expected Future Gas Supply+Increased Demand Response+Delayed Build+Upgraded HVDC+Constrained Operational Capacity+Low Wind & Solar | -3.8621 | 14.4361 | 29.9033
2031 | SIWEM_PERC | High Demand Growth+Expected Future Gas Supply+Increased Demand Response+Delayed Build+Upgraded HVDC+Constrained Operational Capacity+Low Wind & Solar | -9.5005 | 9.1075 | 25.9535
2032 | SIWEM_PERC | High Demand Growth+Expected Future Gas Supply+Increased Demand Response+Delayed Build+Upgraded HVDC+Constrained Operational Capacity+Low Wind & Solar | -11.248 | 2.2339 | 29.8626
2033 | SIWEM_PERC | High Demand Growth+Expected Future Gas Supply+Increased Demand Response+Delayed Build+Upgraded HVDC+Constrained Operational Capacity+Low Wind & Solar | -12.8456 | -3.2532 | 33.9513
2034 | SIWEM_PERC | High Demand Growth+Expected Future Gas Supply+Increased Demand Response+Delayed Build+Upgraded HVDC+Constrained Operational Capacity+Low Wind & Solar | -14.5725 | -5.2022 | 29.1392
2035 | SIWEM_PERC | High Demand Growth+Expected Future Gas Supply+Increased Demand Response+Delayed Build+Upgraded HVDC+Constrained Operational Capacity+Low Wind & Solar | -15.8119 | -6.612 | 28.1629
2026 | NZWEM_PERC | High Demand Growth+Expected Future Gas Supply+Increased Demand Response+Reduced Rankine Availability | 12.0919 | 12.1473 | 12.1473
2027 | NZWEM_PERC | High Demand Growth+Expected Future Gas Supply+Increased Demand Response+Reduced Rankine Availability | 5.3368 | 7.0665 | 7.3656
2028 | NZWEM_PERC | High Demand Growth+Expected Future Gas Supply+Increased Demand Response+Reduced Rankine Availability | -0.9164 | 6.3993 | 10.4569
2029 | NZWEM_PERC | High Demand Growth+Expected Future Gas Supply+Increased Demand Response+Reduced Rankine Availability | 0.20024 | 10.1531 | 18.0278
2030 | NZWEM_PERC | High Demand Growth+Expected Future Gas Supply+Increased Demand Response+Reduced Rankine Availability | -6.0993 | 5.1697 | 17.53
2031 | NZWEM_PERC | High Demand Growth+Expected Future Gas Supply+Increased Demand Response+Reduced Rankine Availability | -9.8649 | 1.01 | 17.8739
2032 | NZWEM_PERC | High Demand Growth+Expected Future Gas Supply+Increased Demand Response+Reduced Rankine Availability | -12.5742 | -1.6846 | 15.5454
2033 | NZWEM_PERC | High Demand Growth+Expected Future Gas Supply+Increased Demand Response+Reduced Rankine Availability | -14.7078 | -4.0956 | 14.1396
2034 | NZWEM_PERC | High Demand Growth+Expected Future Gas Supply+Increased Demand Response+Reduced Rankine Availability | -16.8502 | -6.1982 | 11.508
2035 | NZWEM_PERC | High Demand Growth+Expected Future Gas Supply+Increased Demand Response+Reduced Rankine Availability | -18.1697 | -7.6925 | 9.5961
2026 | NIWCM | High Demand Growth+Expected Future Gas Supply+Increased Demand Response+Reduced Rankine Availability | 1020.1216 | 1020.9214 | 1020.9214
2027 | NIWCM | High Demand Growth+Expected Future Gas Supply+Increased Demand Response+Reduced Rankine Availability | 942.8326 | 974.4335 | 978.97
2028 | NIWCM | High Demand Growth+Expected Future Gas Supply+Increased Demand Response+Reduced Rankine Availability | 825.9289 | 1474.3514 | 1544.3903
2029 | NIWCM | High Demand Growth+Expected Future Gas Supply+Increased Demand Response+Reduced Rankine Availability | 518.4543 | 1413.5768 | 1742.6064
2030 | NIWCM | High Demand Growth+Expected Future Gas Supply+Increased Demand Response+Reduced Rankine Availability | 75.0046 | 1101.7085 | 1661.8351
2031 | NIWCM | High Demand Growth+Expected Future Gas Supply+Increased Demand Response+Reduced Rankine Availability | -183.5851 | 862.8736 | 1678.4663
2032 | NIWCM | High Demand Growth+Expected Future Gas Supply+Increased Demand Response+Reduced Rankine Availability | -398.4765 | 669.1865 | 1524.8112
2033 | NIWCM | High Demand Growth+Expected Future Gas Supply+Increased Demand Response+Reduced Rankine Availability | -595.3056 | 472.7647 | 1401.8913
2034 | NIWCM | High Demand Growth+Expected Future Gas Supply+Increased Demand Response+Reduced Rankine Availability | -823.6946 | 290.3164 | 1302.2392
2035 | NIWCM | High Demand Growth+Expected Future Gas Supply+Increased Demand Response+Reduced Rankine Availability | -990.5654 | 136.9579 | 1152.3488
2026 | SIWEM_PERC | High Demand Growth+Expected Future Gas Supply+Increased Demand Response+Reduced Rankine Availability | 32.0605 | 32.2163 | 32.2163
2027 | SIWEM_PERC | High Demand Growth+Expected Future Gas Supply+Increased Demand Response+Reduced Rankine Availability | 16.6389 | 19.1065 | 19.1065
2028 | SIWEM_PERC | High Demand Growth+Expected Future Gas Supply+Increased Demand Response+Reduced Rankine Availability | 11.2837 | 23.0995 | 29.7273
2029 | SIWEM_PERC | High Demand Growth+Expected Future Gas Supply+Increased Demand Response+Reduced Rankine Availability | 4.2023 | 25.9318 | 47.3784
2030 | SIWEM_PERC | High Demand Growth+Expected Future Gas Supply+Increased Demand Response+Reduced Rankine Availability | -3.4825 | 12.2432 | 43.9706
2031 | SIWEM_PERC | High Demand Growth+Expected Future Gas Supply+Increased Demand Response+Reduced Rankine Availability | -8.7515 | 2.3505 | 39.961
2032 | SIWEM_PERC | High Demand Growth+Expected Future Gas Supply+Increased Demand Response+Reduced Rankine Availability | -10.5156 | 0.3411 | 37.1204
2033 | SIWEM_PERC | High Demand Growth+Expected Future Gas Supply+Increased Demand Response+Reduced Rankine Availability | -12.1285 | -1.4995 | 34.5085
2034 | SIWEM_PERC | High Demand Growth+Expected Future Gas Supply+Increased Demand Response+Reduced Rankine Availability | -13.8721 | -3.4891 | 29.2366
2035 | SIWEM_PERC | High Demand Growth+Expected Future Gas Supply+Increased Demand Response+Reduced Rankine Availability | -15.1242 | -4.93 | 24.2161
2026 | NZWEM_PERC | High Demand Growth+Expected Future Gas Supply+Increased Demand Response+Reduced Rankine Availability+Low Wind & Solar | 10.9291 | 10.9791 | 10.9791
2027 | NZWEM_PERC | High Demand Growth+Expected Future Gas Supply+Increased Demand Response+Reduced Rankine Availability+Low Wind & Solar | 4.0684 | 5.6294 | 5.8992
2028 | NZWEM_PERC | High Demand Growth+Expected Future Gas Supply+Increased Demand Response+Reduced Rankine Availability+Low Wind & Solar | -2.2217 | 4.3805 | 8.0423
2029 | NZWEM_PERC | High Demand Growth+Expected Future Gas Supply+Increased Demand Response+Reduced Rankine Availability+Low Wind & Solar | -1.0699 | 7.9122 | 15.0188
2030 | NZWEM_PERC | High Demand Growth+Expected Future Gas Supply+Increased Demand Response+Reduced Rankine Availability+Low Wind & Solar | -7.2915 | 2.9213 | 14.1082
2031 | NZWEM_PERC | High Demand Growth+Expected Future Gas Supply+Increased Demand Response+Reduced Rankine Availability+Low Wind & Solar | -11.0074 | -1.1446 | 14.1052
2032 | NZWEM_PERC | High Demand Growth+Expected Future Gas Supply+Increased Demand Response+Reduced Rankine Availability+Low Wind & Solar | -13.6844 | -3.8097 | 11.7994
2033 | NZWEM_PERC | High Demand Growth+Expected Future Gas Supply+Increased Demand Response+Reduced Rankine Availability+Low Wind & Solar | -15.7897 | -6.1666 | 10.3483
2034 | NZWEM_PERC | High Demand Growth+Expected Future Gas Supply+Increased Demand Response+Reduced Rankine Availability+Low Wind & Solar | -17.9007 | -8.2091 | 7.8266
2035 | NZWEM_PERC | High Demand Growth+Expected Future Gas Supply+Increased Demand Response+Reduced Rankine Availability+Low Wind & Solar | -19.1955 | -9.656 | 6.0015
2026 | NIWCM | High Demand Growth+Expected Future Gas Supply+Increased Demand Response+Reduced Rankine Availability+Low Wind & Solar | 1020.1216 | 1020.9214 | 1020.9214
2027 | NIWCM | High Demand Growth+Expected Future Gas Supply+Increased Demand Response+Reduced Rankine Availability+Low Wind & Solar | 942.8326 | 974.4335 | 978.97
2028 | NIWCM | High Demand Growth+Expected Future Gas Supply+Increased Demand Response+Reduced Rankine Availability+Low Wind & Solar | 825.9289 | 1474.3514 | 1544.3903
2029 | NIWCM | High Demand Growth+Expected Future Gas Supply+Increased Demand Response+Reduced Rankine Availability+Low Wind & Solar | 518.4543 | 1413.5768 | 1742.6064
2030 | NIWCM | High Demand Growth+Expected Future Gas Supply+Increased Demand Response+Reduced Rankine Availability+Low Wind & Solar | 75.0046 | 1101.7085 | 1661.8351
2031 | NIWCM | High Demand Growth+Expected Future Gas Supply+Increased Demand Response+Reduced Rankine Availability+Low Wind & Solar | -183.5851 | 862.8736 | 1678.4663
2032 | NIWCM | High Demand Growth+Expected Future Gas Supply+Increased Demand Response+Reduced Rankine Availability+Low Wind & Solar | -398.4765 | 669.1865 | 1524.8112
2033 | NIWCM | High Demand Growth+Expected Future Gas Supply+Increased Demand Response+Reduced Rankine Availability+Low Wind & Solar | -595.3056 | 472.7647 | 1401.8913
2034 | NIWCM | High Demand Growth+Expected Future Gas Supply+Increased Demand Response+Reduced Rankine Availability+Low Wind & Solar | -823.6946 | 290.3164 | 1302.2392
2035 | NIWCM | High Demand Growth+Expected Future Gas Supply+Increased Demand Response+Reduced Rankine Availability+Low Wind & Solar | -990.5654 | 136.9579 | 1152.3488
2026 | SIWEM_PERC | High Demand Growth+Expected Future Gas Supply+Increased Demand Response+Reduced Rankine Availability+Low Wind & Solar | 28.7901 | 28.9307 | 28.9307
2027 | SIWEM_PERC | High Demand Growth+Expected Future Gas Supply+Increased Demand Response+Reduced Rankine Availability+Low Wind & Solar | 15.8317 | 18.0585 | 18.0585
2028 | SIWEM_PERC | High Demand Growth+Expected Future Gas Supply+Increased Demand Response+Reduced Rankine Availability+Low Wind & Solar | 10.3616 | 21.025 | 27.0063
2029 | SIWEM_PERC | High Demand Growth+Expected Future Gas Supply+Increased Demand Response+Reduced Rankine Availability+Low Wind & Solar | 3.3418 | 19.8286 | 39.1835
2030 | SIWEM_PERC | High Demand Growth+Expected Future Gas Supply+Increased Demand Response+Reduced Rankine Availability+Low Wind & Solar | -4.2769 | 6.3506 | 36.1887
2031 | SIWEM_PERC | High Demand Growth+Expected Future Gas Supply+Increased Demand Response+Reduced Rankine Availability+Low Wind & Solar | -9.5005 | 0.51875 | 35.6784
2032 | SIWEM_PERC | High Demand Growth+Expected Future Gas Supply+Increased Demand Response+Reduced Rankine Availability+Low Wind & Solar | -11.248 | -1.4502 | 29.756
2033 | SIWEM_PERC | High Demand Growth+Expected Future Gas Supply+Increased Demand Response+Reduced Rankine Availability+Low Wind & Solar | -12.8456 | -3.2532 | 26.0028
2034 | SIWEM_PERC | High Demand Growth+Expected Future Gas Supply+Increased Demand Response+Reduced Rankine Availability+Low Wind & Solar | -14.5725 | -5.2022 | 19.369
2035 | SIWEM_PERC | High Demand Growth+Expected Future Gas Supply+Increased Demand Response+Reduced Rankine Availability+Low Wind & Solar | -15.8119 | -6.612 | 14.5279
2026 | NZWEM_PERC | High Demand Growth+Expected Future Gas Supply+Increased Demand Response+Reduced Rankine Availability+Constrained Operational Capacity | 12.0919 | 12.1473 | 12.1473
2027 | NZWEM_PERC | High Demand Growth+Expected Future Gas Supply+Increased Demand Response+Reduced Rankine Availability+Constrained Operational Capacity | 5.3368 | 7.0665 | 7.3656
2028 | NZWEM_PERC | High Demand Growth+Expected Future Gas Supply+Increased Demand Response+Reduced Rankine Availability+Constrained Operational Capacity | -0.9164 | 6.3993 | 10.4569
2029 | NZWEM_PERC | High Demand Growth+Expected Future Gas Supply+Increased Demand Response+Reduced Rankine Availability+Constrained Operational Capacity | 0.20024 | 10.1531 | 18.0278
2030 | NZWEM_PERC | High Demand Growth+Expected Future Gas Supply+Increased Demand Response+Reduced Rankine Availability+Constrained Operational Capacity | -6.0993 | 5.1697 | 17.53
2031 | NZWEM_PERC | High Demand Growth+Expected Future Gas Supply+Increased Demand Response+Reduced Rankine Availability+Constrained Operational Capacity | -9.8649 | 1.01 | 17.8739
2032 | NZWEM_PERC | High Demand Growth+Expected Future Gas Supply+Increased Demand Response+Reduced Rankine Availability+Constrained Operational Capacity | -12.5742 | -1.6846 | 15.5454
2033 | NZWEM_PERC | High Demand Growth+Expected Future Gas Supply+Increased Demand Response+Reduced Rankine Availability+Constrained Operational Capacity | -14.7078 | -4.0956 | 14.1396
2034 | NZWEM_PERC | High Demand Growth+Expected Future Gas Supply+Increased Demand Response+Reduced Rankine Availability+Constrained Operational Capacity | -16.8502 | -6.1982 | 11.508
2035 | NZWEM_PERC | High Demand Growth+Expected Future Gas Supply+Increased Demand Response+Reduced Rankine Availability+Constrained Operational Capacity | -18.1697 | -7.6925 | 9.5961
2026 | NIWCM | High Demand Growth+Expected Future Gas Supply+Increased Demand Response+Reduced Rankine Availability+Constrained Operational Capacity | 439.5221 | 439.5221 | 439.5221
2027 | NIWCM | High Demand Growth+Expected Future Gas Supply+Increased Demand Response+Reduced Rankine Availability+Constrained Operational Capacity | 320.9465 | 324.8176 | 324.8176
2028 | NIWCM | High Demand Growth+Expected Future Gas Supply+Increased Demand Response+Reduced Rankine Availability+Constrained Operational Capacity | 169.0221 | 663.6563 | 671.9906
2029 | NIWCM | High Demand Growth+Expected Future Gas Supply+Increased Demand Response+Reduced Rankine Availability+Constrained Operational Capacity | -154.8654 | 494.7855 | 652.1706
2030 | NIWCM | High Demand Growth+Expected Future Gas Supply+Increased Demand Response+Reduced Rankine Availability+Constrained Operational Capacity | -603.8607 | 137.6087 | 350.945
2031 | NIWCM | High Demand Growth+Expected Future Gas Supply+Increased Demand Response+Reduced Rankine Availability+Constrained Operational Capacity | -864.1907 | -111.9715 | 161.7371
2032 | NIWCM | High Demand Growth+Expected Future Gas Supply+Increased Demand Response+Reduced Rankine Availability+Constrained Operational Capacity | -1078.7384 | -324.0986 | -27.0191
2033 | NIWCM | High Demand Growth+Expected Future Gas Supply+Increased Demand Response+Reduced Rankine Availability+Constrained Operational Capacity | -1279.3768 | -520.862 | -215.1628
2034 | NIWCM | High Demand Growth+Expected Future Gas Supply+Increased Demand Response+Reduced Rankine Availability+Constrained Operational Capacity | -1501.7344 | -705.9906 | -321.421
2035 | NIWCM | High Demand Growth+Expected Future Gas Supply+Increased Demand Response+Reduced Rankine Availability+Constrained Operational Capacity | -1612.7925 | -862.4267 | -475.1684
2026 | SIWEM_PERC | High Demand Growth+Expected Future Gas Supply+Increased Demand Response+Reduced Rankine Availability+Constrained Operational Capacity | 32.0605 | 32.2163 | 32.2163
2027 | SIWEM_PERC | High Demand Growth+Expected Future Gas Supply+Increased Demand Response+Reduced Rankine Availability+Constrained Operational Capacity | 16.6389 | 19.1065 | 19.1065
2028 | SIWEM_PERC | High Demand Growth+Expected Future Gas Supply+Increased Demand Response+Reduced Rankine Availability+Constrained Operational Capacity | 11.2837 | 23.0995 | 29.7273
2029 | SIWEM_PERC | High Demand Growth+Expected Future Gas Supply+Increased Demand Response+Reduced Rankine Availability+Constrained Operational Capacity | 4.2023 | 25.9318 | 47.3784
2030 | SIWEM_PERC | High Demand Growth+Expected Future Gas Supply+Increased Demand Response+Reduced Rankine Availability+Constrained Operational Capacity | -3.4825 | 12.2432 | 43.9706
2031 | SIWEM_PERC | High Demand Growth+Expected Future Gas Supply+Increased Demand Response+Reduced Rankine Availability+Constrained Operational Capacity | -8.7515 | 2.3505 | 39.961
2032 | SIWEM_PERC | High Demand Growth+Expected Future Gas Supply+Increased Demand Response+Reduced Rankine Availability+Constrained Operational Capacity | -10.5156 | 0.3411 | 37.1204
2033 | SIWEM_PERC | High Demand Growth+Expected Future Gas Supply+Increased Demand Response+Reduced Rankine Availability+Constrained Operational Capacity | -12.1285 | -1.4995 | 34.5085
2034 | SIWEM_PERC | High Demand Growth+Expected Future Gas Supply+Increased Demand Response+Reduced Rankine Availability+Constrained Operational Capacity | -13.8721 | -3.4891 | 29.2366
2035 | SIWEM_PERC | High Demand Growth+Expected Future Gas Supply+Increased Demand Response+Reduced Rankine Availability+Constrained Operational Capacity | -15.1242 | -4.93 | 24.2161
2026 | NZWEM_PERC | High Demand Growth+Expected Future Gas Supply+Increased Demand Response+Reduced Rankine Availability+Constrained Operational Capacity+Low Wind & Solar | 10.9291 | 10.9791 | 10.9791
2027 | NZWEM_PERC | High Demand Growth+Expected Future Gas Supply+Increased Demand Response+Reduced Rankine Availability+Constrained Operational Capacity+Low Wind & Solar | 4.0684 | 5.6294 | 5.8992
2028 | NZWEM_PERC | High Demand Growth+Expected Future Gas Supply+Increased Demand Response+Reduced Rankine Availability+Constrained Operational Capacity+Low Wind & Solar | -2.2217 | 4.3805 | 8.0423
2029 | NZWEM_PERC | High Demand Growth+Expected Future Gas Supply+Increased Demand Response+Reduced Rankine Availability+Constrained Operational Capacity+Low Wind & Solar | -1.0699 | 7.9122 | 15.0188
2030 | NZWEM_PERC | High Demand Growth+Expected Future Gas Supply+Increased Demand Response+Reduced Rankine Availability+Constrained Operational Capacity+Low Wind & Solar | -7.2915 | 2.9213 | 14.1082
2031 | NZWEM_PERC | High Demand Growth+Expected Future Gas Supply+Increased Demand Response+Reduced Rankine Availability+Constrained Operational Capacity+Low Wind & Solar | -11.0074 | -1.1446 | 14.1052
2032 | NZWEM_PERC | High Demand Growth+Expected Future Gas Supply+Increased Demand Response+Reduced Rankine Availability+Constrained Operational Capacity+Low Wind & Solar | -13.6844 | -3.8097 | 11.7994
2033 | NZWEM_PERC | High Demand Growth+Expected Future Gas Supply+Increased Demand Response+Reduced Rankine Availability+Constrained Operational Capacity+Low Wind & Solar | -15.7897 | -6.1666 | 10.3483
2034 | NZWEM_PERC | High Demand Growth+Expected Future Gas Supply+Increased Demand Response+Reduced Rankine Availability+Constrained Operational Capacity+Low Wind & Solar | -17.9007 | -8.2091 | 7.8266
2035 | NZWEM_PERC | High Demand Growth+Expected Future Gas Supply+Increased Demand Response+Reduced Rankine Availability+Constrained Operational Capacity+Low Wind & Solar | -19.1955 | -9.656 | 6.0015
2026 | NIWCM | High Demand Growth+Expected Future Gas Supply+Increased Demand Response+Reduced Rankine Availability+Constrained Operational Capacity+Low Wind & Solar | 439.5221 | 439.5221 | 439.5221
2027 | NIWCM | High Demand Growth+Expected Future Gas Supply+Increased Demand Response+Reduced Rankine Availability+Constrained Operational Capacity+Low Wind & Solar | 320.9465 | 324.8176 | 324.8176
2028 | NIWCM | High Demand Growth+Expected Future Gas Supply+Increased Demand Response+Reduced Rankine Availability+Constrained Operational Capacity+Low Wind & Solar | 169.0221 | 663.6563 | 671.9906
2029 | NIWCM | High Demand Growth+Expected Future Gas Supply+Increased Demand Response+Reduced Rankine Availability+Constrained Operational Capacity+Low Wind & Solar | -154.8654 | 494.7855 | 652.1706
2030 | NIWCM | High Demand Growth+Expected Future Gas Supply+Increased Demand Response+Reduced Rankine Availability+Constrained Operational Capacity+Low Wind & Solar | -603.8607 | 137.6087 | 350.945
2031 | NIWCM | High Demand Growth+Expected Future Gas Supply+Increased Demand Response+Reduced Rankine Availability+Constrained Operational Capacity+Low Wind & Solar | -864.1907 | -111.9715 | 161.7371
2032 | NIWCM | High Demand Growth+Expected Future Gas Supply+Increased Demand Response+Reduced Rankine Availability+Constrained Operational Capacity+Low Wind & Solar | -1078.7384 | -324.0986 | -27.0191
2033 | NIWCM | High Demand Growth+Expected Future Gas Supply+Increased Demand Response+Reduced Rankine Availability+Constrained Operational Capacity+Low Wind & Solar | -1279.3768 | -520.862 | -215.1628
2034 | NIWCM | High Demand Growth+Expected Future Gas Supply+Increased Demand Response+Reduced Rankine Availability+Constrained Operational Capacity+Low Wind & Solar | -1501.7344 | -705.9906 | -321.421
2035 | NIWCM | High Demand Growth+Expected Future Gas Supply+Increased Demand Response+Reduced Rankine Availability+Constrained Operational Capacity+Low Wind & Solar | -1612.7925 | -862.4267 | -475.1684
2026 | SIWEM_PERC | High Demand Growth+Expected Future Gas Supply+Increased Demand Response+Reduced Rankine Availability+Constrained Operational Capacity+Low Wind & Solar | 28.7901 | 28.9307 | 28.9307
2027 | SIWEM_PERC | High Demand Growth+Expected Future Gas Supply+Increased Demand Response+Reduced Rankine Availability+Constrained Operational Capacity+Low Wind & Solar | 15.8317 | 18.0585 | 18.0585
2028 | SIWEM_PERC | High Demand Growth+Expected Future Gas Supply+Increased Demand Response+Reduced Rankine Availability+Constrained Operational Capacity+Low Wind & Solar | 10.3616 | 21.025 | 27.0063
2029 | SIWEM_PERC | High Demand Growth+Expected Future Gas Supply+Increased Demand Response+Reduced Rankine Availability+Constrained Operational Capacity+Low Wind & Solar | 3.3418 | 19.8286 | 39.1835
2030 | SIWEM_PERC | High Demand Growth+Expected Future Gas Supply+Increased Demand Response+Reduced Rankine Availability+Constrained Operational Capacity+Low Wind & Solar | -4.2769 | 6.3506 | 36.1887
2031 | SIWEM_PERC | High Demand Growth+Expected Future Gas Supply+Increased Demand Response+Reduced Rankine Availability+Constrained Operational Capacity+Low Wind & Solar | -9.5005 | 0.51875 | 35.6784
2032 | SIWEM_PERC | High Demand Growth+Expected Future Gas Supply+Increased Demand Response+Reduced Rankine Availability+Constrained Operational Capacity+Low Wind & Solar | -11.248 | -1.4502 | 29.756
2033 | SIWEM_PERC | High Demand Growth+Expected Future Gas Supply+Increased Demand Response+Reduced Rankine Availability+Constrained Operational Capacity+Low Wind & Solar | -12.8456 | -3.2532 | 26.0028
2034 | SIWEM_PERC | High Demand Growth+Expected Future Gas Supply+Increased Demand Response+Reduced Rankine Availability+Constrained Operational Capacity+Low Wind & Solar | -14.5725 | -5.2022 | 19.369
2035 | SIWEM_PERC | High Demand Growth+Expected Future Gas Supply+Increased Demand Response+Reduced Rankine Availability+Constrained Operational Capacity+Low Wind & Solar | -15.8119 | -6.612 | 14.5279
2026 | NZWEM_PERC | High Demand Growth+Expected Future Gas Supply+Increased Demand Response+Reduced Rankine Availability+Upgraded HVDC | 12.0919 | 12.1473 | 12.1473
2027 | NZWEM_PERC | High Demand Growth+Expected Future Gas Supply+Increased Demand Response+Reduced Rankine Availability+Upgraded HVDC | 5.3368 | 7.0665 | 7.3656
2028 | NZWEM_PERC | High Demand Growth+Expected Future Gas Supply+Increased Demand Response+Reduced Rankine Availability+Upgraded HVDC | -0.9164 | 6.3993 | 10.4569
2029 | NZWEM_PERC | High Demand Growth+Expected Future Gas Supply+Increased Demand Response+Reduced Rankine Availability+Upgraded HVDC | 0.20024 | 10.1531 | 18.0278
2030 | NZWEM_PERC | High Demand Growth+Expected Future Gas Supply+Increased Demand Response+Reduced Rankine Availability+Upgraded HVDC | -6.0993 | 5.1697 | 17.53
2031 | NZWEM_PERC | High Demand Growth+Expected Future Gas Supply+Increased Demand Response+Reduced Rankine Availability+Upgraded HVDC | -9.8649 | 1.01 | 17.8739
2032 | NZWEM_PERC | High Demand Growth+Expected Future Gas Supply+Increased Demand Response+Reduced Rankine Availability+Upgraded HVDC | -12.5742 | -1.6846 | 15.5454
2033 | NZWEM_PERC | High Demand Growth+Expected Future Gas Supply+Increased Demand Response+Reduced Rankine Availability+Upgraded HVDC | -14.7078 | -4.0956 | 14.1396
2034 | NZWEM_PERC | High Demand Growth+Expected Future Gas Supply+Increased Demand Response+Reduced Rankine Availability+Upgraded HVDC | -16.8502 | -6.1982 | 11.508
2035 | NZWEM_PERC | High Demand Growth+Expected Future Gas Supply+Increased Demand Response+Reduced Rankine Availability+Upgraded HVDC | -18.1697 | -7.6925 | 9.5961
2026 | NIWCM | High Demand Growth+Expected Future Gas Supply+Increased Demand Response+Reduced Rankine Availability+Upgraded HVDC | 1020.1216 | 1020.9214 | 1020.9214
2027 | NIWCM | High Demand Growth+Expected Future Gas Supply+Increased Demand Response+Reduced Rankine Availability+Upgraded HVDC | 942.8326 | 974.4335 | 978.97
2028 | NIWCM | High Demand Growth+Expected Future Gas Supply+Increased Demand Response+Reduced Rankine Availability+Upgraded HVDC | 825.9289 | 1474.3514 | 1544.3903
2029 | NIWCM | High Demand Growth+Expected Future Gas Supply+Increased Demand Response+Reduced Rankine Availability+Upgraded HVDC | 518.4543 | 1413.5768 | 1742.6064
2030 | NIWCM | High Demand Growth+Expected Future Gas Supply+Increased Demand Response+Reduced Rankine Availability+Upgraded HVDC | 75.0046 | 1101.7085 | 1661.8351
2031 | NIWCM | High Demand Growth+Expected Future Gas Supply+Increased Demand Response+Reduced Rankine Availability+Upgraded HVDC | -183.5851 | 862.8736 | 1678.4641
2032 | NIWCM | High Demand Growth+Expected Future Gas Supply+Increased Demand Response+Reduced Rankine Availability+Upgraded HVDC | -398.4765 | 669.1865 | 1524.812
2033 | NIWCM | High Demand Growth+Expected Future Gas Supply+Increased Demand Response+Reduced Rankine Availability+Upgraded HVDC | -595.3056 | 472.7647 | 1401.8913
2034 | NIWCM | High Demand Growth+Expected Future Gas Supply+Increased Demand Response+Reduced Rankine Availability+Upgraded HVDC | -823.6946 | 290.3164 | 1302.2392
2035 | NIWCM | High Demand Growth+Expected Future Gas Supply+Increased Demand Response+Reduced Rankine Availability+Upgraded HVDC | -990.5654 | 136.9579 | 1152.3488
2026 | SIWEM_PERC | High Demand Growth+Expected Future Gas Supply+Increased Demand Response+Reduced Rankine Availability+Upgraded HVDC | 32.0605 | 32.2163 | 32.2163
2027 | SIWEM_PERC | High Demand Growth+Expected Future Gas Supply+Increased Demand Response+Reduced Rankine Availability+Upgraded HVDC | 16.6389 | 19.1065 | 19.1065
2028 | SIWEM_PERC | High Demand Growth+Expected Future Gas Supply+Increased Demand Response+Reduced Rankine Availability+Upgraded HVDC | 11.2837 | 23.0995 | 29.7273
2029 | SIWEM_PERC | High Demand Growth+Expected Future Gas Supply+Increased Demand Response+Reduced Rankine Availability+Upgraded HVDC | 4.2023 | 25.9318 | 47.3784
2030 | SIWEM_PERC | High Demand Growth+Expected Future Gas Supply+Increased Demand Response+Reduced Rankine Availability+Upgraded HVDC | -3.4825 | 12.2432 | 45.2317
2031 | SIWEM_PERC | High Demand Growth+Expected Future Gas Supply+Increased Demand Response+Reduced Rankine Availability+Upgraded HVDC | -8.7515 | 2.3505 | 45.1056
2032 | SIWEM_PERC | High Demand Growth+Expected Future Gas Supply+Increased Demand Response+Reduced Rankine Availability+Upgraded HVDC | -10.5156 | 0.3411 | 39.4609
2033 | SIWEM_PERC | High Demand Growth+Expected Future Gas Supply+Increased Demand Response+Reduced Rankine Availability+Upgraded HVDC | -12.1285 | -1.4995 | 35.9616
2034 | SIWEM_PERC | High Demand Growth+Expected Future Gas Supply+Increased Demand Response+Reduced Rankine Availability+Upgraded HVDC | -13.8721 | -3.4891 | 29.2366
2035 | SIWEM_PERC | High Demand Growth+Expected Future Gas Supply+Increased Demand Response+Reduced Rankine Availability+Upgraded HVDC | -15.1242 | -4.93 | 24.2161
2026 | NZWEM_PERC | High Demand Growth+Expected Future Gas Supply+Increased Demand Response+Reduced Rankine Availability+Upgraded HVDC+Low Wind & Solar | 10.9291 | 10.9791 | 10.9791
2027 | NZWEM_PERC | High Demand Growth+Expected Future Gas Supply+Increased Demand Response+Reduced Rankine Availability+Upgraded HVDC+Low Wind & Solar | 4.0684 | 5.6294 | 5.8992
2028 | NZWEM_PERC | High Demand Growth+Expected Future Gas Supply+Increased Demand Response+Reduced Rankine Availability+Upgraded HVDC+Low Wind & Solar | -2.2217 | 4.3805 | 8.0423
2029 | NZWEM_PERC | High Demand Growth+Expected Future Gas Supply+Increased Demand Response+Reduced Rankine Availability+Upgraded HVDC+Low Wind & Solar | -1.0699 | 7.9122 | 15.0188
2030 | NZWEM_PERC | High Demand Growth+Expected Future Gas Supply+Increased Demand Response+Reduced Rankine Availability+Upgraded HVDC+Low Wind & Solar | -7.2915 | 2.9213 | 14.1082
2031 | NZWEM_PERC | High Demand Growth+Expected Future Gas Supply+Increased Demand Response+Reduced Rankine Availability+Upgraded HVDC+Low Wind & Solar | -11.0074 | -1.1446 | 14.1052
2032 | NZWEM_PERC | High Demand Growth+Expected Future Gas Supply+Increased Demand Response+Reduced Rankine Availability+Upgraded HVDC+Low Wind & Solar | -13.6844 | -3.8097 | 11.7994
2033 | NZWEM_PERC | High Demand Growth+Expected Future Gas Supply+Increased Demand Response+Reduced Rankine Availability+Upgraded HVDC+Low Wind & Solar | -15.7897 | -6.1666 | 10.3483
2034 | NZWEM_PERC | High Demand Growth+Expected Future Gas Supply+Increased Demand Response+Reduced Rankine Availability+Upgraded HVDC+Low Wind & Solar | -17.9007 | -8.2091 | 7.8266
2035 | NZWEM_PERC | High Demand Growth+Expected Future Gas Supply+Increased Demand Response+Reduced Rankine Availability+Upgraded HVDC+Low Wind & Solar | -19.1955 | -9.656 | 6.0015
2026 | NIWCM | High Demand Growth+Expected Future Gas Supply+Increased Demand Response+Reduced Rankine Availability+Upgraded HVDC+Low Wind & Solar | 1020.1216 | 1020.9214 | 1020.9214
2027 | NIWCM | High Demand Growth+Expected Future Gas Supply+Increased Demand Response+Reduced Rankine Availability+Upgraded HVDC+Low Wind & Solar | 942.8326 | 974.4335 | 978.97
2028 | NIWCM | High Demand Growth+Expected Future Gas Supply+Increased Demand Response+Reduced Rankine Availability+Upgraded HVDC+Low Wind & Solar | 825.9289 | 1474.3514 | 1544.3903
2029 | NIWCM | High Demand Growth+Expected Future Gas Supply+Increased Demand Response+Reduced Rankine Availability+Upgraded HVDC+Low Wind & Solar | 518.4543 | 1413.5768 | 1742.6064
2030 | NIWCM | High Demand Growth+Expected Future Gas Supply+Increased Demand Response+Reduced Rankine Availability+Upgraded HVDC+Low Wind & Solar | 75.0046 | 1101.7085 | 1661.8351
2031 | NIWCM | High Demand Growth+Expected Future Gas Supply+Increased Demand Response+Reduced Rankine Availability+Upgraded HVDC+Low Wind & Solar | -183.5851 | 862.8736 | 1678.4641
2032 | NIWCM | High Demand Growth+Expected Future Gas Supply+Increased Demand Response+Reduced Rankine Availability+Upgraded HVDC+Low Wind & Solar | -398.4765 | 669.1865 | 1524.812
2033 | NIWCM | High Demand Growth+Expected Future Gas Supply+Increased Demand Response+Reduced Rankine Availability+Upgraded HVDC+Low Wind & Solar | -595.3056 | 472.7647 | 1401.8913
2034 | NIWCM | High Demand Growth+Expected Future Gas Supply+Increased Demand Response+Reduced Rankine Availability+Upgraded HVDC+Low Wind & Solar | -823.6946 | 290.3164 | 1302.2392
2035 | NIWCM | High Demand Growth+Expected Future Gas Supply+Increased Demand Response+Reduced Rankine Availability+Upgraded HVDC+Low Wind & Solar | -990.5654 | 136.9579 | 1152.3488
2026 | SIWEM_PERC | High Demand Growth+Expected Future Gas Supply+Increased Demand Response+Reduced Rankine Availability+Upgraded HVDC+Low Wind & Solar | 28.7901 | 28.9307 | 28.9307
2027 | SIWEM_PERC | High Demand Growth+Expected Future Gas Supply+Increased Demand Response+Reduced Rankine Availability+Upgraded HVDC+Low Wind & Solar | 15.8317 | 18.0585 | 18.0585
2028 | SIWEM_PERC | High Demand Growth+Expected Future Gas Supply+Increased Demand Response+Reduced Rankine Availability+Upgraded HVDC+Low Wind & Solar | 10.3616 | 21.025 | 27.0063
2029 | SIWEM_PERC | High Demand Growth+Expected Future Gas Supply+Increased Demand Response+Reduced Rankine Availability+Upgraded HVDC+Low Wind & Solar | 3.3418 | 19.8286 | 39.1835
2030 | SIWEM_PERC | High Demand Growth+Expected Future Gas Supply+Increased Demand Response+Reduced Rankine Availability+Upgraded HVDC+Low Wind & Solar | -4.2769 | 6.3506 | 36.1887
2031 | SIWEM_PERC | High Demand Growth+Expected Future Gas Supply+Increased Demand Response+Reduced Rankine Availability+Upgraded HVDC+Low Wind & Solar | -9.5005 | 0.51875 | 35.6784
2032 | SIWEM_PERC | High Demand Growth+Expected Future Gas Supply+Increased Demand Response+Reduced Rankine Availability+Upgraded HVDC+Low Wind & Solar | -11.248 | -1.4502 | 29.756
2033 | SIWEM_PERC | High Demand Growth+Expected Future Gas Supply+Increased Demand Response+Reduced Rankine Availability+Upgraded HVDC+Low Wind & Solar | -12.8456 | -3.2532 | 26.0028
2034 | SIWEM_PERC | High Demand Growth+Expected Future Gas Supply+Increased Demand Response+Reduced Rankine Availability+Upgraded HVDC+Low Wind & Solar | -14.5725 | -5.2022 | 19.369
2035 | SIWEM_PERC | High Demand Growth+Expected Future Gas Supply+Increased Demand Response+Reduced Rankine Availability+Upgraded HVDC+Low Wind & Solar | -15.8119 | -6.612 | 14.5279
2026 | NZWEM_PERC | High Demand Growth+Expected Future Gas Supply+Increased Demand Response+Reduced Rankine Availability+Upgraded HVDC+Constrained Operational Capacity | 12.0919 | 12.1473 | 12.1473
2027 | NZWEM_PERC | High Demand Growth+Expected Future Gas Supply+Increased Demand Response+Reduced Rankine Availability+Upgraded HVDC+Constrained Operational Capacity | 5.3368 | 7.0665 | 7.3656
2028 | NZWEM_PERC | High Demand Growth+Expected Future Gas Supply+Increased Demand Response+Reduced Rankine Availability+Upgraded HVDC+Constrained Operational Capacity | -0.9164 | 6.3993 | 10.4569
2029 | NZWEM_PERC | High Demand Growth+Expected Future Gas Supply+Increased Demand Response+Reduced Rankine Availability+Upgraded HVDC+Constrained Operational Capacity | 0.20024 | 10.1531 | 18.0278
2030 | NZWEM_PERC | High Demand Growth+Expected Future Gas Supply+Increased Demand Response+Reduced Rankine Availability+Upgraded HVDC+Constrained Operational Capacity | -6.0993 | 5.1697 | 17.53
2031 | NZWEM_PERC | High Demand Growth+Expected Future Gas Supply+Increased Demand Response+Reduced Rankine Availability+Upgraded HVDC+Constrained Operational Capacity | -9.8649 | 1.01 | 17.8739
2032 | NZWEM_PERC | High Demand Growth+Expected Future Gas Supply+Increased Demand Response+Reduced Rankine Availability+Upgraded HVDC+Constrained Operational Capacity | -12.5742 | -1.6846 | 15.5454
2033 | NZWEM_PERC | High Demand Growth+Expected Future Gas Supply+Increased Demand Response+Reduced Rankine Availability+Upgraded HVDC+Constrained Operational Capacity | -14.7078 | -4.0956 | 14.1396
2034 | NZWEM_PERC | High Demand Growth+Expected Future Gas Supply+Increased Demand Response+Reduced Rankine Availability+Upgraded HVDC+Constrained Operational Capacity | -16.8502 | -6.1982 | 11.508
2035 | NZWEM_PERC | High Demand Growth+Expected Future Gas Supply+Increased Demand Response+Reduced Rankine Availability+Upgraded HVDC+Constrained Operational Capacity | -18.1697 | -7.6925 | 9.5961
2026 | NIWCM | High Demand Growth+Expected Future Gas Supply+Increased Demand Response+Reduced Rankine Availability+Upgraded HVDC+Constrained Operational Capacity | 439.5221 | 439.5221 | 439.5221
2027 | NIWCM | High Demand Growth+Expected Future Gas Supply+Increased Demand Response+Reduced Rankine Availability+Upgraded HVDC+Constrained Operational Capacity | 320.9465 | 324.8176 | 324.8176
2028 | NIWCM | High Demand Growth+Expected Future Gas Supply+Increased Demand Response+Reduced Rankine Availability+Upgraded HVDC+Constrained Operational Capacity | 169.0221 | 663.6563 | 671.9906
2029 | NIWCM | High Demand Growth+Expected Future Gas Supply+Increased Demand Response+Reduced Rankine Availability+Upgraded HVDC+Constrained Operational Capacity | -154.8654 | 494.7855 | 652.1706
2030 | NIWCM | High Demand Growth+Expected Future Gas Supply+Increased Demand Response+Reduced Rankine Availability+Upgraded HVDC+Constrained Operational Capacity | -603.8607 | 137.6087 | 350.945
2031 | NIWCM | High Demand Growth+Expected Future Gas Supply+Increased Demand Response+Reduced Rankine Availability+Upgraded HVDC+Constrained Operational Capacity | -864.1907 | -111.9715 | 161.7371
2032 | NIWCM | High Demand Growth+Expected Future Gas Supply+Increased Demand Response+Reduced Rankine Availability+Upgraded HVDC+Constrained Operational Capacity | -1078.7384 | -324.0986 | -27.0191
2033 | NIWCM | High Demand Growth+Expected Future Gas Supply+Increased Demand Response+Reduced Rankine Availability+Upgraded HVDC+Constrained Operational Capacity | -1279.3768 | -520.862 | -215.1628
2034 | NIWCM | High Demand Growth+Expected Future Gas Supply+Increased Demand Response+Reduced Rankine Availability+Upgraded HVDC+Constrained Operational Capacity | -1501.7344 | -705.9906 | -321.421
2035 | NIWCM | High Demand Growth+Expected Future Gas Supply+Increased Demand Response+Reduced Rankine Availability+Upgraded HVDC+Constrained Operational Capacity | -1612.7925 | -862.4267 | -475.1684
2026 | SIWEM_PERC | High Demand Growth+Expected Future Gas Supply+Increased Demand Response+Reduced Rankine Availability+Upgraded HVDC+Constrained Operational Capacity | 32.0605 | 32.2163 | 32.2163
2027 | SIWEM_PERC | High Demand Growth+Expected Future Gas Supply+Increased Demand Response+Reduced Rankine Availability+Upgraded HVDC+Constrained Operational Capacity | 16.6389 | 19.1065 | 19.1065
2028 | SIWEM_PERC | High Demand Growth+Expected Future Gas Supply+Increased Demand Response+Reduced Rankine Availability+Upgraded HVDC+Constrained Operational Capacity | 11.2837 | 23.0995 | 29.7273
2029 | SIWEM_PERC | High Demand Growth+Expected Future Gas Supply+Increased Demand Response+Reduced Rankine Availability+Upgraded HVDC+Constrained Operational Capacity | 4.2023 | 25.9318 | 47.3784
2030 | SIWEM_PERC | High Demand Growth+Expected Future Gas Supply+Increased Demand Response+Reduced Rankine Availability+Upgraded HVDC+Constrained Operational Capacity | -3.4825 | 12.2432 | 45.2317
2031 | SIWEM_PERC | High Demand Growth+Expected Future Gas Supply+Increased Demand Response+Reduced Rankine Availability+Upgraded HVDC+Constrained Operational Capacity | -8.7515 | 2.3505 | 45.1056
2032 | SIWEM_PERC | High Demand Growth+Expected Future Gas Supply+Increased Demand Response+Reduced Rankine Availability+Upgraded HVDC+Constrained Operational Capacity | -10.5156 | 0.3411 | 39.4609
2033 | SIWEM_PERC | High Demand Growth+Expected Future Gas Supply+Increased Demand Response+Reduced Rankine Availability+Upgraded HVDC+Constrained Operational Capacity | -12.1285 | -1.4995 | 35.9616
2034 | SIWEM_PERC | High Demand Growth+Expected Future Gas Supply+Increased Demand Response+Reduced Rankine Availability+Upgraded HVDC+Constrained Operational Capacity | -13.8721 | -3.4891 | 29.2366
2035 | SIWEM_PERC | High Demand Growth+Expected Future Gas Supply+Increased Demand Response+Reduced Rankine Availability+Upgraded HVDC+Constrained Operational Capacity | -15.1242 | -4.93 | 24.2161
2026 | NZWEM_PERC | High Demand Growth+Expected Future Gas Supply+Increased Demand Response+Reduced Rankine Availability+Upgraded HVDC+Constrained Operational Capacity+Low Wind & Solar | 10.9291 | 10.9791 | 10.9791
2027 | NZWEM_PERC | High Demand Growth+Expected Future Gas Supply+Increased Demand Response+Reduced Rankine Availability+Upgraded HVDC+Constrained Operational Capacity+Low Wind & Solar | 4.0684 | 5.6294 | 5.8992
2028 | NZWEM_PERC | High Demand Growth+Expected Future Gas Supply+Increased Demand Response+Reduced Rankine Availability+Upgraded HVDC+Constrained Operational Capacity+Low Wind & Solar | -2.2217 | 4.3805 | 8.0423
2029 | NZWEM_PERC | High Demand Growth+Expected Future Gas Supply+Increased Demand Response+Reduced Rankine Availability+Upgraded HVDC+Constrained Operational Capacity+Low Wind & Solar | -1.0699 | 7.9122 | 15.0188
2030 | NZWEM_PERC | High Demand Growth+Expected Future Gas Supply+Increased Demand Response+Reduced Rankine Availability+Upgraded HVDC+Constrained Operational Capacity+Low Wind & Solar | -7.2915 | 2.9213 | 14.1082
2031 | NZWEM_PERC | High Demand Growth+Expected Future Gas Supply+Increased Demand Response+Reduced Rankine Availability+Upgraded HVDC+Constrained Operational Capacity+Low Wind & Solar | -11.0074 | -1.1446 | 14.1052
2032 | NZWEM_PERC | High Demand Growth+Expected Future Gas Supply+Increased Demand Response+Reduced Rankine Availability+Upgraded HVDC+Constrained Operational Capacity+Low Wind & Solar | -13.6844 | -3.8097 | 11.7994
2033 | NZWEM_PERC | High Demand Growth+Expected Future Gas Supply+Increased Demand Response+Reduced Rankine Availability+Upgraded HVDC+Constrained Operational Capacity+Low Wind & Solar | -15.7897 | -6.1666 | 10.3483
2034 | NZWEM_PERC | High Demand Growth+Expected Future Gas Supply+Increased Demand Response+Reduced Rankine Availability+Upgraded HVDC+Constrained Operational Capacity+Low Wind & Solar | -17.9007 | -8.2091 | 7.8266
2035 | NZWEM_PERC | High Demand Growth+Expected Future Gas Supply+Increased Demand Response+Reduced Rankine Availability+Upgraded HVDC+Constrained Operational Capacity+Low Wind & Solar | -19.1955 | -9.656 | 6.0015
2026 | NIWCM | High Demand Growth+Expected Future Gas Supply+Increased Demand Response+Reduced Rankine Availability+Upgraded HVDC+Constrained Operational Capacity+Low Wind & Solar | 439.5221 | 439.5221 | 439.5221
2027 | NIWCM | High Demand Growth+Expected Future Gas Supply+Increased Demand Response+Reduced Rankine Availability+Upgraded HVDC+Constrained Operational Capacity+Low Wind & Solar | 320.9465 | 324.8176 | 324.8176
2028 | NIWCM | High Demand Growth+Expected Future Gas Supply+Increased Demand Response+Reduced Rankine Availability+Upgraded HVDC+Constrained Operational Capacity+Low Wind & Solar | 169.0221 | 663.6563 | 671.9906
2029 | NIWCM | High Demand Growth+Expected Future Gas Supply+Increased Demand Response+Reduced Rankine Availability+Upgraded HVDC+Constrained Operational Capacity+Low Wind & Solar | -154.8654 | 494.7855 | 652.1706
2030 | NIWCM | High Demand Growth+Expected Future Gas Supply+Increased Demand Response+Reduced Rankine Availability+Upgraded HVDC+Constrained Operational Capacity+Low Wind & Solar | -603.8607 | 137.6087 | 350.945
2031 | NIWCM | High Demand Growth+Expected Future Gas Supply+Increased Demand Response+Reduced Rankine Availability+Upgraded HVDC+Constrained Operational Capacity+Low Wind & Solar | -864.1907 | -111.9715 | 161.7371
2032 | NIWCM | High Demand Growth+Expected Future Gas Supply+Increased Demand Response+Reduced Rankine Availability+Upgraded HVDC+Constrained Operational Capacity+Low Wind & Solar | -1078.7384 | -324.0986 | -27.0191
2033 | NIWCM | High Demand Growth+Expected Future Gas Supply+Increased Demand Response+Reduced Rankine Availability+Upgraded HVDC+Constrained Operational Capacity+Low Wind & Solar | -1279.3768 | -520.862 | -215.1628
2034 | NIWCM | High Demand Growth+Expected Future Gas Supply+Increased Demand Response+Reduced Rankine Availability+Upgraded HVDC+Constrained Operational Capacity+Low Wind & Solar | -1501.7344 | -705.9906 | -321.421
2035 | NIWCM | High Demand Growth+Expected Future Gas Supply+Increased Demand Response+Reduced Rankine Availability+Upgraded HVDC+Constrained Operational Capacity+Low Wind & Solar | -1612.7925 | -862.4267 | -475.1684
2026 | SIWEM_PERC | High Demand Growth+Expected Future Gas Supply+Increased Demand Response+Reduced Rankine Availability+Upgraded HVDC+Constrained Operational Capacity+Low Wind & Solar | 28.7901 | 28.9307 | 28.9307
2027 | SIWEM_PERC | High Demand Growth+Expected Future Gas Supply+Increased Demand Response+Reduced Rankine Availability+Upgraded HVDC+Constrained Operational Capacity+Low Wind & Solar | 15.8317 | 18.0585 | 18.0585
2028 | SIWEM_PERC | High Demand Growth+Expected Future Gas Supply+Increased Demand Response+Reduced Rankine Availability+Upgraded HVDC+Constrained Operational Capacity+Low Wind & Solar | 10.3616 | 21.025 | 27.0063
2029 | SIWEM_PERC | High Demand Growth+Expected Future Gas Supply+Increased Demand Response+Reduced Rankine Availability+Upgraded HVDC+Constrained Operational Capacity+Low Wind & Solar | 3.3418 | 19.8286 | 39.1835
2030 | SIWEM_PERC | High Demand Growth+Expected Future Gas Supply+Increased Demand Response+Reduced Rankine Availability+Upgraded HVDC+Constrained Operational Capacity+Low Wind & Solar | -4.2769 | 6.3506 | 36.1887
2031 | SIWEM_PERC | High Demand Growth+Expected Future Gas Supply+Increased Demand Response+Reduced Rankine Availability+Upgraded HVDC+Constrained Operational Capacity+Low Wind & Solar | -9.5005 | 0.51875 | 35.6784
2032 | SIWEM_PERC | High Demand Growth+Expected Future Gas Supply+Increased Demand Response+Reduced Rankine Availability+Upgraded HVDC+Constrained Operational Capacity+Low Wind & Solar | -11.248 | -1.4502 | 29.756
2033 | SIWEM_PERC | High Demand Growth+Expected Future Gas Supply+Increased Demand Response+Reduced Rankine Availability+Upgraded HVDC+Constrained Operational Capacity+Low Wind & Solar | -12.8456 | -3.2532 | 26.0028
2034 | SIWEM_PERC | High Demand Growth+Expected Future Gas Supply+Increased Demand Response+Reduced Rankine Availability+Upgraded HVDC+Constrained Operational Capacity+Low Wind & Solar | -14.5725 | -5.2022 | 19.369
2035 | SIWEM_PERC | High Demand Growth+Expected Future Gas Supply+Increased Demand Response+Reduced Rankine Availability+Upgraded HVDC+Constrained Operational Capacity+Low Wind & Solar | -15.8119 | -6.612 | 14.5279
2026 | NZWEM_PERC | High Demand Growth+Expected Future Gas Supply+Increased Demand Response+Reduced Rankine Availability+Delayed Build | 7.5984 | 7.5984 | 7.5984
2027 | NZWEM_PERC | High Demand Growth+Expected Future Gas Supply+Increased Demand Response+Reduced Rankine Availability+Delayed Build | -1.602 | -1.469 | -1.311
2028 | NZWEM_PERC | High Demand Growth+Expected Future Gas Supply+Increased Demand Response+Reduced Rankine Availability+Delayed Build | -4.6896 | -3.3877 | -3.1044
2029 | NZWEM_PERC | High Demand Growth+Expected Future Gas Supply+Increased Demand Response+Reduced Rankine Availability+Delayed Build | -0.80012 | 1.6799 | 2.4502
2030 | NZWEM_PERC | High Demand Growth+Expected Future Gas Supply+Increased Demand Response+Reduced Rankine Availability+Delayed Build | -6.0993 | 1.4694 | 7.8671
2031 | NZWEM_PERC | High Demand Growth+Expected Future Gas Supply+Increased Demand Response+Reduced Rankine Availability+Delayed Build | -9.8649 | -0.058709 | 7.0243
2032 | NZWEM_PERC | High Demand Growth+Expected Future Gas Supply+Increased Demand Response+Reduced Rankine Availability+Delayed Build | -12.5742 | -2.4902 | 9.0203
2033 | NZWEM_PERC | High Demand Growth+Expected Future Gas Supply+Increased Demand Response+Reduced Rankine Availability+Delayed Build | -14.7078 | -4.8091 | 11.1608
2034 | NZWEM_PERC | High Demand Growth+Expected Future Gas Supply+Increased Demand Response+Reduced Rankine Availability+Delayed Build | -16.8502 | -6.9341 | 9.3698
2035 | NZWEM_PERC | High Demand Growth+Expected Future Gas Supply+Increased Demand Response+Reduced Rankine Availability+Delayed Build | -18.1697 | -8.1084 | 9.1802
2026 | NIWCM | High Demand Growth+Expected Future Gas Supply+Increased Demand Response+Reduced Rankine Availability+Delayed Build | 741.7097 | 741.7097 | 741.7097
2027 | NIWCM | High Demand Growth+Expected Future Gas Supply+Increased Demand Response+Reduced Rankine Availability+Delayed Build | 543.3008 | 545.3044 | 547.7769
2028 | NIWCM | High Demand Growth+Expected Future Gas Supply+Increased Demand Response+Reduced Rankine Availability+Delayed Build | 570.4704 | 591.0527 | 595.5892
2029 | NIWCM | High Demand Growth+Expected Future Gas Supply+Increased Demand Response+Reduced Rankine Availability+Delayed Build | 309.988 | 438.2941 | 451.8864
2030 | NIWCM | High Demand Growth+Expected Future Gas Supply+Increased Demand Response+Reduced Rankine Availability+Delayed Build | 19.2281 | 745.4805 | 1038.4801
2031 | NIWCM | High Demand Growth+Expected Future Gas Supply+Increased Demand Response+Reduced Rankine Availability+Delayed Build | -256.5236 | 682.0003 | 1043.5201
2032 | NIWCM | High Demand Growth+Expected Future Gas Supply+Increased Demand Response+Reduced Rankine Availability+Delayed Build | -471.415 | 542.8788 | 1131.8408
2033 | NIWCM | High Demand Growth+Expected Future Gas Supply+Increased Demand Response+Reduced Rankine Availability+Delayed Build | -595.3056 | 427.7255 | 1257.4496
2034 | NIWCM | High Demand Growth+Expected Future Gas Supply+Increased Demand Response+Reduced Rankine Availability+Delayed Build | -823.6946 | 220.2272 | 1087.721
2035 | NIWCM | High Demand Growth+Expected Future Gas Supply+Increased Demand Response+Reduced Rankine Availability+Delayed Build | -990.5654 | 84.6259 | 1022.7878
2026 | SIWEM_PERC | High Demand Growth+Expected Future Gas Supply+Increased Demand Response+Reduced Rankine Availability+Delayed Build | 19.4223 | 19.4223 | 19.4223
2027 | SIWEM_PERC | High Demand Growth+Expected Future Gas Supply+Increased Demand Response+Reduced Rankine Availability+Delayed Build | 13.1185 | 13.1862 | 13.1862
2028 | SIWEM_PERC | High Demand Growth+Expected Future Gas Supply+Increased Demand Response+Reduced Rankine Availability+Delayed Build | 9.1882 | 10.9655 | 10.9655
2029 | SIWEM_PERC | High Demand Growth+Expected Future Gas Supply+Increased Demand Response+Reduced Rankine Availability+Delayed Build | 2.6144 | 6.9288 | 6.9288
2030 | SIWEM_PERC | High Demand Growth+Expected Future Gas Supply+Increased Demand Response+Reduced Rankine Availability+Delayed Build | -3.4825 | 6.6977 | 19.4693
2031 | SIWEM_PERC | High Demand Growth+Expected Future Gas Supply+Increased Demand Response+Reduced Rankine Availability+Delayed Build | -8.7515 | 0.84595 | 17.0176
2032 | SIWEM_PERC | High Demand Growth+Expected Future Gas Supply+Increased Demand Response+Reduced Rankine Availability+Delayed Build | -10.5156 | 0.3411 | 22.3856
2033 | SIWEM_PERC | High Demand Growth+Expected Future Gas Supply+Increased Demand Response+Reduced Rankine Availability+Delayed Build | -12.1285 | -1.4995 | 28.1677
2034 | SIWEM_PERC | High Demand Growth+Expected Future Gas Supply+Increased Demand Response+Reduced Rankine Availability+Delayed Build | -13.8721 | -3.4891 | 23.5054
2035 | SIWEM_PERC | High Demand Growth+Expected Future Gas Supply+Increased Demand Response+Reduced Rankine Availability+Delayed Build | -15.1242 | -4.93 | 23.0953
2026 | NZWEM_PERC | High Demand Growth+Expected Future Gas Supply+Increased Demand Response+Reduced Rankine Availability+Delayed Build+Low Wind & Solar | 6.7137 | 6.7137 | 6.7137
2027 | NZWEM_PERC | High Demand Growth+Expected Future Gas Supply+Increased Demand Response+Reduced Rankine Availability+Delayed Build+Low Wind & Solar | -2.5024 | -2.3822 | -2.2397
2028 | NZWEM_PERC | High Demand Growth+Expected Future Gas Supply+Increased Demand Response+Reduced Rankine Availability+Delayed Build+Low Wind & Solar | -5.7744 | -4.5995 | -4.3438
2029 | NZWEM_PERC | High Demand Growth+Expected Future Gas Supply+Increased Demand Response+Reduced Rankine Availability+Delayed Build+Low Wind & Solar | -1.9727 | 0.26543 | 0.96059
2030 | NZWEM_PERC | High Demand Growth+Expected Future Gas Supply+Increased Demand Response+Reduced Rankine Availability+Delayed Build+Low Wind & Solar | -7.2915 | -0.46104 | 5.3127
2031 | NZWEM_PERC | High Demand Growth+Expected Future Gas Supply+Increased Demand Response+Reduced Rankine Availability+Delayed Build+Low Wind & Solar | -11.0074 | -2.1577 | 4.2346
2032 | NZWEM_PERC | High Demand Growth+Expected Future Gas Supply+Increased Demand Response+Reduced Rankine Availability+Delayed Build+Low Wind & Solar | -13.6844 | -4.584 | 5.8338
2033 | NZWEM_PERC | High Demand Growth+Expected Future Gas Supply+Increased Demand Response+Reduced Rankine Availability+Delayed Build+Low Wind & Solar | -15.7897 | -6.8495 | 7.5919
2034 | NZWEM_PERC | High Demand Growth+Expected Future Gas Supply+Increased Demand Response+Reduced Rankine Availability+Delayed Build+Low Wind & Solar | -17.9007 | -8.945 | 5.8252
2035 | NZWEM_PERC | High Demand Growth+Expected Future Gas Supply+Increased Demand Response+Reduced Rankine Availability+Delayed Build+Low Wind & Solar | -19.1955 | -10.0719 | 5.5857
2026 | NIWCM | High Demand Growth+Expected Future Gas Supply+Increased Demand Response+Reduced Rankine Availability+Delayed Build+Low Wind & Solar | 741.7097 | 741.7097 | 741.7097
2027 | NIWCM | High Demand Growth+Expected Future Gas Supply+Increased Demand Response+Reduced Rankine Availability+Delayed Build+Low Wind & Solar | 543.3008 | 545.3044 | 547.7769
2028 | NIWCM | High Demand Growth+Expected Future Gas Supply+Increased Demand Response+Reduced Rankine Availability+Delayed Build+Low Wind & Solar | 570.4704 | 591.0527 | 595.5892
2029 | NIWCM | High Demand Growth+Expected Future Gas Supply+Increased Demand Response+Reduced Rankine Availability+Delayed Build+Low Wind & Solar | 309.988 | 438.2941 | 451.8864
2030 | NIWCM | High Demand Growth+Expected Future Gas Supply+Increased Demand Response+Reduced Rankine Availability+Delayed Build+Low Wind & Solar | 19.2281 | 745.4805 | 1038.4801
2031 | NIWCM | High Demand Growth+Expected Future Gas Supply+Increased Demand Response+Reduced Rankine Availability+Delayed Build+Low Wind & Solar | -256.5236 | 682.0003 | 1043.5201
2032 | NIWCM | High Demand Growth+Expected Future Gas Supply+Increased Demand Response+Reduced Rankine Availability+Delayed Build+Low Wind & Solar | -471.415 | 542.8788 | 1131.8408
2033 | NIWCM | High Demand Growth+Expected Future Gas Supply+Increased Demand Response+Reduced Rankine Availability+Delayed Build+Low Wind & Solar | -595.3056 | 427.7255 | 1257.4496
2034 | NIWCM | High Demand Growth+Expected Future Gas Supply+Increased Demand Response+Reduced Rankine Availability+Delayed Build+Low Wind & Solar | -823.6946 | 220.2272 | 1087.721
2035 | NIWCM | High Demand Growth+Expected Future Gas Supply+Increased Demand Response+Reduced Rankine Availability+Delayed Build+Low Wind & Solar | -990.5654 | 84.6259 | 1022.7878
2026 | SIWEM_PERC | High Demand Growth+Expected Future Gas Supply+Increased Demand Response+Reduced Rankine Availability+Delayed Build+Low Wind & Solar | 17.2783 | 17.2783 | 17.2783
2027 | SIWEM_PERC | High Demand Growth+Expected Future Gas Supply+Increased Demand Response+Reduced Rankine Availability+Delayed Build+Low Wind & Solar | 12.6546 | 12.7157 | 12.7157
2028 | SIWEM_PERC | High Demand Growth+Expected Future Gas Supply+Increased Demand Response+Reduced Rankine Availability+Delayed Build+Low Wind & Solar | 8.4705 | 10.0745 | 10.0745
2029 | SIWEM_PERC | High Demand Growth+Expected Future Gas Supply+Increased Demand Response+Reduced Rankine Availability+Delayed Build+Low Wind & Solar | 1.9088 | 5.8024 | 5.8024
2030 | SIWEM_PERC | High Demand Growth+Expected Future Gas Supply+Increased Demand Response+Reduced Rankine Availability+Delayed Build+Low Wind & Solar | -4.2769 | 4.9103 | 14.6899
2031 | SIWEM_PERC | High Demand Growth+Expected Future Gas Supply+Increased Demand Response+Reduced Rankine Availability+Delayed Build+Low Wind & Solar | -9.5005 | -0.8391 | 9.7783
2032 | SIWEM_PERC | High Demand Growth+Expected Future Gas Supply+Increased Demand Response+Reduced Rankine Availability+Delayed Build+Low Wind & Solar | -11.248 | -1.4502 | 13.9346
2033 | SIWEM_PERC | High Demand Growth+Expected Future Gas Supply+Increased Demand Response+Reduced Rankine Availability+Delayed Build+Low Wind & Solar | -12.8456 | -3.2532 | 18.6589
2034 | SIWEM_PERC | High Demand Growth+Expected Future Gas Supply+Increased Demand Response+Reduced Rankine Availability+Delayed Build+Low Wind & Solar | -14.5725 | -5.2022 | 14.0044
2035 | SIWEM_PERC | High Demand Growth+Expected Future Gas Supply+Increased Demand Response+Reduced Rankine Availability+Delayed Build+Low Wind & Solar | -15.8119 | -6.612 | 13.4071
2026 | NZWEM_PERC | High Demand Growth+Expected Future Gas Supply+Increased Demand Response+Reduced Rankine Availability+Delayed Build+Constrained Operational Capacity | 7.5984 | 7.5984 | 7.5984
2027 | NZWEM_PERC | High Demand Growth+Expected Future Gas Supply+Increased Demand Response+Reduced Rankine Availability+Delayed Build+Constrained Operational Capacity | -1.602 | -1.469 | -1.311
2028 | NZWEM_PERC | High Demand Growth+Expected Future Gas Supply+Increased Demand Response+Reduced Rankine Availability+Delayed Build+Constrained Operational Capacity | -4.6896 | -3.3877 | -3.1044
2029 | NZWEM_PERC | High Demand Growth+Expected Future Gas Supply+Increased Demand Response+Reduced Rankine Availability+Delayed Build+Constrained Operational Capacity | -0.80012 | 1.6799 | 2.4502
2030 | NZWEM_PERC | High Demand Growth+Expected Future Gas Supply+Increased Demand Response+Reduced Rankine Availability+Delayed Build+Constrained Operational Capacity | -6.0993 | 1.4694 | 7.8671
2031 | NZWEM_PERC | High Demand Growth+Expected Future Gas Supply+Increased Demand Response+Reduced Rankine Availability+Delayed Build+Constrained Operational Capacity | -9.8649 | -0.058709 | 7.0243
2032 | NZWEM_PERC | High Demand Growth+Expected Future Gas Supply+Increased Demand Response+Reduced Rankine Availability+Delayed Build+Constrained Operational Capacity | -12.5742 | -2.4902 | 9.0203
2033 | NZWEM_PERC | High Demand Growth+Expected Future Gas Supply+Increased Demand Response+Reduced Rankine Availability+Delayed Build+Constrained Operational Capacity | -14.7078 | -4.8091 | 11.1608
2034 | NZWEM_PERC | High Demand Growth+Expected Future Gas Supply+Increased Demand Response+Reduced Rankine Availability+Delayed Build+Constrained Operational Capacity | -16.8502 | -6.9341 | 9.3698
2035 | NZWEM_PERC | High Demand Growth+Expected Future Gas Supply+Increased Demand Response+Reduced Rankine Availability+Delayed Build+Constrained Operational Capacity | -18.1697 | -8.1084 | 9.1802
2026 | NIWCM | High Demand Growth+Expected Future Gas Supply+Increased Demand Response+Reduced Rankine Availability+Delayed Build+Constrained Operational Capacity | 209.2066 | 209.2066 | 209.2066
2027 | NIWCM | High Demand Growth+Expected Future Gas Supply+Increased Demand Response+Reduced Rankine Availability+Delayed Build+Constrained Operational Capacity | 4.4086 | 4.4086 | 4.4086
2028 | NIWCM | High Demand Growth+Expected Future Gas Supply+Increased Demand Response+Reduced Rankine Availability+Delayed Build+Constrained Operational Capacity | -40.9528 | -40.9528 | -40.9528
2029 | NIWCM | High Demand Growth+Expected Future Gas Supply+Increased Demand Response+Reduced Rankine Availability+Delayed Build+Constrained Operational Capacity | -335.0736 | -252.8911 | -252.8911
2030 | NIWCM | High Demand Growth+Expected Future Gas Supply+Increased Demand Response+Reduced Rankine Availability+Delayed Build+Constrained Operational Capacity | -659.6372 | -145.9704 | -28.0389
2031 | NIWCM | High Demand Growth+Expected Future Gas Supply+Increased Demand Response+Reduced Rankine Availability+Delayed Build+Constrained Operational Capacity | -937.1292 | -284.1864 | -124.8989
2032 | NIWCM | High Demand Growth+Expected Future Gas Supply+Increased Demand Response+Reduced Rankine Availability+Delayed Build+Constrained Operational Capacity | -1151.6769 | -435.8263 | -220.1632
2033 | NIWCM | High Demand Growth+Expected Future Gas Supply+Increased Demand Response+Reduced Rankine Availability+Delayed Build+Constrained Operational Capacity | -1279.3768 | -551.3212 | -277.0745
2034 | NIWCM | High Demand Growth+Expected Future Gas Supply+Increased Demand Response+Reduced Rankine Availability+Delayed Build+Constrained Operational Capacity | -1501.7344 | -776.0798 | -478.7392
2035 | NIWCM | High Demand Growth+Expected Future Gas Supply+Increased Demand Response+Reduced Rankine Availability+Delayed Build+Constrained Operational Capacity | -1612.7925 | -914.7587 | -604.7294
2026 | SIWEM_PERC | High Demand Growth+Expected Future Gas Supply+Increased Demand Response+Reduced Rankine Availability+Delayed Build+Constrained Operational Capacity | 19.4223 | 19.4223 | 19.4223
2027 | SIWEM_PERC | High Demand Growth+Expected Future Gas Supply+Increased Demand Response+Reduced Rankine Availability+Delayed Build+Constrained Operational Capacity | 13.1185 | 13.1862 | 13.1862
2028 | SIWEM_PERC | High Demand Growth+Expected Future Gas Supply+Increased Demand Response+Reduced Rankine Availability+Delayed Build+Constrained Operational Capacity | 9.1882 | 10.9655 | 10.9655
2029 | SIWEM_PERC | High Demand Growth+Expected Future Gas Supply+Increased Demand Response+Reduced Rankine Availability+Delayed Build+Constrained Operational Capacity | 2.6144 | 6.9288 | 6.9288
2030 | SIWEM_PERC | High Demand Growth+Expected Future Gas Supply+Increased Demand Response+Reduced Rankine Availability+Delayed Build+Constrained Operational Capacity | -3.4825 | 6.6977 | 19.4693
2031 | SIWEM_PERC | High Demand Growth+Expected Future Gas Supply+Increased Demand Response+Reduced Rankine Availability+Delayed Build+Constrained Operational Capacity | -8.7515 | 0.84595 | 17.0176
2032 | SIWEM_PERC | High Demand Growth+Expected Future Gas Supply+Increased Demand Response+Reduced Rankine Availability+Delayed Build+Constrained Operational Capacity | -10.5156 | 0.3411 | 22.3856
2033 | SIWEM_PERC | High Demand Growth+Expected Future Gas Supply+Increased Demand Response+Reduced Rankine Availability+Delayed Build+Constrained Operational Capacity | -12.1285 | -1.4995 | 28.1677
2034 | SIWEM_PERC | High Demand Growth+Expected Future Gas Supply+Increased Demand Response+Reduced Rankine Availability+Delayed Build+Constrained Operational Capacity | -13.8721 | -3.4891 | 23.5054
2035 | SIWEM_PERC | High Demand Growth+Expected Future Gas Supply+Increased Demand Response+Reduced Rankine Availability+Delayed Build+Constrained Operational Capacity | -15.1242 | -4.93 | 23.0953
2026 | NZWEM_PERC | High Demand Growth+Expected Future Gas Supply+Increased Demand Response+Reduced Rankine Availability+Delayed Build+Constrained Operational Capacity+Low Wind & Solar | 6.7137 | 6.7137 | 6.7137
2027 | NZWEM_PERC | High Demand Growth+Expected Future Gas Supply+Increased Demand Response+Reduced Rankine Availability+Delayed Build+Constrained Operational Capacity+Low Wind & Solar | -2.5024 | -2.3822 | -2.2397
2028 | NZWEM_PERC | High Demand Growth+Expected Future Gas Supply+Increased Demand Response+Reduced Rankine Availability+Delayed Build+Constrained Operational Capacity+Low Wind & Solar | -5.7744 | -4.5995 | -4.3438
2029 | NZWEM_PERC | High Demand Growth+Expected Future Gas Supply+Increased Demand Response+Reduced Rankine Availability+Delayed Build+Constrained Operational Capacity+Low Wind & Solar | -1.9727 | 0.26543 | 0.96059
2030 | NZWEM_PERC | High Demand Growth+Expected Future Gas Supply+Increased Demand Response+Reduced Rankine Availability+Delayed Build+Constrained Operational Capacity+Low Wind & Solar | -7.2915 | -0.46104 | 5.3127
2031 | NZWEM_PERC | High Demand Growth+Expected Future Gas Supply+Increased Demand Response+Reduced Rankine Availability+Delayed Build+Constrained Operational Capacity+Low Wind & Solar | -11.0074 | -2.1577 | 4.2346
2032 | NZWEM_PERC | High Demand Growth+Expected Future Gas Supply+Increased Demand Response+Reduced Rankine Availability+Delayed Build+Constrained Operational Capacity+Low Wind & Solar | -13.6844 | -4.584 | 5.8338
2033 | NZWEM_PERC | High Demand Growth+Expected Future Gas Supply+Increased Demand Response+Reduced Rankine Availability+Delayed Build+Constrained Operational Capacity+Low Wind & Solar | -15.7897 | -6.8495 | 7.5919
2034 | NZWEM_PERC | High Demand Growth+Expected Future Gas Supply+Increased Demand Response+Reduced Rankine Availability+Delayed Build+Constrained Operational Capacity+Low Wind & Solar | -17.9007 | -8.945 | 5.8252
2035 | NZWEM_PERC | High Demand Growth+Expected Future Gas Supply+Increased Demand Response+Reduced Rankine Availability+Delayed Build+Constrained Operational Capacity+Low Wind & Solar | -19.1955 | -10.0719 | 5.5857
2026 | NIWCM | High Demand Growth+Expected Future Gas Supply+Increased Demand Response+Reduced Rankine Availability+Delayed Build+Constrained Operational Capacity+Low Wind & Solar | 209.2066 | 209.2066 | 209.2066
2027 | NIWCM | High Demand Growth+Expected Future Gas Supply+Increased Demand Response+Reduced Rankine Availability+Delayed Build+Constrained Operational Capacity+Low Wind & Solar | 4.4086 | 4.4086 | 4.4086
2028 | NIWCM | High Demand Growth+Expected Future Gas Supply+Increased Demand Response+Reduced Rankine Availability+Delayed Build+Constrained Operational Capacity+Low Wind & Solar | -40.9528 | -40.9528 | -40.9528
2029 | NIWCM | High Demand Growth+Expected Future Gas Supply+Increased Demand Response+Reduced Rankine Availability+Delayed Build+Constrained Operational Capacity+Low Wind & Solar | -335.0736 | -252.8911 | -252.8911
2030 | NIWCM | High Demand Growth+Expected Future Gas Supply+Increased Demand Response+Reduced Rankine Availability+Delayed Build+Constrained Operational Capacity+Low Wind & Solar | -659.6372 | -145.9704 | -28.0389
2031 | NIWCM | High Demand Growth+Expected Future Gas Supply+Increased Demand Response+Reduced Rankine Availability+Delayed Build+Constrained Operational Capacity+Low Wind & Solar | -937.1292 | -284.1864 | -124.8989
2032 | NIWCM | High Demand Growth+Expected Future Gas Supply+Increased Demand Response+Reduced Rankine Availability+Delayed Build+Constrained Operational Capacity+Low Wind & Solar | -1151.6769 | -435.8263 | -220.1632
2033 | NIWCM | High Demand Growth+Expected Future Gas Supply+Increased Demand Response+Reduced Rankine Availability+Delayed Build+Constrained Operational Capacity+Low Wind & Solar | -1279.3768 | -551.3212 | -277.0745
2034 | NIWCM | High Demand Growth+Expected Future Gas Supply+Increased Demand Response+Reduced Rankine Availability+Delayed Build+Constrained Operational Capacity+Low Wind & Solar | -1501.7344 | -776.0798 | -478.7392
2035 | NIWCM | High Demand Growth+Expected Future Gas Supply+Increased Demand Response+Reduced Rankine Availability+Delayed Build+Constrained Operational Capacity+Low Wind & Solar | -1612.7925 | -914.7587 | -604.7294
2026 | SIWEM_PERC | High Demand Growth+Expected Future Gas Supply+Increased Demand Response+Reduced Rankine Availability+Delayed Build+Constrained Operational Capacity+Low Wind & Solar | 17.2783 | 17.2783 | 17.2783
2027 | SIWEM_PERC | High Demand Growth+Expected Future Gas Supply+Increased Demand Response+Reduced Rankine Availability+Delayed Build+Constrained Operational Capacity+Low Wind & Solar | 12.6546 | 12.7157 | 12.7157
2028 | SIWEM_PERC | High Demand Growth+Expected Future Gas Supply+Increased Demand Response+Reduced Rankine Availability+Delayed Build+Constrained Operational Capacity+Low Wind & Solar | 8.4705 | 10.0745 | 10.0745
2029 | SIWEM_PERC | High Demand Growth+Expected Future Gas Supply+Increased Demand Response+Reduced Rankine Availability+Delayed Build+Constrained Operational Capacity+Low Wind & Solar | 1.9088 | 5.8024 | 5.8024
2030 | SIWEM_PERC | High Demand Growth+Expected Future Gas Supply+Increased Demand Response+Reduced Rankine Availability+Delayed Build+Constrained Operational Capacity+Low Wind & Solar | -4.2769 | 4.9103 | 14.6899
2031 | SIWEM_PERC | High Demand Growth+Expected Future Gas Supply+Increased Demand Response+Reduced Rankine Availability+Delayed Build+Constrained Operational Capacity+Low Wind & Solar | -9.5005 | -0.8391 | 9.7783
2032 | SIWEM_PERC | High Demand Growth+Expected Future Gas Supply+Increased Demand Response+Reduced Rankine Availability+Delayed Build+Constrained Operational Capacity+Low Wind & Solar | -11.248 | -1.4502 | 13.9346
2033 | SIWEM_PERC | High Demand Growth+Expected Future Gas Supply+Increased Demand Response+Reduced Rankine Availability+Delayed Build+Constrained Operational Capacity+Low Wind & Solar | -12.8456 | -3.2532 | 18.6589
2034 | SIWEM_PERC | High Demand Growth+Expected Future Gas Supply+Increased Demand Response+Reduced Rankine Availability+Delayed Build+Constrained Operational Capacity+Low Wind & Solar | -14.5725 | -5.2022 | 14.0044
2035 | SIWEM_PERC | High Demand Growth+Expected Future Gas Supply+Increased Demand Response+Reduced Rankine Availability+Delayed Build+Constrained Operational Capacity+Low Wind & Solar | -15.8119 | -6.612 | 13.4071
2026 | NZWEM_PERC | High Demand Growth+Expected Future Gas Supply+Increased Demand Response+Reduced Rankine Availability+Delayed Build+Upgraded HVDC | 7.5984 | 7.5984 | 7.5984
2027 | NZWEM_PERC | High Demand Growth+Expected Future Gas Supply+Increased Demand Response+Reduced Rankine Availability+Delayed Build+Upgraded HVDC | -1.602 | -1.469 | -1.311
2028 | NZWEM_PERC | High Demand Growth+Expected Future Gas Supply+Increased Demand Response+Reduced Rankine Availability+Delayed Build+Upgraded HVDC | -4.6896 | -3.3877 | -3.1044
2029 | NZWEM_PERC | High Demand Growth+Expected Future Gas Supply+Increased Demand Response+Reduced Rankine Availability+Delayed Build+Upgraded HVDC | -0.80012 | 1.6799 | 2.4502
2030 | NZWEM_PERC | High Demand Growth+Expected Future Gas Supply+Increased Demand Response+Reduced Rankine Availability+Delayed Build+Upgraded HVDC | -6.0993 | 1.4694 | 7.8671
2031 | NZWEM_PERC | High Demand Growth+Expected Future Gas Supply+Increased Demand Response+Reduced Rankine Availability+Delayed Build+Upgraded HVDC | -9.8649 | -0.058709 | 7.0243
2032 | NZWEM_PERC | High Demand Growth+Expected Future Gas Supply+Increased Demand Response+Reduced Rankine Availability+Delayed Build+Upgraded HVDC | -12.5742 | -2.4902 | 9.0203
2033 | NZWEM_PERC | High Demand Growth+Expected Future Gas Supply+Increased Demand Response+Reduced Rankine Availability+Delayed Build+Upgraded HVDC | -14.7078 | -4.8091 | 11.1608
2034 | NZWEM_PERC | High Demand Growth+Expected Future Gas Supply+Increased Demand Response+Reduced Rankine Availability+Delayed Build+Upgraded HVDC | -16.8502 | -6.9341 | 9.3698
2035 | NZWEM_PERC | High Demand Growth+Expected Future Gas Supply+Increased Demand Response+Reduced Rankine Availability+Delayed Build+Upgraded HVDC | -18.1697 | -8.1084 | 9.1802
2026 | NIWCM | High Demand Growth+Expected Future Gas Supply+Increased Demand Response+Reduced Rankine Availability+Delayed Build+Upgraded HVDC | 741.7097 | 741.7097 | 741.7097
2027 | NIWCM | High Demand Growth+Expected Future Gas Supply+Increased Demand Response+Reduced Rankine Availability+Delayed Build+Upgraded HVDC | 543.3008 | 545.3044 | 547.7769
2028 | NIWCM | High Demand Growth+Expected Future Gas Supply+Increased Demand Response+Reduced Rankine Availability+Delayed Build+Upgraded HVDC | 570.4704 | 591.0527 | 595.5892
2029 | NIWCM | High Demand Growth+Expected Future Gas Supply+Increased Demand Response+Reduced Rankine Availability+Delayed Build+Upgraded HVDC | 309.988 | 438.2941 | 451.8864
2030 | NIWCM | High Demand Growth+Expected Future Gas Supply+Increased Demand Response+Reduced Rankine Availability+Delayed Build+Upgraded HVDC | 19.2281 | 745.4805 | 1038.4801
2031 | NIWCM | High Demand Growth+Expected Future Gas Supply+Increased Demand Response+Reduced Rankine Availability+Delayed Build+Upgraded HVDC | -256.5236 | 682.0003 | 1043.5201
2032 | NIWCM | High Demand Growth+Expected Future Gas Supply+Increased Demand Response+Reduced Rankine Availability+Delayed Build+Upgraded HVDC | -471.415 | 542.8788 | 1131.8406
2033 | NIWCM | High Demand Growth+Expected Future Gas Supply+Increased Demand Response+Reduced Rankine Availability+Delayed Build+Upgraded HVDC | -595.3056 | 427.7255 | 1257.4496
2034 | NIWCM | High Demand Growth+Expected Future Gas Supply+Increased Demand Response+Reduced Rankine Availability+Delayed Build+Upgraded HVDC | -823.6946 | 220.2272 | 1087.721
2035 | NIWCM | High Demand Growth+Expected Future Gas Supply+Increased Demand Response+Reduced Rankine Availability+Delayed Build+Upgraded HVDC | -990.5654 | 84.6259 | 1022.7878
2026 | SIWEM_PERC | High Demand Growth+Expected Future Gas Supply+Increased Demand Response+Reduced Rankine Availability+Delayed Build+Upgraded HVDC | 19.4223 | 19.4223 | 19.4223
2027 | SIWEM_PERC | High Demand Growth+Expected Future Gas Supply+Increased Demand Response+Reduced Rankine Availability+Delayed Build+Upgraded HVDC | 13.1185 | 13.1862 | 13.1862
2028 | SIWEM_PERC | High Demand Growth+Expected Future Gas Supply+Increased Demand Response+Reduced Rankine Availability+Delayed Build+Upgraded HVDC | 9.1882 | 10.9655 | 10.9655
2029 | SIWEM_PERC | High Demand Growth+Expected Future Gas Supply+Increased Demand Response+Reduced Rankine Availability+Delayed Build+Upgraded HVDC | 2.6144 | 6.9288 | 6.9288
2030 | SIWEM_PERC | High Demand Growth+Expected Future Gas Supply+Increased Demand Response+Reduced Rankine Availability+Delayed Build+Upgraded HVDC | -3.4825 | 6.6977 | 19.4693
2031 | SIWEM_PERC | High Demand Growth+Expected Future Gas Supply+Increased Demand Response+Reduced Rankine Availability+Delayed Build+Upgraded HVDC | -8.7515 | 0.84595 | 17.0176
2032 | SIWEM_PERC | High Demand Growth+Expected Future Gas Supply+Increased Demand Response+Reduced Rankine Availability+Delayed Build+Upgraded HVDC | -10.5156 | 0.3411 | 22.3856
2033 | SIWEM_PERC | High Demand Growth+Expected Future Gas Supply+Increased Demand Response+Reduced Rankine Availability+Delayed Build+Upgraded HVDC | -12.1285 | -1.4995 | 28.1677
2034 | SIWEM_PERC | High Demand Growth+Expected Future Gas Supply+Increased Demand Response+Reduced Rankine Availability+Delayed Build+Upgraded HVDC | -13.8721 | -3.4891 | 23.5054
2035 | SIWEM_PERC | High Demand Growth+Expected Future Gas Supply+Increased Demand Response+Reduced Rankine Availability+Delayed Build+Upgraded HVDC | -15.1242 | -4.93 | 23.0953
2026 | NZWEM_PERC | High Demand Growth+Expected Future Gas Supply+Increased Demand Response+Reduced Rankine Availability+Delayed Build+Upgraded HVDC+Low Wind & Solar | 6.7137 | 6.7137 | 6.7137
2027 | NZWEM_PERC | High Demand Growth+Expected Future Gas Supply+Increased Demand Response+Reduced Rankine Availability+Delayed Build+Upgraded HVDC+Low Wind & Solar | -2.5024 | -2.3822 | -2.2397
2028 | NZWEM_PERC | High Demand Growth+Expected Future Gas Supply+Increased Demand Response+Reduced Rankine Availability+Delayed Build+Upgraded HVDC+Low Wind & Solar | -5.7744 | -4.5995 | -4.3438
2029 | NZWEM_PERC | High Demand Growth+Expected Future Gas Supply+Increased Demand Response+Reduced Rankine Availability+Delayed Build+Upgraded HVDC+Low Wind & Solar | -1.9727 | 0.26543 | 0.96059
2030 | NZWEM_PERC | High Demand Growth+Expected Future Gas Supply+Increased Demand Response+Reduced Rankine Availability+Delayed Build+Upgraded HVDC+Low Wind & Solar | -7.2915 | -0.46104 | 5.3127
2031 | NZWEM_PERC | High Demand Growth+Expected Future Gas Supply+Increased Demand Response+Reduced Rankine Availability+Delayed Build+Upgraded HVDC+Low Wind & Solar | -11.0074 | -2.1577 | 4.2346
2032 | NZWEM_PERC | High Demand Growth+Expected Future Gas Supply+Increased Demand Response+Reduced Rankine Availability+Delayed Build+Upgraded HVDC+Low Wind & Solar | -13.6844 | -4.584 | 5.8338
2033 | NZWEM_PERC | High Demand Growth+Expected Future Gas Supply+Increased Demand Response+Reduced Rankine Availability+Delayed Build+Upgraded HVDC+Low Wind & Solar | -15.7897 | -6.8495 | 7.5919
2034 | NZWEM_PERC | High Demand Growth+Expected Future Gas Supply+Increased Demand Response+Reduced Rankine Availability+Delayed Build+Upgraded HVDC+Low Wind & Solar | -17.9007 | -8.945 | 5.8252
2035 | NZWEM_PERC | High Demand Growth+Expected Future Gas Supply+Increased Demand Response+Reduced Rankine Availability+Delayed Build+Upgraded HVDC+Low Wind & Solar | -19.1955 | -10.0719 | 5.5857
2026 | NIWCM | High Demand Growth+Expected Future Gas Supply+Increased Demand Response+Reduced Rankine Availability+Delayed Build+Upgraded HVDC+Low Wind & Solar | 741.7097 | 741.7097 | 741.7097
2027 | NIWCM | High Demand Growth+Expected Future Gas Supply+Increased Demand Response+Reduced Rankine Availability+Delayed Build+Upgraded HVDC+Low Wind & Solar | 543.3008 | 545.3044 | 547.7769
2028 | NIWCM | High Demand Growth+Expected Future Gas Supply+Increased Demand Response+Reduced Rankine Availability+Delayed Build+Upgraded HVDC+Low Wind & Solar | 570.4704 | 591.0527 | 595.5892
2029 | NIWCM | High Demand Growth+Expected Future Gas Supply+Increased Demand Response+Reduced Rankine Availability+Delayed Build+Upgraded HVDC+Low Wind & Solar | 309.988 | 438.2941 | 451.8864
2030 | NIWCM | High Demand Growth+Expected Future Gas Supply+Increased Demand Response+Reduced Rankine Availability+Delayed Build+Upgraded HVDC+Low Wind & Solar | 19.2281 | 745.4805 | 1038.4801
2031 | NIWCM | High Demand Growth+Expected Future Gas Supply+Increased Demand Response+Reduced Rankine Availability+Delayed Build+Upgraded HVDC+Low Wind & Solar | -256.5236 | 682.0003 | 1043.5201
2032 | NIWCM | High Demand Growth+Expected Future Gas Supply+Increased Demand Response+Reduced Rankine Availability+Delayed Build+Upgraded HVDC+Low Wind & Solar | -471.415 | 542.8788 | 1131.8406
2033 | NIWCM | High Demand Growth+Expected Future Gas Supply+Increased Demand Response+Reduced Rankine Availability+Delayed Build+Upgraded HVDC+Low Wind & Solar | -595.3056 | 427.7255 | 1257.4496
2034 | NIWCM | High Demand Growth+Expected Future Gas Supply+Increased Demand Response+Reduced Rankine Availability+Delayed Build+Upgraded HVDC+Low Wind & Solar | -823.6946 | 220.2272 | 1087.721
2035 | NIWCM | High Demand Growth+Expected Future Gas Supply+Increased Demand Response+Reduced Rankine Availability+Delayed Build+Upgraded HVDC+Low Wind & Solar | -990.5654 | 84.6259 | 1022.7878
2026 | SIWEM_PERC | High Demand Growth+Expected Future Gas Supply+Increased Demand Response+Reduced Rankine Availability+Delayed Build+Upgraded HVDC+Low Wind & Solar | 17.2783 | 17.2783 | 17.2783
2027 | SIWEM_PERC | High Demand Growth+Expected Future Gas Supply+Increased Demand Response+Reduced Rankine Availability+Delayed Build+Upgraded HVDC+Low Wind & Solar | 12.6546 | 12.7157 | 12.7157
2028 | SIWEM_PERC | High Demand Growth+Expected Future Gas Supply+Increased Demand Response+Reduced Rankine Availability+Delayed Build+Upgraded HVDC+Low Wind & Solar | 8.4705 | 10.0745 | 10.0745
2029 | SIWEM_PERC | High Demand Growth+Expected Future Gas Supply+Increased Demand Response+Reduced Rankine Availability+Delayed Build+Upgraded HVDC+Low Wind & Solar | 1.9088 | 5.8024 | 5.8024
2030 | SIWEM_PERC | High Demand Growth+Expected Future Gas Supply+Increased Demand Response+Reduced Rankine Availability+Delayed Build+Upgraded HVDC+Low Wind & Solar | -4.2769 | 4.9103 | 14.6899
2031 | SIWEM_PERC | High Demand Growth+Expected Future Gas Supply+Increased Demand Response+Reduced Rankine Availability+Delayed Build+Upgraded HVDC+Low Wind & Solar | -9.5005 | -0.8391 | 9.7783
2032 | SIWEM_PERC | High Demand Growth+Expected Future Gas Supply+Increased Demand Response+Reduced Rankine Availability+Delayed Build+Upgraded HVDC+Low Wind & Solar | -11.248 | -1.4502 | 13.9346
2033 | SIWEM_PERC | High Demand Growth+Expected Future Gas Supply+Increased Demand Response+Reduced Rankine Availability+Delayed Build+Upgraded HVDC+Low Wind & Solar | -12.8456 | -3.2532 | 18.6589
2034 | SIWEM_PERC | High Demand Growth+Expected Future Gas Supply+Increased Demand Response+Reduced Rankine Availability+Delayed Build+Upgraded HVDC+Low Wind & Solar | -14.5725 | -5.2022 | 14.0044
2035 | SIWEM_PERC | High Demand Growth+Expected Future Gas Supply+Increased Demand Response+Reduced Rankine Availability+Delayed Build+Upgraded HVDC+Low Wind & Solar | -15.8119 | -6.612 | 13.4071
2026 | NZWEM_PERC | High Demand Growth+Expected Future Gas Supply+Increased Demand Response+Reduced Rankine Availability+Delayed Build+Upgraded HVDC+Constrained Operational Capacity | 7.5984 | 7.5984 | 7.5984
2027 | NZWEM_PERC | High Demand Growth+Expected Future Gas Supply+Increased Demand Response+Reduced Rankine Availability+Delayed Build+Upgraded HVDC+Constrained Operational Capacity | -1.602 | -1.469 | -1.311
2028 | NZWEM_PERC | High Demand Growth+Expected Future Gas Supply+Increased Demand Response+Reduced Rankine Availability+Delayed Build+Upgraded HVDC+Constrained Operational Capacity | -4.6896 | -3.3877 | -3.1044
2029 | NZWEM_PERC | High Demand Growth+Expected Future Gas Supply+Increased Demand Response+Reduced Rankine Availability+Delayed Build+Upgraded HVDC+Constrained Operational Capacity | -0.80012 | 1.6799 | 2.4502
2030 | NZWEM_PERC | High Demand Growth+Expected Future Gas Supply+Increased Demand Response+Reduced Rankine Availability+Delayed Build+Upgraded HVDC+Constrained Operational Capacity | -6.0993 | 1.4694 | 7.8671
2031 | NZWEM_PERC | High Demand Growth+Expected Future Gas Supply+Increased Demand Response+Reduced Rankine Availability+Delayed Build+Upgraded HVDC+Constrained Operational Capacity | -9.8649 | -0.058709 | 7.0243
2032 | NZWEM_PERC | High Demand Growth+Expected Future Gas Supply+Increased Demand Response+Reduced Rankine Availability+Delayed Build+Upgraded HVDC+Constrained Operational Capacity | -12.5742 | -2.4902 | 9.0203
2033 | NZWEM_PERC | High Demand Growth+Expected Future Gas Supply+Increased Demand Response+Reduced Rankine Availability+Delayed Build+Upgraded HVDC+Constrained Operational Capacity | -14.7078 | -4.8091 | 11.1608
2034 | NZWEM_PERC | High Demand Growth+Expected Future Gas Supply+Increased Demand Response+Reduced Rankine Availability+Delayed Build+Upgraded HVDC+Constrained Operational Capacity | -16.8502 | -6.9341 | 9.3698
2035 | NZWEM_PERC | High Demand Growth+Expected Future Gas Supply+Increased Demand Response+Reduced Rankine Availability+Delayed Build+Upgraded HVDC+Constrained Operational Capacity | -18.1697 | -8.1084 | 9.1802
2026 | NIWCM | High Demand Growth+Expected Future Gas Supply+Increased Demand Response+Reduced Rankine Availability+Delayed Build+Upgraded HVDC+Constrained Operational Capacity | 209.2066 | 209.2066 | 209.2066
2027 | NIWCM | High Demand Growth+Expected Future Gas Supply+Increased Demand Response+Reduced Rankine Availability+Delayed Build+Upgraded HVDC+Constrained Operational Capacity | 4.4086 | 4.4086 | 4.4086
2028 | NIWCM | High Demand Growth+Expected Future Gas Supply+Increased Demand Response+Reduced Rankine Availability+Delayed Build+Upgraded HVDC+Constrained Operational Capacity | -40.9528 | -40.9528 | -40.9528
2029 | NIWCM | High Demand Growth+Expected Future Gas Supply+Increased Demand Response+Reduced Rankine Availability+Delayed Build+Upgraded HVDC+Constrained Operational Capacity | -335.0736 | -252.8911 | -252.8911
2030 | NIWCM | High Demand Growth+Expected Future Gas Supply+Increased Demand Response+Reduced Rankine Availability+Delayed Build+Upgraded HVDC+Constrained Operational Capacity | -659.6372 | -145.9704 | -28.0389
2031 | NIWCM | High Demand Growth+Expected Future Gas Supply+Increased Demand Response+Reduced Rankine Availability+Delayed Build+Upgraded HVDC+Constrained Operational Capacity | -937.1292 | -284.1864 | -124.8989
2032 | NIWCM | High Demand Growth+Expected Future Gas Supply+Increased Demand Response+Reduced Rankine Availability+Delayed Build+Upgraded HVDC+Constrained Operational Capacity | -1151.6769 | -435.8263 | -220.1632
2033 | NIWCM | High Demand Growth+Expected Future Gas Supply+Increased Demand Response+Reduced Rankine Availability+Delayed Build+Upgraded HVDC+Constrained Operational Capacity | -1279.3768 | -551.3212 | -277.0745
2034 | NIWCM | High Demand Growth+Expected Future Gas Supply+Increased Demand Response+Reduced Rankine Availability+Delayed Build+Upgraded HVDC+Constrained Operational Capacity | -1501.7344 | -776.0798 | -478.7392
2035 | NIWCM | High Demand Growth+Expected Future Gas Supply+Increased Demand Response+Reduced Rankine Availability+Delayed Build+Upgraded HVDC+Constrained Operational Capacity | -1612.7925 | -914.7587 | -604.7294
2026 | SIWEM_PERC | High Demand Growth+Expected Future Gas Supply+Increased Demand Response+Reduced Rankine Availability+Delayed Build+Upgraded HVDC+Constrained Operational Capacity | 19.4223 | 19.4223 | 19.4223
2027 | SIWEM_PERC | High Demand Growth+Expected Future Gas Supply+Increased Demand Response+Reduced Rankine Availability+Delayed Build+Upgraded HVDC+Constrained Operational Capacity | 13.1185 | 13.1862 | 13.1862
2028 | SIWEM_PERC | High Demand Growth+Expected Future Gas Supply+Increased Demand Response+Reduced Rankine Availability+Delayed Build+Upgraded HVDC+Constrained Operational Capacity | 9.1882 | 10.9655 | 10.9655
2029 | SIWEM_PERC | High Demand Growth+Expected Future Gas Supply+Increased Demand Response+Reduced Rankine Availability+Delayed Build+Upgraded HVDC+Constrained Operational Capacity | 2.6144 | 6.9288 | 6.9288
2030 | SIWEM_PERC | High Demand Growth+Expected Future Gas Supply+Increased Demand Response+Reduced Rankine Availability+Delayed Build+Upgraded HVDC+Constrained Operational Capacity | -3.4825 | 6.6977 | 19.4693
2031 | SIWEM_PERC | High Demand Growth+Expected Future Gas Supply+Increased Demand Response+Reduced Rankine Availability+Delayed Build+Upgraded HVDC+Constrained Operational Capacity | -8.7515 | 0.84595 | 17.0176
2032 | SIWEM_PERC | High Demand Growth+Expected Future Gas Supply+Increased Demand Response+Reduced Rankine Availability+Delayed Build+Upgraded HVDC+Constrained Operational Capacity | -10.5156 | 0.3411 | 22.3856
2033 | SIWEM_PERC | High Demand Growth+Expected Future Gas Supply+Increased Demand Response+Reduced Rankine Availability+Delayed Build+Upgraded HVDC+Constrained Operational Capacity | -12.1285 | -1.4995 | 28.1677
2034 | SIWEM_PERC | High Demand Growth+Expected Future Gas Supply+Increased Demand Response+Reduced Rankine Availability+Delayed Build+Upgraded HVDC+Constrained Operational Capacity | -13.8721 | -3.4891 | 23.5054
2035 | SIWEM_PERC | High Demand Growth+Expected Future Gas Supply+Increased Demand Response+Reduced Rankine Availability+Delayed Build+Upgraded HVDC+Constrained Operational Capacity | -15.1242 | -4.93 | 23.0953
2026 | NZWEM_PERC | High Demand Growth+Expected Future Gas Supply+Increased Demand Response+Reduced Rankine Availability+Delayed Build+Upgraded HVDC+Constrained Operational Capacity+Low Wind & Solar | 6.7137 | 6.7137 | 6.7137
2027 | NZWEM_PERC | High Demand Growth+Expected Future Gas Supply+Increased Demand Response+Reduced Rankine Availability+Delayed Build+Upgraded HVDC+Constrained Operational Capacity+Low Wind & Solar | -2.5024 | -2.3822 | -2.2397
2028 | NZWEM_PERC | High Demand Growth+Expected Future Gas Supply+Increased Demand Response+Reduced Rankine Availability+Delayed Build+Upgraded HVDC+Constrained Operational Capacity+Low Wind & Solar | -5.7744 | -4.5995 | -4.3438
2029 | NZWEM_PERC | High Demand Growth+Expected Future Gas Supply+Increased Demand Response+Reduced Rankine Availability+Delayed Build+Upgraded HVDC+Constrained Operational Capacity+Low Wind & Solar | -1.9727 | 0.26543 | 0.96059
2030 | NZWEM_PERC | High Demand Growth+Expected Future Gas Supply+Increased Demand Response+Reduced Rankine Availability+Delayed Build+Upgraded HVDC+Constrained Operational Capacity+Low Wind & Solar | -7.2915 | -0.46104 | 5.3127
2031 | NZWEM_PERC | High Demand Growth+Expected Future Gas Supply+Increased Demand Response+Reduced Rankine Availability+Delayed Build+Upgraded HVDC+Constrained Operational Capacity+Low Wind & Solar | -11.0074 | -2.1577 | 4.2346
2032 | NZWEM_PERC | High Demand Growth+Expected Future Gas Supply+Increased Demand Response+Reduced Rankine Availability+Delayed Build+Upgraded HVDC+Constrained Operational Capacity+Low Wind & Solar | -13.6844 | -4.584 | 5.8338
2033 | NZWEM_PERC | High Demand Growth+Expected Future Gas Supply+Increased Demand Response+Reduced Rankine Availability+Delayed Build+Upgraded HVDC+Constrained Operational Capacity+Low Wind & Solar | -15.7897 | -6.8495 | 7.5919
2034 | NZWEM_PERC | High Demand Growth+Expected Future Gas Supply+Increased Demand Response+Reduced Rankine Availability+Delayed Build+Upgraded HVDC+Constrained Operational Capacity+Low Wind & Solar | -17.9007 | -8.945 | 5.8252
2035 | NZWEM_PERC | High Demand Growth+Expected Future Gas Supply+Increased Demand Response+Reduced Rankine Availability+Delayed Build+Upgraded HVDC+Constrained Operational Capacity+Low Wind & Solar | -19.1955 | -10.0719 | 5.5857
2026 | NIWCM | High Demand Growth+Expected Future Gas Supply+Increased Demand Response+Reduced Rankine Availability+Delayed Build+Upgraded HVDC+Constrained Operational Capacity+Low Wind & Solar | 209.2066 | 209.2066 | 209.2066
2027 | NIWCM | High Demand Growth+Expected Future Gas Supply+Increased Demand Response+Reduced Rankine Availability+Delayed Build+Upgraded HVDC+Constrained Operational Capacity+Low Wind & Solar | 4.4086 | 4.4086 | 4.4086
2028 | NIWCM | High Demand Growth+Expected Future Gas Supply+Increased Demand Response+Reduced Rankine Availability+Delayed Build+Upgraded HVDC+Constrained Operational Capacity+Low Wind & Solar | -40.9528 | -40.9528 | -40.9528
2029 | NIWCM | High Demand Growth+Expected Future Gas Supply+Increased Demand Response+Reduced Rankine Availability+Delayed Build+Upgraded HVDC+Constrained Operational Capacity+Low Wind & Solar | -335.0736 | -252.8911 | -252.8911
2030 | NIWCM | High Demand Growth+Expected Future Gas Supply+Increased Demand Response+Reduced Rankine Availability+Delayed Build+Upgraded HVDC+Constrained Operational Capacity+Low Wind & Solar | -659.6372 | -145.9704 | -28.0389
2031 | NIWCM | High Demand Growth+Expected Future Gas Supply+Increased Demand Response+Reduced Rankine Availability+Delayed Build+Upgraded HVDC+Constrained Operational Capacity+Low Wind & Solar | -937.1292 | -284.1864 | -124.8989
2032 | NIWCM | High Demand Growth+Expected Future Gas Supply+Increased Demand Response+Reduced Rankine Availability+Delayed Build+Upgraded HVDC+Constrained Operational Capacity+Low Wind & Solar | -1151.6769 | -435.8263 | -220.1632
2033 | NIWCM | High Demand Growth+Expected Future Gas Supply+Increased Demand Response+Reduced Rankine Availability+Delayed Build+Upgraded HVDC+Constrained Operational Capacity+Low Wind & Solar | -1279.3768 | -551.3212 | -277.0745
2034 | NIWCM | High Demand Growth+Expected Future Gas Supply+Increased Demand Response+Reduced Rankine Availability+Delayed Build+Upgraded HVDC+Constrained Operational Capacity+Low Wind & Solar | -1501.7344 | -776.0798 | -478.7392
2035 | NIWCM | High Demand Growth+Expected Future Gas Supply+Increased Demand Response+Reduced Rankine Availability+Delayed Build+Upgraded HVDC+Constrained Operational Capacity+Low Wind & Solar | -1612.7925 | -914.7587 | -604.7294
2026 | SIWEM_PERC | High Demand Growth+Expected Future Gas Supply+Increased Demand Response+Reduced Rankine Availability+Delayed Build+Upgraded HVDC+Constrained Operational Capacity+Low Wind & Solar | 17.2783 | 17.2783 | 17.2783
2027 | SIWEM_PERC | High Demand Growth+Expected Future Gas Supply+Increased Demand Response+Reduced Rankine Availability+Delayed Build+Upgraded HVDC+Constrained Operational Capacity+Low Wind & Solar | 12.6546 | 12.7157 | 12.7157
2028 | SIWEM_PERC | High Demand Growth+Expected Future Gas Supply+Increased Demand Response+Reduced Rankine Availability+Delayed Build+Upgraded HVDC+Constrained Operational Capacity+Low Wind & Solar | 8.4705 | 10.0745 | 10.0745
2029 | SIWEM_PERC | High Demand Growth+Expected Future Gas Supply+Increased Demand Response+Reduced Rankine Availability+Delayed Build+Upgraded HVDC+Constrained Operational Capacity+Low Wind & Solar | 1.9088 | 5.8024 | 5.8024
2030 | SIWEM_PERC | High Demand Growth+Expected Future Gas Supply+Increased Demand Response+Reduced Rankine Availability+Delayed Build+Upgraded HVDC+Constrained Operational Capacity+Low Wind & Solar | -4.2769 | 4.9103 | 14.6899
2031 | SIWEM_PERC | High Demand Growth+Expected Future Gas Supply+Increased Demand Response+Reduced Rankine Availability+Delayed Build+Upgraded HVDC+Constrained Operational Capacity+Low Wind & Solar | -9.5005 | -0.8391 | 9.7783
2032 | SIWEM_PERC | High Demand Growth+Expected Future Gas Supply+Increased Demand Response+Reduced Rankine Availability+Delayed Build+Upgraded HVDC+Constrained Operational Capacity+Low Wind & Solar | -11.248 | -1.4502 | 13.9346
2033 | SIWEM_PERC | High Demand Growth+Expected Future Gas Supply+Increased Demand Response+Reduced Rankine Availability+Delayed Build+Upgraded HVDC+Constrained Operational Capacity+Low Wind & Solar | -12.8456 | -3.2532 | 18.6589
2034 | SIWEM_PERC | High Demand Growth+Expected Future Gas Supply+Increased Demand Response+Reduced Rankine Availability+Delayed Build+Upgraded HVDC+Constrained Operational Capacity+Low Wind & Solar | -14.5725 | -5.2022 | 14.0044
2035 | SIWEM_PERC | High Demand Growth+Expected Future Gas Supply+Increased Demand Response+Reduced Rankine Availability+Delayed Build+Upgraded HVDC+Constrained Operational Capacity+Low Wind & Solar | -15.8119 | -6.612 | 13.4071
2026 | NZWEM_PERC | High Demand Growth+High Gas Supply | 15.5244 | 15.5795 | 15.5795
2027 | NZWEM_PERC | High Demand Growth+High Gas Supply | 12.4481 | 14.1689 | 14.4664
2028 | NZWEM_PERC | High Demand Growth+High Gas Supply | 8.1177 | 15.3961 | 19.433
2029 | NZWEM_PERC | High Demand Growth+High Gas Supply | 7.8003 | 17.7024 | 25.5369
2030 | NZWEM_PERC | High Demand Growth+High Gas Supply | 1.6582 | 12.8697 | 25.167
2031 | NZWEM_PERC | High Demand Growth+High Gas Supply | -2.1717 | 8.6478 | 25.4256
2032 | NZWEM_PERC | High Demand Growth+High Gas Supply | -4.5547 | 6.2793 | 23.4214
2033 | NZWEM_PERC | High Demand Growth+High Gas Supply | -6.5856 | 3.9725 | 22.1147
2034 | NZWEM_PERC | High Demand Growth+High Gas Supply | -8.8578 | 1.7398 | 19.3557
2035 | NZWEM_PERC | High Demand Growth+High Gas Supply | -10.5323 | -0.10864 | 17.0918
2026 | NIWCM | High Demand Growth+High Gas Supply | 861.0651 | 861.8649 | 861.8649
2027 | NIWCM | High Demand Growth+High Gas Supply | 989.1942 | 1020.6942 | 1025.2307
2028 | NIWCM | High Demand Growth+High Gas Supply | 852.4837 | 1511.8444 | 1594.489
2029 | NIWCM | High Demand Growth+High Gas Supply | 527.9139 | 1430.6743 | 1770.6082
2030 | NIWCM | High Demand Growth+High Gas Supply | 65.8325 | 1100.6072 | 1676.8574
2031 | NIWCM | High Demand Growth+High Gas Supply | -204.3355 | 846.131 | 1674.2616
2032 | NIWCM | High Demand Growth+High Gas Supply | -425.8464 | 644.3968 | 1511.031
2033 | NIWCM | High Demand Growth+High Gas Supply | -633.9099 | 441.4685 | 1379.8118
2034 | NIWCM | High Demand Growth+High Gas Supply | -835.3482 | 250.4077 | 1270.1977
2035 | NIWCM | High Demand Growth+High Gas Supply | -949.7463 | 92.578 | 1114.3943
2026 | SIWEM_PERC | High Demand Growth+High Gas Supply | 41.6258 | 41.7797 | 41.7797
2027 | SIWEM_PERC | High Demand Growth+High Gas Supply | 32.463 | 37.2107 | 38.0314
2028 | SIWEM_PERC | High Demand Growth+High Gas Supply | 20.0391 | 39.8421 | 48.7526
2029 | SIWEM_PERC | High Demand Growth+High Gas Supply | 18.7308 | 32.7712 | 46.0315
2030 | SIWEM_PERC | High Demand Growth+High Gas Supply | 1.9982 | 24.1421 | 40.8838
2031 | SIWEM_PERC | High Demand Growth+High Gas Supply | -8.0709 | 17.0852 | 36.7253
2032 | SIWEM_PERC | High Demand Growth+High Gas Supply | -12.6391 | 13.7956 | 33.8665
2033 | SIWEM_PERC | High Demand Growth+High Gas Supply | -14.2635 | 7.7529 | 31.2404
2034 | SIWEM_PERC | High Demand Growth+High Gas Supply | -16.0174 | 1.8505 | 28.4052
2035 | SIWEM_PERC | High Demand Growth+High Gas Supply | -17.2782 | -3.0835 | 26.3157
2026 | NZWEM_PERC | High Demand Growth+High Gas Supply+Low Wind & Solar | 14.3675 | 14.4173 | 14.4173
2027 | NZWEM_PERC | High Demand Growth+High Gas Supply+Low Wind & Solar | 11.1861 | 12.7391 | 13.0076
2028 | NZWEM_PERC | High Demand Growth+High Gas Supply+Low Wind & Solar | 6.819 | 13.3876 | 17.0307
2029 | NZWEM_PERC | High Demand Growth+High Gas Supply+Low Wind & Solar | 6.5366 | 15.4729 | 22.5432
2030 | NZWEM_PERC | High Demand Growth+High Gas Supply+Low Wind & Solar | 0.47212 | 10.6329 | 21.7627
2031 | NZWEM_PERC | High Demand Growth+High Gas Supply+Low Wind & Solar | -3.3083 | 6.5042 | 21.6761
2032 | NZWEM_PERC | High Demand Growth+High Gas Supply+Low Wind & Solar | -5.6593 | 4.165 | 19.6945
2033 | NZWEM_PERC | High Demand Growth+High Gas Supply+Low Wind & Solar | -7.662 | 1.912 | 18.3427
2034 | NZWEM_PERC | High Demand Growth+High Gas Supply+Low Wind & Solar | -9.903 | -0.26084 | 15.6931
2035 | NZWEM_PERC | High Demand Growth+High Gas Supply+Low Wind & Solar | -11.5529 | -2.0621 | 13.5156
2026 | NIWCM | High Demand Growth+High Gas Supply+Low Wind & Solar | 861.0651 | 861.8649 | 861.8649
2027 | NIWCM | High Demand Growth+High Gas Supply+Low Wind & Solar | 989.1942 | 1020.6942 | 1025.2307
2028 | NIWCM | High Demand Growth+High Gas Supply+Low Wind & Solar | 852.4837 | 1511.8444 | 1594.489
2029 | NIWCM | High Demand Growth+High Gas Supply+Low Wind & Solar | 527.9139 | 1430.6743 | 1770.6082
2030 | NIWCM | High Demand Growth+High Gas Supply+Low Wind & Solar | 65.8325 | 1100.6072 | 1676.8574
2031 | NIWCM | High Demand Growth+High Gas Supply+Low Wind & Solar | -204.3355 | 846.131 | 1674.2616
2032 | NIWCM | High Demand Growth+High Gas Supply+Low Wind & Solar | -425.8464 | 644.3968 | 1511.031
2033 | NIWCM | High Demand Growth+High Gas Supply+Low Wind & Solar | -633.9099 | 441.4685 | 1379.8118
2034 | NIWCM | High Demand Growth+High Gas Supply+Low Wind & Solar | -835.3482 | 250.4077 | 1270.1977
2035 | NIWCM | High Demand Growth+High Gas Supply+Low Wind & Solar | -949.7463 | 92.578 | 1114.3943
2026 | SIWEM_PERC | High Demand Growth+High Gas Supply+Low Wind & Solar | 38.3954 | 38.5342 | 38.5342
2027 | SIWEM_PERC | High Demand Growth+High Gas Supply+Low Wind & Solar | 28.9814 | 33.2659 | 34.0067
2028 | SIWEM_PERC | High Demand Growth+High Gas Supply+Low Wind & Solar | 16.5057 | 34.3772 | 44.2894
2029 | SIWEM_PERC | High Demand Growth+High Gas Supply+Low Wind & Solar | 15.3372 | 30.872 | 42.8389
2030 | SIWEM_PERC | High Demand Growth+High Gas Supply+Low Wind & Solar | -1.1271 | 22.2407 | 37.3496
2031 | SIWEM_PERC | High Demand Growth+High Gas Supply+Low Wind & Solar | -11.0122 | 14.3793 | 33.0203
2032 | SIWEM_PERC | High Demand Growth+High Gas Supply+Low Wind & Solar | -13.3541 | 8.2933 | 30.2456
2033 | SIWEM_PERC | High Demand Growth+High Gas Supply+Low Wind & Solar | -14.9631 | 2.3691 | 27.6975
2034 | SIWEM_PERC | High Demand Growth+High Gas Supply+Low Wind & Solar | -16.7004 | -3.4054 | 24.9465
2035 | SIWEM_PERC | High Demand Growth+High Gas Supply+Low Wind & Solar | -17.9484 | -8.2413 | 22.9215
2026 | NZWEM_PERC | High Demand Growth+High Gas Supply+Constrained Operational Capacity | 15.5244 | 15.5795 | 15.5795
2027 | NZWEM_PERC | High Demand Growth+High Gas Supply+Constrained Operational Capacity | 12.4481 | 14.1689 | 14.4664
2028 | NZWEM_PERC | High Demand Growth+High Gas Supply+Constrained Operational Capacity | 8.1177 | 15.3961 | 19.433
2029 | NZWEM_PERC | High Demand Growth+High Gas Supply+Constrained Operational Capacity | 7.8003 | 17.7024 | 25.5369
2030 | NZWEM_PERC | High Demand Growth+High Gas Supply+Constrained Operational Capacity | 1.6582 | 12.8697 | 25.167
2031 | NZWEM_PERC | High Demand Growth+High Gas Supply+Constrained Operational Capacity | -2.1717 | 8.6478 | 25.4256
2032 | NZWEM_PERC | High Demand Growth+High Gas Supply+Constrained Operational Capacity | -4.5547 | 6.2793 | 23.4214
2033 | NZWEM_PERC | High Demand Growth+High Gas Supply+Constrained Operational Capacity | -6.5856 | 3.9725 | 22.1147
2034 | NZWEM_PERC | High Demand Growth+High Gas Supply+Constrained Operational Capacity | -8.8578 | 1.7398 | 19.3557
2035 | NZWEM_PERC | High Demand Growth+High Gas Supply+Constrained Operational Capacity | -10.5323 | -0.10864 | 17.0918
2026 | NIWCM | High Demand Growth+High Gas Supply+Constrained Operational Capacity | 264.1721 | 264.1721 | 264.1721
2027 | NIWCM | High Demand Growth+High Gas Supply+Constrained Operational Capacity | 362.7771 | 366.8832 | 366.8832
2028 | NIWCM | High Demand Growth+High Gas Supply+Constrained Operational Capacity | 192.5593 | 688.5271 | 696.8696
2029 | NIWCM | High Demand Growth+High Gas Supply+Constrained Operational Capacity | -147.8654 | 503.0758 | 660.9188
2030 | NIWCM | High Demand Growth+High Gas Supply+Constrained Operational Capacity | -614.5146 | 128.5492 | 343.1787
2031 | NIWCM | High Demand Growth+High Gas Supply+Constrained Operational Capacity | -887.3439 | -132.9561 | 141.412
2032 | NIWCM | High Demand Growth+High Gas Supply+Constrained Operational Capacity | -1115.4489 | -350.9696 | -54.2768
2033 | NIWCM | High Demand Growth+High Gas Supply+Constrained Operational Capacity | -1253.7986 | -558.0683 | -247.9035
2034 | NIWCM | High Demand Growth+High Gas Supply+Constrained Operational Capacity | -1410.2148 | -732.3396 | -365.9204
2035 | NIWCM | High Demand Growth+High Gas Supply+Constrained Operational Capacity | -1524.6129 | -837.0357 | -524.3017
2026 | SIWEM_PERC | High Demand Growth+High Gas Supply+Constrained Operational Capacity | 41.6258 | 41.7797 | 41.7797
2027 | SIWEM_PERC | High Demand Growth+High Gas Supply+Constrained Operational Capacity | 32.463 | 37.2107 | 38.0314
2028 | SIWEM_PERC | High Demand Growth+High Gas Supply+Constrained Operational Capacity | 20.0391 | 39.8421 | 48.7526
2029 | SIWEM_PERC | High Demand Growth+High Gas Supply+Constrained Operational Capacity | 18.7308 | 32.7712 | 46.0315
2030 | SIWEM_PERC | High Demand Growth+High Gas Supply+Constrained Operational Capacity | 1.9982 | 24.1421 | 40.8838
2031 | SIWEM_PERC | High Demand Growth+High Gas Supply+Constrained Operational Capacity | -8.0709 | 17.0852 | 36.7253
2032 | SIWEM_PERC | High Demand Growth+High Gas Supply+Constrained Operational Capacity | -12.6391 | 13.7956 | 33.8665
2033 | SIWEM_PERC | High Demand Growth+High Gas Supply+Constrained Operational Capacity | -14.2635 | 7.7529 | 31.2404
2034 | SIWEM_PERC | High Demand Growth+High Gas Supply+Constrained Operational Capacity | -16.0174 | 1.8505 | 28.4052
2035 | SIWEM_PERC | High Demand Growth+High Gas Supply+Constrained Operational Capacity | -17.2782 | -3.0835 | 26.3157
2026 | NZWEM_PERC | High Demand Growth+High Gas Supply+Constrained Operational Capacity+Low Wind & Solar | 14.3675 | 14.4173 | 14.4173
2027 | NZWEM_PERC | High Demand Growth+High Gas Supply+Constrained Operational Capacity+Low Wind & Solar | 11.1861 | 12.7391 | 13.0076
2028 | NZWEM_PERC | High Demand Growth+High Gas Supply+Constrained Operational Capacity+Low Wind & Solar | 6.819 | 13.3876 | 17.0307
2029 | NZWEM_PERC | High Demand Growth+High Gas Supply+Constrained Operational Capacity+Low Wind & Solar | 6.5366 | 15.4729 | 22.5432
2030 | NZWEM_PERC | High Demand Growth+High Gas Supply+Constrained Operational Capacity+Low Wind & Solar | 0.47212 | 10.6329 | 21.7627
2031 | NZWEM_PERC | High Demand Growth+High Gas Supply+Constrained Operational Capacity+Low Wind & Solar | -3.3083 | 6.5042 | 21.6761
2032 | NZWEM_PERC | High Demand Growth+High Gas Supply+Constrained Operational Capacity+Low Wind & Solar | -5.6593 | 4.165 | 19.6945
2033 | NZWEM_PERC | High Demand Growth+High Gas Supply+Constrained Operational Capacity+Low Wind & Solar | -7.662 | 1.912 | 18.3427
2034 | NZWEM_PERC | High Demand Growth+High Gas Supply+Constrained Operational Capacity+Low Wind & Solar | -9.903 | -0.26084 | 15.6931
2035 | NZWEM_PERC | High Demand Growth+High Gas Supply+Constrained Operational Capacity+Low Wind & Solar | -11.5529 | -2.0621 | 13.5156
2026 | NIWCM | High Demand Growth+High Gas Supply+Constrained Operational Capacity+Low Wind & Solar | 264.1721 | 264.1721 | 264.1721
2027 | NIWCM | High Demand Growth+High Gas Supply+Constrained Operational Capacity+Low Wind & Solar | 362.7771 | 366.8832 | 366.8832
2028 | NIWCM | High Demand Growth+High Gas Supply+Constrained Operational Capacity+Low Wind & Solar | 192.5593 | 688.5271 | 696.8696
2029 | NIWCM | High Demand Growth+High Gas Supply+Constrained Operational Capacity+Low Wind & Solar | -147.8654 | 503.0758 | 660.9188
2030 | NIWCM | High Demand Growth+High Gas Supply+Constrained Operational Capacity+Low Wind & Solar | -614.5146 | 128.5492 | 343.1787
2031 | NIWCM | High Demand Growth+High Gas Supply+Constrained Operational Capacity+Low Wind & Solar | -887.3439 | -132.9561 | 141.412
2032 | NIWCM | High Demand Growth+High Gas Supply+Constrained Operational Capacity+Low Wind & Solar | -1115.4489 | -350.9696 | -54.2768
2033 | NIWCM | High Demand Growth+High Gas Supply+Constrained Operational Capacity+Low Wind & Solar | -1253.7986 | -558.0683 | -247.9035
2034 | NIWCM | High Demand Growth+High Gas Supply+Constrained Operational Capacity+Low Wind & Solar | -1410.2148 | -732.3396 | -365.9204
2035 | NIWCM | High Demand Growth+High Gas Supply+Constrained Operational Capacity+Low Wind & Solar | -1524.6129 | -837.0357 | -524.3017
2026 | SIWEM_PERC | High Demand Growth+High Gas Supply+Constrained Operational Capacity+Low Wind & Solar | 38.3954 | 38.5342 | 38.5342
2027 | SIWEM_PERC | High Demand Growth+High Gas Supply+Constrained Operational Capacity+Low Wind & Solar | 28.9814 | 33.2659 | 34.0067
2028 | SIWEM_PERC | High Demand Growth+High Gas Supply+Constrained Operational Capacity+Low Wind & Solar | 16.5057 | 34.3772 | 44.2894
2029 | SIWEM_PERC | High Demand Growth+High Gas Supply+Constrained Operational Capacity+Low Wind & Solar | 15.3372 | 30.872 | 42.8389
2030 | SIWEM_PERC | High Demand Growth+High Gas Supply+Constrained Operational Capacity+Low Wind & Solar | -1.1271 | 22.2407 | 37.3496
2031 | SIWEM_PERC | High Demand Growth+High Gas Supply+Constrained Operational Capacity+Low Wind & Solar | -11.0122 | 14.3793 | 33.0203
2032 | SIWEM_PERC | High Demand Growth+High Gas Supply+Constrained Operational Capacity+Low Wind & Solar | -13.3541 | 8.2933 | 30.2456
2033 | SIWEM_PERC | High Demand Growth+High Gas Supply+Constrained Operational Capacity+Low Wind & Solar | -14.9631 | 2.3691 | 27.6975
2034 | SIWEM_PERC | High Demand Growth+High Gas Supply+Constrained Operational Capacity+Low Wind & Solar | -16.7004 | -3.4054 | 24.9465
2035 | SIWEM_PERC | High Demand Growth+High Gas Supply+Constrained Operational Capacity+Low Wind & Solar | -17.9484 | -8.2413 | 22.9215
2026 | NZWEM_PERC | High Demand Growth+High Gas Supply+Upgraded HVDC | 15.5244 | 15.5795 | 15.5795
2027 | NZWEM_PERC | High Demand Growth+High Gas Supply+Upgraded HVDC | 12.4481 | 14.1689 | 14.4664
2028 | NZWEM_PERC | High Demand Growth+High Gas Supply+Upgraded HVDC | 8.1177 | 15.3961 | 19.433
2029 | NZWEM_PERC | High Demand Growth+High Gas Supply+Upgraded HVDC | 7.8003 | 17.7024 | 25.5369
2030 | NZWEM_PERC | High Demand Growth+High Gas Supply+Upgraded HVDC | 1.6582 | 12.8697 | 25.167
2031 | NZWEM_PERC | High Demand Growth+High Gas Supply+Upgraded HVDC | -2.1717 | 8.6478 | 25.4256
2032 | NZWEM_PERC | High Demand Growth+High Gas Supply+Upgraded HVDC | -4.5547 | 6.2793 | 23.4214
2033 | NZWEM_PERC | High Demand Growth+High Gas Supply+Upgraded HVDC | -6.5856 | 3.9725 | 22.1147
2034 | NZWEM_PERC | High Demand Growth+High Gas Supply+Upgraded HVDC | -8.8578 | 1.7398 | 19.3557
2035 | NZWEM_PERC | High Demand Growth+High Gas Supply+Upgraded HVDC | -10.5323 | -0.10864 | 17.0918
2026 | NIWCM | High Demand Growth+High Gas Supply+Upgraded HVDC | 861.0651 | 861.8649 | 861.8649
2027 | NIWCM | High Demand Growth+High Gas Supply+Upgraded HVDC | 989.1942 | 1020.6942 | 1025.2307
2028 | NIWCM | High Demand Growth+High Gas Supply+Upgraded HVDC | 852.4837 | 1511.8444 | 1594.489
2029 | NIWCM | High Demand Growth+High Gas Supply+Upgraded HVDC | 527.9139 | 1430.6743 | 1770.6082
2030 | NIWCM | High Demand Growth+High Gas Supply+Upgraded HVDC | 65.8325 | 1100.6072 | 1676.8574
2031 | NIWCM | High Demand Growth+High Gas Supply+Upgraded HVDC | -204.3355 | 846.131 | 1674.2614
2032 | NIWCM | High Demand Growth+High Gas Supply+Upgraded HVDC | -425.8464 | 644.3968 | 1511.031
2033 | NIWCM | High Demand Growth+High Gas Supply+Upgraded HVDC | -633.9099 | 441.4685 | 1379.8118
2034 | NIWCM | High Demand Growth+High Gas Supply+Upgraded HVDC | -835.3482 | 250.4077 | 1270.1977
2035 | NIWCM | High Demand Growth+High Gas Supply+Upgraded HVDC | -949.7463 | 92.578 | 1114.3943
2026 | SIWEM_PERC | High Demand Growth+High Gas Supply+Upgraded HVDC | 41.6258 | 41.7797 | 41.7797
2027 | SIWEM_PERC | High Demand Growth+High Gas Supply+Upgraded HVDC | 32.463 | 37.2107 | 38.0314
2028 | SIWEM_PERC | High Demand Growth+High Gas Supply+Upgraded HVDC | 20.0391 | 39.8421 | 50.6403
2029 | SIWEM_PERC | High Demand Growth+High Gas Supply+Upgraded HVDC | 18.7308 | 44.201 | 63.6246
2030 | SIWEM_PERC | High Demand Growth+High Gas Supply+Upgraded HVDC | 1.9982 | 30.8784 | 57.0857
2031 | SIWEM_PERC | High Demand Growth+High Gas Supply+Upgraded HVDC | -8.0709 | 19.6725 | 51.9736
2032 | SIWEM_PERC | High Demand Growth+High Gas Supply+Upgraded HVDC | -12.6391 | 13.7956 | 48.7684
2033 | SIWEM_PERC | High Demand Growth+High Gas Supply+Upgraded HVDC | -14.2635 | 7.7529 | 45.8213
2034 | SIWEM_PERC | High Demand Growth+High Gas Supply+Upgraded HVDC | -16.0174 | 1.8505 | 42.6397
2035 | SIWEM_PERC | High Demand Growth+High Gas Supply+Upgraded HVDC | -17.2782 | -3.0835 | 40.2846
2026 | NZWEM_PERC | High Demand Growth+High Gas Supply+Upgraded HVDC+Low Wind & Solar | 14.3675 | 14.4173 | 14.4173
2027 | NZWEM_PERC | High Demand Growth+High Gas Supply+Upgraded HVDC+Low Wind & Solar | 11.1861 | 12.7391 | 13.0076
2028 | NZWEM_PERC | High Demand Growth+High Gas Supply+Upgraded HVDC+Low Wind & Solar | 6.819 | 13.3876 | 17.0307
2029 | NZWEM_PERC | High Demand Growth+High Gas Supply+Upgraded HVDC+Low Wind & Solar | 6.5366 | 15.4729 | 22.5432
2030 | NZWEM_PERC | High Demand Growth+High Gas Supply+Upgraded HVDC+Low Wind & Solar | 0.47212 | 10.6329 | 21.7627
2031 | NZWEM_PERC | High Demand Growth+High Gas Supply+Upgraded HVDC+Low Wind & Solar | -3.3083 | 6.5042 | 21.6761
2032 | NZWEM_PERC | High Demand Growth+High Gas Supply+Upgraded HVDC+Low Wind & Solar | -5.6593 | 4.165 | 19.6945
2033 | NZWEM_PERC | High Demand Growth+High Gas Supply+Upgraded HVDC+Low Wind & Solar | -7.662 | 1.912 | 18.3427
2034 | NZWEM_PERC | High Demand Growth+High Gas Supply+Upgraded HVDC+Low Wind & Solar | -9.903 | -0.26084 | 15.6931
2035 | NZWEM_PERC | High Demand Growth+High Gas Supply+Upgraded HVDC+Low Wind & Solar | -11.5529 | -2.0621 | 13.5156
2026 | NIWCM | High Demand Growth+High Gas Supply+Upgraded HVDC+Low Wind & Solar | 861.0651 | 861.8649 | 861.8649
2027 | NIWCM | High Demand Growth+High Gas Supply+Upgraded HVDC+Low Wind & Solar | 989.1942 | 1020.6942 | 1025.2307
2028 | NIWCM | High Demand Growth+High Gas Supply+Upgraded HVDC+Low Wind & Solar | 852.4837 | 1511.8444 | 1594.489
2029 | NIWCM | High Demand Growth+High Gas Supply+Upgraded HVDC+Low Wind & Solar | 527.9139 | 1430.6743 | 1770.6082
2030 | NIWCM | High Demand Growth+High Gas Supply+Upgraded HVDC+Low Wind & Solar | 65.8325 | 1100.6072 | 1676.8574
2031 | NIWCM | High Demand Growth+High Gas Supply+Upgraded HVDC+Low Wind & Solar | -204.3355 | 846.131 | 1674.2614
2032 | NIWCM | High Demand Growth+High Gas Supply+Upgraded HVDC+Low Wind & Solar | -425.8464 | 644.3968 | 1511.031
2033 | NIWCM | High Demand Growth+High Gas Supply+Upgraded HVDC+Low Wind & Solar | -633.9099 | 441.4685 | 1379.8118
2034 | NIWCM | High Demand Growth+High Gas Supply+Upgraded HVDC+Low Wind & Solar | -835.3482 | 250.4077 | 1270.1977
2035 | NIWCM | High Demand Growth+High Gas Supply+Upgraded HVDC+Low Wind & Solar | -949.7463 | 92.578 | 1114.3943
2026 | SIWEM_PERC | High Demand Growth+High Gas Supply+Upgraded HVDC+Low Wind & Solar | 38.3954 | 38.5342 | 38.5342
2027 | SIWEM_PERC | High Demand Growth+High Gas Supply+Upgraded HVDC+Low Wind & Solar | 28.9814 | 33.2659 | 34.0067
2028 | SIWEM_PERC | High Demand Growth+High Gas Supply+Upgraded HVDC+Low Wind & Solar | 16.5057 | 34.3772 | 44.2894
2029 | SIWEM_PERC | High Demand Growth+High Gas Supply+Upgraded HVDC+Low Wind & Solar | 15.3372 | 38.579 | 56.9389
2030 | SIWEM_PERC | High Demand Growth+High Gas Supply+Upgraded HVDC+Low Wind & Solar | -1.1271 | 25.3413 | 53.3968
2031 | SIWEM_PERC | High Demand Growth+High Gas Supply+Upgraded HVDC+Low Wind & Solar | -11.0122 | 14.3793 | 48.2685
2032 | SIWEM_PERC | High Demand Growth+High Gas Supply+Upgraded HVDC+Low Wind & Solar | -13.3541 | 8.2933 | 45.1476
2033 | SIWEM_PERC | High Demand Growth+High Gas Supply+Upgraded HVDC+Low Wind & Solar | -14.9631 | 2.3691 | 42.2784
2034 | SIWEM_PERC | High Demand Growth+High Gas Supply+Upgraded HVDC+Low Wind & Solar | -16.7004 | -3.4054 | 37.2948
2035 | SIWEM_PERC | High Demand Growth+High Gas Supply+Upgraded HVDC+Low Wind & Solar | -17.9484 | -8.2413 | 31.998
2026 | NZWEM_PERC | High Demand Growth+High Gas Supply+Upgraded HVDC+Constrained Operational Capacity | 15.5244 | 15.5795 | 15.5795
2027 | NZWEM_PERC | High Demand Growth+High Gas Supply+Upgraded HVDC+Constrained Operational Capacity | 12.4481 | 14.1689 | 14.4664
2028 | NZWEM_PERC | High Demand Growth+High Gas Supply+Upgraded HVDC+Constrained Operational Capacity | 8.1177 | 15.3961 | 19.433
2029 | NZWEM_PERC | High Demand Growth+High Gas Supply+Upgraded HVDC+Constrained Operational Capacity | 7.8003 | 17.7024 | 25.5369
2030 | NZWEM_PERC | High Demand Growth+High Gas Supply+Upgraded HVDC+Constrained Operational Capacity | 1.6582 | 12.8697 | 25.167
2031 | NZWEM_PERC | High Demand Growth+High Gas Supply+Upgraded HVDC+Constrained Operational Capacity | -2.1717 | 8.6478 | 25.4256
2032 | NZWEM_PERC | High Demand Growth+High Gas Supply+Upgraded HVDC+Constrained Operational Capacity | -4.5547 | 6.2793 | 23.4214
2033 | NZWEM_PERC | High Demand Growth+High Gas Supply+Upgraded HVDC+Constrained Operational Capacity | -6.5856 | 3.9725 | 22.1147
2034 | NZWEM_PERC | High Demand Growth+High Gas Supply+Upgraded HVDC+Constrained Operational Capacity | -8.8578 | 1.7398 | 19.3557
2035 | NZWEM_PERC | High Demand Growth+High Gas Supply+Upgraded HVDC+Constrained Operational Capacity | -10.5323 | -0.10864 | 17.0918
2026 | NIWCM | High Demand Growth+High Gas Supply+Upgraded HVDC+Constrained Operational Capacity | 264.1721 | 264.1721 | 264.1721
2027 | NIWCM | High Demand Growth+High Gas Supply+Upgraded HVDC+Constrained Operational Capacity | 362.7771 | 366.8832 | 366.8832
2028 | NIWCM | High Demand Growth+High Gas Supply+Upgraded HVDC+Constrained Operational Capacity | 192.5593 | 688.5271 | 696.8696
2029 | NIWCM | High Demand Growth+High Gas Supply+Upgraded HVDC+Constrained Operational Capacity | -147.8654 | 503.0758 | 660.9188
2030 | NIWCM | High Demand Growth+High Gas Supply+Upgraded HVDC+Constrained Operational Capacity | -614.5146 | 128.5492 | 343.1787
2031 | NIWCM | High Demand Growth+High Gas Supply+Upgraded HVDC+Constrained Operational Capacity | -887.3439 | -132.9561 | 141.412
2032 | NIWCM | High Demand Growth+High Gas Supply+Upgraded HVDC+Constrained Operational Capacity | -1115.4489 | -350.9696 | -54.2768
2033 | NIWCM | High Demand Growth+High Gas Supply+Upgraded HVDC+Constrained Operational Capacity | -1253.7986 | -558.0683 | -247.9035
2034 | NIWCM | High Demand Growth+High Gas Supply+Upgraded HVDC+Constrained Operational Capacity | -1410.2148 | -732.3396 | -365.9204
2035 | NIWCM | High Demand Growth+High Gas Supply+Upgraded HVDC+Constrained Operational Capacity | -1524.6129 | -837.0357 | -524.3017
2026 | SIWEM_PERC | High Demand Growth+High Gas Supply+Upgraded HVDC+Constrained Operational Capacity | 41.6258 | 41.7797 | 41.7797
2027 | SIWEM_PERC | High Demand Growth+High Gas Supply+Upgraded HVDC+Constrained Operational Capacity | 32.463 | 37.2107 | 38.0314
2028 | SIWEM_PERC | High Demand Growth+High Gas Supply+Upgraded HVDC+Constrained Operational Capacity | 20.0391 | 39.8421 | 50.6403
2029 | SIWEM_PERC | High Demand Growth+High Gas Supply+Upgraded HVDC+Constrained Operational Capacity | 18.7308 | 44.201 | 63.6246
2030 | SIWEM_PERC | High Demand Growth+High Gas Supply+Upgraded HVDC+Constrained Operational Capacity | 1.9982 | 30.8784 | 57.0857
2031 | SIWEM_PERC | High Demand Growth+High Gas Supply+Upgraded HVDC+Constrained Operational Capacity | -8.0709 | 19.6725 | 51.9736
2032 | SIWEM_PERC | High Demand Growth+High Gas Supply+Upgraded HVDC+Constrained Operational Capacity | -12.6391 | 13.7956 | 48.7684
2033 | SIWEM_PERC | High Demand Growth+High Gas Supply+Upgraded HVDC+Constrained Operational Capacity | -14.2635 | 7.7529 | 45.8213
2034 | SIWEM_PERC | High Demand Growth+High Gas Supply+Upgraded HVDC+Constrained Operational Capacity | -16.0174 | 1.8505 | 42.6397
2035 | SIWEM_PERC | High Demand Growth+High Gas Supply+Upgraded HVDC+Constrained Operational Capacity | -17.2782 | -3.0835 | 40.2846
2026 | NZWEM_PERC | High Demand Growth+High Gas Supply+Upgraded HVDC+Constrained Operational Capacity+Low Wind & Solar | 14.3675 | 14.4173 | 14.4173
2027 | NZWEM_PERC | High Demand Growth+High Gas Supply+Upgraded HVDC+Constrained Operational Capacity+Low Wind & Solar | 11.1861 | 12.7391 | 13.0076
2028 | NZWEM_PERC | High Demand Growth+High Gas Supply+Upgraded HVDC+Constrained Operational Capacity+Low Wind & Solar | 6.819 | 13.3876 | 17.0307
2029 | NZWEM_PERC | High Demand Growth+High Gas Supply+Upgraded HVDC+Constrained Operational Capacity+Low Wind & Solar | 6.5366 | 15.4729 | 22.5432
2030 | NZWEM_PERC | High Demand Growth+High Gas Supply+Upgraded HVDC+Constrained Operational Capacity+Low Wind & Solar | 0.47212 | 10.6329 | 21.7627
2031 | NZWEM_PERC | High Demand Growth+High Gas Supply+Upgraded HVDC+Constrained Operational Capacity+Low Wind & Solar | -3.3083 | 6.5042 | 21.6761
2032 | NZWEM_PERC | High Demand Growth+High Gas Supply+Upgraded HVDC+Constrained Operational Capacity+Low Wind & Solar | -5.6593 | 4.165 | 19.6945
2033 | NZWEM_PERC | High Demand Growth+High Gas Supply+Upgraded HVDC+Constrained Operational Capacity+Low Wind & Solar | -7.662 | 1.912 | 18.3427
2034 | NZWEM_PERC | High Demand Growth+High Gas Supply+Upgraded HVDC+Constrained Operational Capacity+Low Wind & Solar | -9.903 | -0.26084 | 15.6931
2035 | NZWEM_PERC | High Demand Growth+High Gas Supply+Upgraded HVDC+Constrained Operational Capacity+Low Wind & Solar | -11.5529 | -2.0621 | 13.5156
2026 | NIWCM | High Demand Growth+High Gas Supply+Upgraded HVDC+Constrained Operational Capacity+Low Wind & Solar | 264.1721 | 264.1721 | 264.1721
2027 | NIWCM | High Demand Growth+High Gas Supply+Upgraded HVDC+Constrained Operational Capacity+Low Wind & Solar | 362.7771 | 366.8832 | 366.8832
2028 | NIWCM | High Demand Growth+High Gas Supply+Upgraded HVDC+Constrained Operational Capacity+Low Wind & Solar | 192.5593 | 688.5271 | 696.8696
2029 | NIWCM | High Demand Growth+High Gas Supply+Upgraded HVDC+Constrained Operational Capacity+Low Wind & Solar | -147.8654 | 503.0758 | 660.9188
2030 | NIWCM | High Demand Growth+High Gas Supply+Upgraded HVDC+Constrained Operational Capacity+Low Wind & Solar | -614.5146 | 128.5492 | 343.1787
2031 | NIWCM | High Demand Growth+High Gas Supply+Upgraded HVDC+Constrained Operational Capacity+Low Wind & Solar | -887.3439 | -132.9561 | 141.412
2032 | NIWCM | High Demand Growth+High Gas Supply+Upgraded HVDC+Constrained Operational Capacity+Low Wind & Solar | -1115.4489 | -350.9696 | -54.2768
2033 | NIWCM | High Demand Growth+High Gas Supply+Upgraded HVDC+Constrained Operational Capacity+Low Wind & Solar | -1253.7986 | -558.0683 | -247.9035
2034 | NIWCM | High Demand Growth+High Gas Supply+Upgraded HVDC+Constrained Operational Capacity+Low Wind & Solar | -1410.2148 | -732.3396 | -365.9204
2035 | NIWCM | High Demand Growth+High Gas Supply+Upgraded HVDC+Constrained Operational Capacity+Low Wind & Solar | -1524.6129 | -837.0357 | -524.3017
2026 | SIWEM_PERC | High Demand Growth+High Gas Supply+Upgraded HVDC+Constrained Operational Capacity+Low Wind & Solar | 38.3954 | 38.5342 | 38.5342
2027 | SIWEM_PERC | High Demand Growth+High Gas Supply+Upgraded HVDC+Constrained Operational Capacity+Low Wind & Solar | 28.9814 | 33.2659 | 34.0067
2028 | SIWEM_PERC | High Demand Growth+High Gas Supply+Upgraded HVDC+Constrained Operational Capacity+Low Wind & Solar | 16.5057 | 34.3772 | 44.2894
2029 | SIWEM_PERC | High Demand Growth+High Gas Supply+Upgraded HVDC+Constrained Operational Capacity+Low Wind & Solar | 15.3372 | 38.579 | 56.9389
2030 | SIWEM_PERC | High Demand Growth+High Gas Supply+Upgraded HVDC+Constrained Operational Capacity+Low Wind & Solar | -1.1271 | 25.3413 | 53.3968
2031 | SIWEM_PERC | High Demand Growth+High Gas Supply+Upgraded HVDC+Constrained Operational Capacity+Low Wind & Solar | -11.0122 | 14.3793 | 48.2685
2032 | SIWEM_PERC | High Demand Growth+High Gas Supply+Upgraded HVDC+Constrained Operational Capacity+Low Wind & Solar | -13.3541 | 8.2933 | 45.1476
2033 | SIWEM_PERC | High Demand Growth+High Gas Supply+Upgraded HVDC+Constrained Operational Capacity+Low Wind & Solar | -14.9631 | 2.3691 | 42.2784
2034 | SIWEM_PERC | High Demand Growth+High Gas Supply+Upgraded HVDC+Constrained Operational Capacity+Low Wind & Solar | -16.7004 | -3.4054 | 37.2948
2035 | SIWEM_PERC | High Demand Growth+High Gas Supply+Upgraded HVDC+Constrained Operational Capacity+Low Wind & Solar | -17.9484 | -8.2413 | 31.998
2026 | NZWEM_PERC | High Demand Growth+High Gas Supply+Delayed Build | 11.0538 | 11.0538 | 11.0538
2027 | NZWEM_PERC | High Demand Growth+High Gas Supply+Delayed Build | 5.5446 | 5.677 | 5.8341
2028 | NZWEM_PERC | High Demand Growth+High Gas Supply+Delayed Build | 4.3637 | 5.659 | 5.9409
2029 | NZWEM_PERC | High Demand Growth+High Gas Supply+Delayed Build | 6.805 | 9.2724 | 10.0388
2030 | NZWEM_PERC | High Demand Growth+High Gas Supply+Delayed Build | 1.6582 | 9.1883 | 15.5534
2031 | NZWEM_PERC | High Demand Growth+High Gas Supply+Delayed Build | -2.1717 | 7.5845 | 14.6314
2032 | NZWEM_PERC | High Demand Growth+High Gas Supply+Delayed Build | -4.5547 | 5.4778 | 16.9296
2033 | NZWEM_PERC | High Demand Growth+High Gas Supply+Delayed Build | -6.5856 | 3.2626 | 19.1511
2034 | NZWEM_PERC | High Demand Growth+High Gas Supply+Delayed Build | -8.8578 | 1.0077 | 17.2285
2035 | NZWEM_PERC | High Demand Growth+High Gas Supply+Delayed Build | -10.5323 | -0.52237 | 16.678
2026 | NIWCM | High Demand Growth+High Gas Supply+Delayed Build | 567.4665 | 567.4665 | 567.4665
2027 | NIWCM | High Demand Growth+High Gas Supply+Delayed Build | 587.7296 | 589.7773 | 592.2498
2028 | NIWCM | High Demand Growth+High Gas Supply+Delayed Build | 595.4577 | 616.3802 | 620.9167
2029 | NIWCM | High Demand Growth+High Gas Supply+Delayed Build | 318.6206 | 448.0526 | 461.6449
2030 | NIWCM | High Demand Growth+High Gas Supply+Delayed Build | 10.056 | 741.2499 | 1040.274
2031 | NIWCM | High Demand Growth+High Gas Supply+Delayed Build | -277.274 | 663.3924 | 1029.8667
2032 | NIWCM | High Demand Growth+High Gas Supply+Delayed Build | -498.7849 | 518.0891 | 1115.8725
2033 | NIWCM | High Demand Growth+High Gas Supply+Delayed Build | -633.9099 | 396.4293 | 1235.3701
2034 | NIWCM | High Demand Growth+High Gas Supply+Delayed Build | -835.3482 | 180.3185 | 1055.6795
2035 | NIWCM | High Demand Growth+High Gas Supply+Delayed Build | -949.7463 | 40.246 | 984.8333
2026 | SIWEM_PERC | High Demand Growth+High Gas Supply+Delayed Build | 29.1422 | 29.1422 | 29.1422
2027 | SIWEM_PERC | High Demand Growth+High Gas Supply+Delayed Build | 13.4172 | 13.7826 | 14.216
2028 | SIWEM_PERC | High Demand Growth+High Gas Supply+Delayed Build | 9.8254 | 13.3495 | 14.1165
2029 | SIWEM_PERC | High Demand Growth+High Gas Supply+Delayed Build | 16.0581 | 22.6842 | 24.6285
2030 | SIWEM_PERC | High Demand Growth+High Gas Supply+Delayed Build | 1.9982 | 21.8392 | 33.1845
2031 | SIWEM_PERC | High Demand Growth+High Gas Supply+Delayed Build | -8.0709 | 15.6154 | 27.1082
2032 | SIWEM_PERC | High Demand Growth+High Gas Supply+Delayed Build | -12.6391 | 11.7097 | 30.071
2033 | SIWEM_PERC | High Demand Growth+High Gas Supply+Delayed Build | -14.2635 | 5.8981 | 31.2404
2034 | SIWEM_PERC | High Demand Growth+High Gas Supply+Delayed Build | -16.0174 | -0.072877 | 28.4052
2035 | SIWEM_PERC | High Demand Growth+High Gas Supply+Delayed Build | -17.2782 | -4.1759 | 26.3157
2026 | NZWEM_PERC | High Demand Growth+High Gas Supply+Delayed Build+Low Wind & Solar | 10.1737 | 10.1737 | 10.1737
2027 | NZWEM_PERC | High Demand Growth+High Gas Supply+Delayed Build+Low Wind & Solar | 4.6489 | 4.7684 | 4.9102
2028 | NZWEM_PERC | High Demand Growth+High Gas Supply+Delayed Build+Low Wind & Solar | 3.2844 | 4.4534 | 4.7078
2029 | NZWEM_PERC | High Demand Growth+High Gas Supply+Delayed Build+Low Wind & Solar | 5.6384 | 7.8651 | 8.5568
2030 | NZWEM_PERC | High Demand Growth+High Gas Supply+Delayed Build+Low Wind & Solar | 0.47212 | 7.2677 | 13.012
2031 | NZWEM_PERC | High Demand Growth+High Gas Supply+Delayed Build+Low Wind & Solar | -3.3083 | 5.4963 | 11.8559
2032 | NZWEM_PERC | High Demand Growth+High Gas Supply+Delayed Build+Low Wind & Solar | -5.6593 | 3.3947 | 13.7593
2033 | NZWEM_PERC | High Demand Growth+High Gas Supply+Delayed Build+Low Wind & Solar | -7.662 | 1.2326 | 15.6003
2034 | NZWEM_PERC | High Demand Growth+High Gas Supply+Delayed Build+Low Wind & Solar | -9.903 | -0.99299 | 13.7019
2035 | NZWEM_PERC | High Demand Growth+High Gas Supply+Delayed Build+Low Wind & Solar | -11.5529 | -2.4759 | 13.1018
2026 | NIWCM | High Demand Growth+High Gas Supply+Delayed Build+Low Wind & Solar | 567.4665 | 567.4665 | 567.4665
2027 | NIWCM | High Demand Growth+High Gas Supply+Delayed Build+Low Wind & Solar | 587.7296 | 589.7773 | 592.2498
2028 | NIWCM | High Demand Growth+High Gas Supply+Delayed Build+Low Wind & Solar | 595.4577 | 616.3802 | 620.9167
2029 | NIWCM | High Demand Growth+High Gas Supply+Delayed Build+Low Wind & Solar | 318.6206 | 448.0526 | 461.6449
2030 | NIWCM | High Demand Growth+High Gas Supply+Delayed Build+Low Wind & Solar | 10.056 | 741.2499 | 1040.274
2031 | NIWCM | High Demand Growth+High Gas Supply+Delayed Build+Low Wind & Solar | -277.274 | 663.3924 | 1029.8667
2032 | NIWCM | High Demand Growth+High Gas Supply+Delayed Build+Low Wind & Solar | -498.7849 | 518.0891 | 1115.8725
2033 | NIWCM | High Demand Growth+High Gas Supply+Delayed Build+Low Wind & Solar | -633.9099 | 396.4293 | 1235.3701
2034 | NIWCM | High Demand Growth+High Gas Supply+Delayed Build+Low Wind & Solar | -835.3482 | 180.3185 | 1055.6795
2035 | NIWCM | High Demand Growth+High Gas Supply+Delayed Build+Low Wind & Solar | -949.7463 | 40.246 | 984.8333
2026 | SIWEM_PERC | High Demand Growth+High Gas Supply+Delayed Build+Low Wind & Solar | 26.6846 | 26.6846 | 26.6846
2027 | SIWEM_PERC | High Demand Growth+High Gas Supply+Delayed Build+Low Wind & Solar | 11.0361 | 11.2758 | 11.667
2028 | SIWEM_PERC | High Demand Growth+High Gas Supply+Delayed Build+Low Wind & Solar | 6.8889 | 10.0693 | 10.7614
2029 | SIWEM_PERC | High Demand Growth+High Gas Supply+Delayed Build+Low Wind & Solar | 12.9251 | 18.905 | 20.7623
2030 | SIWEM_PERC | High Demand Growth+High Gas Supply+Delayed Build+Low Wind & Solar | -1.1271 | 16.7787 | 30.4012
2031 | SIWEM_PERC | High Demand Growth+High Gas Supply+Delayed Build+Low Wind & Solar | -11.0122 | 11.7712 | 24.3412
2032 | SIWEM_PERC | High Demand Growth+High Gas Supply+Delayed Build+Low Wind & Solar | -13.3541 | 6.2887 | 26.8203
2033 | SIWEM_PERC | High Demand Growth+High Gas Supply+Delayed Build+Low Wind & Solar | -14.9631 | 0.59382 | 27.6975
2034 | SIWEM_PERC | High Demand Growth+High Gas Supply+Delayed Build+Low Wind & Solar | -16.7004 | -5.3287 | 24.9465
2035 | SIWEM_PERC | High Demand Growth+High Gas Supply+Delayed Build+Low Wind & Solar | -17.9484 | -8.982 | 22.9215
2026 | NZWEM_PERC | High Demand Growth+High Gas Supply+Delayed Build+Constrained Operational Capacity | 11.0538 | 11.0538 | 11.0538
2027 | NZWEM_PERC | High Demand Growth+High Gas Supply+Delayed Build+Constrained Operational Capacity | 5.5446 | 5.677 | 5.8341
2028 | NZWEM_PERC | High Demand Growth+High Gas Supply+Delayed Build+Constrained Operational Capacity | 4.3637 | 5.659 | 5.9409
2029 | NZWEM_PERC | High Demand Growth+High Gas Supply+Delayed Build+Constrained Operational Capacity | 6.805 | 9.2724 | 10.0388
2030 | NZWEM_PERC | High Demand Growth+High Gas Supply+Delayed Build+Constrained Operational Capacity | 1.6582 | 9.1883 | 15.5534
2031 | NZWEM_PERC | High Demand Growth+High Gas Supply+Delayed Build+Constrained Operational Capacity | -2.1717 | 7.5845 | 14.6314
2032 | NZWEM_PERC | High Demand Growth+High Gas Supply+Delayed Build+Constrained Operational Capacity | -4.5547 | 5.4778 | 16.9296
2033 | NZWEM_PERC | High Demand Growth+High Gas Supply+Delayed Build+Constrained Operational Capacity | -6.5856 | 3.2626 | 19.1511
2034 | NZWEM_PERC | High Demand Growth+High Gas Supply+Delayed Build+Constrained Operational Capacity | -8.8578 | 1.0077 | 17.2285
2035 | NZWEM_PERC | High Demand Growth+High Gas Supply+Delayed Build+Constrained Operational Capacity | -10.5323 | -0.52237 | 16.678
2026 | NIWCM | High Demand Growth+High Gas Supply+Delayed Build+Constrained Operational Capacity | 33.1014 | 33.1014 | 33.1014
2027 | NIWCM | High Demand Growth+High Gas Supply+Delayed Build+Constrained Operational Capacity | 43.4476 | 43.4476 | 43.4476
2028 | NIWCM | High Demand Growth+High Gas Supply+Delayed Build+Constrained Operational Capacity | -17.6468 | -17.6468 | -17.6468
2029 | NIWCM | High Demand Growth+High Gas Supply+Delayed Build+Constrained Operational Capacity | -328.1855 | -245.962 | -245.962
2030 | NIWCM | High Demand Growth+High Gas Supply+Delayed Build+Constrained Operational Capacity | -670.2911 | -155.2348 | -37.2556
2031 | NIWCM | High Demand Growth+High Gas Supply+Delayed Build+Constrained Operational Capacity | -960.2824 | -304.5987 | -145.2796
2032 | NIWCM | High Demand Growth+High Gas Supply+Delayed Build+Constrained Operational Capacity | -1188.3874 | -462.6973 | -246.9333
2033 | NIWCM | High Demand Growth+High Gas Supply+Delayed Build+Constrained Operational Capacity | -1253.7986 | -588.5275 | -309.8152
2034 | NIWCM | High Demand Growth+High Gas Supply+Delayed Build+Constrained Operational Capacity | -1410.2148 | -802.4288 | -523.2386
2035 | NIWCM | High Demand Growth+High Gas Supply+Delayed Build+Constrained Operational Capacity | -1524.6129 | -889.3677 | -653.8627
2026 | SIWEM_PERC | High Demand Growth+High Gas Supply+Delayed Build+Constrained Operational Capacity | 29.1422 | 29.1422 | 29.1422
2027 | SIWEM_PERC | High Demand Growth+High Gas Supply+Delayed Build+Constrained Operational Capacity | 13.4172 | 13.7826 | 14.216
2028 | SIWEM_PERC | High Demand Growth+High Gas Supply+Delayed Build+Constrained Operational Capacity | 9.8254 | 13.3495 | 14.1165
2029 | SIWEM_PERC | High Demand Growth+High Gas Supply+Delayed Build+Constrained Operational Capacity | 16.0581 | 22.6842 | 24.6285
2030 | SIWEM_PERC | High Demand Growth+High Gas Supply+Delayed Build+Constrained Operational Capacity | 1.9982 | 21.8392 | 33.1845
2031 | SIWEM_PERC | High Demand Growth+High Gas Supply+Delayed Build+Constrained Operational Capacity | -8.0709 | 15.6154 | 27.1082
2032 | SIWEM_PERC | High Demand Growth+High Gas Supply+Delayed Build+Constrained Operational Capacity | -12.6391 | 11.7097 | 30.071
2033 | SIWEM_PERC | High Demand Growth+High Gas Supply+Delayed Build+Constrained Operational Capacity | -14.2635 | 5.8981 | 31.2404
2034 | SIWEM_PERC | High Demand Growth+High Gas Supply+Delayed Build+Constrained Operational Capacity | -16.0174 | -0.072877 | 28.4052
2035 | SIWEM_PERC | High Demand Growth+High Gas Supply+Delayed Build+Constrained Operational Capacity | -17.2782 | -4.1759 | 26.3157
2026 | NZWEM_PERC | High Demand Growth+High Gas Supply+Delayed Build+Constrained Operational Capacity+Low Wind & Solar | 10.1737 | 10.1737 | 10.1737
2027 | NZWEM_PERC | High Demand Growth+High Gas Supply+Delayed Build+Constrained Operational Capacity+Low Wind & Solar | 4.6489 | 4.7684 | 4.9102
2028 | NZWEM_PERC | High Demand Growth+High Gas Supply+Delayed Build+Constrained Operational Capacity+Low Wind & Solar | 3.2844 | 4.4534 | 4.7078
2029 | NZWEM_PERC | High Demand Growth+High Gas Supply+Delayed Build+Constrained Operational Capacity+Low Wind & Solar | 5.6384 | 7.8651 | 8.5568
2030 | NZWEM_PERC | High Demand Growth+High Gas Supply+Delayed Build+Constrained Operational Capacity+Low Wind & Solar | 0.47212 | 7.2677 | 13.012
2031 | NZWEM_PERC | High Demand Growth+High Gas Supply+Delayed Build+Constrained Operational Capacity+Low Wind & Solar | -3.3083 | 5.4963 | 11.8559
2032 | NZWEM_PERC | High Demand Growth+High Gas Supply+Delayed Build+Constrained Operational Capacity+Low Wind & Solar | -5.6593 | 3.3947 | 13.7593
2033 | NZWEM_PERC | High Demand Growth+High Gas Supply+Delayed Build+Constrained Operational Capacity+Low Wind & Solar | -7.662 | 1.2326 | 15.6003
2034 | NZWEM_PERC | High Demand Growth+High Gas Supply+Delayed Build+Constrained Operational Capacity+Low Wind & Solar | -9.903 | -0.99299 | 13.7019
2035 | NZWEM_PERC | High Demand Growth+High Gas Supply+Delayed Build+Constrained Operational Capacity+Low Wind & Solar | -11.5529 | -2.4759 | 13.1018
2026 | NIWCM | High Demand Growth+High Gas Supply+Delayed Build+Constrained Operational Capacity+Low Wind & Solar | 33.1014 | 33.1014 | 33.1014
2027 | NIWCM | High Demand Growth+High Gas Supply+Delayed Build+Constrained Operational Capacity+Low Wind & Solar | 43.4476 | 43.4476 | 43.4476
2028 | NIWCM | High Demand Growth+High Gas Supply+Delayed Build+Constrained Operational Capacity+Low Wind & Solar | -17.6468 | -17.6468 | -17.6468
2029 | NIWCM | High Demand Growth+High Gas Supply+Delayed Build+Constrained Operational Capacity+Low Wind & Solar | -328.1855 | -245.962 | -245.962
2030 | NIWCM | High Demand Growth+High Gas Supply+Delayed Build+Constrained Operational Capacity+Low Wind & Solar | -670.2911 | -155.2348 | -37.2556
2031 | NIWCM | High Demand Growth+High Gas Supply+Delayed Build+Constrained Operational Capacity+Low Wind & Solar | -960.2824 | -304.5987 | -145.2796
2032 | NIWCM | High Demand Growth+High Gas Supply+Delayed Build+Constrained Operational Capacity+Low Wind & Solar | -1188.3874 | -462.6973 | -246.9333
2033 | NIWCM | High Demand Growth+High Gas Supply+Delayed Build+Constrained Operational Capacity+Low Wind & Solar | -1253.7986 | -588.5275 | -309.8152
2034 | NIWCM | High Demand Growth+High Gas Supply+Delayed Build+Constrained Operational Capacity+Low Wind & Solar | -1410.2148 | -802.4288 | -523.2386
2035 | NIWCM | High Demand Growth+High Gas Supply+Delayed Build+Constrained Operational Capacity+Low Wind & Solar | -1524.6129 | -889.3677 | -653.8627
2026 | SIWEM_PERC | High Demand Growth+High Gas Supply+Delayed Build+Constrained Operational Capacity+Low Wind & Solar | 26.6846 | 26.6846 | 26.6846
2027 | SIWEM_PERC | High Demand Growth+High Gas Supply+Delayed Build+Constrained Operational Capacity+Low Wind & Solar | 11.0361 | 11.2758 | 11.667
2028 | SIWEM_PERC | High Demand Growth+High Gas Supply+Delayed Build+Constrained Operational Capacity+Low Wind & Solar | 6.8889 | 10.0693 | 10.7614
2029 | SIWEM_PERC | High Demand Growth+High Gas Supply+Delayed Build+Constrained Operational Capacity+Low Wind & Solar | 12.9251 | 18.905 | 20.7623
2030 | SIWEM_PERC | High Demand Growth+High Gas Supply+Delayed Build+Constrained Operational Capacity+Low Wind & Solar | -1.1271 | 16.7787 | 30.4012
2031 | SIWEM_PERC | High Demand Growth+High Gas Supply+Delayed Build+Constrained Operational Capacity+Low Wind & Solar | -11.0122 | 11.7712 | 24.3412
2032 | SIWEM_PERC | High Demand Growth+High Gas Supply+Delayed Build+Constrained Operational Capacity+Low Wind & Solar | -13.3541 | 6.2887 | 26.8203
2033 | SIWEM_PERC | High Demand Growth+High Gas Supply+Delayed Build+Constrained Operational Capacity+Low Wind & Solar | -14.9631 | 0.59382 | 27.6975
2034 | SIWEM_PERC | High Demand Growth+High Gas Supply+Delayed Build+Constrained Operational Capacity+Low Wind & Solar | -16.7004 | -5.3287 | 24.9465
2035 | SIWEM_PERC | High Demand Growth+High Gas Supply+Delayed Build+Constrained Operational Capacity+Low Wind & Solar | -17.9484 | -8.982 | 22.9215
2026 | NZWEM_PERC | High Demand Growth+High Gas Supply+Delayed Build+Upgraded HVDC | 11.0538 | 11.0538 | 11.0538
2027 | NZWEM_PERC | High Demand Growth+High Gas Supply+Delayed Build+Upgraded HVDC | 5.5446 | 5.677 | 5.8341
2028 | NZWEM_PERC | High Demand Growth+High Gas Supply+Delayed Build+Upgraded HVDC | 4.3637 | 5.659 | 5.9409
2029 | NZWEM_PERC | High Demand Growth+High Gas Supply+Delayed Build+Upgraded HVDC | 6.805 | 9.2724 | 10.0388
2030 | NZWEM_PERC | High Demand Growth+High Gas Supply+Delayed Build+Upgraded HVDC | 1.6582 | 9.1883 | 15.5534
2031 | NZWEM_PERC | High Demand Growth+High Gas Supply+Delayed Build+Upgraded HVDC | -2.1717 | 7.5845 | 14.6314
2032 | NZWEM_PERC | High Demand Growth+High Gas Supply+Delayed Build+Upgraded HVDC | -4.5547 | 5.4778 | 16.9296
2033 | NZWEM_PERC | High Demand Growth+High Gas Supply+Delayed Build+Upgraded HVDC | -6.5856 | 3.2626 | 19.1511
2034 | NZWEM_PERC | High Demand Growth+High Gas Supply+Delayed Build+Upgraded HVDC | -8.8578 | 1.0077 | 17.2285
2035 | NZWEM_PERC | High Demand Growth+High Gas Supply+Delayed Build+Upgraded HVDC | -10.5323 | -0.52237 | 16.678
2026 | NIWCM | High Demand Growth+High Gas Supply+Delayed Build+Upgraded HVDC | 567.4665 | 567.4665 | 567.4665
2027 | NIWCM | High Demand Growth+High Gas Supply+Delayed Build+Upgraded HVDC | 587.7296 | 589.7773 | 592.2498
2028 | NIWCM | High Demand Growth+High Gas Supply+Delayed Build+Upgraded HVDC | 595.4577 | 616.3802 | 620.9167
2029 | NIWCM | High Demand Growth+High Gas Supply+Delayed Build+Upgraded HVDC | 318.6206 | 448.0526 | 461.6449
2030 | NIWCM | High Demand Growth+High Gas Supply+Delayed Build+Upgraded HVDC | 10.056 | 741.2499 | 1040.274
2031 | NIWCM | High Demand Growth+High Gas Supply+Delayed Build+Upgraded HVDC | -277.274 | 663.3924 | 1029.8667
2032 | NIWCM | High Demand Growth+High Gas Supply+Delayed Build+Upgraded HVDC | -498.7849 | 518.0891 | 1115.8725
2033 | NIWCM | High Demand Growth+High Gas Supply+Delayed Build+Upgraded HVDC | -633.9099 | 396.4293 | 1235.3701
2034 | NIWCM | High Demand Growth+High Gas Supply+Delayed Build+Upgraded HVDC | -835.3482 | 180.3185 | 1055.6795
2035 | NIWCM | High Demand Growth+High Gas Supply+Delayed Build+Upgraded HVDC | -949.7463 | 40.246 | 984.8333
2026 | SIWEM_PERC | High Demand Growth+High Gas Supply+Delayed Build+Upgraded HVDC | 29.1422 | 29.1422 | 29.1422
2027 | SIWEM_PERC | High Demand Growth+High Gas Supply+Delayed Build+Upgraded HVDC | 13.4172 | 13.7826 | 14.216
2028 | SIWEM_PERC | High Demand Growth+High Gas Supply+Delayed Build+Upgraded HVDC | 9.8254 | 13.3495 | 14.1165
2029 | SIWEM_PERC | High Demand Growth+High Gas Supply+Delayed Build+Upgraded HVDC | 16.0581 | 22.6842 | 24.7321
2030 | SIWEM_PERC | High Demand Growth+High Gas Supply+Delayed Build+Upgraded HVDC | 1.9982 | 21.8392 | 38.1257
2031 | SIWEM_PERC | High Demand Growth+High Gas Supply+Delayed Build+Upgraded HVDC | -8.0709 | 17.0355 | 34.6681
2032 | SIWEM_PERC | High Demand Growth+High Gas Supply+Delayed Build+Upgraded HVDC | -12.6391 | 11.7097 | 40.4899
2033 | SIWEM_PERC | High Demand Growth+High Gas Supply+Delayed Build+Upgraded HVDC | -14.2635 | 5.8981 | 45.8213
2034 | SIWEM_PERC | High Demand Growth+High Gas Supply+Delayed Build+Upgraded HVDC | -16.0174 | -0.072877 | 41.2769
2035 | SIWEM_PERC | High Demand Growth+High Gas Supply+Delayed Build+Upgraded HVDC | -17.2782 | -4.1759 | 39.9051
2026 | NZWEM_PERC | High Demand Growth+High Gas Supply+Delayed Build+Upgraded HVDC+Low Wind & Solar | 10.1737 | 10.1737 | 10.1737
2027 | NZWEM_PERC | High Demand Growth+High Gas Supply+Delayed Build+Upgraded HVDC+Low Wind & Solar | 4.6489 | 4.7684 | 4.9102
2028 | NZWEM_PERC | High Demand Growth+High Gas Supply+Delayed Build+Upgraded HVDC+Low Wind & Solar | 3.2844 | 4.4534 | 4.7078
2029 | NZWEM_PERC | High Demand Growth+High Gas Supply+Delayed Build+Upgraded HVDC+Low Wind & Solar | 5.6384 | 7.8651 | 8.5568
2030 | NZWEM_PERC | High Demand Growth+High Gas Supply+Delayed Build+Upgraded HVDC+Low Wind & Solar | 0.47212 | 7.2677 | 13.012
2031 | NZWEM_PERC | High Demand Growth+High Gas Supply+Delayed Build+Upgraded HVDC+Low Wind & Solar | -3.3083 | 5.4963 | 11.8559
2032 | NZWEM_PERC | High Demand Growth+High Gas Supply+Delayed Build+Upgraded HVDC+Low Wind & Solar | -5.6593 | 3.3947 | 13.7593
2033 | NZWEM_PERC | High Demand Growth+High Gas Supply+Delayed Build+Upgraded HVDC+Low Wind & Solar | -7.662 | 1.2326 | 15.6003
2034 | NZWEM_PERC | High Demand Growth+High Gas Supply+Delayed Build+Upgraded HVDC+Low Wind & Solar | -9.903 | -0.99299 | 13.7019
2035 | NZWEM_PERC | High Demand Growth+High Gas Supply+Delayed Build+Upgraded HVDC+Low Wind & Solar | -11.5529 | -2.4759 | 13.1018
2026 | NIWCM | High Demand Growth+High Gas Supply+Delayed Build+Upgraded HVDC+Low Wind & Solar | 567.4665 | 567.4665 | 567.4665
2027 | NIWCM | High Demand Growth+High Gas Supply+Delayed Build+Upgraded HVDC+Low Wind & Solar | 587.7296 | 589.7773 | 592.2498
2028 | NIWCM | High Demand Growth+High Gas Supply+Delayed Build+Upgraded HVDC+Low Wind & Solar | 595.4577 | 616.3802 | 620.9167
2029 | NIWCM | High Demand Growth+High Gas Supply+Delayed Build+Upgraded HVDC+Low Wind & Solar | 318.6206 | 448.0526 | 461.6449
2030 | NIWCM | High Demand Growth+High Gas Supply+Delayed Build+Upgraded HVDC+Low Wind & Solar | 10.056 | 741.2499 | 1040.274
2031 | NIWCM | High Demand Growth+High Gas Supply+Delayed Build+Upgraded HVDC+Low Wind & Solar | -277.274 | 663.3924 | 1029.8667
2032 | NIWCM | High Demand Growth+High Gas Supply+Delayed Build+Upgraded HVDC+Low Wind & Solar | -498.7849 | 518.0891 | 1115.8725
2033 | NIWCM | High Demand Growth+High Gas Supply+Delayed Build+Upgraded HVDC+Low Wind & Solar | -633.9099 | 396.4293 | 1235.3701
2034 | NIWCM | High Demand Growth+High Gas Supply+Delayed Build+Upgraded HVDC+Low Wind & Solar | -835.3482 | 180.3185 | 1055.6795
2035 | NIWCM | High Demand Growth+High Gas Supply+Delayed Build+Upgraded HVDC+Low Wind & Solar | -949.7463 | 40.246 | 984.8333
2026 | SIWEM_PERC | High Demand Growth+High Gas Supply+Delayed Build+Upgraded HVDC+Low Wind & Solar | 26.6846 | 26.6846 | 26.6846
2027 | SIWEM_PERC | High Demand Growth+High Gas Supply+Delayed Build+Upgraded HVDC+Low Wind & Solar | 11.0361 | 11.2758 | 11.667
2028 | SIWEM_PERC | High Demand Growth+High Gas Supply+Delayed Build+Upgraded HVDC+Low Wind & Solar | 6.8889 | 10.0693 | 10.7614
2029 | SIWEM_PERC | High Demand Growth+High Gas Supply+Delayed Build+Upgraded HVDC+Low Wind & Solar | 12.9251 | 18.905 | 20.7623
2030 | SIWEM_PERC | High Demand Growth+High Gas Supply+Delayed Build+Upgraded HVDC+Low Wind & Solar | -1.1271 | 16.7787 | 31.7791
2031 | SIWEM_PERC | High Demand Growth+High Gas Supply+Delayed Build+Upgraded HVDC+Low Wind & Solar | -11.0122 | 11.7712 | 27.8805
2032 | SIWEM_PERC | High Demand Growth+High Gas Supply+Delayed Build+Upgraded HVDC+Low Wind & Solar | -13.3541 | 6.2887 | 32.6862
2033 | SIWEM_PERC | High Demand Growth+High Gas Supply+Delayed Build+Upgraded HVDC+Low Wind & Solar | -14.9631 | 0.59382 | 37.2029
2034 | SIWEM_PERC | High Demand Growth+High Gas Supply+Delayed Build+Upgraded HVDC+Low Wind & Solar | -16.7004 | -5.3287 | 32.5313
2035 | SIWEM_PERC | High Demand Growth+High Gas Supply+Delayed Build+Upgraded HVDC+Low Wind & Solar | -17.9484 | -8.982 | 31.0033
2026 | NZWEM_PERC | High Demand Growth+High Gas Supply+Delayed Build+Upgraded HVDC+Constrained Operational Capacity | 11.0538 | 11.0538 | 11.0538
2027 | NZWEM_PERC | High Demand Growth+High Gas Supply+Delayed Build+Upgraded HVDC+Constrained Operational Capacity | 5.5446 | 5.677 | 5.8341
2028 | NZWEM_PERC | High Demand Growth+High Gas Supply+Delayed Build+Upgraded HVDC+Constrained Operational Capacity | 4.3637 | 5.659 | 5.9409
2029 | NZWEM_PERC | High Demand Growth+High Gas Supply+Delayed Build+Upgraded HVDC+Constrained Operational Capacity | 6.805 | 9.2724 | 10.0388
2030 | NZWEM_PERC | High Demand Growth+High Gas Supply+Delayed Build+Upgraded HVDC+Constrained Operational Capacity | 1.6582 | 9.1883 | 15.5534
2031 | NZWEM_PERC | High Demand Growth+High Gas Supply+Delayed Build+Upgraded HVDC+Constrained Operational Capacity | -2.1717 | 7.5845 | 14.6314
2032 | NZWEM_PERC | High Demand Growth+High Gas Supply+Delayed Build+Upgraded HVDC+Constrained Operational Capacity | -4.5547 | 5.4778 | 16.9296
2033 | NZWEM_PERC | High Demand Growth+High Gas Supply+Delayed Build+Upgraded HVDC+Constrained Operational Capacity | -6.5856 | 3.2626 | 19.1511
2034 | NZWEM_PERC | High Demand Growth+High Gas Supply+Delayed Build+Upgraded HVDC+Constrained Operational Capacity | -8.8578 | 1.0077 | 17.2285
2035 | NZWEM_PERC | High Demand Growth+High Gas Supply+Delayed Build+Upgraded HVDC+Constrained Operational Capacity | -10.5323 | -0.52237 | 16.678
2026 | NIWCM | High Demand Growth+High Gas Supply+Delayed Build+Upgraded HVDC+Constrained Operational Capacity | 33.1014 | 33.1014 | 33.1014
2027 | NIWCM | High Demand Growth+High Gas Supply+Delayed Build+Upgraded HVDC+Constrained Operational Capacity | 43.4476 | 43.4476 | 43.4476
2028 | NIWCM | High Demand Growth+High Gas Supply+Delayed Build+Upgraded HVDC+Constrained Operational Capacity | -17.6468 | -17.6468 | -17.6468
2029 | NIWCM | High Demand Growth+High Gas Supply+Delayed Build+Upgraded HVDC+Constrained Operational Capacity | -328.1855 | -245.962 | -245.962
2030 | NIWCM | High Demand Growth+High Gas Supply+Delayed Build+Upgraded HVDC+Constrained Operational Capacity | -670.2911 | -155.2348 | -37.2556
2031 | NIWCM | High Demand Growth+High Gas Supply+Delayed Build+Upgraded HVDC+Constrained Operational Capacity | -960.2824 | -304.5987 | -145.2796
2032 | NIWCM | High Demand Growth+High Gas Supply+Delayed Build+Upgraded HVDC+Constrained Operational Capacity | -1188.3874 | -462.6973 | -246.9333
2033 | NIWCM | High Demand Growth+High Gas Supply+Delayed Build+Upgraded HVDC+Constrained Operational Capacity | -1253.7986 | -588.5275 | -309.8152
2034 | NIWCM | High Demand Growth+High Gas Supply+Delayed Build+Upgraded HVDC+Constrained Operational Capacity | -1410.2148 | -802.4288 | -523.2386
2035 | NIWCM | High Demand Growth+High Gas Supply+Delayed Build+Upgraded HVDC+Constrained Operational Capacity | -1524.6129 | -889.3677 | -653.8627
2026 | SIWEM_PERC | High Demand Growth+High Gas Supply+Delayed Build+Upgraded HVDC+Constrained Operational Capacity | 29.1422 | 29.1422 | 29.1422
2027 | SIWEM_PERC | High Demand Growth+High Gas Supply+Delayed Build+Upgraded HVDC+Constrained Operational Capacity | 13.4172 | 13.7826 | 14.216
2028 | SIWEM_PERC | High Demand Growth+High Gas Supply+Delayed Build+Upgraded HVDC+Constrained Operational Capacity | 9.8254 | 13.3495 | 14.1165
2029 | SIWEM_PERC | High Demand Growth+High Gas Supply+Delayed Build+Upgraded HVDC+Constrained Operational Capacity | 16.0581 | 22.6842 | 24.7321
2030 | SIWEM_PERC | High Demand Growth+High Gas Supply+Delayed Build+Upgraded HVDC+Constrained Operational Capacity | 1.9982 | 21.8392 | 38.1257
2031 | SIWEM_PERC | High Demand Growth+High Gas Supply+Delayed Build+Upgraded HVDC+Constrained Operational Capacity | -8.0709 | 17.0355 | 34.6681
2032 | SIWEM_PERC | High Demand Growth+High Gas Supply+Delayed Build+Upgraded HVDC+Constrained Operational Capacity | -12.6391 | 11.7097 | 40.4899
2033 | SIWEM_PERC | High Demand Growth+High Gas Supply+Delayed Build+Upgraded HVDC+Constrained Operational Capacity | -14.2635 | 5.8981 | 45.8213
2034 | SIWEM_PERC | High Demand Growth+High Gas Supply+Delayed Build+Upgraded HVDC+Constrained Operational Capacity | -16.0174 | -0.072877 | 41.2769
2035 | SIWEM_PERC | High Demand Growth+High Gas Supply+Delayed Build+Upgraded HVDC+Constrained Operational Capacity | -17.2782 | -4.1759 | 39.9051
2026 | NZWEM_PERC | High Demand Growth+High Gas Supply+Delayed Build+Upgraded HVDC+Constrained Operational Capacity+Low Wind & Solar | 10.1737 | 10.1737 | 10.1737
2027 | NZWEM_PERC | High Demand Growth+High Gas Supply+Delayed Build+Upgraded HVDC+Constrained Operational Capacity+Low Wind & Solar | 4.6489 | 4.7684 | 4.9102
2028 | NZWEM_PERC | High Demand Growth+High Gas Supply+Delayed Build+Upgraded HVDC+Constrained Operational Capacity+Low Wind & Solar | 3.2844 | 4.4534 | 4.7078
2029 | NZWEM_PERC | High Demand Growth+High Gas Supply+Delayed Build+Upgraded HVDC+Constrained Operational Capacity+Low Wind & Solar | 5.6384 | 7.8651 | 8.5568
2030 | NZWEM_PERC | High Demand Growth+High Gas Supply+Delayed Build+Upgraded HVDC+Constrained Operational Capacity+Low Wind & Solar | 0.47212 | 7.2677 | 13.012
2031 | NZWEM_PERC | High Demand Growth+High Gas Supply+Delayed Build+Upgraded HVDC+Constrained Operational Capacity+Low Wind & Solar | -3.3083 | 5.4963 | 11.8559
2032 | NZWEM_PERC | High Demand Growth+High Gas Supply+Delayed Build+Upgraded HVDC+Constrained Operational Capacity+Low Wind & Solar | -5.6593 | 3.3947 | 13.7593
2033 | NZWEM_PERC | High Demand Growth+High Gas Supply+Delayed Build+Upgraded HVDC+Constrained Operational Capacity+Low Wind & Solar | -7.662 | 1.2326 | 15.6003
2034 | NZWEM_PERC | High Demand Growth+High Gas Supply+Delayed Build+Upgraded HVDC+Constrained Operational Capacity+Low Wind & Solar | -9.903 | -0.99299 | 13.7019
2035 | NZWEM_PERC | High Demand Growth+High Gas Supply+Delayed Build+Upgraded HVDC+Constrained Operational Capacity+Low Wind & Solar | -11.5529 | -2.4759 | 13.1018
2026 | NIWCM | High Demand Growth+High Gas Supply+Delayed Build+Upgraded HVDC+Constrained Operational Capacity+Low Wind & Solar | 33.1014 | 33.1014 | 33.1014
2027 | NIWCM | High Demand Growth+High Gas Supply+Delayed Build+Upgraded HVDC+Constrained Operational Capacity+Low Wind & Solar | 43.4476 | 43.4476 | 43.4476
2028 | NIWCM | High Demand Growth+High Gas Supply+Delayed Build+Upgraded HVDC+Constrained Operational Capacity+Low Wind & Solar | -17.6468 | -17.6468 | -17.6468
2029 | NIWCM | High Demand Growth+High Gas Supply+Delayed Build+Upgraded HVDC+Constrained Operational Capacity+Low Wind & Solar | -328.1855 | -245.962 | -245.962
2030 | NIWCM | High Demand Growth+High Gas Supply+Delayed Build+Upgraded HVDC+Constrained Operational Capacity+Low Wind & Solar | -670.2911 | -155.2348 | -37.2556
2031 | NIWCM | High Demand Growth+High Gas Supply+Delayed Build+Upgraded HVDC+Constrained Operational Capacity+Low Wind & Solar | -960.2824 | -304.5987 | -145.2796
2032 | NIWCM | High Demand Growth+High Gas Supply+Delayed Build+Upgraded HVDC+Constrained Operational Capacity+Low Wind & Solar | -1188.3874 | -462.6973 | -246.9333
2033 | NIWCM | High Demand Growth+High Gas Supply+Delayed Build+Upgraded HVDC+Constrained Operational Capacity+Low Wind & Solar | -1253.7986 | -588.5275 | -309.8152
2034 | NIWCM | High Demand Growth+High Gas Supply+Delayed Build+Upgraded HVDC+Constrained Operational Capacity+Low Wind & Solar | -1410.2148 | -802.4288 | -523.2386
2035 | NIWCM | High Demand Growth+High Gas Supply+Delayed Build+Upgraded HVDC+Constrained Operational Capacity+Low Wind & Solar | -1524.6129 | -889.3677 | -653.8627
2026 | SIWEM_PERC | High Demand Growth+High Gas Supply+Delayed Build+Upgraded HVDC+Constrained Operational Capacity+Low Wind & Solar | 26.6846 | 26.6846 | 26.6846
2027 | SIWEM_PERC | High Demand Growth+High Gas Supply+Delayed Build+Upgraded HVDC+Constrained Operational Capacity+Low Wind & Solar | 11.0361 | 11.2758 | 11.667
2028 | SIWEM_PERC | High Demand Growth+High Gas Supply+Delayed Build+Upgraded HVDC+Constrained Operational Capacity+Low Wind & Solar | 6.8889 | 10.0693 | 10.7614
2029 | SIWEM_PERC | High Demand Growth+High Gas Supply+Delayed Build+Upgraded HVDC+Constrained Operational Capacity+Low Wind & Solar | 12.9251 | 18.905 | 20.7623
2030 | SIWEM_PERC | High Demand Growth+High Gas Supply+Delayed Build+Upgraded HVDC+Constrained Operational Capacity+Low Wind & Solar | -1.1271 | 16.7787 | 31.7791
2031 | SIWEM_PERC | High Demand Growth+High Gas Supply+Delayed Build+Upgraded HVDC+Constrained Operational Capacity+Low Wind & Solar | -11.0122 | 11.7712 | 27.8805
2032 | SIWEM_PERC | High Demand Growth+High Gas Supply+Delayed Build+Upgraded HVDC+Constrained Operational Capacity+Low Wind & Solar | -13.3541 | 6.2887 | 32.6862
2033 | SIWEM_PERC | High Demand Growth+High Gas Supply+Delayed Build+Upgraded HVDC+Constrained Operational Capacity+Low Wind & Solar | -14.9631 | 0.59382 | 37.2029
2034 | SIWEM_PERC | High Demand Growth+High Gas Supply+Delayed Build+Upgraded HVDC+Constrained Operational Capacity+Low Wind & Solar | -16.7004 | -5.3287 | 32.5313
2035 | SIWEM_PERC | High Demand Growth+High Gas Supply+Delayed Build+Upgraded HVDC+Constrained Operational Capacity+Low Wind & Solar | -17.9484 | -8.982 | 31.0033
2026 | NZWEM_PERC | High Demand Growth+High Gas Supply+Reduced Rankine Availability | 11.52 | 11.5751 | 11.5751
2027 | NZWEM_PERC | High Demand Growth+High Gas Supply+Reduced Rankine Availability | 4.7994 | 6.5203 | 6.8178
2028 | NZWEM_PERC | High Demand Growth+High Gas Supply+Reduced Rankine Availability | 0.87053 | 8.149 | 12.1858
2029 | NZWEM_PERC | High Demand Growth+High Gas Supply+Reduced Rankine Availability | 0.96411 | 10.8662 | 18.7007
2030 | NZWEM_PERC | High Demand Growth+High Gas Supply+Reduced Rankine Availability | -4.7581 | 6.4534 | 18.7507
2031 | NZWEM_PERC | High Demand Growth+High Gas Supply+Reduced Rankine Availability | -8.3206 | 2.4989 | 19.2767
2032 | NZWEM_PERC | High Demand Growth+High Gas Supply+Reduced Rankine Availability | -10.5299 | 0.30408 | 17.4461
2033 | NZWEM_PERC | High Demand Growth+High Gas Supply+Reduced Rankine Availability | -12.4086 | -1.8506 | 16.2917
2034 | NZWEM_PERC | High Demand Growth+High Gas Supply+Reduced Rankine Availability | -14.5119 | -3.9143 | 13.7016
2035 | NZWEM_PERC | High Demand Growth+High Gas Supply+Reduced Rankine Availability | -16.0531 | -5.6294 | 11.571
2026 | NIWCM | High Demand Growth+High Gas Supply+Reduced Rankine Availability | 861.0651 | 861.8649 | 861.8649
2027 | NIWCM | High Demand Growth+High Gas Supply+Reduced Rankine Availability | 758.7942 | 790.2942 | 794.8307
2028 | NIWCM | High Demand Growth+High Gas Supply+Reduced Rankine Availability | 622.0837 | 1281.4444 | 1364.089
2029 | NIWCM | High Demand Growth+High Gas Supply+Reduced Rankine Availability | 297.5139 | 1200.2743 | 1540.2082
2030 | NIWCM | High Demand Growth+High Gas Supply+Reduced Rankine Availability | -164.5675 | 870.2072 | 1446.4574
2031 | NIWCM | High Demand Growth+High Gas Supply+Reduced Rankine Availability | -434.7355 | 615.731 | 1443.8616
2032 | NIWCM | High Demand Growth+High Gas Supply+Reduced Rankine Availability | -656.2464 | 413.9968 | 1280.631
2033 | NIWCM | High Demand Growth+High Gas Supply+Reduced Rankine Availability | -864.3099 | 211.0685 | 1149.4118
2034 | NIWCM | High Demand Growth+High Gas Supply+Reduced Rankine Availability | -1065.7482 | 20.0077 | 1039.7977
2035 | NIWCM | High Demand Growth+High Gas Supply+Reduced Rankine Availability | -1180.1463 | -137.822 | 883.9943
2026 | SIWEM_PERC | High Demand Growth+High Gas Supply+Reduced Rankine Availability | 30.4441 | 30.598 | 30.598
2027 | SIWEM_PERC | High Demand Growth+High Gas Supply+Reduced Rankine Availability | 14.9631 | 17.3952 | 17.3952
2028 | SIWEM_PERC | High Demand Growth+High Gas Supply+Reduced Rankine Availability | 9.4253 | 21.0437 | 31.1076
2029 | SIWEM_PERC | High Demand Growth+High Gas Supply+Reduced Rankine Availability | 2.2232 | 26.9643 | 46.0315
2030 | SIWEM_PERC | High Demand Growth+High Gas Supply+Reduced Rankine Availability | -5.5519 | 14.6329 | 40.8838
2031 | SIWEM_PERC | High Demand Growth+High Gas Supply+Reduced Rankine Availability | -10.8611 | 4.0149 | 36.7253
2032 | SIWEM_PERC | High Demand Growth+High Gas Supply+Reduced Rankine Availability | -12.6391 | -1.7545 | 33.8665
2033 | SIWEM_PERC | High Demand Growth+High Gas Supply+Reduced Rankine Availability | -14.2635 | -3.8927 | 31.2404
2034 | SIWEM_PERC | High Demand Growth+High Gas Supply+Reduced Rankine Availability | -16.0174 | -5.893 | 28.4052
2035 | SIWEM_PERC | High Demand Growth+High Gas Supply+Reduced Rankine Availability | -17.2782 | -7.3427 | 26.3157
2026 | NZWEM_PERC | High Demand Growth+High Gas Supply+Reduced Rankine Availability+Low Wind & Solar | 10.3631 | 10.4129 | 10.4129
2027 | NZWEM_PERC | High Demand Growth+High Gas Supply+Reduced Rankine Availability+Low Wind & Solar | 3.5374 | 5.0904 | 5.3589
2028 | NZWEM_PERC | High Demand Growth+High Gas Supply+Reduced Rankine Availability+Low Wind & Solar | -0.42812 | 6.1404 | 9.7835
2029 | NZWEM_PERC | High Demand Growth+High Gas Supply+Reduced Rankine Availability+Low Wind & Solar | -0.2996 | 8.6367 | 15.7071
2030 | NZWEM_PERC | High Demand Growth+High Gas Supply+Reduced Rankine Availability+Low Wind & Solar | -5.9442 | 4.2165 | 15.3463
2031 | NZWEM_PERC | High Demand Growth+High Gas Supply+Reduced Rankine Availability+Low Wind & Solar | -9.4573 | 0.35522 | 15.5272
2032 | NZWEM_PERC | High Demand Growth+High Gas Supply+Reduced Rankine Availability+Low Wind & Solar | -11.6345 | -1.8102 | 13.7193
2033 | NZWEM_PERC | High Demand Growth+High Gas Supply+Reduced Rankine Availability+Low Wind & Solar | -13.485 | -3.911 | 12.5196
2034 | NZWEM_PERC | High Demand Growth+High Gas Supply+Reduced Rankine Availability+Low Wind & Solar | -15.5571 | -5.9149 | 10.039
2035 | NZWEM_PERC | High Demand Growth+High Gas Supply+Reduced Rankine Availability+Low Wind & Solar | -17.0736 | -7.5829 | 7.9948
2026 | NIWCM | High Demand Growth+High Gas Supply+Reduced Rankine Availability+Low Wind & Solar | 861.0651 | 861.8649 | 861.8649
2027 | NIWCM | High Demand Growth+High Gas Supply+Reduced Rankine Availability+Low Wind & Solar | 758.7942 | 790.2942 | 794.8307
2028 | NIWCM | High Demand Growth+High Gas Supply+Reduced Rankine Availability+Low Wind & Solar | 622.0837 | 1281.4444 | 1364.089
2029 | NIWCM | High Demand Growth+High Gas Supply+Reduced Rankine Availability+Low Wind & Solar | 297.5139 | 1200.2743 | 1540.2082
2030 | NIWCM | High Demand Growth+High Gas Supply+Reduced Rankine Availability+Low Wind & Solar | -164.5675 | 870.2072 | 1446.4574
2031 | NIWCM | High Demand Growth+High Gas Supply+Reduced Rankine Availability+Low Wind & Solar | -434.7355 | 615.731 | 1443.8616
2032 | NIWCM | High Demand Growth+High Gas Supply+Reduced Rankine Availability+Low Wind & Solar | -656.2464 | 413.9968 | 1280.631
2033 | NIWCM | High Demand Growth+High Gas Supply+Reduced Rankine Availability+Low Wind & Solar | -864.3099 | 211.0685 | 1149.4118
2034 | NIWCM | High Demand Growth+High Gas Supply+Reduced Rankine Availability+Low Wind & Solar | -1065.7482 | 20.0077 | 1039.7977
2035 | NIWCM | High Demand Growth+High Gas Supply+Reduced Rankine Availability+Low Wind & Solar | -1180.1463 | -137.822 | 883.9943
2026 | SIWEM_PERC | High Demand Growth+High Gas Supply+Reduced Rankine Availability+Low Wind & Solar | 27.2137 | 27.3525 | 27.3525
2027 | SIWEM_PERC | High Demand Growth+High Gas Supply+Reduced Rankine Availability+Low Wind & Solar | 14.1675 | 16.3623 | 16.3623
2028 | SIWEM_PERC | High Demand Growth+High Gas Supply+Reduced Rankine Availability+Low Wind & Solar | 8.5186 | 19.0039 | 24.8853
2029 | SIWEM_PERC | High Demand Growth+High Gas Supply+Reduced Rankine Availability+Low Wind & Solar | 1.3791 | 20.977 | 39.9642
2030 | SIWEM_PERC | High Demand Growth+High Gas Supply+Reduced Rankine Availability+Low Wind & Solar | -6.3293 | 8.739 | 37.3496
2031 | SIWEM_PERC | High Demand Growth+High Gas Supply+Reduced Rankine Availability+Low Wind & Solar | -11.5927 | -1.5321 | 33.0203
2032 | SIWEM_PERC | High Demand Growth+High Gas Supply+Reduced Rankine Availability+Low Wind & Solar | -13.3541 | -3.7888 | 30.2456
2033 | SIWEM_PERC | High Demand Growth+High Gas Supply+Reduced Rankine Availability+Low Wind & Solar | -14.9631 | -5.6039 | 27.6975
2034 | SIWEM_PERC | High Demand Growth+High Gas Supply+Reduced Rankine Availability+Low Wind & Solar | -16.7004 | -7.5635 | 23.653
2035 | SIWEM_PERC | High Demand Growth+High Gas Supply+Reduced Rankine Availability+Low Wind & Solar | -17.9484 | -8.982 | 18.3122
2026 | NZWEM_PERC | High Demand Growth+High Gas Supply+Reduced Rankine Availability+Constrained Operational Capacity | 11.52 | 11.5751 | 11.5751
2027 | NZWEM_PERC | High Demand Growth+High Gas Supply+Reduced Rankine Availability+Constrained Operational Capacity | 4.7994 | 6.5203 | 6.8178
2028 | NZWEM_PERC | High Demand Growth+High Gas Supply+Reduced Rankine Availability+Constrained Operational Capacity | 0.87053 | 8.149 | 12.1858
2029 | NZWEM_PERC | High Demand Growth+High Gas Supply+Reduced Rankine Availability+Constrained Operational Capacity | 0.96411 | 10.8662 | 18.7007
2030 | NZWEM_PERC | High Demand Growth+High Gas Supply+Reduced Rankine Availability+Constrained Operational Capacity | -4.7581 | 6.4534 | 18.7507
2031 | NZWEM_PERC | High Demand Growth+High Gas Supply+Reduced Rankine Availability+Constrained Operational Capacity | -8.3206 | 2.4989 | 19.2767
2032 | NZWEM_PERC | High Demand Growth+High Gas Supply+Reduced Rankine Availability+Constrained Operational Capacity | -10.5299 | 0.30408 | 17.4461
2033 | NZWEM_PERC | High Demand Growth+High Gas Supply+Reduced Rankine Availability+Constrained Operational Capacity | -12.4086 | -1.8506 | 16.2917
2034 | NZWEM_PERC | High Demand Growth+High Gas Supply+Reduced Rankine Availability+Constrained Operational Capacity | -14.5119 | -3.9143 | 13.7016
2035 | NZWEM_PERC | High Demand Growth+High Gas Supply+Reduced Rankine Availability+Constrained Operational Capacity | -16.0531 | -5.6294 | 11.571
2026 | NIWCM | High Demand Growth+High Gas Supply+Reduced Rankine Availability+Constrained Operational Capacity | 264.1721 | 264.1721 | 264.1721
2027 | NIWCM | High Demand Growth+High Gas Supply+Reduced Rankine Availability+Constrained Operational Capacity | 132.3771 | 136.4832 | 136.4832
2028 | NIWCM | High Demand Growth+High Gas Supply+Reduced Rankine Availability+Constrained Operational Capacity | -37.8407 | 458.1271 | 466.4696
2029 | NIWCM | High Demand Growth+High Gas Supply+Reduced Rankine Availability+Constrained Operational Capacity | -378.2654 | 272.6758 | 430.5188
2030 | NIWCM | High Demand Growth+High Gas Supply+Reduced Rankine Availability+Constrained Operational Capacity | -844.9146 | -101.8508 | 112.7787
2031 | NIWCM | High Demand Growth+High Gas Supply+Reduced Rankine Availability+Constrained Operational Capacity | -1117.7439 | -363.3561 | -88.988
2032 | NIWCM | High Demand Growth+High Gas Supply+Reduced Rankine Availability+Constrained Operational Capacity | -1345.8489 | -581.3696 | -284.6768
2033 | NIWCM | High Demand Growth+High Gas Supply+Reduced Rankine Availability+Constrained Operational Capacity | -1484.1986 | -788.4683 | -478.3035
2034 | NIWCM | High Demand Growth+High Gas Supply+Reduced Rankine Availability+Constrained Operational Capacity | -1640.6148 | -962.7396 | -596.3204
2035 | NIWCM | High Demand Growth+High Gas Supply+Reduced Rankine Availability+Constrained Operational Capacity | -1755.0129 | -1067.4357 | -754.7017
2026 | SIWEM_PERC | High Demand Growth+High Gas Supply+Reduced Rankine Availability+Constrained Operational Capacity | 30.4441 | 30.598 | 30.598
2027 | SIWEM_PERC | High Demand Growth+High Gas Supply+Reduced Rankine Availability+Constrained Operational Capacity | 14.9631 | 17.3952 | 17.3952
2028 | SIWEM_PERC | High Demand Growth+High Gas Supply+Reduced Rankine Availability+Constrained Operational Capacity | 9.4253 | 21.0437 | 31.1076
2029 | SIWEM_PERC | High Demand Growth+High Gas Supply+Reduced Rankine Availability+Constrained Operational Capacity | 2.2232 | 26.9643 | 46.0315
2030 | SIWEM_PERC | High Demand Growth+High Gas Supply+Reduced Rankine Availability+Constrained Operational Capacity | -5.5519 | 14.6329 | 40.8838
2031 | SIWEM_PERC | High Demand Growth+High Gas Supply+Reduced Rankine Availability+Constrained Operational Capacity | -10.8611 | 4.0149 | 36.7253
2032 | SIWEM_PERC | High Demand Growth+High Gas Supply+Reduced Rankine Availability+Constrained Operational Capacity | -12.6391 | -1.7545 | 33.8665
2033 | SIWEM_PERC | High Demand Growth+High Gas Supply+Reduced Rankine Availability+Constrained Operational Capacity | -14.2635 | -3.8927 | 31.2404
2034 | SIWEM_PERC | High Demand Growth+High Gas Supply+Reduced Rankine Availability+Constrained Operational Capacity | -16.0174 | -5.893 | 28.4052
2035 | SIWEM_PERC | High Demand Growth+High Gas Supply+Reduced Rankine Availability+Constrained Operational Capacity | -17.2782 | -7.3427 | 26.3157
2026 | NZWEM_PERC | High Demand Growth+High Gas Supply+Reduced Rankine Availability+Constrained Operational Capacity+Low Wind & Solar | 10.3631 | 10.4129 | 10.4129
2027 | NZWEM_PERC | High Demand Growth+High Gas Supply+Reduced Rankine Availability+Constrained Operational Capacity+Low Wind & Solar | 3.5374 | 5.0904 | 5.3589
2028 | NZWEM_PERC | High Demand Growth+High Gas Supply+Reduced Rankine Availability+Constrained Operational Capacity+Low Wind & Solar | -0.42812 | 6.1404 | 9.7835
2029 | NZWEM_PERC | High Demand Growth+High Gas Supply+Reduced Rankine Availability+Constrained Operational Capacity+Low Wind & Solar | -0.2996 | 8.6367 | 15.7071
2030 | NZWEM_PERC | High Demand Growth+High Gas Supply+Reduced Rankine Availability+Constrained Operational Capacity+Low Wind & Solar | -5.9442 | 4.2165 | 15.3463
2031 | NZWEM_PERC | High Demand Growth+High Gas Supply+Reduced Rankine Availability+Constrained Operational Capacity+Low Wind & Solar | -9.4573 | 0.35522 | 15.5272
2032 | NZWEM_PERC | High Demand Growth+High Gas Supply+Reduced Rankine Availability+Constrained Operational Capacity+Low Wind & Solar | -11.6345 | -1.8102 | 13.7193
2033 | NZWEM_PERC | High Demand Growth+High Gas Supply+Reduced Rankine Availability+Constrained Operational Capacity+Low Wind & Solar | -13.485 | -3.911 | 12.5196
2034 | NZWEM_PERC | High Demand Growth+High Gas Supply+Reduced Rankine Availability+Constrained Operational Capacity+Low Wind & Solar | -15.5571 | -5.9149 | 10.039
2035 | NZWEM_PERC | High Demand Growth+High Gas Supply+Reduced Rankine Availability+Constrained Operational Capacity+Low Wind & Solar | -17.0736 | -7.5829 | 7.9948
2026 | NIWCM | High Demand Growth+High Gas Supply+Reduced Rankine Availability+Constrained Operational Capacity+Low Wind & Solar | 264.1721 | 264.1721 | 264.1721
2027 | NIWCM | High Demand Growth+High Gas Supply+Reduced Rankine Availability+Constrained Operational Capacity+Low Wind & Solar | 132.3771 | 136.4832 | 136.4832
2028 | NIWCM | High Demand Growth+High Gas Supply+Reduced Rankine Availability+Constrained Operational Capacity+Low Wind & Solar | -37.8407 | 458.1271 | 466.4696
2029 | NIWCM | High Demand Growth+High Gas Supply+Reduced Rankine Availability+Constrained Operational Capacity+Low Wind & Solar | -378.2654 | 272.6758 | 430.5188
2030 | NIWCM | High Demand Growth+High Gas Supply+Reduced Rankine Availability+Constrained Operational Capacity+Low Wind & Solar | -844.9146 | -101.8508 | 112.7787
2031 | NIWCM | High Demand Growth+High Gas Supply+Reduced Rankine Availability+Constrained Operational Capacity+Low Wind & Solar | -1117.7439 | -363.3561 | -88.988
2032 | NIWCM | High Demand Growth+High Gas Supply+Reduced Rankine Availability+Constrained Operational Capacity+Low Wind & Solar | -1345.8489 | -581.3696 | -284.6768
2033 | NIWCM | High Demand Growth+High Gas Supply+Reduced Rankine Availability+Constrained Operational Capacity+Low Wind & Solar | -1484.1986 | -788.4683 | -478.3035
2034 | NIWCM | High Demand Growth+High Gas Supply+Reduced Rankine Availability+Constrained Operational Capacity+Low Wind & Solar | -1640.6148 | -962.7396 | -596.3204
2035 | NIWCM | High Demand Growth+High Gas Supply+Reduced Rankine Availability+Constrained Operational Capacity+Low Wind & Solar | -1755.0129 | -1067.4357 | -754.7017
2026 | SIWEM_PERC | High Demand Growth+High Gas Supply+Reduced Rankine Availability+Constrained Operational Capacity+Low Wind & Solar | 27.2137 | 27.3525 | 27.3525
2027 | SIWEM_PERC | High Demand Growth+High Gas Supply+Reduced Rankine Availability+Constrained Operational Capacity+Low Wind & Solar | 14.1675 | 16.3623 | 16.3623
2028 | SIWEM_PERC | High Demand Growth+High Gas Supply+Reduced Rankine Availability+Constrained Operational Capacity+Low Wind & Solar | 8.5186 | 19.0039 | 24.8853
2029 | SIWEM_PERC | High Demand Growth+High Gas Supply+Reduced Rankine Availability+Constrained Operational Capacity+Low Wind & Solar | 1.3791 | 20.977 | 39.9642
2030 | SIWEM_PERC | High Demand Growth+High Gas Supply+Reduced Rankine Availability+Constrained Operational Capacity+Low Wind & Solar | -6.3293 | 8.739 | 37.3496
2031 | SIWEM_PERC | High Demand Growth+High Gas Supply+Reduced Rankine Availability+Constrained Operational Capacity+Low Wind & Solar | -11.5927 | -1.5321 | 33.0203
2032 | SIWEM_PERC | High Demand Growth+High Gas Supply+Reduced Rankine Availability+Constrained Operational Capacity+Low Wind & Solar | -13.3541 | -3.7888 | 30.2456
2033 | SIWEM_PERC | High Demand Growth+High Gas Supply+Reduced Rankine Availability+Constrained Operational Capacity+Low Wind & Solar | -14.9631 | -5.6039 | 27.6975
2034 | SIWEM_PERC | High Demand Growth+High Gas Supply+Reduced Rankine Availability+Constrained Operational Capacity+Low Wind & Solar | -16.7004 | -7.5635 | 23.653
2035 | SIWEM_PERC | High Demand Growth+High Gas Supply+Reduced Rankine Availability+Constrained Operational Capacity+Low Wind & Solar | -17.9484 | -8.982 | 18.3122
2026 | NZWEM_PERC | High Demand Growth+High Gas Supply+Reduced Rankine Availability+Upgraded HVDC | 11.52 | 11.5751 | 11.5751
2027 | NZWEM_PERC | High Demand Growth+High Gas Supply+Reduced Rankine Availability+Upgraded HVDC | 4.7994 | 6.5203 | 6.8178
2028 | NZWEM_PERC | High Demand Growth+High Gas Supply+Reduced Rankine Availability+Upgraded HVDC | 0.87053 | 8.149 | 12.1858
2029 | NZWEM_PERC | High Demand Growth+High Gas Supply+Reduced Rankine Availability+Upgraded HVDC | 0.96411 | 10.8662 | 18.7007
2030 | NZWEM_PERC | High Demand Growth+High Gas Supply+Reduced Rankine Availability+Upgraded HVDC | -4.7581 | 6.4534 | 18.7507
2031 | NZWEM_PERC | High Demand Growth+High Gas Supply+Reduced Rankine Availability+Upgraded HVDC | -8.3206 | 2.4989 | 19.2767
2032 | NZWEM_PERC | High Demand Growth+High Gas Supply+Reduced Rankine Availability+Upgraded HVDC | -10.5299 | 0.30408 | 17.4461
2033 | NZWEM_PERC | High Demand Growth+High Gas Supply+Reduced Rankine Availability+Upgraded HVDC | -12.4086 | -1.8506 | 16.2917
2034 | NZWEM_PERC | High Demand Growth+High Gas Supply+Reduced Rankine Availability+Upgraded HVDC | -14.5119 | -3.9143 | 13.7016
2035 | NZWEM_PERC | High Demand Growth+High Gas Supply+Reduced Rankine Availability+Upgraded HVDC | -16.0531 | -5.6294 | 11.571
2026 | NIWCM | High Demand Growth+High Gas Supply+Reduced Rankine Availability+Upgraded HVDC | 861.0651 | 861.8649 | 861.8649
2027 | NIWCM | High Demand Growth+High Gas Supply+Reduced Rankine Availability+Upgraded HVDC | 758.7942 | 790.2942 | 794.8307
2028 | NIWCM | High Demand Growth+High Gas Supply+Reduced Rankine Availability+Upgraded HVDC | 622.0837 | 1281.4444 | 1364.089
2029 | NIWCM | High Demand Growth+High Gas Supply+Reduced Rankine Availability+Upgraded HVDC | 297.5139 | 1200.2743 | 1540.2082
2030 | NIWCM | High Demand Growth+High Gas Supply+Reduced Rankine Availability+Upgraded HVDC | -164.5675 | 870.2072 | 1446.4574
2031 | NIWCM | High Demand Growth+High Gas Supply+Reduced Rankine Availability+Upgraded HVDC | -434.7355 | 615.731 | 1443.8614
2032 | NIWCM | High Demand Growth+High Gas Supply+Reduced Rankine Availability+Upgraded HVDC | -656.2464 | 413.9968 | 1280.631
2033 | NIWCM | High Demand Growth+High Gas Supply+Reduced Rankine Availability+Upgraded HVDC | -864.3099 | 211.0685 | 1149.4118
2034 | NIWCM | High Demand Growth+High Gas Supply+Reduced Rankine Availability+Upgraded HVDC | -1065.7482 | 20.0077 | 1039.7977
2035 | NIWCM | High Demand Growth+High Gas Supply+Reduced Rankine Availability+Upgraded HVDC | -1180.1463 | -137.822 | 883.9943
2026 | SIWEM_PERC | High Demand Growth+High Gas Supply+Reduced Rankine Availability+Upgraded HVDC | 30.4441 | 30.598 | 30.598
2027 | SIWEM_PERC | High Demand Growth+High Gas Supply+Reduced Rankine Availability+Upgraded HVDC | 14.9631 | 17.3952 | 17.3952
2028 | SIWEM_PERC | High Demand Growth+High Gas Supply+Reduced Rankine Availability+Upgraded HVDC | 9.4253 | 21.0437 | 31.1076
2029 | SIWEM_PERC | High Demand Growth+High Gas Supply+Reduced Rankine Availability+Upgraded HVDC | 2.2232 | 26.9643 | 47.8273
2030 | SIWEM_PERC | High Demand Growth+High Gas Supply+Reduced Rankine Availability+Upgraded HVDC | -5.5519 | 14.6329 | 46.4855
2031 | SIWEM_PERC | High Demand Growth+High Gas Supply+Reduced Rankine Availability+Upgraded HVDC | -10.8611 | 4.0149 | 46.4737
2032 | SIWEM_PERC | High Demand Growth+High Gas Supply+Reduced Rankine Availability+Upgraded HVDC | -12.6391 | -1.7545 | 42.0532
2033 | SIWEM_PERC | High Demand Growth+High Gas Supply+Reduced Rankine Availability+Upgraded HVDC | -14.2635 | -3.8927 | 39.1645
2034 | SIWEM_PERC | High Demand Growth+High Gas Supply+Reduced Rankine Availability+Upgraded HVDC | -16.0174 | -5.893 | 32.8397
2035 | SIWEM_PERC | High Demand Growth+High Gas Supply+Reduced Rankine Availability+Upgraded HVDC | -17.2782 | -7.3427 | 27.626
2026 | NZWEM_PERC | High Demand Growth+High Gas Supply+Reduced Rankine Availability+Upgraded HVDC+Low Wind & Solar | 10.3631 | 10.4129 | 10.4129
2027 | NZWEM_PERC | High Demand Growth+High Gas Supply+Reduced Rankine Availability+Upgraded HVDC+Low Wind & Solar | 3.5374 | 5.0904 | 5.3589
2028 | NZWEM_PERC | High Demand Growth+High Gas Supply+Reduced Rankine Availability+Upgraded HVDC+Low Wind & Solar | -0.42812 | 6.1404 | 9.7835
2029 | NZWEM_PERC | High Demand Growth+High Gas Supply+Reduced Rankine Availability+Upgraded HVDC+Low Wind & Solar | -0.2996 | 8.6367 | 15.7071
2030 | NZWEM_PERC | High Demand Growth+High Gas Supply+Reduced Rankine Availability+Upgraded HVDC+Low Wind & Solar | -5.9442 | 4.2165 | 15.3463
2031 | NZWEM_PERC | High Demand Growth+High Gas Supply+Reduced Rankine Availability+Upgraded HVDC+Low Wind & Solar | -9.4573 | 0.35522 | 15.5272
2032 | NZWEM_PERC | High Demand Growth+High Gas Supply+Reduced Rankine Availability+Upgraded HVDC+Low Wind & Solar | -11.6345 | -1.8102 | 13.7193
2033 | NZWEM_PERC | High Demand Growth+High Gas Supply+Reduced Rankine Availability+Upgraded HVDC+Low Wind & Solar | -13.485 | -3.911 | 12.5196
2034 | NZWEM_PERC | High Demand Growth+High Gas Supply+Reduced Rankine Availability+Upgraded HVDC+Low Wind & Solar | -15.5571 | -5.9149 | 10.039
2035 | NZWEM_PERC | High Demand Growth+High Gas Supply+Reduced Rankine Availability+Upgraded HVDC+Low Wind & Solar | -17.0736 | -7.5829 | 7.9948
2026 | NIWCM | High Demand Growth+High Gas Supply+Reduced Rankine Availability+Upgraded HVDC+Low Wind & Solar | 861.0651 | 861.8649 | 861.8649
2027 | NIWCM | High Demand Growth+High Gas Supply+Reduced Rankine Availability+Upgraded HVDC+Low Wind & Solar | 758.7942 | 790.2942 | 794.8307
2028 | NIWCM | High Demand Growth+High Gas Supply+Reduced Rankine Availability+Upgraded HVDC+Low Wind & Solar | 622.0837 | 1281.4444 | 1364.089
2029 | NIWCM | High Demand Growth+High Gas Supply+Reduced Rankine Availability+Upgraded HVDC+Low Wind & Solar | 297.5139 | 1200.2743 | 1540.2082
2030 | NIWCM | High Demand Growth+High Gas Supply+Reduced Rankine Availability+Upgraded HVDC+Low Wind & Solar | -164.5675 | 870.2072 | 1446.4574
2031 | NIWCM | High Demand Growth+High Gas Supply+Reduced Rankine Availability+Upgraded HVDC+Low Wind & Solar | -434.7355 | 615.731 | 1443.8614
2032 | NIWCM | High Demand Growth+High Gas Supply+Reduced Rankine Availability+Upgraded HVDC+Low Wind & Solar | -656.2464 | 413.9968 | 1280.631
2033 | NIWCM | High Demand Growth+High Gas Supply+Reduced Rankine Availability+Upgraded HVDC+Low Wind & Solar | -864.3099 | 211.0685 | 1149.4118
2034 | NIWCM | High Demand Growth+High Gas Supply+Reduced Rankine Availability+Upgraded HVDC+Low Wind & Solar | -1065.7482 | 20.0077 | 1039.7977
2035 | NIWCM | High Demand Growth+High Gas Supply+Reduced Rankine Availability+Upgraded HVDC+Low Wind & Solar | -1180.1463 | -137.822 | 883.9943
2026 | SIWEM_PERC | High Demand Growth+High Gas Supply+Reduced Rankine Availability+Upgraded HVDC+Low Wind & Solar | 27.2137 | 27.3525 | 27.3525
2027 | SIWEM_PERC | High Demand Growth+High Gas Supply+Reduced Rankine Availability+Upgraded HVDC+Low Wind & Solar | 14.1675 | 16.3623 | 16.3623
2028 | SIWEM_PERC | High Demand Growth+High Gas Supply+Reduced Rankine Availability+Upgraded HVDC+Low Wind & Solar | 8.5186 | 19.0039 | 24.8853
2029 | SIWEM_PERC | High Demand Growth+High Gas Supply+Reduced Rankine Availability+Upgraded HVDC+Low Wind & Solar | 1.3791 | 20.977 | 39.9642
2030 | SIWEM_PERC | High Demand Growth+High Gas Supply+Reduced Rankine Availability+Upgraded HVDC+Low Wind & Solar | -6.3293 | 8.739 | 38.0011
2031 | SIWEM_PERC | High Demand Growth+High Gas Supply+Reduced Rankine Availability+Upgraded HVDC+Low Wind & Solar | -11.5927 | -1.5321 | 37.3072
2032 | SIWEM_PERC | High Demand Growth+High Gas Supply+Reduced Rankine Availability+Upgraded HVDC+Low Wind & Solar | -13.3541 | -3.7888 | 32.8975
2033 | SIWEM_PERC | High Demand Growth+High Gas Supply+Reduced Rankine Availability+Upgraded HVDC+Low Wind & Solar | -14.9631 | -5.6039 | 29.8726
2034 | SIWEM_PERC | High Demand Growth+High Gas Supply+Reduced Rankine Availability+Upgraded HVDC+Low Wind & Solar | -16.7004 | -7.5635 | 23.653
2035 | SIWEM_PERC | High Demand Growth+High Gas Supply+Reduced Rankine Availability+Upgraded HVDC+Low Wind & Solar | -17.9484 | -8.982 | 18.3122
2026 | NZWEM_PERC | High Demand Growth+High Gas Supply+Reduced Rankine Availability+Upgraded HVDC+Constrained Operational Capacity | 11.52 | 11.5751 | 11.5751
2027 | NZWEM_PERC | High Demand Growth+High Gas Supply+Reduced Rankine Availability+Upgraded HVDC+Constrained Operational Capacity | 4.7994 | 6.5203 | 6.8178
2028 | NZWEM_PERC | High Demand Growth+High Gas Supply+Reduced Rankine Availability+Upgraded HVDC+Constrained Operational Capacity | 0.87053 | 8.149 | 12.1858
2029 | NZWEM_PERC | High Demand Growth+High Gas Supply+Reduced Rankine Availability+Upgraded HVDC+Constrained Operational Capacity | 0.96411 | 10.8662 | 18.7007
2030 | NZWEM_PERC | High Demand Growth+High Gas Supply+Reduced Rankine Availability+Upgraded HVDC+Constrained Operational Capacity | -4.7581 | 6.4534 | 18.7507
2031 | NZWEM_PERC | High Demand Growth+High Gas Supply+Reduced Rankine Availability+Upgraded HVDC+Constrained Operational Capacity | -8.3206 | 2.4989 | 19.2767
2032 | NZWEM_PERC | High Demand Growth+High Gas Supply+Reduced Rankine Availability+Upgraded HVDC+Constrained Operational Capacity | -10.5299 | 0.30408 | 17.4461
2033 | NZWEM_PERC | High Demand Growth+High Gas Supply+Reduced Rankine Availability+Upgraded HVDC+Constrained Operational Capacity | -12.4086 | -1.8506 | 16.2917
2034 | NZWEM_PERC | High Demand Growth+High Gas Supply+Reduced Rankine Availability+Upgraded HVDC+Constrained Operational Capacity | -14.5119 | -3.9143 | 13.7016
2035 | NZWEM_PERC | High Demand Growth+High Gas Supply+Reduced Rankine Availability+Upgraded HVDC+Constrained Operational Capacity | -16.0531 | -5.6294 | 11.571
2026 | NIWCM | High Demand Growth+High Gas Supply+Reduced Rankine Availability+Upgraded HVDC+Constrained Operational Capacity | 264.1721 | 264.1721 | 264.1721
2027 | NIWCM | High Demand Growth+High Gas Supply+Reduced Rankine Availability+Upgraded HVDC+Constrained Operational Capacity | 132.3771 | 136.4832 | 136.4832
2028 | NIWCM | High Demand Growth+High Gas Supply+Reduced Rankine Availability+Upgraded HVDC+Constrained Operational Capacity | -37.8407 | 458.1271 | 466.4696
2029 | NIWCM | High Demand Growth+High Gas Supply+Reduced Rankine Availability+Upgraded HVDC+Constrained Operational Capacity | -378.2654 | 272.6758 | 430.5188
2030 | NIWCM | High Demand Growth+High Gas Supply+Reduced Rankine Availability+Upgraded HVDC+Constrained Operational Capacity | -844.9146 | -101.8508 | 112.7787
2031 | NIWCM | High Demand Growth+High Gas Supply+Reduced Rankine Availability+Upgraded HVDC+Constrained Operational Capacity | -1117.7439 | -363.3561 | -88.988
2032 | NIWCM | High Demand Growth+High Gas Supply+Reduced Rankine Availability+Upgraded HVDC+Constrained Operational Capacity | -1345.8489 | -581.3696 | -284.6768
2033 | NIWCM | High Demand Growth+High Gas Supply+Reduced Rankine Availability+Upgraded HVDC+Constrained Operational Capacity | -1484.1986 | -788.4683 | -478.3035
2034 | NIWCM | High Demand Growth+High Gas Supply+Reduced Rankine Availability+Upgraded HVDC+Constrained Operational Capacity | -1640.6148 | -962.7396 | -596.3204
2035 | NIWCM | High Demand Growth+High Gas Supply+Reduced Rankine Availability+Upgraded HVDC+Constrained Operational Capacity | -1755.0129 | -1067.4357 | -754.7017
2026 | SIWEM_PERC | High Demand Growth+High Gas Supply+Reduced Rankine Availability+Upgraded HVDC+Constrained Operational Capacity | 30.4441 | 30.598 | 30.598
2027 | SIWEM_PERC | High Demand Growth+High Gas Supply+Reduced Rankine Availability+Upgraded HVDC+Constrained Operational Capacity | 14.9631 | 17.3952 | 17.3952
2028 | SIWEM_PERC | High Demand Growth+High Gas Supply+Reduced Rankine Availability+Upgraded HVDC+Constrained Operational Capacity | 9.4253 | 21.0437 | 31.1076
2029 | SIWEM_PERC | High Demand Growth+High Gas Supply+Reduced Rankine Availability+Upgraded HVDC+Constrained Operational Capacity | 2.2232 | 26.9643 | 47.8273
2030 | SIWEM_PERC | High Demand Growth+High Gas Supply+Reduced Rankine Availability+Upgraded HVDC+Constrained Operational Capacity | -5.5519 | 14.6329 | 46.4855
2031 | SIWEM_PERC | High Demand Growth+High Gas Supply+Reduced Rankine Availability+Upgraded HVDC+Constrained Operational Capacity | -10.8611 | 4.0149 | 46.4737
2032 | SIWEM_PERC | High Demand Growth+High Gas Supply+Reduced Rankine Availability+Upgraded HVDC+Constrained Operational Capacity | -12.6391 | -1.7545 | 42.0532
2033 | SIWEM_PERC | High Demand Growth+High Gas Supply+Reduced Rankine Availability+Upgraded HVDC+Constrained Operational Capacity | -14.2635 | -3.8927 | 39.1645
2034 | SIWEM_PERC | High Demand Growth+High Gas Supply+Reduced Rankine Availability+Upgraded HVDC+Constrained Operational Capacity | -16.0174 | -5.893 | 32.8397
2035 | SIWEM_PERC | High Demand Growth+High Gas Supply+Reduced Rankine Availability+Upgraded HVDC+Constrained Operational Capacity | -17.2782 | -7.3427 | 27.626
2026 | NZWEM_PERC | High Demand Growth+High Gas Supply+Reduced Rankine Availability+Upgraded HVDC+Constrained Operational Capacity+Low Wind & Solar | 10.3631 | 10.4129 | 10.4129
2027 | NZWEM_PERC | High Demand Growth+High Gas Supply+Reduced Rankine Availability+Upgraded HVDC+Constrained Operational Capacity+Low Wind & Solar | 3.5374 | 5.0904 | 5.3589
2028 | NZWEM_PERC | High Demand Growth+High Gas Supply+Reduced Rankine Availability+Upgraded HVDC+Constrained Operational Capacity+Low Wind & Solar | -0.42812 | 6.1404 | 9.7835
2029 | NZWEM_PERC | High Demand Growth+High Gas Supply+Reduced Rankine Availability+Upgraded HVDC+Constrained Operational Capacity+Low Wind & Solar | -0.2996 | 8.6367 | 15.7071
2030 | NZWEM_PERC | High Demand Growth+High Gas Supply+Reduced Rankine Availability+Upgraded HVDC+Constrained Operational Capacity+Low Wind & Solar | -5.9442 | 4.2165 | 15.3463
2031 | NZWEM_PERC | High Demand Growth+High Gas Supply+Reduced Rankine Availability+Upgraded HVDC+Constrained Operational Capacity+Low Wind & Solar | -9.4573 | 0.35522 | 15.5272
2032 | NZWEM_PERC | High Demand Growth+High Gas Supply+Reduced Rankine Availability+Upgraded HVDC+Constrained Operational Capacity+Low Wind & Solar | -11.6345 | -1.8102 | 13.7193
2033 | NZWEM_PERC | High Demand Growth+High Gas Supply+Reduced Rankine Availability+Upgraded HVDC+Constrained Operational Capacity+Low Wind & Solar | -13.485 | -3.911 | 12.5196
2034 | NZWEM_PERC | High Demand Growth+High Gas Supply+Reduced Rankine Availability+Upgraded HVDC+Constrained Operational Capacity+Low Wind & Solar | -15.5571 | -5.9149 | 10.039
2035 | NZWEM_PERC | High Demand Growth+High Gas Supply+Reduced Rankine Availability+Upgraded HVDC+Constrained Operational Capacity+Low Wind & Solar | -17.0736 | -7.5829 | 7.9948
2026 | NIWCM | High Demand Growth+High Gas Supply+Reduced Rankine Availability+Upgraded HVDC+Constrained Operational Capacity+Low Wind & Solar | 264.1721 | 264.1721 | 264.1721
2027 | NIWCM | High Demand Growth+High Gas Supply+Reduced Rankine Availability+Upgraded HVDC+Constrained Operational Capacity+Low Wind & Solar | 132.3771 | 136.4832 | 136.4832
2028 | NIWCM | High Demand Growth+High Gas Supply+Reduced Rankine Availability+Upgraded HVDC+Constrained Operational Capacity+Low Wind & Solar | -37.8407 | 458.1271 | 466.4696
2029 | NIWCM | High Demand Growth+High Gas Supply+Reduced Rankine Availability+Upgraded HVDC+Constrained Operational Capacity+Low Wind & Solar | -378.2654 | 272.6758 | 430.5188
2030 | NIWCM | High Demand Growth+High Gas Supply+Reduced Rankine Availability+Upgraded HVDC+Constrained Operational Capacity+Low Wind & Solar | -844.9146 | -101.8508 | 112.7787
2031 | NIWCM | High Demand Growth+High Gas Supply+Reduced Rankine Availability+Upgraded HVDC+Constrained Operational Capacity+Low Wind & Solar | -1117.7439 | -363.3561 | -88.988
2032 | NIWCM | High Demand Growth+High Gas Supply+Reduced Rankine Availability+Upgraded HVDC+Constrained Operational Capacity+Low Wind & Solar | -1345.8489 | -581.3696 | -284.6768
2033 | NIWCM | High Demand Growth+High Gas Supply+Reduced Rankine Availability+Upgraded HVDC+Constrained Operational Capacity+Low Wind & Solar | -1484.1986 | -788.4683 | -478.3035
2034 | NIWCM | High Demand Growth+High Gas Supply+Reduced Rankine Availability+Upgraded HVDC+Constrained Operational Capacity+Low Wind & Solar | -1640.6148 | -962.7396 | -596.3204
2035 | NIWCM | High Demand Growth+High Gas Supply+Reduced Rankine Availability+Upgraded HVDC+Constrained Operational Capacity+Low Wind & Solar | -1755.0129 | -1067.4357 | -754.7017
2026 | SIWEM_PERC | High Demand Growth+High Gas Supply+Reduced Rankine Availability+Upgraded HVDC+Constrained Operational Capacity+Low Wind & Solar | 27.2137 | 27.3525 | 27.3525
2027 | SIWEM_PERC | High Demand Growth+High Gas Supply+Reduced Rankine Availability+Upgraded HVDC+Constrained Operational Capacity+Low Wind & Solar | 14.1675 | 16.3623 | 16.3623
2028 | SIWEM_PERC | High Demand Growth+High Gas Supply+Reduced Rankine Availability+Upgraded HVDC+Constrained Operational Capacity+Low Wind & Solar | 8.5186 | 19.0039 | 24.8853
2029 | SIWEM_PERC | High Demand Growth+High Gas Supply+Reduced Rankine Availability+Upgraded HVDC+Constrained Operational Capacity+Low Wind & Solar | 1.3791 | 20.977 | 39.9642
2030 | SIWEM_PERC | High Demand Growth+High Gas Supply+Reduced Rankine Availability+Upgraded HVDC+Constrained Operational Capacity+Low Wind & Solar | -6.3293 | 8.739 | 38.0011
2031 | SIWEM_PERC | High Demand Growth+High Gas Supply+Reduced Rankine Availability+Upgraded HVDC+Constrained Operational Capacity+Low Wind & Solar | -11.5927 | -1.5321 | 37.3072
2032 | SIWEM_PERC | High Demand Growth+High Gas Supply+Reduced Rankine Availability+Upgraded HVDC+Constrained Operational Capacity+Low Wind & Solar | -13.3541 | -3.7888 | 32.8975
2033 | SIWEM_PERC | High Demand Growth+High Gas Supply+Reduced Rankine Availability+Upgraded HVDC+Constrained Operational Capacity+Low Wind & Solar | -14.9631 | -5.6039 | 29.8726
2034 | SIWEM_PERC | High Demand Growth+High Gas Supply+Reduced Rankine Availability+Upgraded HVDC+Constrained Operational Capacity+Low Wind & Solar | -16.7004 | -7.5635 | 23.653
2035 | SIWEM_PERC | High Demand Growth+High Gas Supply+Reduced Rankine Availability+Upgraded HVDC+Constrained Operational Capacity+Low Wind & Solar | -17.9484 | -8.982 | 18.3122
2026 | NZWEM_PERC | High Demand Growth+High Gas Supply+Reduced Rankine Availability+Delayed Build | 7.0494 | 7.0494 | 7.0494
2027 | NZWEM_PERC | High Demand Growth+High Gas Supply+Reduced Rankine Availability+Delayed Build | -2.1041 | -1.9717 | -1.8145
2028 | NZWEM_PERC | High Demand Growth+High Gas Supply+Reduced Rankine Availability+Delayed Build | -2.8834 | -1.5881 | -1.3063
2029 | NZWEM_PERC | High Demand Growth+High Gas Supply+Reduced Rankine Availability+Delayed Build | -0.031152 | 2.4363 | 3.2026
2030 | NZWEM_PERC | High Demand Growth+High Gas Supply+Reduced Rankine Availability+Delayed Build | -4.7581 | 2.7719 | 9.137
2031 | NZWEM_PERC | High Demand Growth+High Gas Supply+Reduced Rankine Availability+Delayed Build | -8.3206 | 1.4356 | 8.4825
2032 | NZWEM_PERC | High Demand Growth+High Gas Supply+Reduced Rankine Availability+Delayed Build | -10.5299 | -0.49744 | 10.9544
2033 | NZWEM_PERC | High Demand Growth+High Gas Supply+Reduced Rankine Availability+Delayed Build | -12.4086 | -2.5604 | 13.328
2034 | NZWEM_PERC | High Demand Growth+High Gas Supply+Reduced Rankine Availability+Delayed Build | -14.5119 | -4.6464 | 11.5744
2035 | NZWEM_PERC | High Demand Growth+High Gas Supply+Reduced Rankine Availability+Delayed Build | -16.0531 | -6.0431 | 11.1573
2026 | NIWCM | High Demand Growth+High Gas Supply+Reduced Rankine Availability+Delayed Build | 567.4665 | 567.4665 | 567.4665
2027 | NIWCM | High Demand Growth+High Gas Supply+Reduced Rankine Availability+Delayed Build | 357.3296 | 359.3773 | 361.8498
2028 | NIWCM | High Demand Growth+High Gas Supply+Reduced Rankine Availability+Delayed Build | 365.0577 | 385.9802 | 390.5167
2029 | NIWCM | High Demand Growth+High Gas Supply+Reduced Rankine Availability+Delayed Build | 88.2206 | 217.6526 | 231.2449
2030 | NIWCM | High Demand Growth+High Gas Supply+Reduced Rankine Availability+Delayed Build | -220.344 | 510.8499 | 809.874
2031 | NIWCM | High Demand Growth+High Gas Supply+Reduced Rankine Availability+Delayed Build | -507.674 | 432.9924 | 799.4667
2032 | NIWCM | High Demand Growth+High Gas Supply+Reduced Rankine Availability+Delayed Build | -729.1849 | 287.6891 | 885.4725
2033 | NIWCM | High Demand Growth+High Gas Supply+Reduced Rankine Availability+Delayed Build | -864.3099 | 166.0293 | 1004.9701
2034 | NIWCM | High Demand Growth+High Gas Supply+Reduced Rankine Availability+Delayed Build | -1065.7482 | -50.0815 | 825.2795
2035 | NIWCM | High Demand Growth+High Gas Supply+Reduced Rankine Availability+Delayed Build | -1180.1463 | -190.154 | 754.4333
2026 | SIWEM_PERC | High Demand Growth+High Gas Supply+Reduced Rankine Availability+Delayed Build | 17.9605 | 17.9605 | 17.9605
2027 | SIWEM_PERC | High Demand Growth+High Gas Supply+Reduced Rankine Availability+Delayed Build | 11.4933 | 11.56 | 11.56
2028 | SIWEM_PERC | High Demand Growth+High Gas Supply+Reduced Rankine Availability+Delayed Build | 7.3647 | 9.1124 | 9.1124
2029 | SIWEM_PERC | High Demand Growth+High Gas Supply+Reduced Rankine Availability+Delayed Build | 0.6655 | 4.8979 | 6.3839
2030 | SIWEM_PERC | High Demand Growth+High Gas Supply+Reduced Rankine Availability+Delayed Build | -5.5519 | 4.9327 | 21.704
2031 | SIWEM_PERC | High Demand Growth+High Gas Supply+Reduced Rankine Availability+Delayed Build | -10.8611 | 1.2634 | 19.4985
2032 | SIWEM_PERC | High Demand Growth+High Gas Supply+Reduced Rankine Availability+Delayed Build | -12.6391 | -2.04 | 25.9622
2033 | SIWEM_PERC | High Demand Growth+High Gas Supply+Reduced Rankine Availability+Delayed Build | -14.2635 | -3.8927 | 31.2404
2034 | SIWEM_PERC | High Demand Growth+High Gas Supply+Reduced Rankine Availability+Delayed Build | -16.0174 | -5.893 | 27.6864
2035 | SIWEM_PERC | High Demand Growth+High Gas Supply+Reduced Rankine Availability+Delayed Build | -17.2782 | -7.3427 | 26.3157
2026 | NZWEM_PERC | High Demand Growth+High Gas Supply+Reduced Rankine Availability+Delayed Build+Low Wind & Solar | 6.1693 | 6.1693 | 6.1693
2027 | NZWEM_PERC | High Demand Growth+High Gas Supply+Reduced Rankine Availability+Delayed Build+Low Wind & Solar | -2.9998 | -2.8803 | -2.7385
2028 | NZWEM_PERC | High Demand Growth+High Gas Supply+Reduced Rankine Availability+Delayed Build+Low Wind & Solar | -3.9627 | -2.7938 | -2.5394
2029 | NZWEM_PERC | High Demand Growth+High Gas Supply+Reduced Rankine Availability+Delayed Build+Low Wind & Solar | -1.1978 | 1.029 | 1.7206
2030 | NZWEM_PERC | High Demand Growth+High Gas Supply+Reduced Rankine Availability+Delayed Build+Low Wind & Solar | -5.9442 | 0.85137 | 6.5956
2031 | NZWEM_PERC | High Demand Growth+High Gas Supply+Reduced Rankine Availability+Delayed Build+Low Wind & Solar | -9.4573 | -0.65268 | 5.7069
2032 | NZWEM_PERC | High Demand Growth+High Gas Supply+Reduced Rankine Availability+Delayed Build+Low Wind & Solar | -11.6345 | -2.5805 | 7.7841
2033 | NZWEM_PERC | High Demand Growth+High Gas Supply+Reduced Rankine Availability+Delayed Build+Low Wind & Solar | -13.485 | -4.5904 | 9.7773
2034 | NZWEM_PERC | High Demand Growth+High Gas Supply+Reduced Rankine Availability+Delayed Build+Low Wind & Solar | -15.5571 | -6.6471 | 8.0478
2035 | NZWEM_PERC | High Demand Growth+High Gas Supply+Reduced Rankine Availability+Delayed Build+Low Wind & Solar | -17.0736 | -7.9966 | 7.5811
2026 | NIWCM | High Demand Growth+High Gas Supply+Reduced Rankine Availability+Delayed Build+Low Wind & Solar | 567.4665 | 567.4665 | 567.4665
2027 | NIWCM | High Demand Growth+High Gas Supply+Reduced Rankine Availability+Delayed Build+Low Wind & Solar | 357.3296 | 359.3773 | 361.8498
2028 | NIWCM | High Demand Growth+High Gas Supply+Reduced Rankine Availability+Delayed Build+Low Wind & Solar | 365.0577 | 385.9802 | 390.5167
2029 | NIWCM | High Demand Growth+High Gas Supply+Reduced Rankine Availability+Delayed Build+Low Wind & Solar | 88.2206 | 217.6526 | 231.2449
2030 | NIWCM | High Demand Growth+High Gas Supply+Reduced Rankine Availability+Delayed Build+Low Wind & Solar | -220.344 | 510.8499 | 809.874
2031 | NIWCM | High Demand Growth+High Gas Supply+Reduced Rankine Availability+Delayed Build+Low Wind & Solar | -507.674 | 432.9924 | 799.4667
2032 | NIWCM | High Demand Growth+High Gas Supply+Reduced Rankine Availability+Delayed Build+Low Wind & Solar | -729.1849 | 287.6891 | 885.4725
2033 | NIWCM | High Demand Growth+High Gas Supply+Reduced Rankine Availability+Delayed Build+Low Wind & Solar | -864.3099 | 166.0293 | 1004.9701
2034 | NIWCM | High Demand Growth+High Gas Supply+Reduced Rankine Availability+Delayed Build+Low Wind & Solar | -1065.7482 | -50.0815 | 825.2795
2035 | NIWCM | High Demand Growth+High Gas Supply+Reduced Rankine Availability+Delayed Build+Low Wind & Solar | -1180.1463 | -190.154 | 754.4333
2026 | SIWEM_PERC | High Demand Growth+High Gas Supply+Reduced Rankine Availability+Delayed Build+Low Wind & Solar | 15.8428 | 15.8428 | 15.8428
2027 | SIWEM_PERC | High Demand Growth+High Gas Supply+Reduced Rankine Availability+Delayed Build+Low Wind & Solar | 11.0361 | 11.0963 | 11.0963
2028 | SIWEM_PERC | High Demand Growth+High Gas Supply+Reduced Rankine Availability+Delayed Build+Low Wind & Solar | 6.659 | 8.2362 | 8.2362
2029 | SIWEM_PERC | High Demand Growth+High Gas Supply+Reduced Rankine Availability+Delayed Build+Low Wind & Solar | -0.026737 | 3.7929 | 3.7929
2030 | SIWEM_PERC | High Demand Growth+High Gas Supply+Reduced Rankine Availability+Delayed Build+Low Wind & Solar | -6.3293 | 2.661 | 15.0078
2031 | SIWEM_PERC | High Demand Growth+High Gas Supply+Reduced Rankine Availability+Delayed Build+Low Wind & Solar | -11.5927 | -3.1316 | 12.3163
2032 | SIWEM_PERC | High Demand Growth+High Gas Supply+Reduced Rankine Availability+Delayed Build+Low Wind & Solar | -13.3541 | -3.7888 | 17.7117
2033 | SIWEM_PERC | High Demand Growth+High Gas Supply+Reduced Rankine Availability+Delayed Build+Low Wind & Solar | -14.9631 | -5.6039 | 22.9206
2034 | SIWEM_PERC | High Demand Growth+High Gas Supply+Reduced Rankine Availability+Delayed Build+Low Wind & Solar | -16.7004 | -7.5635 | 18.422
2035 | SIWEM_PERC | High Demand Growth+High Gas Supply+Reduced Rankine Availability+Delayed Build+Low Wind & Solar | -17.9484 | -8.982 | 17.2198
2026 | NZWEM_PERC | High Demand Growth+High Gas Supply+Reduced Rankine Availability+Delayed Build+Constrained Operational Capacity | 7.0494 | 7.0494 | 7.0494
2027 | NZWEM_PERC | High Demand Growth+High Gas Supply+Reduced Rankine Availability+Delayed Build+Constrained Operational Capacity | -2.1041 | -1.9717 | -1.8145
2028 | NZWEM_PERC | High Demand Growth+High Gas Supply+Reduced Rankine Availability+Delayed Build+Constrained Operational Capacity | -2.8834 | -1.5881 | -1.3063
2029 | NZWEM_PERC | High Demand Growth+High Gas Supply+Reduced Rankine Availability+Delayed Build+Constrained Operational Capacity | -0.031152 | 2.4363 | 3.2026
2030 | NZWEM_PERC | High Demand Growth+High Gas Supply+Reduced Rankine Availability+Delayed Build+Constrained Operational Capacity | -4.7581 | 2.7719 | 9.137
2031 | NZWEM_PERC | High Demand Growth+High Gas Supply+Reduced Rankine Availability+Delayed Build+Constrained Operational Capacity | -8.3206 | 1.4356 | 8.4825
2032 | NZWEM_PERC | High Demand Growth+High Gas Supply+Reduced Rankine Availability+Delayed Build+Constrained Operational Capacity | -10.5299 | -0.49744 | 10.9544
2033 | NZWEM_PERC | High Demand Growth+High Gas Supply+Reduced Rankine Availability+Delayed Build+Constrained Operational Capacity | -12.4086 | -2.5604 | 13.328
2034 | NZWEM_PERC | High Demand Growth+High Gas Supply+Reduced Rankine Availability+Delayed Build+Constrained Operational Capacity | -14.5119 | -4.6464 | 11.5744
2035 | NZWEM_PERC | High Demand Growth+High Gas Supply+Reduced Rankine Availability+Delayed Build+Constrained Operational Capacity | -16.0531 | -6.0431 | 11.1573
2026 | NIWCM | High Demand Growth+High Gas Supply+Reduced Rankine Availability+Delayed Build+Constrained Operational Capacity | 33.1014 | 33.1014 | 33.1014
2027 | NIWCM | High Demand Growth+High Gas Supply+Reduced Rankine Availability+Delayed Build+Constrained Operational Capacity | -186.9524 | -186.9524 | -186.9524
2028 | NIWCM | High Demand Growth+High Gas Supply+Reduced Rankine Availability+Delayed Build+Constrained Operational Capacity | -248.0468 | -248.0468 | -248.0468
2029 | NIWCM | High Demand Growth+High Gas Supply+Reduced Rankine Availability+Delayed Build+Constrained Operational Capacity | -558.5855 | -476.362 | -476.362
2030 | NIWCM | High Demand Growth+High Gas Supply+Reduced Rankine Availability+Delayed Build+Constrained Operational Capacity | -900.6911 | -385.6348 | -267.6556
2031 | NIWCM | High Demand Growth+High Gas Supply+Reduced Rankine Availability+Delayed Build+Constrained Operational Capacity | -1190.6824 | -534.9987 | -375.6796
2032 | NIWCM | High Demand Growth+High Gas Supply+Reduced Rankine Availability+Delayed Build+Constrained Operational Capacity | -1418.7874 | -693.0973 | -477.3333
2033 | NIWCM | High Demand Growth+High Gas Supply+Reduced Rankine Availability+Delayed Build+Constrained Operational Capacity | -1484.1986 | -818.9275 | -540.2152
2034 | NIWCM | High Demand Growth+High Gas Supply+Reduced Rankine Availability+Delayed Build+Constrained Operational Capacity | -1640.6148 | -1032.8288 | -753.6386
2035 | NIWCM | High Demand Growth+High Gas Supply+Reduced Rankine Availability+Delayed Build+Constrained Operational Capacity | -1755.0129 | -1119.7677 | -884.2627
2026 | SIWEM_PERC | High Demand Growth+High Gas Supply+Reduced Rankine Availability+Delayed Build+Constrained Operational Capacity | 17.9605 | 17.9605 | 17.9605
2027 | SIWEM_PERC | High Demand Growth+High Gas Supply+Reduced Rankine Availability+Delayed Build+Constrained Operational Capacity | 11.4933 | 11.56 | 11.56
2028 | SIWEM_PERC | High Demand Growth+High Gas Supply+Reduced Rankine Availability+Delayed Build+Constrained Operational Capacity | 7.3647 | 9.1124 | 9.1124
2029 | SIWEM_PERC | High Demand Growth+High Gas Supply+Reduced Rankine Availability+Delayed Build+Constrained Operational Capacity | 0.6655 | 4.8979 | 6.3839
2030 | SIWEM_PERC | High Demand Growth+High Gas Supply+Reduced Rankine Availability+Delayed Build+Constrained Operational Capacity | -5.5519 | 4.9327 | 21.704
2031 | SIWEM_PERC | High Demand Growth+High Gas Supply+Reduced Rankine Availability+Delayed Build+Constrained Operational Capacity | -10.8611 | 1.2634 | 19.4985
2032 | SIWEM_PERC | High Demand Growth+High Gas Supply+Reduced Rankine Availability+Delayed Build+Constrained Operational Capacity | -12.6391 | -2.04 | 25.9622
2033 | SIWEM_PERC | High Demand Growth+High Gas Supply+Reduced Rankine Availability+Delayed Build+Constrained Operational Capacity | -14.2635 | -3.8927 | 31.2404
2034 | SIWEM_PERC | High Demand Growth+High Gas Supply+Reduced Rankine Availability+Delayed Build+Constrained Operational Capacity | -16.0174 | -5.893 | 27.6864
2035 | SIWEM_PERC | High Demand Growth+High Gas Supply+Reduced Rankine Availability+Delayed Build+Constrained Operational Capacity | -17.2782 | -7.3427 | 26.3157
2026 | NZWEM_PERC | High Demand Growth+High Gas Supply+Reduced Rankine Availability+Delayed Build+Constrained Operational Capacity+Low Wind & Solar | 6.1693 | 6.1693 | 6.1693
2027 | NZWEM_PERC | High Demand Growth+High Gas Supply+Reduced Rankine Availability+Delayed Build+Constrained Operational Capacity+Low Wind & Solar | -2.9998 | -2.8803 | -2.7385
2028 | NZWEM_PERC | High Demand Growth+High Gas Supply+Reduced Rankine Availability+Delayed Build+Constrained Operational Capacity+Low Wind & Solar | -3.9627 | -2.7938 | -2.5394
2029 | NZWEM_PERC | High Demand Growth+High Gas Supply+Reduced Rankine Availability+Delayed Build+Constrained Operational Capacity+Low Wind & Solar | -1.1978 | 1.029 | 1.7206
2030 | NZWEM_PERC | High Demand Growth+High Gas Supply+Reduced Rankine Availability+Delayed Build+Constrained Operational Capacity+Low Wind & Solar | -5.9442 | 0.85137 | 6.5956
2031 | NZWEM_PERC | High Demand Growth+High Gas Supply+Reduced Rankine Availability+Delayed Build+Constrained Operational Capacity+Low Wind & Solar | -9.4573 | -0.65268 | 5.7069
2032 | NZWEM_PERC | High Demand Growth+High Gas Supply+Reduced Rankine Availability+Delayed Build+Constrained Operational Capacity+Low Wind & Solar | -11.6345 | -2.5805 | 7.7841
2033 | NZWEM_PERC | High Demand Growth+High Gas Supply+Reduced Rankine Availability+Delayed Build+Constrained Operational Capacity+Low Wind & Solar | -13.485 | -4.5904 | 9.7773
2034 | NZWEM_PERC | High Demand Growth+High Gas Supply+Reduced Rankine Availability+Delayed Build+Constrained Operational Capacity+Low Wind & Solar | -15.5571 | -6.6471 | 8.0478
2035 | NZWEM_PERC | High Demand Growth+High Gas Supply+Reduced Rankine Availability+Delayed Build+Constrained Operational Capacity+Low Wind & Solar | -17.0736 | -7.9966 | 7.5811
2026 | NIWCM | High Demand Growth+High Gas Supply+Reduced Rankine Availability+Delayed Build+Constrained Operational Capacity+Low Wind & Solar | 33.1014 | 33.1014 | 33.1014
2027 | NIWCM | High Demand Growth+High Gas Supply+Reduced Rankine Availability+Delayed Build+Constrained Operational Capacity+Low Wind & Solar | -186.9524 | -186.9524 | -186.9524
2028 | NIWCM | High Demand Growth+High Gas Supply+Reduced Rankine Availability+Delayed Build+Constrained Operational Capacity+Low Wind & Solar | -248.0468 | -248.0468 | -248.0468
2029 | NIWCM | High Demand Growth+High Gas Supply+Reduced Rankine Availability+Delayed Build+Constrained Operational Capacity+Low Wind & Solar | -558.5855 | -476.362 | -476.362
2030 | NIWCM | High Demand Growth+High Gas Supply+Reduced Rankine Availability+Delayed Build+Constrained Operational Capacity+Low Wind & Solar | -900.6911 | -385.6348 | -267.6556
2031 | NIWCM | High Demand Growth+High Gas Supply+Reduced Rankine Availability+Delayed Build+Constrained Operational Capacity+Low Wind & Solar | -1190.6824 | -534.9987 | -375.6796
2032 | NIWCM | High Demand Growth+High Gas Supply+Reduced Rankine Availability+Delayed Build+Constrained Operational Capacity+Low Wind & Solar | -1418.7874 | -693.0973 | -477.3333
2033 | NIWCM | High Demand Growth+High Gas Supply+Reduced Rankine Availability+Delayed Build+Constrained Operational Capacity+Low Wind & Solar | -1484.1986 | -818.9275 | -540.2152
2034 | NIWCM | High Demand Growth+High Gas Supply+Reduced Rankine Availability+Delayed Build+Constrained Operational Capacity+Low Wind & Solar | -1640.6148 | -1032.8288 | -753.6386
2035 | NIWCM | High Demand Growth+High Gas Supply+Reduced Rankine Availability+Delayed Build+Constrained Operational Capacity+Low Wind & Solar | -1755.0129 | -1119.7677 | -884.2627
2026 | SIWEM_PERC | High Demand Growth+High Gas Supply+Reduced Rankine Availability+Delayed Build+Constrained Operational Capacity+Low Wind & Solar | 15.8428 | 15.8428 | 15.8428
2027 | SIWEM_PERC | High Demand Growth+High Gas Supply+Reduced Rankine Availability+Delayed Build+Constrained Operational Capacity+Low Wind & Solar | 11.0361 | 11.0963 | 11.0963
2028 | SIWEM_PERC | High Demand Growth+High Gas Supply+Reduced Rankine Availability+Delayed Build+Constrained Operational Capacity+Low Wind & Solar | 6.659 | 8.2362 | 8.2362
2029 | SIWEM_PERC | High Demand Growth+High Gas Supply+Reduced Rankine Availability+Delayed Build+Constrained Operational Capacity+Low Wind & Solar | -0.026737 | 3.7929 | 3.7929
2030 | SIWEM_PERC | High Demand Growth+High Gas Supply+Reduced Rankine Availability+Delayed Build+Constrained Operational Capacity+Low Wind & Solar | -6.3293 | 2.661 | 15.0078
2031 | SIWEM_PERC | High Demand Growth+High Gas Supply+Reduced Rankine Availability+Delayed Build+Constrained Operational Capacity+Low Wind & Solar | -11.5927 | -3.1316 | 12.3163
2032 | SIWEM_PERC | High Demand Growth+High Gas Supply+Reduced Rankine Availability+Delayed Build+Constrained Operational Capacity+Low Wind & Solar | -13.3541 | -3.7888 | 17.7117
2033 | SIWEM_PERC | High Demand Growth+High Gas Supply+Reduced Rankine Availability+Delayed Build+Constrained Operational Capacity+Low Wind & Solar | -14.9631 | -5.6039 | 22.9206
2034 | SIWEM_PERC | High Demand Growth+High Gas Supply+Reduced Rankine Availability+Delayed Build+Constrained Operational Capacity+Low Wind & Solar | -16.7004 | -7.5635 | 18.422
2035 | SIWEM_PERC | High Demand Growth+High Gas Supply+Reduced Rankine Availability+Delayed Build+Constrained Operational Capacity+Low Wind & Solar | -17.9484 | -8.982 | 17.2198
2026 | NZWEM_PERC | High Demand Growth+High Gas Supply+Reduced Rankine Availability+Delayed Build+Upgraded HVDC | 7.0494 | 7.0494 | 7.0494
2027 | NZWEM_PERC | High Demand Growth+High Gas Supply+Reduced Rankine Availability+Delayed Build+Upgraded HVDC | -2.1041 | -1.9717 | -1.8145
2028 | NZWEM_PERC | High Demand Growth+High Gas Supply+Reduced Rankine Availability+Delayed Build+Upgraded HVDC | -2.8834 | -1.5881 | -1.3063
2029 | NZWEM_PERC | High Demand Growth+High Gas Supply+Reduced Rankine Availability+Delayed Build+Upgraded HVDC | -0.031152 | 2.4363 | 3.2026
2030 | NZWEM_PERC | High Demand Growth+High Gas Supply+Reduced Rankine Availability+Delayed Build+Upgraded HVDC | -4.7581 | 2.7719 | 9.137
2031 | NZWEM_PERC | High Demand Growth+High Gas Supply+Reduced Rankine Availability+Delayed Build+Upgraded HVDC | -8.3206 | 1.4356 | 8.4825
2032 | NZWEM_PERC | High Demand Growth+High Gas Supply+Reduced Rankine Availability+Delayed Build+Upgraded HVDC | -10.5299 | -0.49744 | 10.9544
2033 | NZWEM_PERC | High Demand Growth+High Gas Supply+Reduced Rankine Availability+Delayed Build+Upgraded HVDC | -12.4086 | -2.5604 | 13.328
2034 | NZWEM_PERC | High Demand Growth+High Gas Supply+Reduced Rankine Availability+Delayed Build+Upgraded HVDC | -14.5119 | -4.6464 | 11.5744
2035 | NZWEM_PERC | High Demand Growth+High Gas Supply+Reduced Rankine Availability+Delayed Build+Upgraded HVDC | -16.0531 | -6.0431 | 11.1573
2026 | NIWCM | High Demand Growth+High Gas Supply+Reduced Rankine Availability+Delayed Build+Upgraded HVDC | 567.4665 | 567.4665 | 567.4665
2027 | NIWCM | High Demand Growth+High Gas Supply+Reduced Rankine Availability+Delayed Build+Upgraded HVDC | 357.3296 | 359.3773 | 361.8498
2028 | NIWCM | High Demand Growth+High Gas Supply+Reduced Rankine Availability+Delayed Build+Upgraded HVDC | 365.0577 | 385.9802 | 390.5167
2029 | NIWCM | High Demand Growth+High Gas Supply+Reduced Rankine Availability+Delayed Build+Upgraded HVDC | 88.2206 | 217.6526 | 231.2449
2030 | NIWCM | High Demand Growth+High Gas Supply+Reduced Rankine Availability+Delayed Build+Upgraded HVDC | -220.344 | 510.8499 | 809.874
2031 | NIWCM | High Demand Growth+High Gas Supply+Reduced Rankine Availability+Delayed Build+Upgraded HVDC | -507.674 | 432.9924 | 799.4667
2032 | NIWCM | High Demand Growth+High Gas Supply+Reduced Rankine Availability+Delayed Build+Upgraded HVDC | -729.1849 | 287.6891 | 885.4725
2033 | NIWCM | High Demand Growth+High Gas Supply+Reduced Rankine Availability+Delayed Build+Upgraded HVDC | -864.3099 | 166.0293 | 1004.9701
2034 | NIWCM | High Demand Growth+High Gas Supply+Reduced Rankine Availability+Delayed Build+Upgraded HVDC | -1065.7482 | -50.0815 | 825.2795
2035 | NIWCM | High Demand Growth+High Gas Supply+Reduced Rankine Availability+Delayed Build+Upgraded HVDC | -1180.1463 | -190.154 | 754.4333
2026 | SIWEM_PERC | High Demand Growth+High Gas Supply+Reduced Rankine Availability+Delayed Build+Upgraded HVDC | 17.9605 | 17.9605 | 17.9605
2027 | SIWEM_PERC | High Demand Growth+High Gas Supply+Reduced Rankine Availability+Delayed Build+Upgraded HVDC | 11.4933 | 11.56 | 11.56
2028 | SIWEM_PERC | High Demand Growth+High Gas Supply+Reduced Rankine Availability+Delayed Build+Upgraded HVDC | 7.3647 | 9.1124 | 9.1124
2029 | SIWEM_PERC | High Demand Growth+High Gas Supply+Reduced Rankine Availability+Delayed Build+Upgraded HVDC | 0.6655 | 4.8979 | 6.3839
2030 | SIWEM_PERC | High Demand Growth+High Gas Supply+Reduced Rankine Availability+Delayed Build+Upgraded HVDC | -5.5519 | 4.9327 | 21.704
2031 | SIWEM_PERC | High Demand Growth+High Gas Supply+Reduced Rankine Availability+Delayed Build+Upgraded HVDC | -10.8611 | 1.2634 | 19.4985
2032 | SIWEM_PERC | High Demand Growth+High Gas Supply+Reduced Rankine Availability+Delayed Build+Upgraded HVDC | -12.6391 | -2.04 | 25.9622
2033 | SIWEM_PERC | High Demand Growth+High Gas Supply+Reduced Rankine Availability+Delayed Build+Upgraded HVDC | -14.2635 | -3.8927 | 32.1127
2034 | SIWEM_PERC | High Demand Growth+High Gas Supply+Reduced Rankine Availability+Delayed Build+Upgraded HVDC | -16.0174 | -5.893 | 27.6864
2035 | SIWEM_PERC | High Demand Growth+High Gas Supply+Reduced Rankine Availability+Delayed Build+Upgraded HVDC | -17.2782 | -7.3427 | 26.6312
2026 | NZWEM_PERC | High Demand Growth+High Gas Supply+Reduced Rankine Availability+Delayed Build+Upgraded HVDC+Low Wind & Solar | 6.1693 | 6.1693 | 6.1693
2027 | NZWEM_PERC | High Demand Growth+High Gas Supply+Reduced Rankine Availability+Delayed Build+Upgraded HVDC+Low Wind & Solar | -2.9998 | -2.8803 | -2.7385
2028 | NZWEM_PERC | High Demand Growth+High Gas Supply+Reduced Rankine Availability+Delayed Build+Upgraded HVDC+Low Wind & Solar | -3.9627 | -2.7938 | -2.5394
2029 | NZWEM_PERC | High Demand Growth+High Gas Supply+Reduced Rankine Availability+Delayed Build+Upgraded HVDC+Low Wind & Solar | -1.1978 | 1.029 | 1.7206
2030 | NZWEM_PERC | High Demand Growth+High Gas Supply+Reduced Rankine Availability+Delayed Build+Upgraded HVDC+Low Wind & Solar | -5.9442 | 0.85137 | 6.5956
2031 | NZWEM_PERC | High Demand Growth+High Gas Supply+Reduced Rankine Availability+Delayed Build+Upgraded HVDC+Low Wind & Solar | -9.4573 | -0.65268 | 5.7069
2032 | NZWEM_PERC | High Demand Growth+High Gas Supply+Reduced Rankine Availability+Delayed Build+Upgraded HVDC+Low Wind & Solar | -11.6345 | -2.5805 | 7.7841
2033 | NZWEM_PERC | High Demand Growth+High Gas Supply+Reduced Rankine Availability+Delayed Build+Upgraded HVDC+Low Wind & Solar | -13.485 | -4.5904 | 9.7773
2034 | NZWEM_PERC | High Demand Growth+High Gas Supply+Reduced Rankine Availability+Delayed Build+Upgraded HVDC+Low Wind & Solar | -15.5571 | -6.6471 | 8.0478
2035 | NZWEM_PERC | High Demand Growth+High Gas Supply+Reduced Rankine Availability+Delayed Build+Upgraded HVDC+Low Wind & Solar | -17.0736 | -7.9966 | 7.5811
2026 | NIWCM | High Demand Growth+High Gas Supply+Reduced Rankine Availability+Delayed Build+Upgraded HVDC+Low Wind & Solar | 567.4665 | 567.4665 | 567.4665
2027 | NIWCM | High Demand Growth+High Gas Supply+Reduced Rankine Availability+Delayed Build+Upgraded HVDC+Low Wind & Solar | 357.3296 | 359.3773 | 361.8498
2028 | NIWCM | High Demand Growth+High Gas Supply+Reduced Rankine Availability+Delayed Build+Upgraded HVDC+Low Wind & Solar | 365.0577 | 385.9802 | 390.5167
2029 | NIWCM | High Demand Growth+High Gas Supply+Reduced Rankine Availability+Delayed Build+Upgraded HVDC+Low Wind & Solar | 88.2206 | 217.6526 | 231.2449
2030 | NIWCM | High Demand Growth+High Gas Supply+Reduced Rankine Availability+Delayed Build+Upgraded HVDC+Low Wind & Solar | -220.344 | 510.8499 | 809.874
2031 | NIWCM | High Demand Growth+High Gas Supply+Reduced Rankine Availability+Delayed Build+Upgraded HVDC+Low Wind & Solar | -507.674 | 432.9924 | 799.4667
2032 | NIWCM | High Demand Growth+High Gas Supply+Reduced Rankine Availability+Delayed Build+Upgraded HVDC+Low Wind & Solar | -729.1849 | 287.6891 | 885.4725
2033 | NIWCM | High Demand Growth+High Gas Supply+Reduced Rankine Availability+Delayed Build+Upgraded HVDC+Low Wind & Solar | -864.3099 | 166.0293 | 1004.9701
2034 | NIWCM | High Demand Growth+High Gas Supply+Reduced Rankine Availability+Delayed Build+Upgraded HVDC+Low Wind & Solar | -1065.7482 | -50.0815 | 825.2795
2035 | NIWCM | High Demand Growth+High Gas Supply+Reduced Rankine Availability+Delayed Build+Upgraded HVDC+Low Wind & Solar | -1180.1463 | -190.154 | 754.4333
2026 | SIWEM_PERC | High Demand Growth+High Gas Supply+Reduced Rankine Availability+Delayed Build+Upgraded HVDC+Low Wind & Solar | 15.8428 | 15.8428 | 15.8428
2027 | SIWEM_PERC | High Demand Growth+High Gas Supply+Reduced Rankine Availability+Delayed Build+Upgraded HVDC+Low Wind & Solar | 11.0361 | 11.0963 | 11.0963
2028 | SIWEM_PERC | High Demand Growth+High Gas Supply+Reduced Rankine Availability+Delayed Build+Upgraded HVDC+Low Wind & Solar | 6.659 | 8.2362 | 8.2362
2029 | SIWEM_PERC | High Demand Growth+High Gas Supply+Reduced Rankine Availability+Delayed Build+Upgraded HVDC+Low Wind & Solar | -0.026737 | 3.7929 | 3.7929
2030 | SIWEM_PERC | High Demand Growth+High Gas Supply+Reduced Rankine Availability+Delayed Build+Upgraded HVDC+Low Wind & Solar | -6.3293 | 2.661 | 15.0078
2031 | SIWEM_PERC | High Demand Growth+High Gas Supply+Reduced Rankine Availability+Delayed Build+Upgraded HVDC+Low Wind & Solar | -11.5927 | -3.1316 | 12.3163
2032 | SIWEM_PERC | High Demand Growth+High Gas Supply+Reduced Rankine Availability+Delayed Build+Upgraded HVDC+Low Wind & Solar | -13.3541 | -3.7888 | 17.7117
2033 | SIWEM_PERC | High Demand Growth+High Gas Supply+Reduced Rankine Availability+Delayed Build+Upgraded HVDC+Low Wind & Solar | -14.9631 | -5.6039 | 22.9206
2034 | SIWEM_PERC | High Demand Growth+High Gas Supply+Reduced Rankine Availability+Delayed Build+Upgraded HVDC+Low Wind & Solar | -16.7004 | -7.5635 | 18.422
2035 | SIWEM_PERC | High Demand Growth+High Gas Supply+Reduced Rankine Availability+Delayed Build+Upgraded HVDC+Low Wind & Solar | -17.9484 | -8.982 | 17.2198
2026 | NZWEM_PERC | High Demand Growth+High Gas Supply+Reduced Rankine Availability+Delayed Build+Upgraded HVDC+Constrained Operational Capacity | 7.0494 | 7.0494 | 7.0494
2027 | NZWEM_PERC | High Demand Growth+High Gas Supply+Reduced Rankine Availability+Delayed Build+Upgraded HVDC+Constrained Operational Capacity | -2.1041 | -1.9717 | -1.8145
2028 | NZWEM_PERC | High Demand Growth+High Gas Supply+Reduced Rankine Availability+Delayed Build+Upgraded HVDC+Constrained Operational Capacity | -2.8834 | -1.5881 | -1.3063
2029 | NZWEM_PERC | High Demand Growth+High Gas Supply+Reduced Rankine Availability+Delayed Build+Upgraded HVDC+Constrained Operational Capacity | -0.031152 | 2.4363 | 3.2026
2030 | NZWEM_PERC | High Demand Growth+High Gas Supply+Reduced Rankine Availability+Delayed Build+Upgraded HVDC+Constrained Operational Capacity | -4.7581 | 2.7719 | 9.137
2031 | NZWEM_PERC | High Demand Growth+High Gas Supply+Reduced Rankine Availability+Delayed Build+Upgraded HVDC+Constrained Operational Capacity | -8.3206 | 1.4356 | 8.4825
2032 | NZWEM_PERC | High Demand Growth+High Gas Supply+Reduced Rankine Availability+Delayed Build+Upgraded HVDC+Constrained Operational Capacity | -10.5299 | -0.49744 | 10.9544
2033 | NZWEM_PERC | High Demand Growth+High Gas Supply+Reduced Rankine Availability+Delayed Build+Upgraded HVDC+Constrained Operational Capacity | -12.4086 | -2.5604 | 13.328
2034 | NZWEM_PERC | High Demand Growth+High Gas Supply+Reduced Rankine Availability+Delayed Build+Upgraded HVDC+Constrained Operational Capacity | -14.5119 | -4.6464 | 11.5744
2035 | NZWEM_PERC | High Demand Growth+High Gas Supply+Reduced Rankine Availability+Delayed Build+Upgraded HVDC+Constrained Operational Capacity | -16.0531 | -6.0431 | 11.1573
2026 | NIWCM | High Demand Growth+High Gas Supply+Reduced Rankine Availability+Delayed Build+Upgraded HVDC+Constrained Operational Capacity | 33.1014 | 33.1014 | 33.1014
2027 | NIWCM | High Demand Growth+High Gas Supply+Reduced Rankine Availability+Delayed Build+Upgraded HVDC+Constrained Operational Capacity | -186.9524 | -186.9524 | -186.9524
2028 | NIWCM | High Demand Growth+High Gas Supply+Reduced Rankine Availability+Delayed Build+Upgraded HVDC+Constrained Operational Capacity | -248.0468 | -248.0468 | -248.0468
2029 | NIWCM | High Demand Growth+High Gas Supply+Reduced Rankine Availability+Delayed Build+Upgraded HVDC+Constrained Operational Capacity | -558.5855 | -476.362 | -476.362
2030 | NIWCM | High Demand Growth+High Gas Supply+Reduced Rankine Availability+Delayed Build+Upgraded HVDC+Constrained Operational Capacity | -900.6911 | -385.6348 | -267.6556
2031 | NIWCM | High Demand Growth+High Gas Supply+Reduced Rankine Availability+Delayed Build+Upgraded HVDC+Constrained Operational Capacity | -1190.6824 | -534.9987 | -375.6796
2032 | NIWCM | High Demand Growth+High Gas Supply+Reduced Rankine Availability+Delayed Build+Upgraded HVDC+Constrained Operational Capacity | -1418.7874 | -693.0973 | -477.3333
2033 | NIWCM | High Demand Growth+High Gas Supply+Reduced Rankine Availability+Delayed Build+Upgraded HVDC+Constrained Operational Capacity | -1484.1986 | -818.9275 | -540.2152
2034 | NIWCM | High Demand Growth+High Gas Supply+Reduced Rankine Availability+Delayed Build+Upgraded HVDC+Constrained Operational Capacity | -1640.6148 | -1032.8288 | -753.6386
2035 | NIWCM | High Demand Growth+High Gas Supply+Reduced Rankine Availability+Delayed Build+Upgraded HVDC+Constrained Operational Capacity | -1755.0129 | -1119.7677 | -884.2627
2026 | SIWEM_PERC | High Demand Growth+High Gas Supply+Reduced Rankine Availability+Delayed Build+Upgraded HVDC+Constrained Operational Capacity | 17.9605 | 17.9605 | 17.9605
2027 | SIWEM_PERC | High Demand Growth+High Gas Supply+Reduced Rankine Availability+Delayed Build+Upgraded HVDC+Constrained Operational Capacity | 11.4933 | 11.56 | 11.56
2028 | SIWEM_PERC | High Demand Growth+High Gas Supply+Reduced Rankine Availability+Delayed Build+Upgraded HVDC+Constrained Operational Capacity | 7.3647 | 9.1124 | 9.1124
2029 | SIWEM_PERC | High Demand Growth+High Gas Supply+Reduced Rankine Availability+Delayed Build+Upgraded HVDC+Constrained Operational Capacity | 0.6655 | 4.8979 | 6.3839
2030 | SIWEM_PERC | High Demand Growth+High Gas Supply+Reduced Rankine Availability+Delayed Build+Upgraded HVDC+Constrained Operational Capacity | -5.5519 | 4.9327 | 21.704
2031 | SIWEM_PERC | High Demand Growth+High Gas Supply+Reduced Rankine Availability+Delayed Build+Upgraded HVDC+Constrained Operational Capacity | -10.8611 | 1.2634 | 19.4985
2032 | SIWEM_PERC | High Demand Growth+High Gas Supply+Reduced Rankine Availability+Delayed Build+Upgraded HVDC+Constrained Operational Capacity | -12.6391 | -2.04 | 25.9622
2033 | SIWEM_PERC | High Demand Growth+High Gas Supply+Reduced Rankine Availability+Delayed Build+Upgraded HVDC+Constrained Operational Capacity | -14.2635 | -3.8927 | 32.1127
2034 | SIWEM_PERC | High Demand Growth+High Gas Supply+Reduced Rankine Availability+Delayed Build+Upgraded HVDC+Constrained Operational Capacity | -16.0174 | -5.893 | 27.6864
2035 | SIWEM_PERC | High Demand Growth+High Gas Supply+Reduced Rankine Availability+Delayed Build+Upgraded HVDC+Constrained Operational Capacity | -17.2782 | -7.3427 | 26.6312
2026 | NZWEM_PERC | High Demand Growth+High Gas Supply+Reduced Rankine Availability+Delayed Build+Upgraded HVDC+Constrained Operational Capacity+Low Wind & Solar | 6.1693 | 6.1693 | 6.1693
2027 | NZWEM_PERC | High Demand Growth+High Gas Supply+Reduced Rankine Availability+Delayed Build+Upgraded HVDC+Constrained Operational Capacity+Low Wind & Solar | -2.9998 | -2.8803 | -2.7385
2028 | NZWEM_PERC | High Demand Growth+High Gas Supply+Reduced Rankine Availability+Delayed Build+Upgraded HVDC+Constrained Operational Capacity+Low Wind & Solar | -3.9627 | -2.7938 | -2.5394
2029 | NZWEM_PERC | High Demand Growth+High Gas Supply+Reduced Rankine Availability+Delayed Build+Upgraded HVDC+Constrained Operational Capacity+Low Wind & Solar | -1.1978 | 1.029 | 1.7206
2030 | NZWEM_PERC | High Demand Growth+High Gas Supply+Reduced Rankine Availability+Delayed Build+Upgraded HVDC+Constrained Operational Capacity+Low Wind & Solar | -5.9442 | 0.85137 | 6.5956
2031 | NZWEM_PERC | High Demand Growth+High Gas Supply+Reduced Rankine Availability+Delayed Build+Upgraded HVDC+Constrained Operational Capacity+Low Wind & Solar | -9.4573 | -0.65268 | 5.7069
2032 | NZWEM_PERC | High Demand Growth+High Gas Supply+Reduced Rankine Availability+Delayed Build+Upgraded HVDC+Constrained Operational Capacity+Low Wind & Solar | -11.6345 | -2.5805 | 7.7841
2033 | NZWEM_PERC | High Demand Growth+High Gas Supply+Reduced Rankine Availability+Delayed Build+Upgraded HVDC+Constrained Operational Capacity+Low Wind & Solar | -13.485 | -4.5904 | 9.7773
2034 | NZWEM_PERC | High Demand Growth+High Gas Supply+Reduced Rankine Availability+Delayed Build+Upgraded HVDC+Constrained Operational Capacity+Low Wind & Solar | -15.5571 | -6.6471 | 8.0478
2035 | NZWEM_PERC | High Demand Growth+High Gas Supply+Reduced Rankine Availability+Delayed Build+Upgraded HVDC+Constrained Operational Capacity+Low Wind & Solar | -17.0736 | -7.9966 | 7.5811
2026 | NIWCM | High Demand Growth+High Gas Supply+Reduced Rankine Availability+Delayed Build+Upgraded HVDC+Constrained Operational Capacity+Low Wind & Solar | 33.1014 | 33.1014 | 33.1014
2027 | NIWCM | High Demand Growth+High Gas Supply+Reduced Rankine Availability+Delayed Build+Upgraded HVDC+Constrained Operational Capacity+Low Wind & Solar | -186.9524 | -186.9524 | -186.9524
2028 | NIWCM | High Demand Growth+High Gas Supply+Reduced Rankine Availability+Delayed Build+Upgraded HVDC+Constrained Operational Capacity+Low Wind & Solar | -248.0468 | -248.0468 | -248.0468
2029 | NIWCM | High Demand Growth+High Gas Supply+Reduced Rankine Availability+Delayed Build+Upgraded HVDC+Constrained Operational Capacity+Low Wind & Solar | -558.5855 | -476.362 | -476.362
2030 | NIWCM | High Demand Growth+High Gas Supply+Reduced Rankine Availability+Delayed Build+Upgraded HVDC+Constrained Operational Capacity+Low Wind & Solar | -900.6911 | -385.6348 | -267.6556
2031 | NIWCM | High Demand Growth+High Gas Supply+Reduced Rankine Availability+Delayed Build+Upgraded HVDC+Constrained Operational Capacity+Low Wind & Solar | -1190.6824 | -534.9987 | -375.6796
2032 | NIWCM | High Demand Growth+High Gas Supply+Reduced Rankine Availability+Delayed Build+Upgraded HVDC+Constrained Operational Capacity+Low Wind & Solar | -1418.7874 | -693.0973 | -477.3333
2033 | NIWCM | High Demand Growth+High Gas Supply+Reduced Rankine Availability+Delayed Build+Upgraded HVDC+Constrained Operational Capacity+Low Wind & Solar | -1484.1986 | -818.9275 | -540.2152
2034 | NIWCM | High Demand Growth+High Gas Supply+Reduced Rankine Availability+Delayed Build+Upgraded HVDC+Constrained Operational Capacity+Low Wind & Solar | -1640.6148 | -1032.8288 | -753.6386
2035 | NIWCM | High Demand Growth+High Gas Supply+Reduced Rankine Availability+Delayed Build+Upgraded HVDC+Constrained Operational Capacity+Low Wind & Solar | -1755.0129 | -1119.7677 | -884.2627
2026 | SIWEM_PERC | High Demand Growth+High Gas Supply+Reduced Rankine Availability+Delayed Build+Upgraded HVDC+Constrained Operational Capacity+Low Wind & Solar | 15.8428 | 15.8428 | 15.8428
2027 | SIWEM_PERC | High Demand Growth+High Gas Supply+Reduced Rankine Availability+Delayed Build+Upgraded HVDC+Constrained Operational Capacity+Low Wind & Solar | 11.0361 | 11.0963 | 11.0963
2028 | SIWEM_PERC | High Demand Growth+High Gas Supply+Reduced Rankine Availability+Delayed Build+Upgraded HVDC+Constrained Operational Capacity+Low Wind & Solar | 6.659 | 8.2362 | 8.2362
2029 | SIWEM_PERC | High Demand Growth+High Gas Supply+Reduced Rankine Availability+Delayed Build+Upgraded HVDC+Constrained Operational Capacity+Low Wind & Solar | -0.026737 | 3.7929 | 3.7929
2030 | SIWEM_PERC | High Demand Growth+High Gas Supply+Reduced Rankine Availability+Delayed Build+Upgraded HVDC+Constrained Operational Capacity+Low Wind & Solar | -6.3293 | 2.661 | 15.0078
2031 | SIWEM_PERC | High Demand Growth+High Gas Supply+Reduced Rankine Availability+Delayed Build+Upgraded HVDC+Constrained Operational Capacity+Low Wind & Solar | -11.5927 | -3.1316 | 12.3163
2032 | SIWEM_PERC | High Demand Growth+High Gas Supply+Reduced Rankine Availability+Delayed Build+Upgraded HVDC+Constrained Operational Capacity+Low Wind & Solar | -13.3541 | -3.7888 | 17.7117
2033 | SIWEM_PERC | High Demand Growth+High Gas Supply+Reduced Rankine Availability+Delayed Build+Upgraded HVDC+Constrained Operational Capacity+Low Wind & Solar | -14.9631 | -5.6039 | 22.9206
2034 | SIWEM_PERC | High Demand Growth+High Gas Supply+Reduced Rankine Availability+Delayed Build+Upgraded HVDC+Constrained Operational Capacity+Low Wind & Solar | -16.7004 | -7.5635 | 18.422
2035 | SIWEM_PERC | High Demand Growth+High Gas Supply+Reduced Rankine Availability+Delayed Build+Upgraded HVDC+Constrained Operational Capacity+Low Wind & Solar | -17.9484 | -8.982 | 17.2198
2026 | NZWEM_PERC | High Demand Growth+High Gas Supply+Increased Demand Response | 16.1169 | 16.1722 | 16.1722
2027 | NZWEM_PERC | High Demand Growth+High Gas Supply+Increased Demand Response | 13.0247 | 14.7544 | 15.0535
2028 | NZWEM_PERC | High Demand Growth+High Gas Supply+Increased Demand Response | 8.6721 | 15.9879 | 20.0454
2029 | NZWEM_PERC | High Demand Growth+High Gas Supply+Increased Demand Response | 8.3531 | 18.306 | 26.1807
2030 | NZWEM_PERC | High Demand Growth+High Gas Supply+Increased Demand Response | 2.1795 | 13.4485 | 25.8089
2031 | NZWEM_PERC | High Demand Growth+High Gas Supply+Increased Demand Response | -1.67 | 9.205 | 26.0688
2032 | NZWEM_PERC | High Demand Growth+High Gas Supply+Increased Demand Response | -4.0652 | 6.8243 | 24.0543
2033 | NZWEM_PERC | High Demand Growth+High Gas Supply+Increased Demand Response | -6.1065 | 4.5057 | 22.7409
2034 | NZWEM_PERC | High Demand Growth+High Gas Supply+Increased Demand Response | -8.3904 | 2.2616 | 19.9678
2035 | NZWEM_PERC | High Demand Growth+High Gas Supply+Increased Demand Response | -10.0735 | 0.40362 | 17.6923
2026 | NIWCM | High Demand Growth+High Gas Supply+Increased Demand Response | 1020.1216 | 1020.9214 | 1020.9214
2027 | NIWCM | High Demand Growth+High Gas Supply+Increased Demand Response | 1173.2326 | 1204.8335 | 1209.37
2028 | NIWCM | High Demand Growth+High Gas Supply+Increased Demand Response | 1056.3289 | 1704.7514 | 1774.7903
2029 | NIWCM | High Demand Growth+High Gas Supply+Increased Demand Response | 748.8543 | 1643.9768 | 1973.0064
2030 | NIWCM | High Demand Growth+High Gas Supply+Increased Demand Response | 305.4046 | 1332.1085 | 1892.2351
2031 | NIWCM | High Demand Growth+High Gas Supply+Increased Demand Response | 46.8149 | 1093.2736 | 1908.8663
2032 | NIWCM | High Demand Growth+High Gas Supply+Increased Demand Response | -168.0765 | 899.5865 | 1755.2112
2033 | NIWCM | High Demand Growth+High Gas Supply+Increased Demand Response | -364.9056 | 703.1647 | 1632.2913
2034 | NIWCM | High Demand Growth+High Gas Supply+Increased Demand Response | -593.2946 | 520.7164 | 1532.6392
2035 | NIWCM | High Demand Growth+High Gas Supply+Increased Demand Response | -760.1654 | 367.3579 | 1382.7488
2026 | SIWEM_PERC | High Demand Growth+High Gas Supply+Increased Demand Response | 43.3808 | 43.5366 | 43.5366
2027 | SIWEM_PERC | High Demand Growth+High Gas Supply+Increased Demand Response | 34.3939 | 39.2108 | 40.0435
2028 | SIWEM_PERC | High Demand Growth+High Gas Supply+Increased Demand Response | 22.0778 | 42.2171 | 51.279
2029 | SIWEM_PERC | High Demand Growth+High Gas Supply+Increased Demand Response | 21.0295 | 35.3417 | 48.8587
2030 | SIWEM_PERC | High Demand Growth+High Gas Supply+Increased Demand Response | 4.233 | 26.862 | 43.9706
2031 | SIWEM_PERC | High Demand Growth+High Gas Supply+Increased Demand Response | -5.8953 | 19.8561 | 39.961
2032 | SIWEM_PERC | High Demand Growth+High Gas Supply+Increased Demand Response | -10.5156 | 16.5616 | 37.1204
2033 | SIWEM_PERC | High Demand Growth+High Gas Supply+Increased Demand Response | -12.1285 | 10.4361 | 34.5085
2034 | SIWEM_PERC | High Demand Growth+High Gas Supply+Increased Demand Response | -13.8721 | 4.4523 | 31.6853
2035 | SIWEM_PERC | High Demand Growth+High Gas Supply+Increased Demand Response | -15.1242 | -0.55987 | 29.6048
2026 | NZWEM_PERC | High Demand Growth+High Gas Supply+Increased Demand Response+Low Wind & Solar | 14.954 | 15.004 | 15.004
2027 | NZWEM_PERC | High Demand Growth+High Gas Supply+Increased Demand Response+Low Wind & Solar | 11.7563 | 13.3173 | 13.5871
2028 | NZWEM_PERC | High Demand Growth+High Gas Supply+Increased Demand Response+Low Wind & Solar | 7.3668 | 13.969 | 17.6308
2029 | NZWEM_PERC | High Demand Growth+High Gas Supply+Increased Demand Response+Low Wind & Solar | 7.0829 | 16.0651 | 23.1717
2030 | NZWEM_PERC | High Demand Growth+High Gas Supply+Increased Demand Response+Low Wind & Solar | 0.98736 | 11.2002 | 22.3871
2031 | NZWEM_PERC | High Demand Growth+High Gas Supply+Increased Demand Response+Low Wind & Solar | -2.8125 | 7.0504 | 22.3001
2032 | NZWEM_PERC | High Demand Growth+High Gas Supply+Increased Demand Response+Low Wind & Solar | -5.1755 | 4.6992 | 20.3084
2033 | NZWEM_PERC | High Demand Growth+High Gas Supply+Increased Demand Response+Low Wind & Solar | -7.1885 | 2.4346 | 18.9495
2034 | NZWEM_PERC | High Demand Growth+High Gas Supply+Increased Demand Response+Low Wind & Solar | -9.441 | 0.25065 | 16.2864
2035 | NZWEM_PERC | High Demand Growth+High Gas Supply+Increased Demand Response+Low Wind & Solar | -11.0993 | -1.5599 | 14.0977
2026 | NIWCM | High Demand Growth+High Gas Supply+Increased Demand Response+Low Wind & Solar | 1020.1216 | 1020.9214 | 1020.9214
2027 | NIWCM | High Demand Growth+High Gas Supply+Increased Demand Response+Low Wind & Solar | 1173.2326 | 1204.8335 | 1209.37
2028 | NIWCM | High Demand Growth+High Gas Supply+Increased Demand Response+Low Wind & Solar | 1056.3289 | 1704.7514 | 1774.7903
2029 | NIWCM | High Demand Growth+High Gas Supply+Increased Demand Response+Low Wind & Solar | 748.8543 | 1643.9768 | 1973.0064
2030 | NIWCM | High Demand Growth+High Gas Supply+Increased Demand Response+Low Wind & Solar | 305.4046 | 1332.1085 | 1892.2351
2031 | NIWCM | High Demand Growth+High Gas Supply+Increased Demand Response+Low Wind & Solar | 46.8149 | 1093.2736 | 1908.8663
2032 | NIWCM | High Demand Growth+High Gas Supply+Increased Demand Response+Low Wind & Solar | -168.0765 | 899.5865 | 1755.2112
2033 | NIWCM | High Demand Growth+High Gas Supply+Increased Demand Response+Low Wind & Solar | -364.9056 | 703.1647 | 1632.2913
2034 | NIWCM | High Demand Growth+High Gas Supply+Increased Demand Response+Low Wind & Solar | -593.2946 | 520.7164 | 1532.6392
2035 | NIWCM | High Demand Growth+High Gas Supply+Increased Demand Response+Low Wind & Solar | -760.1654 | 367.3579 | 1382.7488
2026 | SIWEM_PERC | High Demand Growth+High Gas Supply+Increased Demand Response+Low Wind & Solar | 40.1103 | 40.2509 | 40.2509
2027 | SIWEM_PERC | High Demand Growth+High Gas Supply+Increased Demand Response+Low Wind & Solar | 30.8615 | 35.2085 | 35.9601
2028 | SIWEM_PERC | High Demand Growth+High Gas Supply+Increased Demand Response+Low Wind & Solar | 18.4844 | 36.6595 | 46.74
2029 | SIWEM_PERC | High Demand Growth+High Gas Supply+Increased Demand Response+Low Wind & Solar | 17.5701 | 33.4057 | 45.6043
2030 | SIWEM_PERC | High Demand Growth+High Gas Supply+Increased Demand Response+Low Wind & Solar | 1.0392 | 24.919 | 40.3589
2031 | SIWEM_PERC | High Demand Growth+High Gas Supply+Increased Demand Response+Low Wind & Solar | -8.9063 | 17.0862 | 36.1683
2032 | SIWEM_PERC | High Demand Growth+High Gas Supply+Increased Demand Response+Low Wind & Solar | -11.248 | 10.9256 | 33.4115
2033 | SIWEM_PERC | High Demand Growth+High Gas Supply+Increased Demand Response+Low Wind & Solar | -12.8456 | 4.9182 | 30.8773
2034 | SIWEM_PERC | High Demand Growth+High Gas Supply+Increased Demand Response+Low Wind & Solar | -14.5725 | -0.93787 | 28.1383
2035 | SIWEM_PERC | High Demand Growth+High Gas Supply+Increased Demand Response+Low Wind & Solar | -15.8119 | -5.852 | 26.1222
2026 | NZWEM_PERC | High Demand Growth+High Gas Supply+Increased Demand Response+Constrained Operational Capacity | 16.1169 | 16.1722 | 16.1722
2027 | NZWEM_PERC | High Demand Growth+High Gas Supply+Increased Demand Response+Constrained Operational Capacity | 13.0247 | 14.7544 | 15.0535
2028 | NZWEM_PERC | High Demand Growth+High Gas Supply+Increased Demand Response+Constrained Operational Capacity | 8.6721 | 15.9879 | 20.0454
2029 | NZWEM_PERC | High Demand Growth+High Gas Supply+Increased Demand Response+Constrained Operational Capacity | 8.3531 | 18.306 | 26.1807
2030 | NZWEM_PERC | High Demand Growth+High Gas Supply+Increased Demand Response+Constrained Operational Capacity | 2.1795 | 13.4485 | 25.8089
2031 | NZWEM_PERC | High Demand Growth+High Gas Supply+Increased Demand Response+Constrained Operational Capacity | -1.67 | 9.205 | 26.0688
2032 | NZWEM_PERC | High Demand Growth+High Gas Supply+Increased Demand Response+Constrained Operational Capacity | -4.0652 | 6.8243 | 24.0543
2033 | NZWEM_PERC | High Demand Growth+High Gas Supply+Increased Demand Response+Constrained Operational Capacity | -6.1065 | 4.5057 | 22.7409
2034 | NZWEM_PERC | High Demand Growth+High Gas Supply+Increased Demand Response+Constrained Operational Capacity | -8.3904 | 2.2616 | 19.9678
2035 | NZWEM_PERC | High Demand Growth+High Gas Supply+Increased Demand Response+Constrained Operational Capacity | -10.0735 | 0.40362 | 17.6923
2026 | NIWCM | High Demand Growth+High Gas Supply+Increased Demand Response+Constrained Operational Capacity | 439.5221 | 439.5221 | 439.5221
2027 | NIWCM | High Demand Growth+High Gas Supply+Increased Demand Response+Constrained Operational Capacity | 551.3465 | 555.2176 | 555.2176
2028 | NIWCM | High Demand Growth+High Gas Supply+Increased Demand Response+Constrained Operational Capacity | 399.4221 | 894.0563 | 902.3906
2029 | NIWCM | High Demand Growth+High Gas Supply+Increased Demand Response+Constrained Operational Capacity | 75.5346 | 725.1855 | 882.5706
2030 | NIWCM | High Demand Growth+High Gas Supply+Increased Demand Response+Constrained Operational Capacity | -373.4607 | 368.0087 | 581.345
2031 | NIWCM | High Demand Growth+High Gas Supply+Increased Demand Response+Constrained Operational Capacity | -633.7907 | 118.4285 | 392.1371
2032 | NIWCM | High Demand Growth+High Gas Supply+Increased Demand Response+Constrained Operational Capacity | -848.3384 | -93.6986 | 203.3809
2033 | NIWCM | High Demand Growth+High Gas Supply+Increased Demand Response+Constrained Operational Capacity | -1048.9768 | -290.462 | 15.2372
2034 | NIWCM | High Demand Growth+High Gas Supply+Increased Demand Response+Constrained Operational Capacity | -1271.3344 | -475.5906 | -91.021
2035 | NIWCM | High Demand Growth+High Gas Supply+Increased Demand Response+Constrained Operational Capacity | -1382.3925 | -632.0267 | -244.7684
2026 | SIWEM_PERC | High Demand Growth+High Gas Supply+Increased Demand Response+Constrained Operational Capacity | 43.3808 | 43.5366 | 43.5366
2027 | SIWEM_PERC | High Demand Growth+High Gas Supply+Increased Demand Response+Constrained Operational Capacity | 34.3939 | 39.2108 | 40.0435
2028 | SIWEM_PERC | High Demand Growth+High Gas Supply+Increased Demand Response+Constrained Operational Capacity | 22.0778 | 42.2171 | 51.279
2029 | SIWEM_PERC | High Demand Growth+High Gas Supply+Increased Demand Response+Constrained Operational Capacity | 21.0295 | 35.3417 | 48.8587
2030 | SIWEM_PERC | High Demand Growth+High Gas Supply+Increased Demand Response+Constrained Operational Capacity | 4.233 | 26.862 | 43.9706
2031 | SIWEM_PERC | High Demand Growth+High Gas Supply+Increased Demand Response+Constrained Operational Capacity | -5.8953 | 19.8561 | 39.961
2032 | SIWEM_PERC | High Demand Growth+High Gas Supply+Increased Demand Response+Constrained Operational Capacity | -10.5156 | 16.5616 | 37.1204
2033 | SIWEM_PERC | High Demand Growth+High Gas Supply+Increased Demand Response+Constrained Operational Capacity | -12.1285 | 10.4361 | 34.5085
2034 | SIWEM_PERC | High Demand Growth+High Gas Supply+Increased Demand Response+Constrained Operational Capacity | -13.8721 | 4.4523 | 31.6853
2035 | SIWEM_PERC | High Demand Growth+High Gas Supply+Increased Demand Response+Constrained Operational Capacity | -15.1242 | -0.55987 | 29.6048
2026 | NZWEM_PERC | High Demand Growth+High Gas Supply+Increased Demand Response+Constrained Operational Capacity+Low Wind & Solar | 14.954 | 15.004 | 15.004
2027 | NZWEM_PERC | High Demand Growth+High Gas Supply+Increased Demand Response+Constrained Operational Capacity+Low Wind & Solar | 11.7563 | 13.3173 | 13.5871
2028 | NZWEM_PERC | High Demand Growth+High Gas Supply+Increased Demand Response+Constrained Operational Capacity+Low Wind & Solar | 7.3668 | 13.969 | 17.6308
2029 | NZWEM_PERC | High Demand Growth+High Gas Supply+Increased Demand Response+Constrained Operational Capacity+Low Wind & Solar | 7.0829 | 16.0651 | 23.1717
2030 | NZWEM_PERC | High Demand Growth+High Gas Supply+Increased Demand Response+Constrained Operational Capacity+Low Wind & Solar | 0.98736 | 11.2002 | 22.3871
2031 | NZWEM_PERC | High Demand Growth+High Gas Supply+Increased Demand Response+Constrained Operational Capacity+Low Wind & Solar | -2.8125 | 7.0504 | 22.3001
2032 | NZWEM_PERC | High Demand Growth+High Gas Supply+Increased Demand Response+Constrained Operational Capacity+Low Wind & Solar | -5.1755 | 4.6992 | 20.3084
2033 | NZWEM_PERC | High Demand Growth+High Gas Supply+Increased Demand Response+Constrained Operational Capacity+Low Wind & Solar | -7.1885 | 2.4346 | 18.9495
2034 | NZWEM_PERC | High Demand Growth+High Gas Supply+Increased Demand Response+Constrained Operational Capacity+Low Wind & Solar | -9.441 | 0.25065 | 16.2864
2035 | NZWEM_PERC | High Demand Growth+High Gas Supply+Increased Demand Response+Constrained Operational Capacity+Low Wind & Solar | -11.0993 | -1.5599 | 14.0977
2026 | NIWCM | High Demand Growth+High Gas Supply+Increased Demand Response+Constrained Operational Capacity+Low Wind & Solar | 439.5221 | 439.5221 | 439.5221
2027 | NIWCM | High Demand Growth+High Gas Supply+Increased Demand Response+Constrained Operational Capacity+Low Wind & Solar | 551.3465 | 555.2176 | 555.2176
2028 | NIWCM | High Demand Growth+High Gas Supply+Increased Demand Response+Constrained Operational Capacity+Low Wind & Solar | 399.4221 | 894.0563 | 902.3906
2029 | NIWCM | High Demand Growth+High Gas Supply+Increased Demand Response+Constrained Operational Capacity+Low Wind & Solar | 75.5346 | 725.1855 | 882.5706
2030 | NIWCM | High Demand Growth+High Gas Supply+Increased Demand Response+Constrained Operational Capacity+Low Wind & Solar | -373.4607 | 368.0087 | 581.345
2031 | NIWCM | High Demand Growth+High Gas Supply+Increased Demand Response+Constrained Operational Capacity+Low Wind & Solar | -633.7907 | 118.4285 | 392.1371
2032 | NIWCM | High Demand Growth+High Gas Supply+Increased Demand Response+Constrained Operational Capacity+Low Wind & Solar | -848.3384 | -93.6986 | 203.3809
2033 | NIWCM | High Demand Growth+High Gas Supply+Increased Demand Response+Constrained Operational Capacity+Low Wind & Solar | -1048.9768 | -290.462 | 15.2372
2034 | NIWCM | High Demand Growth+High Gas Supply+Increased Demand Response+Constrained Operational Capacity+Low Wind & Solar | -1271.3344 | -475.5906 | -91.021
2035 | NIWCM | High Demand Growth+High Gas Supply+Increased Demand Response+Constrained Operational Capacity+Low Wind & Solar | -1382.3925 | -632.0267 | -244.7684
2026 | SIWEM_PERC | High Demand Growth+High Gas Supply+Increased Demand Response+Constrained Operational Capacity+Low Wind & Solar | 40.1103 | 40.2509 | 40.2509
2027 | SIWEM_PERC | High Demand Growth+High Gas Supply+Increased Demand Response+Constrained Operational Capacity+Low Wind & Solar | 30.8615 | 35.2085 | 35.9601
2028 | SIWEM_PERC | High Demand Growth+High Gas Supply+Increased Demand Response+Constrained Operational Capacity+Low Wind & Solar | 18.4844 | 36.6595 | 46.74
2029 | SIWEM_PERC | High Demand Growth+High Gas Supply+Increased Demand Response+Constrained Operational Capacity+Low Wind & Solar | 17.5701 | 33.4057 | 45.6043
2030 | SIWEM_PERC | High Demand Growth+High Gas Supply+Increased Demand Response+Constrained Operational Capacity+Low Wind & Solar | 1.0392 | 24.919 | 40.3589
2031 | SIWEM_PERC | High Demand Growth+High Gas Supply+Increased Demand Response+Constrained Operational Capacity+Low Wind & Solar | -8.9063 | 17.0862 | 36.1683
2032 | SIWEM_PERC | High Demand Growth+High Gas Supply+Increased Demand Response+Constrained Operational Capacity+Low Wind & Solar | -11.248 | 10.9256 | 33.4115
2033 | SIWEM_PERC | High Demand Growth+High Gas Supply+Increased Demand Response+Constrained Operational Capacity+Low Wind & Solar | -12.8456 | 4.9182 | 30.8773
2034 | SIWEM_PERC | High Demand Growth+High Gas Supply+Increased Demand Response+Constrained Operational Capacity+Low Wind & Solar | -14.5725 | -0.93787 | 28.1383
2035 | SIWEM_PERC | High Demand Growth+High Gas Supply+Increased Demand Response+Constrained Operational Capacity+Low Wind & Solar | -15.8119 | -5.852 | 26.1222
2026 | NZWEM_PERC | High Demand Growth+High Gas Supply+Increased Demand Response+Upgraded HVDC | 16.1169 | 16.1722 | 16.1722
2027 | NZWEM_PERC | High Demand Growth+High Gas Supply+Increased Demand Response+Upgraded HVDC | 13.0247 | 14.7544 | 15.0535
2028 | NZWEM_PERC | High Demand Growth+High Gas Supply+Increased Demand Response+Upgraded HVDC | 8.6721 | 15.9879 | 20.0454
2029 | NZWEM_PERC | High Demand Growth+High Gas Supply+Increased Demand Response+Upgraded HVDC | 8.3531 | 18.306 | 26.1807
2030 | NZWEM_PERC | High Demand Growth+High Gas Supply+Increased Demand Response+Upgraded HVDC | 2.1795 | 13.4485 | 25.8089
2031 | NZWEM_PERC | High Demand Growth+High Gas Supply+Increased Demand Response+Upgraded HVDC | -1.67 | 9.205 | 26.0688
2032 | NZWEM_PERC | High Demand Growth+High Gas Supply+Increased Demand Response+Upgraded HVDC | -4.0652 | 6.8243 | 24.0543
2033 | NZWEM_PERC | High Demand Growth+High Gas Supply+Increased Demand Response+Upgraded HVDC | -6.1065 | 4.5057 | 22.7409
2034 | NZWEM_PERC | High Demand Growth+High Gas Supply+Increased Demand Response+Upgraded HVDC | -8.3904 | 2.2616 | 19.9678
2035 | NZWEM_PERC | High Demand Growth+High Gas Supply+Increased Demand Response+Upgraded HVDC | -10.0735 | 0.40362 | 17.6923
2026 | NIWCM | High Demand Growth+High Gas Supply+Increased Demand Response+Upgraded HVDC | 1020.1216 | 1020.9214 | 1020.9214
2027 | NIWCM | High Demand Growth+High Gas Supply+Increased Demand Response+Upgraded HVDC | 1173.2326 | 1204.8335 | 1209.37
2028 | NIWCM | High Demand Growth+High Gas Supply+Increased Demand Response+Upgraded HVDC | 1056.3289 | 1704.7514 | 1774.7903
2029 | NIWCM | High Demand Growth+High Gas Supply+Increased Demand Response+Upgraded HVDC | 748.8543 | 1643.9768 | 1973.0064
2030 | NIWCM | High Demand Growth+High Gas Supply+Increased Demand Response+Upgraded HVDC | 305.4046 | 1332.1085 | 1892.2351
2031 | NIWCM | High Demand Growth+High Gas Supply+Increased Demand Response+Upgraded HVDC | 46.8149 | 1093.2736 | 1908.8641
2032 | NIWCM | High Demand Growth+High Gas Supply+Increased Demand Response+Upgraded HVDC | -168.0765 | 899.5865 | 1755.212
2033 | NIWCM | High Demand Growth+High Gas Supply+Increased Demand Response+Upgraded HVDC | -364.9056 | 703.1647 | 1632.2913
2034 | NIWCM | High Demand Growth+High Gas Supply+Increased Demand Response+Upgraded HVDC | -593.2946 | 520.7164 | 1532.6392
2035 | NIWCM | High Demand Growth+High Gas Supply+Increased Demand Response+Upgraded HVDC | -760.1654 | 367.3579 | 1382.7488
2026 | SIWEM_PERC | High Demand Growth+High Gas Supply+Increased Demand Response+Upgraded HVDC | 43.3808 | 43.5366 | 43.5366
2027 | SIWEM_PERC | High Demand Growth+High Gas Supply+Increased Demand Response+Upgraded HVDC | 34.3939 | 39.2108 | 40.0435
2028 | SIWEM_PERC | High Demand Growth+High Gas Supply+Increased Demand Response+Upgraded HVDC | 22.0778 | 42.2171 | 53.1987
2029 | SIWEM_PERC | High Demand Growth+High Gas Supply+Increased Demand Response+Upgraded HVDC | 21.0295 | 46.9928 | 66.7924
2030 | SIWEM_PERC | High Demand Growth+High Gas Supply+Increased Demand Response+Upgraded HVDC | 4.233 | 33.746 | 60.5274
2031 | SIWEM_PERC | High Demand Growth+High Gas Supply+Increased Demand Response+Upgraded HVDC | -5.8953 | 22.5046 | 55.5701
2032 | SIWEM_PERC | High Demand Growth+High Gas Supply+Increased Demand Response+Upgraded HVDC | -10.5156 | 16.5616 | 52.3845
2033 | SIWEM_PERC | High Demand Growth+High Gas Supply+Increased Demand Response+Upgraded HVDC | -12.1285 | 10.4361 | 49.4525
2034 | SIWEM_PERC | High Demand Growth+High Gas Supply+Increased Demand Response+Upgraded HVDC | -13.8721 | 4.4523 | 46.2834
2035 | SIWEM_PERC | High Demand Growth+High Gas Supply+Increased Demand Response+Upgraded HVDC | -15.1242 | -0.55987 | 43.9374
2026 | NZWEM_PERC | High Demand Growth+High Gas Supply+Increased Demand Response+Upgraded HVDC+Low Wind & Solar | 14.954 | 15.004 | 15.004
2027 | NZWEM_PERC | High Demand Growth+High Gas Supply+Increased Demand Response+Upgraded HVDC+Low Wind & Solar | 11.7563 | 13.3173 | 13.5871
2028 | NZWEM_PERC | High Demand Growth+High Gas Supply+Increased Demand Response+Upgraded HVDC+Low Wind & Solar | 7.3668 | 13.969 | 17.6308
2029 | NZWEM_PERC | High Demand Growth+High Gas Supply+Increased Demand Response+Upgraded HVDC+Low Wind & Solar | 7.0829 | 16.0651 | 23.1717
2030 | NZWEM_PERC | High Demand Growth+High Gas Supply+Increased Demand Response+Upgraded HVDC+Low Wind & Solar | 0.98736 | 11.2002 | 22.3871
2031 | NZWEM_PERC | High Demand Growth+High Gas Supply+Increased Demand Response+Upgraded HVDC+Low Wind & Solar | -2.8125 | 7.0504 | 22.3001
2032 | NZWEM_PERC | High Demand Growth+High Gas Supply+Increased Demand Response+Upgraded HVDC+Low Wind & Solar | -5.1755 | 4.6992 | 20.3084
2033 | NZWEM_PERC | High Demand Growth+High Gas Supply+Increased Demand Response+Upgraded HVDC+Low Wind & Solar | -7.1885 | 2.4346 | 18.9495
2034 | NZWEM_PERC | High Demand Growth+High Gas Supply+Increased Demand Response+Upgraded HVDC+Low Wind & Solar | -9.441 | 0.25065 | 16.2864
2035 | NZWEM_PERC | High Demand Growth+High Gas Supply+Increased Demand Response+Upgraded HVDC+Low Wind & Solar | -11.0993 | -1.5599 | 14.0977
2026 | NIWCM | High Demand Growth+High Gas Supply+Increased Demand Response+Upgraded HVDC+Low Wind & Solar | 1020.1216 | 1020.9214 | 1020.9214
2027 | NIWCM | High Demand Growth+High Gas Supply+Increased Demand Response+Upgraded HVDC+Low Wind & Solar | 1173.2326 | 1204.8335 | 1209.37
2028 | NIWCM | High Demand Growth+High Gas Supply+Increased Demand Response+Upgraded HVDC+Low Wind & Solar | 1056.3289 | 1704.7514 | 1774.7903
2029 | NIWCM | High Demand Growth+High Gas Supply+Increased Demand Response+Upgraded HVDC+Low Wind & Solar | 748.8543 | 1643.9768 | 1973.0064
2030 | NIWCM | High Demand Growth+High Gas Supply+Increased Demand Response+Upgraded HVDC+Low Wind & Solar | 305.4046 | 1332.1085 | 1892.2351
2031 | NIWCM | High Demand Growth+High Gas Supply+Increased Demand Response+Upgraded HVDC+Low Wind & Solar | 46.8149 | 1093.2736 | 1908.8641
2032 | NIWCM | High Demand Growth+High Gas Supply+Increased Demand Response+Upgraded HVDC+Low Wind & Solar | -168.0765 | 899.5865 | 1755.212
2033 | NIWCM | High Demand Growth+High Gas Supply+Increased Demand Response+Upgraded HVDC+Low Wind & Solar | -364.9056 | 703.1647 | 1632.2913
2034 | NIWCM | High Demand Growth+High Gas Supply+Increased Demand Response+Upgraded HVDC+Low Wind & Solar | -593.2946 | 520.7164 | 1532.6392
2035 | NIWCM | High Demand Growth+High Gas Supply+Increased Demand Response+Upgraded HVDC+Low Wind & Solar | -760.1654 | 367.3579 | 1382.7488
2026 | SIWEM_PERC | High Demand Growth+High Gas Supply+Increased Demand Response+Upgraded HVDC+Low Wind & Solar | 40.1103 | 40.2509 | 40.2509
2027 | SIWEM_PERC | High Demand Growth+High Gas Supply+Increased Demand Response+Upgraded HVDC+Low Wind & Solar | 30.8615 | 35.2085 | 35.9601
2028 | SIWEM_PERC | High Demand Growth+High Gas Supply+Increased Demand Response+Upgraded HVDC+Low Wind & Solar | 18.4844 | 36.6595 | 46.74
2029 | SIWEM_PERC | High Demand Growth+High Gas Supply+Increased Demand Response+Upgraded HVDC+Low Wind & Solar | 17.5701 | 41.262 | 59.9773
2030 | SIWEM_PERC | High Demand Growth+High Gas Supply+Increased Demand Response+Upgraded HVDC+Low Wind & Solar | 1.0392 | 28.0875 | 56.7578
2031 | SIWEM_PERC | High Demand Growth+High Gas Supply+Increased Demand Response+Upgraded HVDC+Low Wind & Solar | -8.9063 | 17.0862 | 51.7774
2032 | SIWEM_PERC | High Demand Growth+High Gas Supply+Increased Demand Response+Upgraded HVDC+Low Wind & Solar | -11.248 | 10.9256 | 48.6756
2033 | SIWEM_PERC | High Demand Growth+High Gas Supply+Increased Demand Response+Upgraded HVDC+Low Wind & Solar | -12.8456 | 4.9182 | 45.8214
2034 | SIWEM_PERC | High Demand Growth+High Gas Supply+Increased Demand Response+Upgraded HVDC+Low Wind & Solar | -14.5725 | -0.93787 | 40.802
2035 | SIWEM_PERC | High Demand Growth+High Gas Supply+Increased Demand Response+Upgraded HVDC+Low Wind & Solar | -15.8119 | -5.852 | 35.4351
2026 | NZWEM_PERC | High Demand Growth+High Gas Supply+Increased Demand Response+Upgraded HVDC+Constrained Operational Capacity | 16.1169 | 16.1722 | 16.1722
2027 | NZWEM_PERC | High Demand Growth+High Gas Supply+Increased Demand Response+Upgraded HVDC+Constrained Operational Capacity | 13.0247 | 14.7544 | 15.0535
2028 | NZWEM_PERC | High Demand Growth+High Gas Supply+Increased Demand Response+Upgraded HVDC+Constrained Operational Capacity | 8.6721 | 15.9879 | 20.0454
2029 | NZWEM_PERC | High Demand Growth+High Gas Supply+Increased Demand Response+Upgraded HVDC+Constrained Operational Capacity | 8.3531 | 18.306 | 26.1807
2030 | NZWEM_PERC | High Demand Growth+High Gas Supply+Increased Demand Response+Upgraded HVDC+Constrained Operational Capacity | 2.1795 | 13.4485 | 25.8089
2031 | NZWEM_PERC | High Demand Growth+High Gas Supply+Increased Demand Response+Upgraded HVDC+Constrained Operational Capacity | -1.67 | 9.205 | 26.0688
2032 | NZWEM_PERC | High Demand Growth+High Gas Supply+Increased Demand Response+Upgraded HVDC+Constrained Operational Capacity | -4.0652 | 6.8243 | 24.0543
2033 | NZWEM_PERC | High Demand Growth+High Gas Supply+Increased Demand Response+Upgraded HVDC+Constrained Operational Capacity | -6.1065 | 4.5057 | 22.7409
2034 | NZWEM_PERC | High Demand Growth+High Gas Supply+Increased Demand Response+Upgraded HVDC+Constrained Operational Capacity | -8.3904 | 2.2616 | 19.9678
2035 | NZWEM_PERC | High Demand Growth+High Gas Supply+Increased Demand Response+Upgraded HVDC+Constrained Operational Capacity | -10.0735 | 0.40362 | 17.6923
2026 | NIWCM | High Demand Growth+High Gas Supply+Increased Demand Response+Upgraded HVDC+Constrained Operational Capacity | 439.5221 | 439.5221 | 439.5221
2027 | NIWCM | High Demand Growth+High Gas Supply+Increased Demand Response+Upgraded HVDC+Constrained Operational Capacity | 551.3465 | 555.2176 | 555.2176
2028 | NIWCM | High Demand Growth+High Gas Supply+Increased Demand Response+Upgraded HVDC+Constrained Operational Capacity | 399.4221 | 894.0563 | 902.3906
2029 | NIWCM | High Demand Growth+High Gas Supply+Increased Demand Response+Upgraded HVDC+Constrained Operational Capacity | 75.5346 | 725.1855 | 882.5706
2030 | NIWCM | High Demand Growth+High Gas Supply+Increased Demand Response+Upgraded HVDC+Constrained Operational Capacity | -373.4607 | 368.0087 | 581.345
2031 | NIWCM | High Demand Growth+High Gas Supply+Increased Demand Response+Upgraded HVDC+Constrained Operational Capacity | -633.7907 | 118.4285 | 392.1371
2032 | NIWCM | High Demand Growth+High Gas Supply+Increased Demand Response+Upgraded HVDC+Constrained Operational Capacity | -848.3384 | -93.6986 | 203.3809
2033 | NIWCM | High Demand Growth+High Gas Supply+Increased Demand Response+Upgraded HVDC+Constrained Operational Capacity | -1048.9768 | -290.462 | 15.2372
2034 | NIWCM | High Demand Growth+High Gas Supply+Increased Demand Response+Upgraded HVDC+Constrained Operational Capacity | -1271.3344 | -475.5906 | -91.021
2035 | NIWCM | High Demand Growth+High Gas Supply+Increased Demand Response+Upgraded HVDC+Constrained Operational Capacity | -1382.3925 | -632.0267 | -244.7684
2026 | SIWEM_PERC | High Demand Growth+High Gas Supply+Increased Demand Response+Upgraded HVDC+Constrained Operational Capacity | 43.3808 | 43.5366 | 43.5366
2027 | SIWEM_PERC | High Demand Growth+High Gas Supply+Increased Demand Response+Upgraded HVDC+Constrained Operational Capacity | 34.3939 | 39.2108 | 40.0435
2028 | SIWEM_PERC | High Demand Growth+High Gas Supply+Increased Demand Response+Upgraded HVDC+Constrained Operational Capacity | 22.0778 | 42.2171 | 53.1987
2029 | SIWEM_PERC | High Demand Growth+High Gas Supply+Increased Demand Response+Upgraded HVDC+Constrained Operational Capacity | 21.0295 | 46.9928 | 66.7924
2030 | SIWEM_PERC | High Demand Growth+High Gas Supply+Increased Demand Response+Upgraded HVDC+Constrained Operational Capacity | 4.233 | 33.746 | 60.5274
2031 | SIWEM_PERC | High Demand Growth+High Gas Supply+Increased Demand Response+Upgraded HVDC+Constrained Operational Capacity | -5.8953 | 22.5046 | 55.5701
2032 | SIWEM_PERC | High Demand Growth+High Gas Supply+Increased Demand Response+Upgraded HVDC+Constrained Operational Capacity | -10.5156 | 16.5616 | 52.3845
2033 | SIWEM_PERC | High Demand Growth+High Gas Supply+Increased Demand Response+Upgraded HVDC+Constrained Operational Capacity | -12.1285 | 10.4361 | 49.4525
2034 | SIWEM_PERC | High Demand Growth+High Gas Supply+Increased Demand Response+Upgraded HVDC+Constrained Operational Capacity | -13.8721 | 4.4523 | 46.2834
2035 | SIWEM_PERC | High Demand Growth+High Gas Supply+Increased Demand Response+Upgraded HVDC+Constrained Operational Capacity | -15.1242 | -0.55987 | 43.9374
2026 | NZWEM_PERC | High Demand Growth+High Gas Supply+Increased Demand Response+Upgraded HVDC+Constrained Operational Capacity+Low Wind & Solar | 14.954 | 15.004 | 15.004
2027 | NZWEM_PERC | High Demand Growth+High Gas Supply+Increased Demand Response+Upgraded HVDC+Constrained Operational Capacity+Low Wind & Solar | 11.7563 | 13.3173 | 13.5871
2028 | NZWEM_PERC | High Demand Growth+High Gas Supply+Increased Demand Response+Upgraded HVDC+Constrained Operational Capacity+Low Wind & Solar | 7.3668 | 13.969 | 17.6308
2029 | NZWEM_PERC | High Demand Growth+High Gas Supply+Increased Demand Response+Upgraded HVDC+Constrained Operational Capacity+Low Wind & Solar | 7.0829 | 16.0651 | 23.1717
2030 | NZWEM_PERC | High Demand Growth+High Gas Supply+Increased Demand Response+Upgraded HVDC+Constrained Operational Capacity+Low Wind & Solar | 0.98736 | 11.2002 | 22.3871
2031 | NZWEM_PERC | High Demand Growth+High Gas Supply+Increased Demand Response+Upgraded HVDC+Constrained Operational Capacity+Low Wind & Solar | -2.8125 | 7.0504 | 22.3001
2032 | NZWEM_PERC | High Demand Growth+High Gas Supply+Increased Demand Response+Upgraded HVDC+Constrained Operational Capacity+Low Wind & Solar | -5.1755 | 4.6992 | 20.3084
2033 | NZWEM_PERC | High Demand Growth+High Gas Supply+Increased Demand Response+Upgraded HVDC+Constrained Operational Capacity+Low Wind & Solar | -7.1885 | 2.4346 | 18.9495
2034 | NZWEM_PERC | High Demand Growth+High Gas Supply+Increased Demand Response+Upgraded HVDC+Constrained Operational Capacity+Low Wind & Solar | -9.441 | 0.25065 | 16.2864
2035 | NZWEM_PERC | High Demand Growth+High Gas Supply+Increased Demand Response+Upgraded HVDC+Constrained Operational Capacity+Low Wind & Solar | -11.0993 | -1.5599 | 14.0977
2026 | NIWCM | High Demand Growth+High Gas Supply+Increased Demand Response+Upgraded HVDC+Constrained Operational Capacity+Low Wind & Solar | 439.5221 | 439.5221 | 439.5221
2027 | NIWCM | High Demand Growth+High Gas Supply+Increased Demand Response+Upgraded HVDC+Constrained Operational Capacity+Low Wind & Solar | 551.3465 | 555.2176 | 555.2176
2028 | NIWCM | High Demand Growth+High Gas Supply+Increased Demand Response+Upgraded HVDC+Constrained Operational Capacity+Low Wind & Solar | 399.4221 | 894.0563 | 902.3906
2029 | NIWCM | High Demand Growth+High Gas Supply+Increased Demand Response+Upgraded HVDC+Constrained Operational Capacity+Low Wind & Solar | 75.5346 | 725.1855 | 882.5706
2030 | NIWCM | High Demand Growth+High Gas Supply+Increased Demand Response+Upgraded HVDC+Constrained Operational Capacity+Low Wind & Solar | -373.4607 | 368.0087 | 581.345
2031 | NIWCM | High Demand Growth+High Gas Supply+Increased Demand Response+Upgraded HVDC+Constrained Operational Capacity+Low Wind & Solar | -633.7907 | 118.4285 | 392.1371
2032 | NIWCM | High Demand Growth+High Gas Supply+Increased Demand Response+Upgraded HVDC+Constrained Operational Capacity+Low Wind & Solar | -848.3384 | -93.6986 | 203.3809
2033 | NIWCM | High Demand Growth+High Gas Supply+Increased Demand Response+Upgraded HVDC+Constrained Operational Capacity+Low Wind & Solar | -1048.9768 | -290.462 | 15.2372
2034 | NIWCM | High Demand Growth+High Gas Supply+Increased Demand Response+Upgraded HVDC+Constrained Operational Capacity+Low Wind & Solar | -1271.3344 | -475.5906 | -91.021
2035 | NIWCM | High Demand Growth+High Gas Supply+Increased Demand Response+Upgraded HVDC+Constrained Operational Capacity+Low Wind & Solar | -1382.3925 | -632.0267 | -244.7684
2026 | SIWEM_PERC | High Demand Growth+High Gas Supply+Increased Demand Response+Upgraded HVDC+Constrained Operational Capacity+Low Wind & Solar | 40.1103 | 40.2509 | 40.2509
2027 | SIWEM_PERC | High Demand Growth+High Gas Supply+Increased Demand Response+Upgraded HVDC+Constrained Operational Capacity+Low Wind & Solar | 30.8615 | 35.2085 | 35.9601
2028 | SIWEM_PERC | High Demand Growth+High Gas Supply+Increased Demand Response+Upgraded HVDC+Constrained Operational Capacity+Low Wind & Solar | 18.4844 | 36.6595 | 46.74
2029 | SIWEM_PERC | High Demand Growth+High Gas Supply+Increased Demand Response+Upgraded HVDC+Constrained Operational Capacity+Low Wind & Solar | 17.5701 | 41.262 | 59.9773
2030 | SIWEM_PERC | High Demand Growth+High Gas Supply+Increased Demand Response+Upgraded HVDC+Constrained Operational Capacity+Low Wind & Solar | 1.0392 | 28.0875 | 56.7578
2031 | SIWEM_PERC | High Demand Growth+High Gas Supply+Increased Demand Response+Upgraded HVDC+Constrained Operational Capacity+Low Wind & Solar | -8.9063 | 17.0862 | 51.7774
2032 | SIWEM_PERC | High Demand Growth+High Gas Supply+Increased Demand Response+Upgraded HVDC+Constrained Operational Capacity+Low Wind & Solar | -11.248 | 10.9256 | 48.6756
2033 | SIWEM_PERC | High Demand Growth+High Gas Supply+Increased Demand Response+Upgraded HVDC+Constrained Operational Capacity+Low Wind & Solar | -12.8456 | 4.9182 | 45.8214
2034 | SIWEM_PERC | High Demand Growth+High Gas Supply+Increased Demand Response+Upgraded HVDC+Constrained Operational Capacity+Low Wind & Solar | -14.5725 | -0.93787 | 40.802
2035 | SIWEM_PERC | High Demand Growth+High Gas Supply+Increased Demand Response+Upgraded HVDC+Constrained Operational Capacity+Low Wind & Solar | -15.8119 | -5.852 | 35.4351
2026 | NZWEM_PERC | High Demand Growth+High Gas Supply+Increased Demand Response+Delayed Build | 11.6233 | 11.6233 | 11.6233
2027 | NZWEM_PERC | High Demand Growth+High Gas Supply+Increased Demand Response+Delayed Build | 6.0858 | 6.2189 | 6.3769
2028 | NZWEM_PERC | High Demand Growth+High Gas Supply+Increased Demand Response+Delayed Build | 4.8989 | 6.2008 | 6.4842
2029 | NZWEM_PERC | High Demand Growth+High Gas Supply+Increased Demand Response+Delayed Build | 7.3527 | 9.8328 | 10.6031
2030 | NZWEM_PERC | High Demand Growth+High Gas Supply+Increased Demand Response+Delayed Build | 2.1795 | 9.7482 | 16.1459
2031 | NZWEM_PERC | High Demand Growth+High Gas Supply+Increased Demand Response+Delayed Build | -1.67 | 8.1362 | 15.2193
2032 | NZWEM_PERC | High Demand Growth+High Gas Supply+Increased Demand Response+Delayed Build | -4.0652 | 6.0187 | 17.5293
2033 | NZWEM_PERC | High Demand Growth+High Gas Supply+Increased Demand Response+Delayed Build | -6.1065 | 3.7922 | 19.7621
2034 | NZWEM_PERC | High Demand Growth+High Gas Supply+Increased Demand Response+Delayed Build | -8.3904 | 1.5257 | 17.8296
2035 | NZWEM_PERC | High Demand Growth+High Gas Supply+Increased Demand Response+Delayed Build | -10.0735 | -0.012231 | 17.2764
2026 | NIWCM | High Demand Growth+High Gas Supply+Increased Demand Response+Delayed Build | 741.7097 | 741.7097 | 741.7097
2027 | NIWCM | High Demand Growth+High Gas Supply+Increased Demand Response+Delayed Build | 773.7008 | 775.7044 | 778.1769
2028 | NIWCM | High Demand Growth+High Gas Supply+Increased Demand Response+Delayed Build | 800.8704 | 821.4527 | 825.9892
2029 | NIWCM | High Demand Growth+High Gas Supply+Increased Demand Response+Delayed Build | 540.388 | 668.6941 | 682.2864
2030 | NIWCM | High Demand Growth+High Gas Supply+Increased Demand Response+Delayed Build | 249.6281 | 975.8805 | 1268.8801
2031 | NIWCM | High Demand Growth+High Gas Supply+Increased Demand Response+Delayed Build | -26.1236 | 912.4003 | 1273.9201
2032 | NIWCM | High Demand Growth+High Gas Supply+Increased Demand Response+Delayed Build | -241.015 | 773.2788 | 1362.2408
2033 | NIWCM | High Demand Growth+High Gas Supply+Increased Demand Response+Delayed Build | -364.9056 | 658.1255 | 1487.8496
2034 | NIWCM | High Demand Growth+High Gas Supply+Increased Demand Response+Delayed Build | -593.2946 | 450.6272 | 1318.121
2035 | NIWCM | High Demand Growth+High Gas Supply+Increased Demand Response+Delayed Build | -760.1654 | 315.0259 | 1253.1878
2026 | SIWEM_PERC | High Demand Growth+High Gas Supply+Increased Demand Response+Delayed Build | 30.7425 | 30.7425 | 30.7425
2027 | SIWEM_PERC | High Demand Growth+High Gas Supply+Increased Demand Response+Delayed Build | 15.0705 | 15.4411 | 15.8809
2028 | SIWEM_PERC | High Demand Growth+High Gas Supply+Increased Demand Response+Delayed Build | 11.6907 | 15.2746 | 16.0546
2029 | SIWEM_PERC | High Demand Growth+High Gas Supply+Increased Demand Response+Delayed Build | 18.305 | 25.0595 | 27.0414
2030 | SIWEM_PERC | High Demand Growth+High Gas Supply+Increased Demand Response+Delayed Build | 4.233 | 24.5087 | 36.1026
2031 | SIWEM_PERC | High Demand Growth+High Gas Supply+Increased Demand Response+Delayed Build | -5.8953 | 18.3515 | 30.1163
2032 | SIWEM_PERC | High Demand Growth+High Gas Supply+Increased Demand Response+Delayed Build | -10.5156 | 14.425 | 33.2326
2033 | SIWEM_PERC | High Demand Growth+High Gas Supply+Increased Demand Response+Delayed Build | -12.1285 | 8.5351 | 34.5085
2034 | SIWEM_PERC | High Demand Growth+High Gas Supply+Increased Demand Response+Delayed Build | -13.8721 | 2.4797 | 31.6853
2035 | SIWEM_PERC | High Demand Growth+High Gas Supply+Increased Demand Response+Delayed Build | -15.1242 | -1.6807 | 29.6048
2026 | NZWEM_PERC | High Demand Growth+High Gas Supply+Increased Demand Response+Delayed Build+Low Wind & Solar | 10.7387 | 10.7387 | 10.7387
2027 | NZWEM_PERC | High Demand Growth+High Gas Supply+Increased Demand Response+Delayed Build+Low Wind & Solar | 5.1855 | 5.3056 | 5.4482
2028 | NZWEM_PERC | High Demand Growth+High Gas Supply+Increased Demand Response+Delayed Build+Low Wind & Solar | 3.8141 | 4.989 | 5.2447
2029 | NZWEM_PERC | High Demand Growth+High Gas Supply+Increased Demand Response+Delayed Build+Low Wind & Solar | 6.1801 | 8.4183 | 9.1135
2030 | NZWEM_PERC | High Demand Growth+High Gas Supply+Increased Demand Response+Delayed Build+Low Wind & Solar | 0.98736 | 7.8178 | 13.5915
2031 | NZWEM_PERC | High Demand Growth+High Gas Supply+Increased Demand Response+Delayed Build+Low Wind & Solar | -2.8125 | 6.0373 | 12.4295
2032 | NZWEM_PERC | High Demand Growth+High Gas Supply+Increased Demand Response+Delayed Build+Low Wind & Solar | -5.1755 | 3.9249 | 14.3427
2033 | NZWEM_PERC | High Demand Growth+High Gas Supply+Increased Demand Response+Delayed Build+Low Wind & Solar | -7.1885 | 1.7517 | 16.1932
2034 | NZWEM_PERC | High Demand Growth+High Gas Supply+Increased Demand Response+Delayed Build+Low Wind & Solar | -9.441 | -0.48526 | 14.285
2035 | NZWEM_PERC | High Demand Growth+High Gas Supply+Increased Demand Response+Delayed Build+Low Wind & Solar | -11.0993 | -1.9757 | 13.6818
2026 | NIWCM | High Demand Growth+High Gas Supply+Increased Demand Response+Delayed Build+Low Wind & Solar | 741.7097 | 741.7097 | 741.7097
2027 | NIWCM | High Demand Growth+High Gas Supply+Increased Demand Response+Delayed Build+Low Wind & Solar | 773.7008 | 775.7044 | 778.1769
2028 | NIWCM | High Demand Growth+High Gas Supply+Increased Demand Response+Delayed Build+Low Wind & Solar | 800.8704 | 821.4527 | 825.9892
2029 | NIWCM | High Demand Growth+High Gas Supply+Increased Demand Response+Delayed Build+Low Wind & Solar | 540.388 | 668.6941 | 682.2864
2030 | NIWCM | High Demand Growth+High Gas Supply+Increased Demand Response+Delayed Build+Low Wind & Solar | 249.6281 | 975.8805 | 1268.8801
2031 | NIWCM | High Demand Growth+High Gas Supply+Increased Demand Response+Delayed Build+Low Wind & Solar | -26.1236 | 912.4003 | 1273.9201
2032 | NIWCM | High Demand Growth+High Gas Supply+Increased Demand Response+Delayed Build+Low Wind & Solar | -241.015 | 773.2788 | 1362.2408
2033 | NIWCM | High Demand Growth+High Gas Supply+Increased Demand Response+Delayed Build+Low Wind & Solar | -364.9056 | 658.1255 | 1487.8496
2034 | NIWCM | High Demand Growth+High Gas Supply+Increased Demand Response+Delayed Build+Low Wind & Solar | -593.2946 | 450.6272 | 1318.121
2035 | NIWCM | High Demand Growth+High Gas Supply+Increased Demand Response+Delayed Build+Low Wind & Solar | -760.1654 | 315.0259 | 1253.1878
2026 | SIWEM_PERC | High Demand Growth+High Gas Supply+Increased Demand Response+Delayed Build+Low Wind & Solar | 28.2544 | 28.2544 | 28.2544
2027 | SIWEM_PERC | High Demand Growth+High Gas Supply+Increased Demand Response+Delayed Build+Low Wind & Solar | 12.6546 | 12.8978 | 13.2947
2028 | SIWEM_PERC | High Demand Growth+High Gas Supply+Increased Demand Response+Delayed Build+Low Wind & Solar | 8.7043 | 11.9387 | 12.6426
2029 | SIWEM_PERC | High Demand Growth+High Gas Supply+Increased Demand Response+Delayed Build+Low Wind & Solar | 15.1114 | 21.207 | 23.1003
2030 | SIWEM_PERC | High Demand Growth+High Gas Supply+Increased Demand Response+Delayed Build+Low Wind & Solar | 1.0392 | 19.3374 | 33.2583
2031 | SIWEM_PERC | High Demand Growth+High Gas Supply+Increased Demand Response+Delayed Build+Low Wind & Solar | -8.9063 | 14.4164 | 27.2838
2032 | SIWEM_PERC | High Demand Growth+High Gas Supply+Increased Demand Response+Delayed Build+Low Wind & Solar | -11.248 | 8.8722 | 29.9029
2033 | SIWEM_PERC | High Demand Growth+High Gas Supply+Increased Demand Response+Delayed Build+Low Wind & Solar | -12.8456 | 3.0988 | 30.8773
2034 | SIWEM_PERC | High Demand Growth+High Gas Supply+Increased Demand Response+Delayed Build+Low Wind & Solar | -14.5725 | -2.9104 | 28.1383
2035 | SIWEM_PERC | High Demand Growth+High Gas Supply+Increased Demand Response+Delayed Build+Low Wind & Solar | -15.8119 | -6.612 | 26.1222
2026 | NZWEM_PERC | High Demand Growth+High Gas Supply+Increased Demand Response+Delayed Build+Constrained Operational Capacity | 11.6233 | 11.6233 | 11.6233
2027 | NZWEM_PERC | High Demand Growth+High Gas Supply+Increased Demand Response+Delayed Build+Constrained Operational Capacity | 6.0858 | 6.2189 | 6.3769
2028 | NZWEM_PERC | High Demand Growth+High Gas Supply+Increased Demand Response+Delayed Build+Constrained Operational Capacity | 4.8989 | 6.2008 | 6.4842
2029 | NZWEM_PERC | High Demand Growth+High Gas Supply+Increased Demand Response+Delayed Build+Constrained Operational Capacity | 7.3527 | 9.8328 | 10.6031
2030 | NZWEM_PERC | High Demand Growth+High Gas Supply+Increased Demand Response+Delayed Build+Constrained Operational Capacity | 2.1795 | 9.7482 | 16.1459
2031 | NZWEM_PERC | High Demand Growth+High Gas Supply+Increased Demand Response+Delayed Build+Constrained Operational Capacity | -1.67 | 8.1362 | 15.2193
2032 | NZWEM_PERC | High Demand Growth+High Gas Supply+Increased Demand Response+Delayed Build+Constrained Operational Capacity | -4.0652 | 6.0187 | 17.5293
2033 | NZWEM_PERC | High Demand Growth+High Gas Supply+Increased Demand Response+Delayed Build+Constrained Operational Capacity | -6.1065 | 3.7922 | 19.7621
2034 | NZWEM_PERC | High Demand Growth+High Gas Supply+Increased Demand Response+Delayed Build+Constrained Operational Capacity | -8.3904 | 1.5257 | 17.8296
2035 | NZWEM_PERC | High Demand Growth+High Gas Supply+Increased Demand Response+Delayed Build+Constrained Operational Capacity | -10.0735 | -0.012231 | 17.2764
2026 | NIWCM | High Demand Growth+High Gas Supply+Increased Demand Response+Delayed Build+Constrained Operational Capacity | 209.2066 | 209.2066 | 209.2066
2027 | NIWCM | High Demand Growth+High Gas Supply+Increased Demand Response+Delayed Build+Constrained Operational Capacity | 234.8086 | 234.8086 | 234.8086
2028 | NIWCM | High Demand Growth+High Gas Supply+Increased Demand Response+Delayed Build+Constrained Operational Capacity | 189.4472 | 189.4472 | 189.4472
2029 | NIWCM | High Demand Growth+High Gas Supply+Increased Demand Response+Delayed Build+Constrained Operational Capacity | -104.6736 | -22.4911 | -22.4911
2030 | NIWCM | High Demand Growth+High Gas Supply+Increased Demand Response+Delayed Build+Constrained Operational Capacity | -429.2372 | 84.4296 | 202.3611
2031 | NIWCM | High Demand Growth+High Gas Supply+Increased Demand Response+Delayed Build+Constrained Operational Capacity | -706.7292 | -53.7864 | 105.5011
2032 | NIWCM | High Demand Growth+High Gas Supply+Increased Demand Response+Delayed Build+Constrained Operational Capacity | -921.2769 | -205.4263 | 10.2368
2033 | NIWCM | High Demand Growth+High Gas Supply+Increased Demand Response+Delayed Build+Constrained Operational Capacity | -1048.9768 | -320.9212 | -46.6745
2034 | NIWCM | High Demand Growth+High Gas Supply+Increased Demand Response+Delayed Build+Constrained Operational Capacity | -1271.3344 | -545.6798 | -248.3392
2035 | NIWCM | High Demand Growth+High Gas Supply+Increased Demand Response+Delayed Build+Constrained Operational Capacity | -1382.3925 | -684.3587 | -374.3294
2026 | SIWEM_PERC | High Demand Growth+High Gas Supply+Increased Demand Response+Delayed Build+Constrained Operational Capacity | 30.7425 | 30.7425 | 30.7425
2027 | SIWEM_PERC | High Demand Growth+High Gas Supply+Increased Demand Response+Delayed Build+Constrained Operational Capacity | 15.0705 | 15.4411 | 15.8809
2028 | SIWEM_PERC | High Demand Growth+High Gas Supply+Increased Demand Response+Delayed Build+Constrained Operational Capacity | 11.6907 | 15.2746 | 16.0546
2029 | SIWEM_PERC | High Demand Growth+High Gas Supply+Increased Demand Response+Delayed Build+Constrained Operational Capacity | 18.305 | 25.0595 | 27.0414
2030 | SIWEM_PERC | High Demand Growth+High Gas Supply+Increased Demand Response+Delayed Build+Constrained Operational Capacity | 4.233 | 24.5087 | 36.1026
2031 | SIWEM_PERC | High Demand Growth+High Gas Supply+Increased Demand Response+Delayed Build+Constrained Operational Capacity | -5.8953 | 18.3515 | 30.1163
2032 | SIWEM_PERC | High Demand Growth+High Gas Supply+Increased Demand Response+Delayed Build+Constrained Operational Capacity | -10.5156 | 14.425 | 33.2326
2033 | SIWEM_PERC | High Demand Growth+High Gas Supply+Increased Demand Response+Delayed Build+Constrained Operational Capacity | -12.1285 | 8.5351 | 34.5085
2034 | SIWEM_PERC | High Demand Growth+High Gas Supply+Increased Demand Response+Delayed Build+Constrained Operational Capacity | -13.8721 | 2.4797 | 31.6853
2035 | SIWEM_PERC | High Demand Growth+High Gas Supply+Increased Demand Response+Delayed Build+Constrained Operational Capacity | -15.1242 | -1.6807 | 29.6048
2026 | NZWEM_PERC | High Demand Growth+High Gas Supply+Increased Demand Response+Delayed Build+Constrained Operational Capacity+Low Wind & Solar | 10.7387 | 10.7387 | 10.7387
2027 | NZWEM_PERC | High Demand Growth+High Gas Supply+Increased Demand Response+Delayed Build+Constrained Operational Capacity+Low Wind & Solar | 5.1855 | 5.3056 | 5.4482
2028 | NZWEM_PERC | High Demand Growth+High Gas Supply+Increased Demand Response+Delayed Build+Constrained Operational Capacity+Low Wind & Solar | 3.8141 | 4.989 | 5.2447
2029 | NZWEM_PERC | High Demand Growth+High Gas Supply+Increased Demand Response+Delayed Build+Constrained Operational Capacity+Low Wind & Solar | 6.1801 | 8.4183 | 9.1135
2030 | NZWEM_PERC | High Demand Growth+High Gas Supply+Increased Demand Response+Delayed Build+Constrained Operational Capacity+Low Wind & Solar | 0.98736 | 7.8178 | 13.5915
2031 | NZWEM_PERC | High Demand Growth+High Gas Supply+Increased Demand Response+Delayed Build+Constrained Operational Capacity+Low Wind & Solar | -2.8125 | 6.0373 | 12.4295
2032 | NZWEM_PERC | High Demand Growth+High Gas Supply+Increased Demand Response+Delayed Build+Constrained Operational Capacity+Low Wind & Solar | -5.1755 | 3.9249 | 14.3427
2033 | NZWEM_PERC | High Demand Growth+High Gas Supply+Increased Demand Response+Delayed Build+Constrained Operational Capacity+Low Wind & Solar | -7.1885 | 1.7517 | 16.1932
2034 | NZWEM_PERC | High Demand Growth+High Gas Supply+Increased Demand Response+Delayed Build+Constrained Operational Capacity+Low Wind & Solar | -9.441 | -0.48526 | 14.285
2035 | NZWEM_PERC | High Demand Growth+High Gas Supply+Increased Demand Response+Delayed Build+Constrained Operational Capacity+Low Wind & Solar | -11.0993 | -1.9757 | 13.6818
2026 | NIWCM | High Demand Growth+High Gas Supply+Increased Demand Response+Delayed Build+Constrained Operational Capacity+Low Wind & Solar | 209.2066 | 209.2066 | 209.2066
2027 | NIWCM | High Demand Growth+High Gas Supply+Increased Demand Response+Delayed Build+Constrained Operational Capacity+Low Wind & Solar | 234.8086 | 234.8086 | 234.8086
2028 | NIWCM | High Demand Growth+High Gas Supply+Increased Demand Response+Delayed Build+Constrained Operational Capacity+Low Wind & Solar | 189.4472 | 189.4472 | 189.4472
2029 | NIWCM | High Demand Growth+High Gas Supply+Increased Demand Response+Delayed Build+Constrained Operational Capacity+Low Wind & Solar | -104.6736 | -22.4911 | -22.4911
2030 | NIWCM | High Demand Growth+High Gas Supply+Increased Demand Response+Delayed Build+Constrained Operational Capacity+Low Wind & Solar | -429.2372 | 84.4296 | 202.3611
2031 | NIWCM | High Demand Growth+High Gas Supply+Increased Demand Response+Delayed Build+Constrained Operational Capacity+Low Wind & Solar | -706.7292 | -53.7864 | 105.5011
2032 | NIWCM | High Demand Growth+High Gas Supply+Increased Demand Response+Delayed Build+Constrained Operational Capacity+Low Wind & Solar | -921.2769 | -205.4263 | 10.2368
2033 | NIWCM | High Demand Growth+High Gas Supply+Increased Demand Response+Delayed Build+Constrained Operational Capacity+Low Wind & Solar | -1048.9768 | -320.9212 | -46.6745
2034 | NIWCM | High Demand Growth+High Gas Supply+Increased Demand Response+Delayed Build+Constrained Operational Capacity+Low Wind & Solar | -1271.3344 | -545.6798 | -248.3392
2035 | NIWCM | High Demand Growth+High Gas Supply+Increased Demand Response+Delayed Build+Constrained Operational Capacity+Low Wind & Solar | -1382.3925 | -684.3587 | -374.3294
2026 | SIWEM_PERC | High Demand Growth+High Gas Supply+Increased Demand Response+Delayed Build+Constrained Operational Capacity+Low Wind & Solar | 28.2544 | 28.2544 | 28.2544
2027 | SIWEM_PERC | High Demand Growth+High Gas Supply+Increased Demand Response+Delayed Build+Constrained Operational Capacity+Low Wind & Solar | 12.6546 | 12.8978 | 13.2947
2028 | SIWEM_PERC | High Demand Growth+High Gas Supply+Increased Demand Response+Delayed Build+Constrained Operational Capacity+Low Wind & Solar | 8.7043 | 11.9387 | 12.6426
2029 | SIWEM_PERC | High Demand Growth+High Gas Supply+Increased Demand Response+Delayed Build+Constrained Operational Capacity+Low Wind & Solar | 15.1114 | 21.207 | 23.1003
2030 | SIWEM_PERC | High Demand Growth+High Gas Supply+Increased Demand Response+Delayed Build+Constrained Operational Capacity+Low Wind & Solar | 1.0392 | 19.3374 | 33.2583
2031 | SIWEM_PERC | High Demand Growth+High Gas Supply+Increased Demand Response+Delayed Build+Constrained Operational Capacity+Low Wind & Solar | -8.9063 | 14.4164 | 27.2838
2032 | SIWEM_PERC | High Demand Growth+High Gas Supply+Increased Demand Response+Delayed Build+Constrained Operational Capacity+Low Wind & Solar | -11.248 | 8.8722 | 29.9029
2033 | SIWEM_PERC | High Demand Growth+High Gas Supply+Increased Demand Response+Delayed Build+Constrained Operational Capacity+Low Wind & Solar | -12.8456 | 3.0988 | 30.8773
2034 | SIWEM_PERC | High Demand Growth+High Gas Supply+Increased Demand Response+Delayed Build+Constrained Operational Capacity+Low Wind & Solar | -14.5725 | -2.9104 | 28.1383
2035 | SIWEM_PERC | High Demand Growth+High Gas Supply+Increased Demand Response+Delayed Build+Constrained Operational Capacity+Low Wind & Solar | -15.8119 | -6.612 | 26.1222
2026 | NZWEM_PERC | High Demand Growth+High Gas Supply+Increased Demand Response+Delayed Build+Upgraded HVDC | 11.6233 | 11.6233 | 11.6233
2027 | NZWEM_PERC | High Demand Growth+High Gas Supply+Increased Demand Response+Delayed Build+Upgraded HVDC | 6.0858 | 6.2189 | 6.3769
2028 | NZWEM_PERC | High Demand Growth+High Gas Supply+Increased Demand Response+Delayed Build+Upgraded HVDC | 4.8989 | 6.2008 | 6.4842
2029 | NZWEM_PERC | High Demand Growth+High Gas Supply+Increased Demand Response+Delayed Build+Upgraded HVDC | 7.3527 | 9.8328 | 10.6031
2030 | NZWEM_PERC | High Demand Growth+High Gas Supply+Increased Demand Response+Delayed Build+Upgraded HVDC | 2.1795 | 9.7482 | 16.1459
2031 | NZWEM_PERC | High Demand Growth+High Gas Supply+Increased Demand Response+Delayed Build+Upgraded HVDC | -1.67 | 8.1362 | 15.2193
2032 | NZWEM_PERC | High Demand Growth+High Gas Supply+Increased Demand Response+Delayed Build+Upgraded HVDC | -4.0652 | 6.0187 | 17.5293
2033 | NZWEM_PERC | High Demand Growth+High Gas Supply+Increased Demand Response+Delayed Build+Upgraded HVDC | -6.1065 | 3.7922 | 19.7621
2034 | NZWEM_PERC | High Demand Growth+High Gas Supply+Increased Demand Response+Delayed Build+Upgraded HVDC | -8.3904 | 1.5257 | 17.8296
2035 | NZWEM_PERC | High Demand Growth+High Gas Supply+Increased Demand Response+Delayed Build+Upgraded HVDC | -10.0735 | -0.012231 | 17.2764
2026 | NIWCM | High Demand Growth+High Gas Supply+Increased Demand Response+Delayed Build+Upgraded HVDC | 741.7097 | 741.7097 | 741.7097
2027 | NIWCM | High Demand Growth+High Gas Supply+Increased Demand Response+Delayed Build+Upgraded HVDC | 773.7008 | 775.7044 | 778.1769
2028 | NIWCM | High Demand Growth+High Gas Supply+Increased Demand Response+Delayed Build+Upgraded HVDC | 800.8704 | 821.4527 | 825.9892
2029 | NIWCM | High Demand Growth+High Gas Supply+Increased Demand Response+Delayed Build+Upgraded HVDC | 540.388 | 668.6941 | 682.2864
2030 | NIWCM | High Demand Growth+High Gas Supply+Increased Demand Response+Delayed Build+Upgraded HVDC | 249.6281 | 975.8805 | 1268.8801
2031 | NIWCM | High Demand Growth+High Gas Supply+Increased Demand Response+Delayed Build+Upgraded HVDC | -26.1236 | 912.4003 | 1273.9201
2032 | NIWCM | High Demand Growth+High Gas Supply+Increased Demand Response+Delayed Build+Upgraded HVDC | -241.015 | 773.2788 | 1362.2406
2033 | NIWCM | High Demand Growth+High Gas Supply+Increased Demand Response+Delayed Build+Upgraded HVDC | -364.9056 | 658.1255 | 1487.8496
2034 | NIWCM | High Demand Growth+High Gas Supply+Increased Demand Response+Delayed Build+Upgraded HVDC | -593.2946 | 450.6272 | 1318.121
2035 | NIWCM | High Demand Growth+High Gas Supply+Increased Demand Response+Delayed Build+Upgraded HVDC | -760.1654 | 315.0259 | 1253.1878
2026 | SIWEM_PERC | High Demand Growth+High Gas Supply+Increased Demand Response+Delayed Build+Upgraded HVDC | 30.7425 | 30.7425 | 30.7425
2027 | SIWEM_PERC | High Demand Growth+High Gas Supply+Increased Demand Response+Delayed Build+Upgraded HVDC | 15.0705 | 15.4411 | 15.8809
2028 | SIWEM_PERC | High Demand Growth+High Gas Supply+Increased Demand Response+Delayed Build+Upgraded HVDC | 11.6907 | 15.2746 | 16.0546
2029 | SIWEM_PERC | High Demand Growth+High Gas Supply+Increased Demand Response+Delayed Build+Upgraded HVDC | 18.305 | 25.0595 | 27.147
2030 | SIWEM_PERC | High Demand Growth+High Gas Supply+Increased Demand Response+Delayed Build+Upgraded HVDC | 4.233 | 24.5087 | 41.1521
2031 | SIWEM_PERC | High Demand Growth+High Gas Supply+Increased Demand Response+Delayed Build+Upgraded HVDC | -5.8953 | 19.8053 | 37.8551
2032 | SIWEM_PERC | High Demand Growth+High Gas Supply+Increased Demand Response+Delayed Build+Upgraded HVDC | -10.5156 | 14.425 | 43.9047
2033 | SIWEM_PERC | High Demand Growth+High Gas Supply+Increased Demand Response+Delayed Build+Upgraded HVDC | -12.1285 | 8.5351 | 49.4525
2034 | SIWEM_PERC | High Demand Growth+High Gas Supply+Increased Demand Response+Delayed Build+Upgraded HVDC | -13.8721 | 2.4797 | 44.8857
2035 | SIWEM_PERC | High Demand Growth+High Gas Supply+Increased Demand Response+Delayed Build+Upgraded HVDC | -15.1242 | -1.6807 | 43.5481
2026 | NZWEM_PERC | High Demand Growth+High Gas Supply+Increased Demand Response+Delayed Build+Upgraded HVDC+Low Wind & Solar | 10.7387 | 10.7387 | 10.7387
2027 | NZWEM_PERC | High Demand Growth+High Gas Supply+Increased Demand Response+Delayed Build+Upgraded HVDC+Low Wind & Solar | 5.1855 | 5.3056 | 5.4482
2028 | NZWEM_PERC | High Demand Growth+High Gas Supply+Increased Demand Response+Delayed Build+Upgraded HVDC+Low Wind & Solar | 3.8141 | 4.989 | 5.2447
2029 | NZWEM_PERC | High Demand Growth+High Gas Supply+Increased Demand Response+Delayed Build+Upgraded HVDC+Low Wind & Solar | 6.1801 | 8.4183 | 9.1135
2030 | NZWEM_PERC | High Demand Growth+High Gas Supply+Increased Demand Response+Delayed Build+Upgraded HVDC+Low Wind & Solar | 0.98736 | 7.8178 | 13.5915
2031 | NZWEM_PERC | High Demand Growth+High Gas Supply+Increased Demand Response+Delayed Build+Upgraded HVDC+Low Wind & Solar | -2.8125 | 6.0373 | 12.4295
2032 | NZWEM_PERC | High Demand Growth+High Gas Supply+Increased Demand Response+Delayed Build+Upgraded HVDC+Low Wind & Solar | -5.1755 | 3.9249 | 14.3427
2033 | NZWEM_PERC | High Demand Growth+High Gas Supply+Increased Demand Response+Delayed Build+Upgraded HVDC+Low Wind & Solar | -7.1885 | 1.7517 | 16.1932
2034 | NZWEM_PERC | High Demand Growth+High Gas Supply+Increased Demand Response+Delayed Build+Upgraded HVDC+Low Wind & Solar | -9.441 | -0.48526 | 14.285
2035 | NZWEM_PERC | High Demand Growth+High Gas Supply+Increased Demand Response+Delayed Build+Upgraded HVDC+Low Wind & Solar | -11.0993 | -1.9757 | 13.6818
2026 | NIWCM | High Demand Growth+High Gas Supply+Increased Demand Response+Delayed Build+Upgraded HVDC+Low Wind & Solar | 741.7097 | 741.7097 | 741.7097
2027 | NIWCM | High Demand Growth+High Gas Supply+Increased Demand Response+Delayed Build+Upgraded HVDC+Low Wind & Solar | 773.7008 | 775.7044 | 778.1769
2028 | NIWCM | High Demand Growth+High Gas Supply+Increased Demand Response+Delayed Build+Upgraded HVDC+Low Wind & Solar | 800.8704 | 821.4527 | 825.9892
2029 | NIWCM | High Demand Growth+High Gas Supply+Increased Demand Response+Delayed Build+Upgraded HVDC+Low Wind & Solar | 540.388 | 668.6941 | 682.2864
2030 | NIWCM | High Demand Growth+High Gas Supply+Increased Demand Response+Delayed Build+Upgraded HVDC+Low Wind & Solar | 249.6281 | 975.8805 | 1268.8801
2031 | NIWCM | High Demand Growth+High Gas Supply+Increased Demand Response+Delayed Build+Upgraded HVDC+Low Wind & Solar | -26.1236 | 912.4003 | 1273.9201
2032 | NIWCM | High Demand Growth+High Gas Supply+Increased Demand Response+Delayed Build+Upgraded HVDC+Low Wind & Solar | -241.015 | 773.2788 | 1362.2406
2033 | NIWCM | High Demand Growth+High Gas Supply+Increased Demand Response+Delayed Build+Upgraded HVDC+Low Wind & Solar | -364.9056 | 658.1255 | 1487.8496
2034 | NIWCM | High Demand Growth+High Gas Supply+Increased Demand Response+Delayed Build+Upgraded HVDC+Low Wind & Solar | -593.2946 | 450.6272 | 1318.121
2035 | NIWCM | High Demand Growth+High Gas Supply+Increased Demand Response+Delayed Build+Upgraded HVDC+Low Wind & Solar | -760.1654 | 315.0259 | 1253.1878
2026 | SIWEM_PERC | High Demand Growth+High Gas Supply+Increased Demand Response+Delayed Build+Upgraded HVDC+Low Wind & Solar | 28.2544 | 28.2544 | 28.2544
2027 | SIWEM_PERC | High Demand Growth+High Gas Supply+Increased Demand Response+Delayed Build+Upgraded HVDC+Low Wind & Solar | 12.6546 | 12.8978 | 13.2947
2028 | SIWEM_PERC | High Demand Growth+High Gas Supply+Increased Demand Response+Delayed Build+Upgraded HVDC+Low Wind & Solar | 8.7043 | 11.9387 | 12.6426
2029 | SIWEM_PERC | High Demand Growth+High Gas Supply+Increased Demand Response+Delayed Build+Upgraded HVDC+Low Wind & Solar | 15.1114 | 21.207 | 23.1003
2030 | SIWEM_PERC | High Demand Growth+High Gas Supply+Increased Demand Response+Delayed Build+Upgraded HVDC+Low Wind & Solar | 1.0392 | 19.3374 | 34.6664
2031 | SIWEM_PERC | High Demand Growth+High Gas Supply+Increased Demand Response+Delayed Build+Upgraded HVDC+Low Wind & Solar | -8.9063 | 14.4164 | 30.9068
2032 | SIWEM_PERC | High Demand Growth+High Gas Supply+Increased Demand Response+Delayed Build+Upgraded HVDC+Low Wind & Solar | -11.248 | 8.8722 | 35.9113
2033 | SIWEM_PERC | High Demand Growth+High Gas Supply+Increased Demand Response+Delayed Build+Upgraded HVDC+Low Wind & Solar | -12.8456 | 3.0988 | 40.6195
2034 | SIWEM_PERC | High Demand Growth+High Gas Supply+Increased Demand Response+Delayed Build+Upgraded HVDC+Low Wind & Solar | -14.5725 | -2.9104 | 35.9168
2035 | SIWEM_PERC | High Demand Growth+High Gas Supply+Increased Demand Response+Delayed Build+Upgraded HVDC+Low Wind & Solar | -15.8119 | -6.612 | 34.4145
2026 | NZWEM_PERC | High Demand Growth+High Gas Supply+Increased Demand Response+Delayed Build+Upgraded HVDC+Constrained Operational Capacity | 11.6233 | 11.6233 | 11.6233
2027 | NZWEM_PERC | High Demand Growth+High Gas Supply+Increased Demand Response+Delayed Build+Upgraded HVDC+Constrained Operational Capacity | 6.0858 | 6.2189 | 6.3769
2028 | NZWEM_PERC | High Demand Growth+High Gas Supply+Increased Demand Response+Delayed Build+Upgraded HVDC+Constrained Operational Capacity | 4.8989 | 6.2008 | 6.4842
2029 | NZWEM_PERC | High Demand Growth+High Gas Supply+Increased Demand Response+Delayed Build+Upgraded HVDC+Constrained Operational Capacity | 7.3527 | 9.8328 | 10.6031
2030 | NZWEM_PERC | High Demand Growth+High Gas Supply+Increased Demand Response+Delayed Build+Upgraded HVDC+Constrained Operational Capacity | 2.1795 | 9.7482 | 16.1459
2031 | NZWEM_PERC | High Demand Growth+High Gas Supply+Increased Demand Response+Delayed Build+Upgraded HVDC+Constrained Operational Capacity | -1.67 | 8.1362 | 15.2193
2032 | NZWEM_PERC | High Demand Growth+High Gas Supply+Increased Demand Response+Delayed Build+Upgraded HVDC+Constrained Operational Capacity | -4.0652 | 6.0187 | 17.5293
2033 | NZWEM_PERC | High Demand Growth+High Gas Supply+Increased Demand Response+Delayed Build+Upgraded HVDC+Constrained Operational Capacity | -6.1065 | 3.7922 | 19.7621
2034 | NZWEM_PERC | High Demand Growth+High Gas Supply+Increased Demand Response+Delayed Build+Upgraded HVDC+Constrained Operational Capacity | -8.3904 | 1.5257 | 17.8296
2035 | NZWEM_PERC | High Demand Growth+High Gas Supply+Increased Demand Response+Delayed Build+Upgraded HVDC+Constrained Operational Capacity | -10.0735 | -0.012231 | 17.2764
2026 | NIWCM | High Demand Growth+High Gas Supply+Increased Demand Response+Delayed Build+Upgraded HVDC+Constrained Operational Capacity | 209.2066 | 209.2066 | 209.2066
2027 | NIWCM | High Demand Growth+High Gas Supply+Increased Demand Response+Delayed Build+Upgraded HVDC+Constrained Operational Capacity | 234.8086 | 234.8086 | 234.8086
2028 | NIWCM | High Demand Growth+High Gas Supply+Increased Demand Response+Delayed Build+Upgraded HVDC+Constrained Operational Capacity | 189.4472 | 189.4472 | 189.4472
2029 | NIWCM | High Demand Growth+High Gas Supply+Increased Demand Response+Delayed Build+Upgraded HVDC+Constrained Operational Capacity | -104.6736 | -22.4911 | -22.4911
2030 | NIWCM | High Demand Growth+High Gas Supply+Increased Demand Response+Delayed Build+Upgraded HVDC+Constrained Operational Capacity | -429.2372 | 84.4296 | 202.3611
2031 | NIWCM | High Demand Growth+High Gas Supply+Increased Demand Response+Delayed Build+Upgraded HVDC+Constrained Operational Capacity | -706.7292 | -53.7864 | 105.5011
2032 | NIWCM | High Demand Growth+High Gas Supply+Increased Demand Response+Delayed Build+Upgraded HVDC+Constrained Operational Capacity | -921.2769 | -205.4263 | 10.2368
2033 | NIWCM | High Demand Growth+High Gas Supply+Increased Demand Response+Delayed Build+Upgraded HVDC+Constrained Operational Capacity | -1048.9768 | -320.9212 | -46.6745
2034 | NIWCM | High Demand Growth+High Gas Supply+Increased Demand Response+Delayed Build+Upgraded HVDC+Constrained Operational Capacity | -1271.3344 | -545.6798 | -248.3392
2035 | NIWCM | High Demand Growth+High Gas Supply+Increased Demand Response+Delayed Build+Upgraded HVDC+Constrained Operational Capacity | -1382.3925 | -684.3587 | -374.3294
2026 | SIWEM_PERC | High Demand Growth+High Gas Supply+Increased Demand Response+Delayed Build+Upgraded HVDC+Constrained Operational Capacity | 30.7425 | 30.7425 | 30.7425
2027 | SIWEM_PERC | High Demand Growth+High Gas Supply+Increased Demand Response+Delayed Build+Upgraded HVDC+Constrained Operational Capacity | 15.0705 | 15.4411 | 15.8809
2028 | SIWEM_PERC | High Demand Growth+High Gas Supply+Increased Demand Response+Delayed Build+Upgraded HVDC+Constrained Operational Capacity | 11.6907 | 15.2746 | 16.0546
2029 | SIWEM_PERC | High Demand Growth+High Gas Supply+Increased Demand Response+Delayed Build+Upgraded HVDC+Constrained Operational Capacity | 18.305 | 25.0595 | 27.147
2030 | SIWEM_PERC | High Demand Growth+High Gas Supply+Increased Demand Response+Delayed Build+Upgraded HVDC+Constrained Operational Capacity | 4.233 | 24.5087 | 41.1521
2031 | SIWEM_PERC | High Demand Growth+High Gas Supply+Increased Demand Response+Delayed Build+Upgraded HVDC+Constrained Operational Capacity | -5.8953 | 19.8053 | 37.8551
2032 | SIWEM_PERC | High Demand Growth+High Gas Supply+Increased Demand Response+Delayed Build+Upgraded HVDC+Constrained Operational Capacity | -10.5156 | 14.425 | 43.9047
2033 | SIWEM_PERC | High Demand Growth+High Gas Supply+Increased Demand Response+Delayed Build+Upgraded HVDC+Constrained Operational Capacity | -12.1285 | 8.5351 | 49.4525
2034 | SIWEM_PERC | High Demand Growth+High Gas Supply+Increased Demand Response+Delayed Build+Upgraded HVDC+Constrained Operational Capacity | -13.8721 | 2.4797 | 44.8857
2035 | SIWEM_PERC | High Demand Growth+High Gas Supply+Increased Demand Response+Delayed Build+Upgraded HVDC+Constrained Operational Capacity | -15.1242 | -1.6807 | 43.5481
2026 | NZWEM_PERC | High Demand Growth+High Gas Supply+Increased Demand Response+Delayed Build+Upgraded HVDC+Constrained Operational Capacity+Low Wind & Solar | 10.7387 | 10.7387 | 10.7387
2027 | NZWEM_PERC | High Demand Growth+High Gas Supply+Increased Demand Response+Delayed Build+Upgraded HVDC+Constrained Operational Capacity+Low Wind & Solar | 5.1855 | 5.3056 | 5.4482
2028 | NZWEM_PERC | High Demand Growth+High Gas Supply+Increased Demand Response+Delayed Build+Upgraded HVDC+Constrained Operational Capacity+Low Wind & Solar | 3.8141 | 4.989 | 5.2447
2029 | NZWEM_PERC | High Demand Growth+High Gas Supply+Increased Demand Response+Delayed Build+Upgraded HVDC+Constrained Operational Capacity+Low Wind & Solar | 6.1801 | 8.4183 | 9.1135
2030 | NZWEM_PERC | High Demand Growth+High Gas Supply+Increased Demand Response+Delayed Build+Upgraded HVDC+Constrained Operational Capacity+Low Wind & Solar | 0.98736 | 7.8178 | 13.5915
2031 | NZWEM_PERC | High Demand Growth+High Gas Supply+Increased Demand Response+Delayed Build+Upgraded HVDC+Constrained Operational Capacity+Low Wind & Solar | -2.8125 | 6.0373 | 12.4295
2032 | NZWEM_PERC | High Demand Growth+High Gas Supply+Increased Demand Response+Delayed Build+Upgraded HVDC+Constrained Operational Capacity+Low Wind & Solar | -5.1755 | 3.9249 | 14.3427
2033 | NZWEM_PERC | High Demand Growth+High Gas Supply+Increased Demand Response+Delayed Build+Upgraded HVDC+Constrained Operational Capacity+Low Wind & Solar | -7.1885 | 1.7517 | 16.1932
2034 | NZWEM_PERC | High Demand Growth+High Gas Supply+Increased Demand Response+Delayed Build+Upgraded HVDC+Constrained Operational Capacity+Low Wind & Solar | -9.441 | -0.48526 | 14.285
2035 | NZWEM_PERC | High Demand Growth+High Gas Supply+Increased Demand Response+Delayed Build+Upgraded HVDC+Constrained Operational Capacity+Low Wind & Solar | -11.0993 | -1.9757 | 13.6818
2026 | NIWCM | High Demand Growth+High Gas Supply+Increased Demand Response+Delayed Build+Upgraded HVDC+Constrained Operational Capacity+Low Wind & Solar | 209.2066 | 209.2066 | 209.2066
2027 | NIWCM | High Demand Growth+High Gas Supply+Increased Demand Response+Delayed Build+Upgraded HVDC+Constrained Operational Capacity+Low Wind & Solar | 234.8086 | 234.8086 | 234.8086
2028 | NIWCM | High Demand Growth+High Gas Supply+Increased Demand Response+Delayed Build+Upgraded HVDC+Constrained Operational Capacity+Low Wind & Solar | 189.4472 | 189.4472 | 189.4472
2029 | NIWCM | High Demand Growth+High Gas Supply+Increased Demand Response+Delayed Build+Upgraded HVDC+Constrained Operational Capacity+Low Wind & Solar | -104.6736 | -22.4911 | -22.4911
2030 | NIWCM | High Demand Growth+High Gas Supply+Increased Demand Response+Delayed Build+Upgraded HVDC+Constrained Operational Capacity+Low Wind & Solar | -429.2372 | 84.4296 | 202.3611
2031 | NIWCM | High Demand Growth+High Gas Supply+Increased Demand Response+Delayed Build+Upgraded HVDC+Constrained Operational Capacity+Low Wind & Solar | -706.7292 | -53.7864 | 105.5011
2032 | NIWCM | High Demand Growth+High Gas Supply+Increased Demand Response+Delayed Build+Upgraded HVDC+Constrained Operational Capacity+Low Wind & Solar | -921.2769 | -205.4263 | 10.2368
2033 | NIWCM | High Demand Growth+High Gas Supply+Increased Demand Response+Delayed Build+Upgraded HVDC+Constrained Operational Capacity+Low Wind & Solar | -1048.9768 | -320.9212 | -46.6745
2034 | NIWCM | High Demand Growth+High Gas Supply+Increased Demand Response+Delayed Build+Upgraded HVDC+Constrained Operational Capacity+Low Wind & Solar | -1271.3344 | -545.6798 | -248.3392
2035 | NIWCM | High Demand Growth+High Gas Supply+Increased Demand Response+Delayed Build+Upgraded HVDC+Constrained Operational Capacity+Low Wind & Solar | -1382.3925 | -684.3587 | -374.3294
2026 | SIWEM_PERC | High Demand Growth+High Gas Supply+Increased Demand Response+Delayed Build+Upgraded HVDC+Constrained Operational Capacity+Low Wind & Solar | 28.2544 | 28.2544 | 28.2544
2027 | SIWEM_PERC | High Demand Growth+High Gas Supply+Increased Demand Response+Delayed Build+Upgraded HVDC+Constrained Operational Capacity+Low Wind & Solar | 12.6546 | 12.8978 | 13.2947
2028 | SIWEM_PERC | High Demand Growth+High Gas Supply+Increased Demand Response+Delayed Build+Upgraded HVDC+Constrained Operational Capacity+Low Wind & Solar | 8.7043 | 11.9387 | 12.6426
2029 | SIWEM_PERC | High Demand Growth+High Gas Supply+Increased Demand Response+Delayed Build+Upgraded HVDC+Constrained Operational Capacity+Low Wind & Solar | 15.1114 | 21.207 | 23.1003
2030 | SIWEM_PERC | High Demand Growth+High Gas Supply+Increased Demand Response+Delayed Build+Upgraded HVDC+Constrained Operational Capacity+Low Wind & Solar | 1.0392 | 19.3374 | 34.6664
2031 | SIWEM_PERC | High Demand Growth+High Gas Supply+Increased Demand Response+Delayed Build+Upgraded HVDC+Constrained Operational Capacity+Low Wind & Solar | -8.9063 | 14.4164 | 30.9068
2032 | SIWEM_PERC | High Demand Growth+High Gas Supply+Increased Demand Response+Delayed Build+Upgraded HVDC+Constrained Operational Capacity+Low Wind & Solar | -11.248 | 8.8722 | 35.9113
2033 | SIWEM_PERC | High Demand Growth+High Gas Supply+Increased Demand Response+Delayed Build+Upgraded HVDC+Constrained Operational Capacity+Low Wind & Solar | -12.8456 | 3.0988 | 40.6195
2034 | SIWEM_PERC | High Demand Growth+High Gas Supply+Increased Demand Response+Delayed Build+Upgraded HVDC+Constrained Operational Capacity+Low Wind & Solar | -14.5725 | -2.9104 | 35.9168
2035 | SIWEM_PERC | High Demand Growth+High Gas Supply+Increased Demand Response+Delayed Build+Upgraded HVDC+Constrained Operational Capacity+Low Wind & Solar | -15.8119 | -6.612 | 34.4145
2026 | NZWEM_PERC | High Demand Growth+High Gas Supply+Increased Demand Response+Reduced Rankine Availability | 12.0919 | 12.1473 | 12.1473
2027 | NZWEM_PERC | High Demand Growth+High Gas Supply+Increased Demand Response+Reduced Rankine Availability | 5.3368 | 7.0665 | 7.3656
2028 | NZWEM_PERC | High Demand Growth+High Gas Supply+Increased Demand Response+Reduced Rankine Availability | 1.3878 | 8.7036 | 12.7611
2029 | NZWEM_PERC | High Demand Growth+High Gas Supply+Increased Demand Response+Reduced Rankine Availability | 1.4819 | 11.4348 | 19.3094
2030 | NZWEM_PERC | High Demand Growth+High Gas Supply+Increased Demand Response+Reduced Rankine Availability | -4.2697 | 6.9993 | 19.3596
2031 | NZWEM_PERC | High Demand Growth+High Gas Supply+Increased Demand Response+Reduced Rankine Availability | -7.8505 | 3.0245 | 19.8883
2032 | NZWEM_PERC | High Demand Growth+High Gas Supply+Increased Demand Response+Reduced Rankine Availability | -10.0711 | 0.81846 | 18.0484
2033 | NZWEM_PERC | High Demand Growth+High Gas Supply+Increased Demand Response+Reduced Rankine Availability | -11.9594 | -1.3472 | 16.888
2034 | NZWEM_PERC | High Demand Growth+High Gas Supply+Increased Demand Response+Reduced Rankine Availability | -14.0735 | -3.4215 | 14.2847
2035 | NZWEM_PERC | High Demand Growth+High Gas Supply+Increased Demand Response+Reduced Rankine Availability | -15.6226 | -5.1454 | 12.1432
2026 | NIWCM | High Demand Growth+High Gas Supply+Increased Demand Response+Reduced Rankine Availability | 1020.1216 | 1020.9214 | 1020.9214
2027 | NIWCM | High Demand Growth+High Gas Supply+Increased Demand Response+Reduced Rankine Availability | 942.8326 | 974.4335 | 978.97
2028 | NIWCM | High Demand Growth+High Gas Supply+Increased Demand Response+Reduced Rankine Availability | 825.9289 | 1474.3514 | 1544.3903
2029 | NIWCM | High Demand Growth+High Gas Supply+Increased Demand Response+Reduced Rankine Availability | 518.4543 | 1413.5768 | 1742.6064
2030 | NIWCM | High Demand Growth+High Gas Supply+Increased Demand Response+Reduced Rankine Availability | 75.0046 | 1101.7085 | 1661.8351
2031 | NIWCM | High Demand Growth+High Gas Supply+Increased Demand Response+Reduced Rankine Availability | -183.5851 | 862.8736 | 1678.4663
2032 | NIWCM | High Demand Growth+High Gas Supply+Increased Demand Response+Reduced Rankine Availability | -398.4765 | 669.1865 | 1524.8112
2033 | NIWCM | High Demand Growth+High Gas Supply+Increased Demand Response+Reduced Rankine Availability | -595.3056 | 472.7647 | 1401.8913
2034 | NIWCM | High Demand Growth+High Gas Supply+Increased Demand Response+Reduced Rankine Availability | -823.6946 | 290.3164 | 1302.2392
2035 | NIWCM | High Demand Growth+High Gas Supply+Increased Demand Response+Reduced Rankine Availability | -990.5654 | 136.9579 | 1152.3488
2026 | SIWEM_PERC | High Demand Growth+High Gas Supply+Increased Demand Response+Reduced Rankine Availability | 32.0605 | 32.2163 | 32.2163
2027 | SIWEM_PERC | High Demand Growth+High Gas Supply+Increased Demand Response+Reduced Rankine Availability | 16.6389 | 19.1065 | 19.1065
2028 | SIWEM_PERC | High Demand Growth+High Gas Supply+Increased Demand Response+Reduced Rankine Availability | 11.2837 | 23.0995 | 33.3343
2029 | SIWEM_PERC | High Demand Growth+High Gas Supply+Increased Demand Response+Reduced Rankine Availability | 4.2023 | 29.4223 | 48.8587
2030 | SIWEM_PERC | High Demand Growth+High Gas Supply+Increased Demand Response+Reduced Rankine Availability | -3.4825 | 17.1446 | 43.9706
2031 | SIWEM_PERC | High Demand Growth+High Gas Supply+Increased Demand Response+Reduced Rankine Availability | -8.7515 | 6.4765 | 39.961
2032 | SIWEM_PERC | High Demand Growth+High Gas Supply+Increased Demand Response+Reduced Rankine Availability | -10.5156 | 0.63356 | 37.1204
2033 | SIWEM_PERC | High Demand Growth+High Gas Supply+Increased Demand Response+Reduced Rankine Availability | -12.1285 | -1.4995 | 34.5085
2034 | SIWEM_PERC | High Demand Growth+High Gas Supply+Increased Demand Response+Reduced Rankine Availability | -13.8721 | -3.4891 | 31.6853
2035 | SIWEM_PERC | High Demand Growth+High Gas Supply+Increased Demand Response+Reduced Rankine Availability | -15.1242 | -4.93 | 29.6048
2026 | NZWEM_PERC | High Demand Growth+High Gas Supply+Increased Demand Response+Reduced Rankine Availability+Low Wind & Solar | 10.9291 | 10.9791 | 10.9791
2027 | NZWEM_PERC | High Demand Growth+High Gas Supply+Increased Demand Response+Reduced Rankine Availability+Low Wind & Solar | 4.0684 | 5.6294 | 5.8992
2028 | NZWEM_PERC | High Demand Growth+High Gas Supply+Increased Demand Response+Reduced Rankine Availability+Low Wind & Solar | 0.082501 | 6.6847 | 10.3465
2029 | NZWEM_PERC | High Demand Growth+High Gas Supply+Increased Demand Response+Reduced Rankine Availability+Low Wind & Solar | 0.21168 | 9.1938 | 16.3004
2030 | NZWEM_PERC | High Demand Growth+High Gas Supply+Increased Demand Response+Reduced Rankine Availability+Low Wind & Solar | -5.4619 | 4.7509 | 15.9378
2031 | NZWEM_PERC | High Demand Growth+High Gas Supply+Increased Demand Response+Reduced Rankine Availability+Low Wind & Solar | -8.993 | 0.86987 | 16.1196
2032 | NZWEM_PERC | High Demand Growth+High Gas Supply+Increased Demand Response+Reduced Rankine Availability+Low Wind & Solar | -11.1813 | -1.3067 | 14.3025
2033 | NZWEM_PERC | High Demand Growth+High Gas Supply+Increased Demand Response+Reduced Rankine Availability+Low Wind & Solar | -13.0413 | -3.4182 | 13.0967
2034 | NZWEM_PERC | High Demand Growth+High Gas Supply+Increased Demand Response+Reduced Rankine Availability+Low Wind & Solar | -15.124 | -5.4324 | 10.6033
2035 | NZWEM_PERC | High Demand Growth+High Gas Supply+Increased Demand Response+Reduced Rankine Availability+Low Wind & Solar | -16.6484 | -7.1089 | 8.5486
2026 | NIWCM | High Demand Growth+High Gas Supply+Increased Demand Response+Reduced Rankine Availability+Low Wind & Solar | 1020.1216 | 1020.9214 | 1020.9214
2027 | NIWCM | High Demand Growth+High Gas Supply+Increased Demand Response+Reduced Rankine Availability+Low Wind & Solar | 942.8326 | 974.4335 | 978.97
2028 | NIWCM | High Demand Growth+High Gas Supply+Increased Demand Response+Reduced Rankine Availability+Low Wind & Solar | 825.9289 | 1474.3514 | 1544.3903
2029 | NIWCM | High Demand Growth+High Gas Supply+Increased Demand Response+Reduced Rankine Availability+Low Wind & Solar | 518.4543 | 1413.5768 | 1742.6064
2030 | NIWCM | High Demand Growth+High Gas Supply+Increased Demand Response+Reduced Rankine Availability+Low Wind & Solar | 75.0046 | 1101.7085 | 1661.8351
2031 | NIWCM | High Demand Growth+High Gas Supply+Increased Demand Response+Reduced Rankine Availability+Low Wind & Solar | -183.5851 | 862.8736 | 1678.4663
2032 | NIWCM | High Demand Growth+High Gas Supply+Increased Demand Response+Reduced Rankine Availability+Low Wind & Solar | -398.4765 | 669.1865 | 1524.8112
2033 | NIWCM | High Demand Growth+High Gas Supply+Increased Demand Response+Reduced Rankine Availability+Low Wind & Solar | -595.3056 | 472.7647 | 1401.8913
2034 | NIWCM | High Demand Growth+High Gas Supply+Increased Demand Response+Reduced Rankine Availability+Low Wind & Solar | -823.6946 | 290.3164 | 1302.2392
2035 | NIWCM | High Demand Growth+High Gas Supply+Increased Demand Response+Reduced Rankine Availability+Low Wind & Solar | -990.5654 | 136.9579 | 1152.3488
2026 | SIWEM_PERC | High Demand Growth+High Gas Supply+Increased Demand Response+Reduced Rankine Availability+Low Wind & Solar | 28.7901 | 28.9307 | 28.9307
2027 | SIWEM_PERC | High Demand Growth+High Gas Supply+Increased Demand Response+Reduced Rankine Availability+Low Wind & Solar | 15.8317 | 18.0585 | 18.0585
2028 | SIWEM_PERC | High Demand Growth+High Gas Supply+Increased Demand Response+Reduced Rankine Availability+Low Wind & Solar | 10.3616 | 21.025 | 27.0063
2029 | SIWEM_PERC | High Demand Growth+High Gas Supply+Increased Demand Response+Reduced Rankine Availability+Low Wind & Solar | 3.3418 | 23.3191 | 42.674
2030 | SIWEM_PERC | High Demand Growth+High Gas Supply+Increased Demand Response+Reduced Rankine Availability+Low Wind & Solar | -4.2769 | 11.1215 | 40.3589
2031 | SIWEM_PERC | High Demand Growth+High Gas Supply+Increased Demand Response+Reduced Rankine Availability+Low Wind & Solar | -9.5005 | 0.79818 | 36.1683
2032 | SIWEM_PERC | High Demand Growth+High Gas Supply+Increased Demand Response+Reduced Rankine Availability+Low Wind & Solar | -11.248 | -1.4502 | 33.4115
2033 | SIWEM_PERC | High Demand Growth+High Gas Supply+Increased Demand Response+Reduced Rankine Availability+Low Wind & Solar | -12.8456 | -3.2532 | 30.8773
2034 | SIWEM_PERC | High Demand Growth+High Gas Supply+Increased Demand Response+Reduced Rankine Availability+Low Wind & Solar | -14.5725 | -5.2022 | 26.8117
2035 | SIWEM_PERC | High Demand Growth+High Gas Supply+Increased Demand Response+Reduced Rankine Availability+Low Wind & Solar | -15.8119 | -6.612 | 21.393
2026 | NZWEM_PERC | High Demand Growth+High Gas Supply+Increased Demand Response+Reduced Rankine Availability+Constrained Operational Capacity | 12.0919 | 12.1473 | 12.1473
2027 | NZWEM_PERC | High Demand Growth+High Gas Supply+Increased Demand Response+Reduced Rankine Availability+Constrained Operational Capacity | 5.3368 | 7.0665 | 7.3656
2028 | NZWEM_PERC | High Demand Growth+High Gas Supply+Increased Demand Response+Reduced Rankine Availability+Constrained Operational Capacity | 1.3878 | 8.7036 | 12.7611
2029 | NZWEM_PERC | High Demand Growth+High Gas Supply+Increased Demand Response+Reduced Rankine Availability+Constrained Operational Capacity | 1.4819 | 11.4348 | 19.3094
2030 | NZWEM_PERC | High Demand Growth+High Gas Supply+Increased Demand Response+Reduced Rankine Availability+Constrained Operational Capacity | -4.2697 | 6.9993 | 19.3596
2031 | NZWEM_PERC | High Demand Growth+High Gas Supply+Increased Demand Response+Reduced Rankine Availability+Constrained Operational Capacity | -7.8505 | 3.0245 | 19.8883
2032 | NZWEM_PERC | High Demand Growth+High Gas Supply+Increased Demand Response+Reduced Rankine Availability+Constrained Operational Capacity | -10.0711 | 0.81846 | 18.0484
2033 | NZWEM_PERC | High Demand Growth+High Gas Supply+Increased Demand Response+Reduced Rankine Availability+Constrained Operational Capacity | -11.9594 | -1.3472 | 16.888
2034 | NZWEM_PERC | High Demand Growth+High Gas Supply+Increased Demand Response+Reduced Rankine Availability+Constrained Operational Capacity | -14.0735 | -3.4215 | 14.2847
2035 | NZWEM_PERC | High Demand Growth+High Gas Supply+Increased Demand Response+Reduced Rankine Availability+Constrained Operational Capacity | -15.6226 | -5.1454 | 12.1432
2026 | NIWCM | High Demand Growth+High Gas Supply+Increased Demand Response+Reduced Rankine Availability+Constrained Operational Capacity | 439.5221 | 439.5221 | 439.5221
2027 | NIWCM | High Demand Growth+High Gas Supply+Increased Demand Response+Reduced Rankine Availability+Constrained Operational Capacity | 320.9465 | 324.8176 | 324.8176
2028 | NIWCM | High Demand Growth+High Gas Supply+Increased Demand Response+Reduced Rankine Availability+Constrained Operational Capacity | 169.0221 | 663.6563 | 671.9906
2029 | NIWCM | High Demand Growth+High Gas Supply+Increased Demand Response+Reduced Rankine Availability+Constrained Operational Capacity | -154.8654 | 494.7855 | 652.1706
2030 | NIWCM | High Demand Growth+High Gas Supply+Increased Demand Response+Reduced Rankine Availability+Constrained Operational Capacity | -603.8607 | 137.6087 | 350.945
2031 | NIWCM | High Demand Growth+High Gas Supply+Increased Demand Response+Reduced Rankine Availability+Constrained Operational Capacity | -864.1907 | -111.9715 | 161.7371
2032 | NIWCM | High Demand Growth+High Gas Supply+Increased Demand Response+Reduced Rankine Availability+Constrained Operational Capacity | -1078.7384 | -324.0986 | -27.0191
2033 | NIWCM | High Demand Growth+High Gas Supply+Increased Demand Response+Reduced Rankine Availability+Constrained Operational Capacity | -1279.3768 | -520.862 | -215.1628
2034 | NIWCM | High Demand Growth+High Gas Supply+Increased Demand Response+Reduced Rankine Availability+Constrained Operational Capacity | -1501.7344 | -705.9906 | -321.421
2035 | NIWCM | High Demand Growth+High Gas Supply+Increased Demand Response+Reduced Rankine Availability+Constrained Operational Capacity | -1612.7925 | -862.4267 | -475.1684
2026 | SIWEM_PERC | High Demand Growth+High Gas Supply+Increased Demand Response+Reduced Rankine Availability+Constrained Operational Capacity | 32.0605 | 32.2163 | 32.2163
2027 | SIWEM_PERC | High Demand Growth+High Gas Supply+Increased Demand Response+Reduced Rankine Availability+Constrained Operational Capacity | 16.6389 | 19.1065 | 19.1065
2028 | SIWEM_PERC | High Demand Growth+High Gas Supply+Increased Demand Response+Reduced Rankine Availability+Constrained Operational Capacity | 11.2837 | 23.0995 | 33.3343
2029 | SIWEM_PERC | High Demand Growth+High Gas Supply+Increased Demand Response+Reduced Rankine Availability+Constrained Operational Capacity | 4.2023 | 29.4223 | 48.8587
2030 | SIWEM_PERC | High Demand Growth+High Gas Supply+Increased Demand Response+Reduced Rankine Availability+Constrained Operational Capacity | -3.4825 | 17.1446 | 43.9706
2031 | SIWEM_PERC | High Demand Growth+High Gas Supply+Increased Demand Response+Reduced Rankine Availability+Constrained Operational Capacity | -8.7515 | 6.4765 | 39.961
2032 | SIWEM_PERC | High Demand Growth+High Gas Supply+Increased Demand Response+Reduced Rankine Availability+Constrained Operational Capacity | -10.5156 | 0.63356 | 37.1204
2033 | SIWEM_PERC | High Demand Growth+High Gas Supply+Increased Demand Response+Reduced Rankine Availability+Constrained Operational Capacity | -12.1285 | -1.4995 | 34.5085
2034 | SIWEM_PERC | High Demand Growth+High Gas Supply+Increased Demand Response+Reduced Rankine Availability+Constrained Operational Capacity | -13.8721 | -3.4891 | 31.6853
2035 | SIWEM_PERC | High Demand Growth+High Gas Supply+Increased Demand Response+Reduced Rankine Availability+Constrained Operational Capacity | -15.1242 | -4.93 | 29.6048
2026 | NZWEM_PERC | High Demand Growth+High Gas Supply+Increased Demand Response+Reduced Rankine Availability+Constrained Operational Capacity+Low Wind & Solar | 10.9291 | 10.9791 | 10.9791
2027 | NZWEM_PERC | High Demand Growth+High Gas Supply+Increased Demand Response+Reduced Rankine Availability+Constrained Operational Capacity+Low Wind & Solar | 4.0684 | 5.6294 | 5.8992
2028 | NZWEM_PERC | High Demand Growth+High Gas Supply+Increased Demand Response+Reduced Rankine Availability+Constrained Operational Capacity+Low Wind & Solar | 0.082501 | 6.6847 | 10.3465
2029 | NZWEM_PERC | High Demand Growth+High Gas Supply+Increased Demand Response+Reduced Rankine Availability+Constrained Operational Capacity+Low Wind & Solar | 0.21168 | 9.1938 | 16.3004
2030 | NZWEM_PERC | High Demand Growth+High Gas Supply+Increased Demand Response+Reduced Rankine Availability+Constrained Operational Capacity+Low Wind & Solar | -5.4619 | 4.7509 | 15.9378
2031 | NZWEM_PERC | High Demand Growth+High Gas Supply+Increased Demand Response+Reduced Rankine Availability+Constrained Operational Capacity+Low Wind & Solar | -8.993 | 0.86987 | 16.1196
2032 | NZWEM_PERC | High Demand Growth+High Gas Supply+Increased Demand Response+Reduced Rankine Availability+Constrained Operational Capacity+Low Wind & Solar | -11.1813 | -1.3067 | 14.3025
2033 | NZWEM_PERC | High Demand Growth+High Gas Supply+Increased Demand Response+Reduced Rankine Availability+Constrained Operational Capacity+Low Wind & Solar | -13.0413 | -3.4182 | 13.0967
2034 | NZWEM_PERC | High Demand Growth+High Gas Supply+Increased Demand Response+Reduced Rankine Availability+Constrained Operational Capacity+Low Wind & Solar | -15.124 | -5.4324 | 10.6033
2035 | NZWEM_PERC | High Demand Growth+High Gas Supply+Increased Demand Response+Reduced Rankine Availability+Constrained Operational Capacity+Low Wind & Solar | -16.6484 | -7.1089 | 8.5486
2026 | NIWCM | High Demand Growth+High Gas Supply+Increased Demand Response+Reduced Rankine Availability+Constrained Operational Capacity+Low Wind & Solar | 439.5221 | 439.5221 | 439.5221
2027 | NIWCM | High Demand Growth+High Gas Supply+Increased Demand Response+Reduced Rankine Availability+Constrained Operational Capacity+Low Wind & Solar | 320.9465 | 324.8176 | 324.8176
2028 | NIWCM | High Demand Growth+High Gas Supply+Increased Demand Response+Reduced Rankine Availability+Constrained Operational Capacity+Low Wind & Solar | 169.0221 | 663.6563 | 671.9906
2029 | NIWCM | High Demand Growth+High Gas Supply+Increased Demand Response+Reduced Rankine Availability+Constrained Operational Capacity+Low Wind & Solar | -154.8654 | 494.7855 | 652.1706
2030 | NIWCM | High Demand Growth+High Gas Supply+Increased Demand Response+Reduced Rankine Availability+Constrained Operational Capacity+Low Wind & Solar | -603.8607 | 137.6087 | 350.945
2031 | NIWCM | High Demand Growth+High Gas Supply+Increased Demand Response+Reduced Rankine Availability+Constrained Operational Capacity+Low Wind & Solar | -864.1907 | -111.9715 | 161.7371
2032 | NIWCM | High Demand Growth+High Gas Supply+Increased Demand Response+Reduced Rankine Availability+Constrained Operational Capacity+Low Wind & Solar | -1078.7384 | -324.0986 | -27.0191
2033 | NIWCM | High Demand Growth+High Gas Supply+Increased Demand Response+Reduced Rankine Availability+Constrained Operational Capacity+Low Wind & Solar | -1279.3768 | -520.862 | -215.1628
2034 | NIWCM | High Demand Growth+High Gas Supply+Increased Demand Response+Reduced Rankine Availability+Constrained Operational Capacity+Low Wind & Solar | -1501.7344 | -705.9906 | -321.421
2035 | NIWCM | High Demand Growth+High Gas Supply+Increased Demand Response+Reduced Rankine Availability+Constrained Operational Capacity+Low Wind & Solar | -1612.7925 | -862.4267 | -475.1684
2026 | SIWEM_PERC | High Demand Growth+High Gas Supply+Increased Demand Response+Reduced Rankine Availability+Constrained Operational Capacity+Low Wind & Solar | 28.7901 | 28.9307 | 28.9307
2027 | SIWEM_PERC | High Demand Growth+High Gas Supply+Increased Demand Response+Reduced Rankine Availability+Constrained Operational Capacity+Low Wind & Solar | 15.8317 | 18.0585 | 18.0585
2028 | SIWEM_PERC | High Demand Growth+High Gas Supply+Increased Demand Response+Reduced Rankine Availability+Constrained Operational Capacity+Low Wind & Solar | 10.3616 | 21.025 | 27.0063
2029 | SIWEM_PERC | High Demand Growth+High Gas Supply+Increased Demand Response+Reduced Rankine Availability+Constrained Operational Capacity+Low Wind & Solar | 3.3418 | 23.3191 | 42.674
2030 | SIWEM_PERC | High Demand Growth+High Gas Supply+Increased Demand Response+Reduced Rankine Availability+Constrained Operational Capacity+Low Wind & Solar | -4.2769 | 11.1215 | 40.3589
2031 | SIWEM_PERC | High Demand Growth+High Gas Supply+Increased Demand Response+Reduced Rankine Availability+Constrained Operational Capacity+Low Wind & Solar | -9.5005 | 0.79818 | 36.1683
2032 | SIWEM_PERC | High Demand Growth+High Gas Supply+Increased Demand Response+Reduced Rankine Availability+Constrained Operational Capacity+Low Wind & Solar | -11.248 | -1.4502 | 33.4115
2033 | SIWEM_PERC | High Demand Growth+High Gas Supply+Increased Demand Response+Reduced Rankine Availability+Constrained Operational Capacity+Low Wind & Solar | -12.8456 | -3.2532 | 30.8773
2034 | SIWEM_PERC | High Demand Growth+High Gas Supply+Increased Demand Response+Reduced Rankine Availability+Constrained Operational Capacity+Low Wind & Solar | -14.5725 | -5.2022 | 26.8117
2035 | SIWEM_PERC | High Demand Growth+High Gas Supply+Increased Demand Response+Reduced Rankine Availability+Constrained Operational Capacity+Low Wind & Solar | -15.8119 | -6.612 | 21.393
2026 | NZWEM_PERC | High Demand Growth+High Gas Supply+Increased Demand Response+Reduced Rankine Availability+Upgraded HVDC | 12.0919 | 12.1473 | 12.1473
2027 | NZWEM_PERC | High Demand Growth+High Gas Supply+Increased Demand Response+Reduced Rankine Availability+Upgraded HVDC | 5.3368 | 7.0665 | 7.3656
2028 | NZWEM_PERC | High Demand Growth+High Gas Supply+Increased Demand Response+Reduced Rankine Availability+Upgraded HVDC | 1.3878 | 8.7036 | 12.7611
2029 | NZWEM_PERC | High Demand Growth+High Gas Supply+Increased Demand Response+Reduced Rankine Availability+Upgraded HVDC | 1.4819 | 11.4348 | 19.3094
2030 | NZWEM_PERC | High Demand Growth+High Gas Supply+Increased Demand Response+Reduced Rankine Availability+Upgraded HVDC | -4.2697 | 6.9993 | 19.3596
2031 | NZWEM_PERC | High Demand Growth+High Gas Supply+Increased Demand Response+Reduced Rankine Availability+Upgraded HVDC | -7.8505 | 3.0245 | 19.8883
2032 | NZWEM_PERC | High Demand Growth+High Gas Supply+Increased Demand Response+Reduced Rankine Availability+Upgraded HVDC | -10.0711 | 0.81846 | 18.0484
2033 | NZWEM_PERC | High Demand Growth+High Gas Supply+Increased Demand Response+Reduced Rankine Availability+Upgraded HVDC | -11.9594 | -1.3472 | 16.888
2034 | NZWEM_PERC | High Demand Growth+High Gas Supply+Increased Demand Response+Reduced Rankine Availability+Upgraded HVDC | -14.0735 | -3.4215 | 14.2847
2035 | NZWEM_PERC | High Demand Growth+High Gas Supply+Increased Demand Response+Reduced Rankine Availability+Upgraded HVDC | -15.6226 | -5.1454 | 12.1432
2026 | NIWCM | High Demand Growth+High Gas Supply+Increased Demand Response+Reduced Rankine Availability+Upgraded HVDC | 1020.1216 | 1020.9214 | 1020.9214
2027 | NIWCM | High Demand Growth+High Gas Supply+Increased Demand Response+Reduced Rankine Availability+Upgraded HVDC | 942.8326 | 974.4335 | 978.97
2028 | NIWCM | High Demand Growth+High Gas Supply+Increased Demand Response+Reduced Rankine Availability+Upgraded HVDC | 825.9289 | 1474.3514 | 1544.3903
2029 | NIWCM | High Demand Growth+High Gas Supply+Increased Demand Response+Reduced Rankine Availability+Upgraded HVDC | 518.4543 | 1413.5768 | 1742.6064
2030 | NIWCM | High Demand Growth+High Gas Supply+Increased Demand Response+Reduced Rankine Availability+Upgraded HVDC | 75.0046 | 1101.7085 | 1661.8351
2031 | NIWCM | High Demand Growth+High Gas Supply+Increased Demand Response+Reduced Rankine Availability+Upgraded HVDC | -183.5851 | 862.8736 | 1678.4641
2032 | NIWCM | High Demand Growth+High Gas Supply+Increased Demand Response+Reduced Rankine Availability+Upgraded HVDC | -398.4765 | 669.1865 | 1524.812
2033 | NIWCM | High Demand Growth+High Gas Supply+Increased Demand Response+Reduced Rankine Availability+Upgraded HVDC | -595.3056 | 472.7647 | 1401.8913
2034 | NIWCM | High Demand Growth+High Gas Supply+Increased Demand Response+Reduced Rankine Availability+Upgraded HVDC | -823.6946 | 290.3164 | 1302.2392
2035 | NIWCM | High Demand Growth+High Gas Supply+Increased Demand Response+Reduced Rankine Availability+Upgraded HVDC | -990.5654 | 136.9579 | 1152.3488
2026 | SIWEM_PERC | High Demand Growth+High Gas Supply+Increased Demand Response+Reduced Rankine Availability+Upgraded HVDC | 32.0605 | 32.2163 | 32.2163
2027 | SIWEM_PERC | High Demand Growth+High Gas Supply+Increased Demand Response+Reduced Rankine Availability+Upgraded HVDC | 16.6389 | 19.1065 | 19.1065
2028 | SIWEM_PERC | High Demand Growth+High Gas Supply+Increased Demand Response+Reduced Rankine Availability+Upgraded HVDC | 11.2837 | 23.0995 | 33.3343
2029 | SIWEM_PERC | High Demand Growth+High Gas Supply+Increased Demand Response+Reduced Rankine Availability+Upgraded HVDC | 4.2023 | 29.4223 | 50.6893
2030 | SIWEM_PERC | High Demand Growth+High Gas Supply+Increased Demand Response+Reduced Rankine Availability+Upgraded HVDC | -3.4825 | 17.1446 | 49.695
2031 | SIWEM_PERC | High Demand Growth+High Gas Supply+Increased Demand Response+Reduced Rankine Availability+Upgraded HVDC | -8.7515 | 6.4765 | 49.9401
2032 | SIWEM_PERC | High Demand Growth+High Gas Supply+Increased Demand Response+Reduced Rankine Availability+Upgraded HVDC | -10.5156 | 0.63356 | 45.506
2033 | SIWEM_PERC | High Demand Growth+High Gas Supply+Increased Demand Response+Reduced Rankine Availability+Upgraded HVDC | -12.1285 | -1.4995 | 42.6299
2034 | SIWEM_PERC | High Demand Growth+High Gas Supply+Increased Demand Response+Reduced Rankine Availability+Upgraded HVDC | -13.8721 | -3.4891 | 36.233
2035 | SIWEM_PERC | High Demand Growth+High Gas Supply+Increased Demand Response+Reduced Rankine Availability+Upgraded HVDC | -15.1242 | -4.93 | 30.9492
2026 | NZWEM_PERC | High Demand Growth+High Gas Supply+Increased Demand Response+Reduced Rankine Availability+Upgraded HVDC+Low Wind & Solar | 10.9291 | 10.9791 | 10.9791
2027 | NZWEM_PERC | High Demand Growth+High Gas Supply+Increased Demand Response+Reduced Rankine Availability+Upgraded HVDC+Low Wind & Solar | 4.0684 | 5.6294 | 5.8992
2028 | NZWEM_PERC | High Demand Growth+High Gas Supply+Increased Demand Response+Reduced Rankine Availability+Upgraded HVDC+Low Wind & Solar | 0.082501 | 6.6847 | 10.3465
2029 | NZWEM_PERC | High Demand Growth+High Gas Supply+Increased Demand Response+Reduced Rankine Availability+Upgraded HVDC+Low Wind & Solar | 0.21168 | 9.1938 | 16.3004
2030 | NZWEM_PERC | High Demand Growth+High Gas Supply+Increased Demand Response+Reduced Rankine Availability+Upgraded HVDC+Low Wind & Solar | -5.4619 | 4.7509 | 15.9378
2031 | NZWEM_PERC | High Demand Growth+High Gas Supply+Increased Demand Response+Reduced Rankine Availability+Upgraded HVDC+Low Wind & Solar | -8.993 | 0.86987 | 16.1196
2032 | NZWEM_PERC | High Demand Growth+High Gas Supply+Increased Demand Response+Reduced Rankine Availability+Upgraded HVDC+Low Wind & Solar | -11.1813 | -1.3067 | 14.3025
2033 | NZWEM_PERC | High Demand Growth+High Gas Supply+Increased Demand Response+Reduced Rankine Availability+Upgraded HVDC+Low Wind & Solar | -13.0413 | -3.4182 | 13.0967
2034 | NZWEM_PERC | High Demand Growth+High Gas Supply+Increased Demand Response+Reduced Rankine Availability+Upgraded HVDC+Low Wind & Solar | -15.124 | -5.4324 | 10.6033
2035 | NZWEM_PERC | High Demand Growth+High Gas Supply+Increased Demand Response+Reduced Rankine Availability+Upgraded HVDC+Low Wind & Solar | -16.6484 | -7.1089 | 8.5486
2026 | NIWCM | High Demand Growth+High Gas Supply+Increased Demand Response+Reduced Rankine Availability+Upgraded HVDC+Low Wind & Solar | 1020.1216 | 1020.9214 | 1020.9214
2027 | NIWCM | High Demand Growth+High Gas Supply+Increased Demand Response+Reduced Rankine Availability+Upgraded HVDC+Low Wind & Solar | 942.8326 | 974.4335 | 978.97
2028 | NIWCM | High Demand Growth+High Gas Supply+Increased Demand Response+Reduced Rankine Availability+Upgraded HVDC+Low Wind & Solar | 825.9289 | 1474.3514 | 1544.3903
2029 | NIWCM | High Demand Growth+High Gas Supply+Increased Demand Response+Reduced Rankine Availability+Upgraded HVDC+Low Wind & Solar | 518.4543 | 1413.5768 | 1742.6064
2030 | NIWCM | High Demand Growth+High Gas Supply+Increased Demand Response+Reduced Rankine Availability+Upgraded HVDC+Low Wind & Solar | 75.0046 | 1101.7085 | 1661.8351
2031 | NIWCM | High Demand Growth+High Gas Supply+Increased Demand Response+Reduced Rankine Availability+Upgraded HVDC+Low Wind & Solar | -183.5851 | 862.8736 | 1678.4641
2032 | NIWCM | High Demand Growth+High Gas Supply+Increased Demand Response+Reduced Rankine Availability+Upgraded HVDC+Low Wind & Solar | -398.4765 | 669.1865 | 1524.812
2033 | NIWCM | High Demand Growth+High Gas Supply+Increased Demand Response+Reduced Rankine Availability+Upgraded HVDC+Low Wind & Solar | -595.3056 | 472.7647 | 1401.8913
2034 | NIWCM | High Demand Growth+High Gas Supply+Increased Demand Response+Reduced Rankine Availability+Upgraded HVDC+Low Wind & Solar | -823.6946 | 290.3164 | 1302.2392
2035 | NIWCM | High Demand Growth+High Gas Supply+Increased Demand Response+Reduced Rankine Availability+Upgraded HVDC+Low Wind & Solar | -990.5654 | 136.9579 | 1152.3488
2026 | SIWEM_PERC | High Demand Growth+High Gas Supply+Increased Demand Response+Reduced Rankine Availability+Upgraded HVDC+Low Wind & Solar | 28.7901 | 28.9307 | 28.9307
2027 | SIWEM_PERC | High Demand Growth+High Gas Supply+Increased Demand Response+Reduced Rankine Availability+Upgraded HVDC+Low Wind & Solar | 15.8317 | 18.0585 | 18.0585
2028 | SIWEM_PERC | High Demand Growth+High Gas Supply+Increased Demand Response+Reduced Rankine Availability+Upgraded HVDC+Low Wind & Solar | 10.3616 | 21.025 | 27.0063
2029 | SIWEM_PERC | High Demand Growth+High Gas Supply+Increased Demand Response+Reduced Rankine Availability+Upgraded HVDC+Low Wind & Solar | 3.3418 | 23.3191 | 42.674
2030 | SIWEM_PERC | High Demand Growth+High Gas Supply+Increased Demand Response+Reduced Rankine Availability+Upgraded HVDC+Low Wind & Solar | -4.2769 | 11.1215 | 41.0247
2031 | SIWEM_PERC | High Demand Growth+High Gas Supply+Increased Demand Response+Reduced Rankine Availability+Upgraded HVDC+Low Wind & Solar | -9.5005 | 0.79818 | 40.5567
2032 | SIWEM_PERC | High Demand Growth+High Gas Supply+Increased Demand Response+Reduced Rankine Availability+Upgraded HVDC+Low Wind & Solar | -11.248 | -1.4502 | 36.1278
2033 | SIWEM_PERC | High Demand Growth+High Gas Supply+Increased Demand Response+Reduced Rankine Availability+Upgraded HVDC+Low Wind & Solar | -12.8456 | -3.2532 | 33.1066
2034 | SIWEM_PERC | High Demand Growth+High Gas Supply+Increased Demand Response+Reduced Rankine Availability+Upgraded HVDC+Low Wind & Solar | -14.5725 | -5.2022 | 26.8117
2035 | SIWEM_PERC | High Demand Growth+High Gas Supply+Increased Demand Response+Reduced Rankine Availability+Upgraded HVDC+Low Wind & Solar | -15.8119 | -6.612 | 21.393
2026 | NZWEM_PERC | High Demand Growth+High Gas Supply+Increased Demand Response+Reduced Rankine Availability+Upgraded HVDC+Constrained Operational Capacity | 12.0919 | 12.1473 | 12.1473
2027 | NZWEM_PERC | High Demand Growth+High Gas Supply+Increased Demand Response+Reduced Rankine Availability+Upgraded HVDC+Constrained Operational Capacity | 5.3368 | 7.0665 | 7.3656
2028 | NZWEM_PERC | High Demand Growth+High Gas Supply+Increased Demand Response+Reduced Rankine Availability+Upgraded HVDC+Constrained Operational Capacity | 1.3878 | 8.7036 | 12.7611
2029 | NZWEM_PERC | High Demand Growth+High Gas Supply+Increased Demand Response+Reduced Rankine Availability+Upgraded HVDC+Constrained Operational Capacity | 1.4819 | 11.4348 | 19.3094
2030 | NZWEM_PERC | High Demand Growth+High Gas Supply+Increased Demand Response+Reduced Rankine Availability+Upgraded HVDC+Constrained Operational Capacity | -4.2697 | 6.9993 | 19.3596
2031 | NZWEM_PERC | High Demand Growth+High Gas Supply+Increased Demand Response+Reduced Rankine Availability+Upgraded HVDC+Constrained Operational Capacity | -7.8505 | 3.0245 | 19.8883
2032 | NZWEM_PERC | High Demand Growth+High Gas Supply+Increased Demand Response+Reduced Rankine Availability+Upgraded HVDC+Constrained Operational Capacity | -10.0711 | 0.81846 | 18.0484
2033 | NZWEM_PERC | High Demand Growth+High Gas Supply+Increased Demand Response+Reduced Rankine Availability+Upgraded HVDC+Constrained Operational Capacity | -11.9594 | -1.3472 | 16.888
2034 | NZWEM_PERC | High Demand Growth+High Gas Supply+Increased Demand Response+Reduced Rankine Availability+Upgraded HVDC+Constrained Operational Capacity | -14.0735 | -3.4215 | 14.2847
2035 | NZWEM_PERC | High Demand Growth+High Gas Supply+Increased Demand Response+Reduced Rankine Availability+Upgraded HVDC+Constrained Operational Capacity | -15.6226 | -5.1454 | 12.1432
2026 | NIWCM | High Demand Growth+High Gas Supply+Increased Demand Response+Reduced Rankine Availability+Upgraded HVDC+Constrained Operational Capacity | 439.5221 | 439.5221 | 439.5221
2027 | NIWCM | High Demand Growth+High Gas Supply+Increased Demand Response+Reduced Rankine Availability+Upgraded HVDC+Constrained Operational Capacity | 320.9465 | 324.8176 | 324.8176
2028 | NIWCM | High Demand Growth+High Gas Supply+Increased Demand Response+Reduced Rankine Availability+Upgraded HVDC+Constrained Operational Capacity | 169.0221 | 663.6563 | 671.9906
2029 | NIWCM | High Demand Growth+High Gas Supply+Increased Demand Response+Reduced Rankine Availability+Upgraded HVDC+Constrained Operational Capacity | -154.8654 | 494.7855 | 652.1706
2030 | NIWCM | High Demand Growth+High Gas Supply+Increased Demand Response+Reduced Rankine Availability+Upgraded HVDC+Constrained Operational Capacity | -603.8607 | 137.6087 | 350.945
2031 | NIWCM | High Demand Growth+High Gas Supply+Increased Demand Response+Reduced Rankine Availability+Upgraded HVDC+Constrained Operational Capacity | -864.1907 | -111.9715 | 161.7371
2032 | NIWCM | High Demand Growth+High Gas Supply+Increased Demand Response+Reduced Rankine Availability+Upgraded HVDC+Constrained Operational Capacity | -1078.7384 | -324.0986 | -27.0191
2033 | NIWCM | High Demand Growth+High Gas Supply+Increased Demand Response+Reduced Rankine Availability+Upgraded HVDC+Constrained Operational Capacity | -1279.3768 | -520.862 | -215.1628
2034 | NIWCM | High Demand Growth+High Gas Supply+Increased Demand Response+Reduced Rankine Availability+Upgraded HVDC+Constrained Operational Capacity | -1501.7344 | -705.9906 | -321.421
2035 | NIWCM | High Demand Growth+High Gas Supply+Increased Demand Response+Reduced Rankine Availability+Upgraded HVDC+Constrained Operational Capacity | -1612.7925 | -862.4267 | -475.1684
2026 | SIWEM_PERC | High Demand Growth+High Gas Supply+Increased Demand Response+Reduced Rankine Availability+Upgraded HVDC+Constrained Operational Capacity | 32.0605 | 32.2163 | 32.2163
2027 | SIWEM_PERC | High Demand Growth+High Gas Supply+Increased Demand Response+Reduced Rankine Availability+Upgraded HVDC+Constrained Operational Capacity | 16.6389 | 19.1065 | 19.1065
2028 | SIWEM_PERC | High Demand Growth+High Gas Supply+Increased Demand Response+Reduced Rankine Availability+Upgraded HVDC+Constrained Operational Capacity | 11.2837 | 23.0995 | 33.3343
2029 | SIWEM_PERC | High Demand Growth+High Gas Supply+Increased Demand Response+Reduced Rankine Availability+Upgraded HVDC+Constrained Operational Capacity | 4.2023 | 29.4223 | 50.6893
2030 | SIWEM_PERC | High Demand Growth+High Gas Supply+Increased Demand Response+Reduced Rankine Availability+Upgraded HVDC+Constrained Operational Capacity | -3.4825 | 17.1446 | 49.695
2031 | SIWEM_PERC | High Demand Growth+High Gas Supply+Increased Demand Response+Reduced Rankine Availability+Upgraded HVDC+Constrained Operational Capacity | -8.7515 | 6.4765 | 49.9401
2032 | SIWEM_PERC | High Demand Growth+High Gas Supply+Increased Demand Response+Reduced Rankine Availability+Upgraded HVDC+Constrained Operational Capacity | -10.5156 | 0.63356 | 45.506
2033 | SIWEM_PERC | High Demand Growth+High Gas Supply+Increased Demand Response+Reduced Rankine Availability+Upgraded HVDC+Constrained Operational Capacity | -12.1285 | -1.4995 | 42.6299
2034 | SIWEM_PERC | High Demand Growth+High Gas Supply+Increased Demand Response+Reduced Rankine Availability+Upgraded HVDC+Constrained Operational Capacity | -13.8721 | -3.4891 | 36.233
2035 | SIWEM_PERC | High Demand Growth+High Gas Supply+Increased Demand Response+Reduced Rankine Availability+Upgraded HVDC+Constrained Operational Capacity | -15.1242 | -4.93 | 30.9492
2026 | NZWEM_PERC | High Demand Growth+High Gas Supply+Increased Demand Response+Reduced Rankine Availability+Upgraded HVDC+Constrained Operational Capacity+Low Wind & Solar | 10.9291 | 10.9791 | 10.9791
2027 | NZWEM_PERC | High Demand Growth+High Gas Supply+Increased Demand Response+Reduced Rankine Availability+Upgraded HVDC+Constrained Operational Capacity+Low Wind & Solar | 4.0684 | 5.6294 | 5.8992
2028 | NZWEM_PERC | High Demand Growth+High Gas Supply+Increased Demand Response+Reduced Rankine Availability+Upgraded HVDC+Constrained Operational Capacity+Low Wind & Solar | 0.082501 | 6.6847 | 10.3465
2029 | NZWEM_PERC | High Demand Growth+High Gas Supply+Increased Demand Response+Reduced Rankine Availability+Upgraded HVDC+Constrained Operational Capacity+Low Wind & Solar | 0.21168 | 9.1938 | 16.3004
2030 | NZWEM_PERC | High Demand Growth+High Gas Supply+Increased Demand Response+Reduced Rankine Availability+Upgraded HVDC+Constrained Operational Capacity+Low Wind & Solar | -5.4619 | 4.7509 | 15.9378
2031 | NZWEM_PERC | High Demand Growth+High Gas Supply+Increased Demand Response+Reduced Rankine Availability+Upgraded HVDC+Constrained Operational Capacity+Low Wind & Solar | -8.993 | 0.86987 | 16.1196
2032 | NZWEM_PERC | High Demand Growth+High Gas Supply+Increased Demand Response+Reduced Rankine Availability+Upgraded HVDC+Constrained Operational Capacity+Low Wind & Solar | -11.1813 | -1.3067 | 14.3025
2033 | NZWEM_PERC | High Demand Growth+High Gas Supply+Increased Demand Response+Reduced Rankine Availability+Upgraded HVDC+Constrained Operational Capacity+Low Wind & Solar | -13.0413 | -3.4182 | 13.0967
2034 | NZWEM_PERC | High Demand Growth+High Gas Supply+Increased Demand Response+Reduced Rankine Availability+Upgraded HVDC+Constrained Operational Capacity+Low Wind & Solar | -15.124 | -5.4324 | 10.6033
2035 | NZWEM_PERC | High Demand Growth+High Gas Supply+Increased Demand Response+Reduced Rankine Availability+Upgraded HVDC+Constrained Operational Capacity+Low Wind & Solar | -16.6484 | -7.1089 | 8.5486
2026 | NIWCM | High Demand Growth+High Gas Supply+Increased Demand Response+Reduced Rankine Availability+Upgraded HVDC+Constrained Operational Capacity+Low Wind & Solar | 439.5221 | 439.5221 | 439.5221
2027 | NIWCM | High Demand Growth+High Gas Supply+Increased Demand Response+Reduced Rankine Availability+Upgraded HVDC+Constrained Operational Capacity+Low Wind & Solar | 320.9465 | 324.8176 | 324.8176
2028 | NIWCM | High Demand Growth+High Gas Supply+Increased Demand Response+Reduced Rankine Availability+Upgraded HVDC+Constrained Operational Capacity+Low Wind & Solar | 169.0221 | 663.6563 | 671.9906
2029 | NIWCM | High Demand Growth+High Gas Supply+Increased Demand Response+Reduced Rankine Availability+Upgraded HVDC+Constrained Operational Capacity+Low Wind & Solar | -154.8654 | 494.7855 | 652.1706
2030 | NIWCM | High Demand Growth+High Gas Supply+Increased Demand Response+Reduced Rankine Availability+Upgraded HVDC+Constrained Operational Capacity+Low Wind & Solar | -603.8607 | 137.6087 | 350.945
2031 | NIWCM | High Demand Growth+High Gas Supply+Increased Demand Response+Reduced Rankine Availability+Upgraded HVDC+Constrained Operational Capacity+Low Wind & Solar | -864.1907 | -111.9715 | 161.7371
2032 | NIWCM | High Demand Growth+High Gas Supply+Increased Demand Response+Reduced Rankine Availability+Upgraded HVDC+Constrained Operational Capacity+Low Wind & Solar | -1078.7384 | -324.0986 | -27.0191
2033 | NIWCM | High Demand Growth+High Gas Supply+Increased Demand Response+Reduced Rankine Availability+Upgraded HVDC+Constrained Operational Capacity+Low Wind & Solar | -1279.3768 | -520.862 | -215.1628
2034 | NIWCM | High Demand Growth+High Gas Supply+Increased Demand Response+Reduced Rankine Availability+Upgraded HVDC+Constrained Operational Capacity+Low Wind & Solar | -1501.7344 | -705.9906 | -321.421
2035 | NIWCM | High Demand Growth+High Gas Supply+Increased Demand Response+Reduced Rankine Availability+Upgraded HVDC+Constrained Operational Capacity+Low Wind & Solar | -1612.7925 | -862.4267 | -475.1684
2026 | SIWEM_PERC | High Demand Growth+High Gas Supply+Increased Demand Response+Reduced Rankine Availability+Upgraded HVDC+Constrained Operational Capacity+Low Wind & Solar | 28.7901 | 28.9307 | 28.9307
2027 | SIWEM_PERC | High Demand Growth+High Gas Supply+Increased Demand Response+Reduced Rankine Availability+Upgraded HVDC+Constrained Operational Capacity+Low Wind & Solar | 15.8317 | 18.0585 | 18.0585
2028 | SIWEM_PERC | High Demand Growth+High Gas Supply+Increased Demand Response+Reduced Rankine Availability+Upgraded HVDC+Constrained Operational Capacity+Low Wind & Solar | 10.3616 | 21.025 | 27.0063
2029 | SIWEM_PERC | High Demand Growth+High Gas Supply+Increased Demand Response+Reduced Rankine Availability+Upgraded HVDC+Constrained Operational Capacity+Low Wind & Solar | 3.3418 | 23.3191 | 42.674
2030 | SIWEM_PERC | High Demand Growth+High Gas Supply+Increased Demand Response+Reduced Rankine Availability+Upgraded HVDC+Constrained Operational Capacity+Low Wind & Solar | -4.2769 | 11.1215 | 41.0247
2031 | SIWEM_PERC | High Demand Growth+High Gas Supply+Increased Demand Response+Reduced Rankine Availability+Upgraded HVDC+Constrained Operational Capacity+Low Wind & Solar | -9.5005 | 0.79818 | 40.5567
2032 | SIWEM_PERC | High Demand Growth+High Gas Supply+Increased Demand Response+Reduced Rankine Availability+Upgraded HVDC+Constrained Operational Capacity+Low Wind & Solar | -11.248 | -1.4502 | 36.1278
2033 | SIWEM_PERC | High Demand Growth+High Gas Supply+Increased Demand Response+Reduced Rankine Availability+Upgraded HVDC+Constrained Operational Capacity+Low Wind & Solar | -12.8456 | -3.2532 | 33.1066
2034 | SIWEM_PERC | High Demand Growth+High Gas Supply+Increased Demand Response+Reduced Rankine Availability+Upgraded HVDC+Constrained Operational Capacity+Low Wind & Solar | -14.5725 | -5.2022 | 26.8117
2035 | SIWEM_PERC | High Demand Growth+High Gas Supply+Increased Demand Response+Reduced Rankine Availability+Upgraded HVDC+Constrained Operational Capacity+Low Wind & Solar | -15.8119 | -6.612 | 21.393
2026 | NZWEM_PERC | High Demand Growth+High Gas Supply+Increased Demand Response+Reduced Rankine Availability+Delayed Build | 7.5984 | 7.5984 | 7.5984
2027 | NZWEM_PERC | High Demand Growth+High Gas Supply+Increased Demand Response+Reduced Rankine Availability+Delayed Build | -1.602 | -1.469 | -1.311
2028 | NZWEM_PERC | High Demand Growth+High Gas Supply+Increased Demand Response+Reduced Rankine Availability+Delayed Build | -2.3854 | -1.0835 | -0.80014
2029 | NZWEM_PERC | High Demand Growth+High Gas Supply+Increased Demand Response+Reduced Rankine Availability+Delayed Build | 0.48151 | 2.9616 | 3.7319
2030 | NZWEM_PERC | High Demand Growth+High Gas Supply+Increased Demand Response+Reduced Rankine Availability+Delayed Build | -4.2697 | 3.299 | 9.6967
2031 | NZWEM_PERC | High Demand Growth+High Gas Supply+Increased Demand Response+Reduced Rankine Availability+Delayed Build | -7.8505 | 1.9557 | 9.0388
2032 | NZWEM_PERC | High Demand Growth+High Gas Supply+Increased Demand Response+Reduced Rankine Availability+Delayed Build | -10.0711 | 0.012832 | 11.5234
2033 | NZWEM_PERC | High Demand Growth+High Gas Supply+Increased Demand Response+Reduced Rankine Availability+Delayed Build | -11.9594 | -2.0607 | 13.9092
2034 | NZWEM_PERC | High Demand Growth+High Gas Supply+Increased Demand Response+Reduced Rankine Availability+Delayed Build | -14.0735 | -4.1574 | 12.1465
2035 | NZWEM_PERC | High Demand Growth+High Gas Supply+Increased Demand Response+Reduced Rankine Availability+Delayed Build | -15.6226 | -5.5613 | 11.7273
2026 | NIWCM | High Demand Growth+High Gas Supply+Increased Demand Response+Reduced Rankine Availability+Delayed Build | 741.7097 | 741.7097 | 741.7097
2027 | NIWCM | High Demand Growth+High Gas Supply+Increased Demand Response+Reduced Rankine Availability+Delayed Build | 543.3008 | 545.3044 | 547.7769
2028 | NIWCM | High Demand Growth+High Gas Supply+Increased Demand Response+Reduced Rankine Availability+Delayed Build | 570.4704 | 591.0527 | 595.5892
2029 | NIWCM | High Demand Growth+High Gas Supply+Increased Demand Response+Reduced Rankine Availability+Delayed Build | 309.988 | 438.2941 | 451.8864
2030 | NIWCM | High Demand Growth+High Gas Supply+Increased Demand Response+Reduced Rankine Availability+Delayed Build | 19.2281 | 745.4805 | 1038.4801
2031 | NIWCM | High Demand Growth+High Gas Supply+Increased Demand Response+Reduced Rankine Availability+Delayed Build | -256.5236 | 682.0003 | 1043.5201
2032 | NIWCM | High Demand Growth+High Gas Supply+Increased Demand Response+Reduced Rankine Availability+Delayed Build | -471.415 | 542.8788 | 1131.8408
2033 | NIWCM | High Demand Growth+High Gas Supply+Increased Demand Response+Reduced Rankine Availability+Delayed Build | -595.3056 | 427.7255 | 1257.4496
2034 | NIWCM | High Demand Growth+High Gas Supply+Increased Demand Response+Reduced Rankine Availability+Delayed Build | -823.6946 | 220.2272 | 1087.721
2035 | NIWCM | High Demand Growth+High Gas Supply+Increased Demand Response+Reduced Rankine Availability+Delayed Build | -990.5654 | 84.6259 | 1022.7878
2026 | SIWEM_PERC | High Demand Growth+High Gas Supply+Increased Demand Response+Reduced Rankine Availability+Delayed Build | 19.4223 | 19.4223 | 19.4223
2027 | SIWEM_PERC | High Demand Growth+High Gas Supply+Increased Demand Response+Reduced Rankine Availability+Delayed Build | 13.1185 | 13.1862 | 13.1862
2028 | SIWEM_PERC | High Demand Growth+High Gas Supply+Increased Demand Response+Reduced Rankine Availability+Delayed Build | 9.1882 | 10.9655 | 10.9655
2029 | SIWEM_PERC | High Demand Growth+High Gas Supply+Increased Demand Response+Reduced Rankine Availability+Delayed Build | 2.6144 | 6.9288 | 8.4436
2030 | SIWEM_PERC | High Demand Growth+High Gas Supply+Increased Demand Response+Reduced Rankine Availability+Delayed Build | -3.4825 | 7.2317 | 24.3706
2031 | SIWEM_PERC | High Demand Growth+High Gas Supply+Increased Demand Response+Reduced Rankine Availability+Delayed Build | -8.7515 | 3.6599 | 22.3265
2032 | SIWEM_PERC | High Demand Growth+High Gas Supply+Increased Demand Response+Reduced Rankine Availability+Delayed Build | -10.5156 | 0.3411 | 29.0239
2033 | SIWEM_PERC | High Demand Growth+High Gas Supply+Increased Demand Response+Reduced Rankine Availability+Delayed Build | -12.1285 | -1.4995 | 34.5085
2034 | SIWEM_PERC | High Demand Growth+High Gas Supply+Increased Demand Response+Reduced Rankine Availability+Delayed Build | -13.8721 | -3.4891 | 30.9481
2035 | SIWEM_PERC | High Demand Growth+High Gas Supply+Increased Demand Response+Reduced Rankine Availability+Delayed Build | -15.1242 | -4.93 | 29.6048
2026 | NZWEM_PERC | High Demand Growth+High Gas Supply+Increased Demand Response+Reduced Rankine Availability+Delayed Build+Low Wind & Solar | 6.7137 | 6.7137 | 6.7137
2027 | NZWEM_PERC | High Demand Growth+High Gas Supply+Increased Demand Response+Reduced Rankine Availability+Delayed Build+Low Wind & Solar | -2.5024 | -2.3822 | -2.2397
2028 | NZWEM_PERC | High Demand Growth+High Gas Supply+Increased Demand Response+Reduced Rankine Availability+Delayed Build+Low Wind & Solar | -3.4702 | -2.2953 | -2.0396
2029 | NZWEM_PERC | High Demand Growth+High Gas Supply+Increased Demand Response+Reduced Rankine Availability+Delayed Build+Low Wind & Solar | -0.69111 | 1.5471 | 2.2422
2030 | NZWEM_PERC | High Demand Growth+High Gas Supply+Increased Demand Response+Reduced Rankine Availability+Delayed Build+Low Wind & Solar | -5.4619 | 1.3686 | 7.1423
2031 | NZWEM_PERC | High Demand Growth+High Gas Supply+Increased Demand Response+Reduced Rankine Availability+Delayed Build+Low Wind & Solar | -8.993 | -0.1432 | 6.249
2032 | NZWEM_PERC | High Demand Growth+High Gas Supply+Increased Demand Response+Reduced Rankine Availability+Delayed Build+Low Wind & Solar | -11.1813 | -2.0809 | 8.3368
2033 | NZWEM_PERC | High Demand Growth+High Gas Supply+Increased Demand Response+Reduced Rankine Availability+Delayed Build+Low Wind & Solar | -13.0413 | -4.1011 | 10.3403
2034 | NZWEM_PERC | High Demand Growth+High Gas Supply+Increased Demand Response+Reduced Rankine Availability+Delayed Build+Low Wind & Solar | -15.124 | -6.1683 | 8.6019
2035 | NZWEM_PERC | High Demand Growth+High Gas Supply+Increased Demand Response+Reduced Rankine Availability+Delayed Build+Low Wind & Solar | -16.6484 | -7.5248 | 8.1328
2026 | NIWCM | High Demand Growth+High Gas Supply+Increased Demand Response+Reduced Rankine Availability+Delayed Build+Low Wind & Solar | 741.7097 | 741.7097 | 741.7097
2027 | NIWCM | High Demand Growth+High Gas Supply+Increased Demand Response+Reduced Rankine Availability+Delayed Build+Low Wind & Solar | 543.3008 | 545.3044 | 547.7769
2028 | NIWCM | High Demand Growth+High Gas Supply+Increased Demand Response+Reduced Rankine Availability+Delayed Build+Low Wind & Solar | 570.4704 | 591.0527 | 595.5892
2029 | NIWCM | High Demand Growth+High Gas Supply+Increased Demand Response+Reduced Rankine Availability+Delayed Build+Low Wind & Solar | 309.988 | 438.2941 | 451.8864
2030 | NIWCM | High Demand Growth+High Gas Supply+Increased Demand Response+Reduced Rankine Availability+Delayed Build+Low Wind & Solar | 19.2281 | 745.4805 | 1038.4801
2031 | NIWCM | High Demand Growth+High Gas Supply+Increased Demand Response+Reduced Rankine Availability+Delayed Build+Low Wind & Solar | -256.5236 | 682.0003 | 1043.5201
2032 | NIWCM | High Demand Growth+High Gas Supply+Increased Demand Response+Reduced Rankine Availability+Delayed Build+Low Wind & Solar | -471.415 | 542.8788 | 1131.8408
2033 | NIWCM | High Demand Growth+High Gas Supply+Increased Demand Response+Reduced Rankine Availability+Delayed Build+Low Wind & Solar | -595.3056 | 427.7255 | 1257.4496
2034 | NIWCM | High Demand Growth+High Gas Supply+Increased Demand Response+Reduced Rankine Availability+Delayed Build+Low Wind & Solar | -823.6946 | 220.2272 | 1087.721
2035 | NIWCM | High Demand Growth+High Gas Supply+Increased Demand Response+Reduced Rankine Availability+Delayed Build+Low Wind & Solar | -990.5654 | 84.6259 | 1022.7878
2026 | SIWEM_PERC | High Demand Growth+High Gas Supply+Increased Demand Response+Reduced Rankine Availability+Delayed Build+Low Wind & Solar | 17.2783 | 17.2783 | 17.2783
2027 | SIWEM_PERC | High Demand Growth+High Gas Supply+Increased Demand Response+Reduced Rankine Availability+Delayed Build+Low Wind & Solar | 12.6546 | 12.7157 | 12.7157
2028 | SIWEM_PERC | High Demand Growth+High Gas Supply+Increased Demand Response+Reduced Rankine Availability+Delayed Build+Low Wind & Solar | 8.4705 | 10.0745 | 10.0745
2029 | SIWEM_PERC | High Demand Growth+High Gas Supply+Increased Demand Response+Reduced Rankine Availability+Delayed Build+Low Wind & Solar | 1.9088 | 5.8024 | 5.8024
2030 | SIWEM_PERC | High Demand Growth+High Gas Supply+Increased Demand Response+Reduced Rankine Availability+Delayed Build+Low Wind & Solar | -4.2769 | 4.9103 | 17.5276
2031 | SIWEM_PERC | High Demand Growth+High Gas Supply+Increased Demand Response+Reduced Rankine Availability+Delayed Build+Low Wind & Solar | -9.5005 | -0.8391 | 14.9743
2032 | SIWEM_PERC | High Demand Growth+High Gas Supply+Increased Demand Response+Reduced Rankine Availability+Delayed Build+Low Wind & Solar | -11.248 | -1.4502 | 20.5729
2033 | SIWEM_PERC | High Demand Growth+High Gas Supply+Increased Demand Response+Reduced Rankine Availability+Delayed Build+Low Wind & Solar | -12.8456 | -3.2532 | 25.9815
2034 | SIWEM_PERC | High Demand Growth+High Gas Supply+Increased Demand Response+Reduced Rankine Availability+Delayed Build+Low Wind & Solar | -14.5725 | -5.2022 | 21.4471
2035 | SIWEM_PERC | High Demand Growth+High Gas Supply+Increased Demand Response+Reduced Rankine Availability+Delayed Build+Low Wind & Solar | -15.8119 | -6.612 | 20.2721
2026 | NZWEM_PERC | High Demand Growth+High Gas Supply+Increased Demand Response+Reduced Rankine Availability+Delayed Build+Constrained Operational Capacity | 7.5984 | 7.5984 | 7.5984
2027 | NZWEM_PERC | High Demand Growth+High Gas Supply+Increased Demand Response+Reduced Rankine Availability+Delayed Build+Constrained Operational Capacity | -1.602 | -1.469 | -1.311
2028 | NZWEM_PERC | High Demand Growth+High Gas Supply+Increased Demand Response+Reduced Rankine Availability+Delayed Build+Constrained Operational Capacity | -2.3854 | -1.0835 | -0.80014
2029 | NZWEM_PERC | High Demand Growth+High Gas Supply+Increased Demand Response+Reduced Rankine Availability+Delayed Build+Constrained Operational Capacity | 0.48151 | 2.9616 | 3.7319
2030 | NZWEM_PERC | High Demand Growth+High Gas Supply+Increased Demand Response+Reduced Rankine Availability+Delayed Build+Constrained Operational Capacity | -4.2697 | 3.299 | 9.6967
2031 | NZWEM_PERC | High Demand Growth+High Gas Supply+Increased Demand Response+Reduced Rankine Availability+Delayed Build+Constrained Operational Capacity | -7.8505 | 1.9557 | 9.0388
2032 | NZWEM_PERC | High Demand Growth+High Gas Supply+Increased Demand Response+Reduced Rankine Availability+Delayed Build+Constrained Operational Capacity | -10.0711 | 0.012832 | 11.5234
2033 | NZWEM_PERC | High Demand Growth+High Gas Supply+Increased Demand Response+Reduced Rankine Availability+Delayed Build+Constrained Operational Capacity | -11.9594 | -2.0607 | 13.9092
2034 | NZWEM_PERC | High Demand Growth+High Gas Supply+Increased Demand Response+Reduced Rankine Availability+Delayed Build+Constrained Operational Capacity | -14.0735 | -4.1574 | 12.1465
2035 | NZWEM_PERC | High Demand Growth+High Gas Supply+Increased Demand Response+Reduced Rankine Availability+Delayed Build+Constrained Operational Capacity | -15.6226 | -5.5613 | 11.7273
2026 | NIWCM | High Demand Growth+High Gas Supply+Increased Demand Response+Reduced Rankine Availability+Delayed Build+Constrained Operational Capacity | 209.2066 | 209.2066 | 209.2066
2027 | NIWCM | High Demand Growth+High Gas Supply+Increased Demand Response+Reduced Rankine Availability+Delayed Build+Constrained Operational Capacity | 4.4086 | 4.4086 | 4.4086
2028 | NIWCM | High Demand Growth+High Gas Supply+Increased Demand Response+Reduced Rankine Availability+Delayed Build+Constrained Operational Capacity | -40.9528 | -40.9528 | -40.9528
2029 | NIWCM | High Demand Growth+High Gas Supply+Increased Demand Response+Reduced Rankine Availability+Delayed Build+Constrained Operational Capacity | -335.0736 | -252.8911 | -252.8911
2030 | NIWCM | High Demand Growth+High Gas Supply+Increased Demand Response+Reduced Rankine Availability+Delayed Build+Constrained Operational Capacity | -659.6372 | -145.9704 | -28.0389
2031 | NIWCM | High Demand Growth+High Gas Supply+Increased Demand Response+Reduced Rankine Availability+Delayed Build+Constrained Operational Capacity | -937.1292 | -284.1864 | -124.8989
2032 | NIWCM | High Demand Growth+High Gas Supply+Increased Demand Response+Reduced Rankine Availability+Delayed Build+Constrained Operational Capacity | -1151.6769 | -435.8263 | -220.1632
2033 | NIWCM | High Demand Growth+High Gas Supply+Increased Demand Response+Reduced Rankine Availability+Delayed Build+Constrained Operational Capacity | -1279.3768 | -551.3212 | -277.0745
2034 | NIWCM | High Demand Growth+High Gas Supply+Increased Demand Response+Reduced Rankine Availability+Delayed Build+Constrained Operational Capacity | -1501.7344 | -776.0798 | -478.7392
2035 | NIWCM | High Demand Growth+High Gas Supply+Increased Demand Response+Reduced Rankine Availability+Delayed Build+Constrained Operational Capacity | -1612.7925 | -914.7587 | -604.7294
2026 | SIWEM_PERC | High Demand Growth+High Gas Supply+Increased Demand Response+Reduced Rankine Availability+Delayed Build+Constrained Operational Capacity | 19.4223 | 19.4223 | 19.4223
2027 | SIWEM_PERC | High Demand Growth+High Gas Supply+Increased Demand Response+Reduced Rankine Availability+Delayed Build+Constrained Operational Capacity | 13.1185 | 13.1862 | 13.1862
2028 | SIWEM_PERC | High Demand Growth+High Gas Supply+Increased Demand Response+Reduced Rankine Availability+Delayed Build+Constrained Operational Capacity | 9.1882 | 10.9655 | 10.9655
2029 | SIWEM_PERC | High Demand Growth+High Gas Supply+Increased Demand Response+Reduced Rankine Availability+Delayed Build+Constrained Operational Capacity | 2.6144 | 6.9288 | 8.4436
2030 | SIWEM_PERC | High Demand Growth+High Gas Supply+Increased Demand Response+Reduced Rankine Availability+Delayed Build+Constrained Operational Capacity | -3.4825 | 7.2317 | 24.3706
2031 | SIWEM_PERC | High Demand Growth+High Gas Supply+Increased Demand Response+Reduced Rankine Availability+Delayed Build+Constrained Operational Capacity | -8.7515 | 3.6599 | 22.3265
2032 | SIWEM_PERC | High Demand Growth+High Gas Supply+Increased Demand Response+Reduced Rankine Availability+Delayed Build+Constrained Operational Capacity | -10.5156 | 0.3411 | 29.0239
2033 | SIWEM_PERC | High Demand Growth+High Gas Supply+Increased Demand Response+Reduced Rankine Availability+Delayed Build+Constrained Operational Capacity | -12.1285 | -1.4995 | 34.5085
2034 | SIWEM_PERC | High Demand Growth+High Gas Supply+Increased Demand Response+Reduced Rankine Availability+Delayed Build+Constrained Operational Capacity | -13.8721 | -3.4891 | 30.9481
2035 | SIWEM_PERC | High Demand Growth+High Gas Supply+Increased Demand Response+Reduced Rankine Availability+Delayed Build+Constrained Operational Capacity | -15.1242 | -4.93 | 29.6048
2026 | NZWEM_PERC | High Demand Growth+High Gas Supply+Increased Demand Response+Reduced Rankine Availability+Delayed Build+Constrained Operational Capacity+Low Wind & Solar | 6.7137 | 6.7137 | 6.7137
2027 | NZWEM_PERC | High Demand Growth+High Gas Supply+Increased Demand Response+Reduced Rankine Availability+Delayed Build+Constrained Operational Capacity+Low Wind & Solar | -2.5024 | -2.3822 | -2.2397
2028 | NZWEM_PERC | High Demand Growth+High Gas Supply+Increased Demand Response+Reduced Rankine Availability+Delayed Build+Constrained Operational Capacity+Low Wind & Solar | -3.4702 | -2.2953 | -2.0396
2029 | NZWEM_PERC | High Demand Growth+High Gas Supply+Increased Demand Response+Reduced Rankine Availability+Delayed Build+Constrained Operational Capacity+Low Wind & Solar | -0.69111 | 1.5471 | 2.2422
2030 | NZWEM_PERC | High Demand Growth+High Gas Supply+Increased Demand Response+Reduced Rankine Availability+Delayed Build+Constrained Operational Capacity+Low Wind & Solar | -5.4619 | 1.3686 | 7.1423
2031 | NZWEM_PERC | High Demand Growth+High Gas Supply+Increased Demand Response+Reduced Rankine Availability+Delayed Build+Constrained Operational Capacity+Low Wind & Solar | -8.993 | -0.1432 | 6.249
2032 | NZWEM_PERC | High Demand Growth+High Gas Supply+Increased Demand Response+Reduced Rankine Availability+Delayed Build+Constrained Operational Capacity+Low Wind & Solar | -11.1813 | -2.0809 | 8.3368
2033 | NZWEM_PERC | High Demand Growth+High Gas Supply+Increased Demand Response+Reduced Rankine Availability+Delayed Build+Constrained Operational Capacity+Low Wind & Solar | -13.0413 | -4.1011 | 10.3403
2034 | NZWEM_PERC | High Demand Growth+High Gas Supply+Increased Demand Response+Reduced Rankine Availability+Delayed Build+Constrained Operational Capacity+Low Wind & Solar | -15.124 | -6.1683 | 8.6019
2035 | NZWEM_PERC | High Demand Growth+High Gas Supply+Increased Demand Response+Reduced Rankine Availability+Delayed Build+Constrained Operational Capacity+Low Wind & Solar | -16.6484 | -7.5248 | 8.1328
2026 | NIWCM | High Demand Growth+High Gas Supply+Increased Demand Response+Reduced Rankine Availability+Delayed Build+Constrained Operational Capacity+Low Wind & Solar | 209.2066 | 209.2066 | 209.2066
2027 | NIWCM | High Demand Growth+High Gas Supply+Increased Demand Response+Reduced Rankine Availability+Delayed Build+Constrained Operational Capacity+Low Wind & Solar | 4.4086 | 4.4086 | 4.4086
2028 | NIWCM | High Demand Growth+High Gas Supply+Increased Demand Response+Reduced Rankine Availability+Delayed Build+Constrained Operational Capacity+Low Wind & Solar | -40.9528 | -40.9528 | -40.9528
2029 | NIWCM | High Demand Growth+High Gas Supply+Increased Demand Response+Reduced Rankine Availability+Delayed Build+Constrained Operational Capacity+Low Wind & Solar | -335.0736 | -252.8911 | -252.8911
2030 | NIWCM | High Demand Growth+High Gas Supply+Increased Demand Response+Reduced Rankine Availability+Delayed Build+Constrained Operational Capacity+Low Wind & Solar | -659.6372 | -145.9704 | -28.0389
2031 | NIWCM | High Demand Growth+High Gas Supply+Increased Demand Response+Reduced Rankine Availability+Delayed Build+Constrained Operational Capacity+Low Wind & Solar | -937.1292 | -284.1864 | -124.8989
2032 | NIWCM | High Demand Growth+High Gas Supply+Increased Demand Response+Reduced Rankine Availability+Delayed Build+Constrained Operational Capacity+Low Wind & Solar | -1151.6769 | -435.8263 | -220.1632
2033 | NIWCM | High Demand Growth+High Gas Supply+Increased Demand Response+Reduced Rankine Availability+Delayed Build+Constrained Operational Capacity+Low Wind & Solar | -1279.3768 | -551.3212 | -277.0745
2034 | NIWCM | High Demand Growth+High Gas Supply+Increased Demand Response+Reduced Rankine Availability+Delayed Build+Constrained Operational Capacity+Low Wind & Solar | -1501.7344 | -776.0798 | -478.7392
2035 | NIWCM | High Demand Growth+High Gas Supply+Increased Demand Response+Reduced Rankine Availability+Delayed Build+Constrained Operational Capacity+Low Wind & Solar | -1612.7925 | -914.7587 | -604.7294
2026 | SIWEM_PERC | High Demand Growth+High Gas Supply+Increased Demand Response+Reduced Rankine Availability+Delayed Build+Constrained Operational Capacity+Low Wind & Solar | 17.2783 | 17.2783 | 17.2783
2027 | SIWEM_PERC | High Demand Growth+High Gas Supply+Increased Demand Response+Reduced Rankine Availability+Delayed Build+Constrained Operational Capacity+Low Wind & Solar | 12.6546 | 12.7157 | 12.7157
2028 | SIWEM_PERC | High Demand Growth+High Gas Supply+Increased Demand Response+Reduced Rankine Availability+Delayed Build+Constrained Operational Capacity+Low Wind & Solar | 8.4705 | 10.0745 | 10.0745
2029 | SIWEM_PERC | High Demand Growth+High Gas Supply+Increased Demand Response+Reduced Rankine Availability+Delayed Build+Constrained Operational Capacity+Low Wind & Solar | 1.9088 | 5.8024 | 5.8024
2030 | SIWEM_PERC | High Demand Growth+High Gas Supply+Increased Demand Response+Reduced Rankine Availability+Delayed Build+Constrained Operational Capacity+Low Wind & Solar | -4.2769 | 4.9103 | 17.5276
2031 | SIWEM_PERC | High Demand Growth+High Gas Supply+Increased Demand Response+Reduced Rankine Availability+Delayed Build+Constrained Operational Capacity+Low Wind & Solar | -9.5005 | -0.8391 | 14.9743
2032 | SIWEM_PERC | High Demand Growth+High Gas Supply+Increased Demand Response+Reduced Rankine Availability+Delayed Build+Constrained Operational Capacity+Low Wind & Solar | -11.248 | -1.4502 | 20.5729
2033 | SIWEM_PERC | High Demand Growth+High Gas Supply+Increased Demand Response+Reduced Rankine Availability+Delayed Build+Constrained Operational Capacity+Low Wind & Solar | -12.8456 | -3.2532 | 25.9815
2034 | SIWEM_PERC | High Demand Growth+High Gas Supply+Increased Demand Response+Reduced Rankine Availability+Delayed Build+Constrained Operational Capacity+Low Wind & Solar | -14.5725 | -5.2022 | 21.4471
2035 | SIWEM_PERC | High Demand Growth+High Gas Supply+Increased Demand Response+Reduced Rankine Availability+Delayed Build+Constrained Operational Capacity+Low Wind & Solar | -15.8119 | -6.612 | 20.2721
2026 | NZWEM_PERC | High Demand Growth+High Gas Supply+Increased Demand Response+Reduced Rankine Availability+Delayed Build+Upgraded HVDC | 7.5984 | 7.5984 | 7.5984
2027 | NZWEM_PERC | High Demand Growth+High Gas Supply+Increased Demand Response+Reduced Rankine Availability+Delayed Build+Upgraded HVDC | -1.602 | -1.469 | -1.311
2028 | NZWEM_PERC | High Demand Growth+High Gas Supply+Increased Demand Response+Reduced Rankine Availability+Delayed Build+Upgraded HVDC | -2.3854 | -1.0835 | -0.80014
2029 | NZWEM_PERC | High Demand Growth+High Gas Supply+Increased Demand Response+Reduced Rankine Availability+Delayed Build+Upgraded HVDC | 0.48151 | 2.9616 | 3.7319
2030 | NZWEM_PERC | High Demand Growth+High Gas Supply+Increased Demand Response+Reduced Rankine Availability+Delayed Build+Upgraded HVDC | -4.2697 | 3.299 | 9.6967
2031 | NZWEM_PERC | High Demand Growth+High Gas Supply+Increased Demand Response+Reduced Rankine Availability+Delayed Build+Upgraded HVDC | -7.8505 | 1.9557 | 9.0388
2032 | NZWEM_PERC | High Demand Growth+High Gas Supply+Increased Demand Response+Reduced Rankine Availability+Delayed Build+Upgraded HVDC | -10.0711 | 0.012832 | 11.5234
2033 | NZWEM_PERC | High Demand Growth+High Gas Supply+Increased Demand Response+Reduced Rankine Availability+Delayed Build+Upgraded HVDC | -11.9594 | -2.0607 | 13.9092
2034 | NZWEM_PERC | High Demand Growth+High Gas Supply+Increased Demand Response+Reduced Rankine Availability+Delayed Build+Upgraded HVDC | -14.0735 | -4.1574 | 12.1465
2035 | NZWEM_PERC | High Demand Growth+High Gas Supply+Increased Demand Response+Reduced Rankine Availability+Delayed Build+Upgraded HVDC | -15.6226 | -5.5613 | 11.7273
2026 | NIWCM | High Demand Growth+High Gas Supply+Increased Demand Response+Reduced Rankine Availability+Delayed Build+Upgraded HVDC | 741.7097 | 741.7097 | 741.7097
2027 | NIWCM | High Demand Growth+High Gas Supply+Increased Demand Response+Reduced Rankine Availability+Delayed Build+Upgraded HVDC | 543.3008 | 545.3044 | 547.7769
2028 | NIWCM | High Demand Growth+High Gas Supply+Increased Demand Response+Reduced Rankine Availability+Delayed Build+Upgraded HVDC | 570.4704 | 591.0527 | 595.5892
2029 | NIWCM | High Demand Growth+High Gas Supply+Increased Demand Response+Reduced Rankine Availability+Delayed Build+Upgraded HVDC | 309.988 | 438.2941 | 451.8864
2030 | NIWCM | High Demand Growth+High Gas Supply+Increased Demand Response+Reduced Rankine Availability+Delayed Build+Upgraded HVDC | 19.2281 | 745.4805 | 1038.4801
2031 | NIWCM | High Demand Growth+High Gas Supply+Increased Demand Response+Reduced Rankine Availability+Delayed Build+Upgraded HVDC | -256.5236 | 682.0003 | 1043.5201
2032 | NIWCM | High Demand Growth+High Gas Supply+Increased Demand Response+Reduced Rankine Availability+Delayed Build+Upgraded HVDC | -471.415 | 542.8788 | 1131.8406
2033 | NIWCM | High Demand Growth+High Gas Supply+Increased Demand Response+Reduced Rankine Availability+Delayed Build+Upgraded HVDC | -595.3056 | 427.7255 | 1257.4496
2034 | NIWCM | High Demand Growth+High Gas Supply+Increased Demand Response+Reduced Rankine Availability+Delayed Build+Upgraded HVDC | -823.6946 | 220.2272 | 1087.721
2035 | NIWCM | High Demand Growth+High Gas Supply+Increased Demand Response+Reduced Rankine Availability+Delayed Build+Upgraded HVDC | -990.5654 | 84.6259 | 1022.7878
2026 | SIWEM_PERC | High Demand Growth+High Gas Supply+Increased Demand Response+Reduced Rankine Availability+Delayed Build+Upgraded HVDC | 19.4223 | 19.4223 | 19.4223
2027 | SIWEM_PERC | High Demand Growth+High Gas Supply+Increased Demand Response+Reduced Rankine Availability+Delayed Build+Upgraded HVDC | 13.1185 | 13.1862 | 13.1862
2028 | SIWEM_PERC | High Demand Growth+High Gas Supply+Increased Demand Response+Reduced Rankine Availability+Delayed Build+Upgraded HVDC | 9.1882 | 10.9655 | 10.9655
2029 | SIWEM_PERC | High Demand Growth+High Gas Supply+Increased Demand Response+Reduced Rankine Availability+Delayed Build+Upgraded HVDC | 2.6144 | 6.9288 | 8.4436
2030 | SIWEM_PERC | High Demand Growth+High Gas Supply+Increased Demand Response+Reduced Rankine Availability+Delayed Build+Upgraded HVDC | -3.4825 | 7.2317 | 24.3706
2031 | SIWEM_PERC | High Demand Growth+High Gas Supply+Increased Demand Response+Reduced Rankine Availability+Delayed Build+Upgraded HVDC | -8.7515 | 3.6599 | 22.3265
2032 | SIWEM_PERC | High Demand Growth+High Gas Supply+Increased Demand Response+Reduced Rankine Availability+Delayed Build+Upgraded HVDC | -10.5156 | 0.3411 | 29.0239
2033 | SIWEM_PERC | High Demand Growth+High Gas Supply+Increased Demand Response+Reduced Rankine Availability+Delayed Build+Upgraded HVDC | -12.1285 | -1.4995 | 35.4026
2034 | SIWEM_PERC | High Demand Growth+High Gas Supply+Increased Demand Response+Reduced Rankine Availability+Delayed Build+Upgraded HVDC | -13.8721 | -3.4891 | 30.9481
2035 | SIWEM_PERC | High Demand Growth+High Gas Supply+Increased Demand Response+Reduced Rankine Availability+Delayed Build+Upgraded HVDC | -15.1242 | -4.93 | 29.9286
2026 | NZWEM_PERC | High Demand Growth+High Gas Supply+Increased Demand Response+Reduced Rankine Availability+Delayed Build+Upgraded HVDC+Low Wind & Solar | 6.7137 | 6.7137 | 6.7137
2027 | NZWEM_PERC | High Demand Growth+High Gas Supply+Increased Demand Response+Reduced Rankine Availability+Delayed Build+Upgraded HVDC+Low Wind & Solar | -2.5024 | -2.3822 | -2.2397
2028 | NZWEM_PERC | High Demand Growth+High Gas Supply+Increased Demand Response+Reduced Rankine Availability+Delayed Build+Upgraded HVDC+Low Wind & Solar | -3.4702 | -2.2953 | -2.0396
2029 | NZWEM_PERC | High Demand Growth+High Gas Supply+Increased Demand Response+Reduced Rankine Availability+Delayed Build+Upgraded HVDC+Low Wind & Solar | -0.69111 | 1.5471 | 2.2422
2030 | NZWEM_PERC | High Demand Growth+High Gas Supply+Increased Demand Response+Reduced Rankine Availability+Delayed Build+Upgraded HVDC+Low Wind & Solar | -5.4619 | 1.3686 | 7.1423
2031 | NZWEM_PERC | High Demand Growth+High Gas Supply+Increased Demand Response+Reduced Rankine Availability+Delayed Build+Upgraded HVDC+Low Wind & Solar | -8.993 | -0.1432 | 6.249
2032 | NZWEM_PERC | High Demand Growth+High Gas Supply+Increased Demand Response+Reduced Rankine Availability+Delayed Build+Upgraded HVDC+Low Wind & Solar | -11.1813 | -2.0809 | 8.3368
2033 | NZWEM_PERC | High Demand Growth+High Gas Supply+Increased Demand Response+Reduced Rankine Availability+Delayed Build+Upgraded HVDC+Low Wind & Solar | -13.0413 | -4.1011 | 10.3403
2034 | NZWEM_PERC | High Demand Growth+High Gas Supply+Increased Demand Response+Reduced Rankine Availability+Delayed Build+Upgraded HVDC+Low Wind & Solar | -15.124 | -6.1683 | 8.6019
2035 | NZWEM_PERC | High Demand Growth+High Gas Supply+Increased Demand Response+Reduced Rankine Availability+Delayed Build+Upgraded HVDC+Low Wind & Solar | -16.6484 | -7.5248 | 8.1328
2026 | NIWCM | High Demand Growth+High Gas Supply+Increased Demand Response+Reduced Rankine Availability+Delayed Build+Upgraded HVDC+Low Wind & Solar | 741.7097 | 741.7097 | 741.7097
2027 | NIWCM | High Demand Growth+High Gas Supply+Increased Demand Response+Reduced Rankine Availability+Delayed Build+Upgraded HVDC+Low Wind & Solar | 543.3008 | 545.3044 | 547.7769
2028 | NIWCM | High Demand Growth+High Gas Supply+Increased Demand Response+Reduced Rankine Availability+Delayed Build+Upgraded HVDC+Low Wind & Solar | 570.4704 | 591.0527 | 595.5892
2029 | NIWCM | High Demand Growth+High Gas Supply+Increased Demand Response+Reduced Rankine Availability+Delayed Build+Upgraded HVDC+Low Wind & Solar | 309.988 | 438.2941 | 451.8864
2030 | NIWCM | High Demand Growth+High Gas Supply+Increased Demand Response+Reduced Rankine Availability+Delayed Build+Upgraded HVDC+Low Wind & Solar | 19.2281 | 745.4805 | 1038.4801
2031 | NIWCM | High Demand Growth+High Gas Supply+Increased Demand Response+Reduced Rankine Availability+Delayed Build+Upgraded HVDC+Low Wind & Solar | -256.5236 | 682.0003 | 1043.5201
2032 | NIWCM | High Demand Growth+High Gas Supply+Increased Demand Response+Reduced Rankine Availability+Delayed Build+Upgraded HVDC+Low Wind & Solar | -471.415 | 542.8788 | 1131.8406
2033 | NIWCM | High Demand Growth+High Gas Supply+Increased Demand Response+Reduced Rankine Availability+Delayed Build+Upgraded HVDC+Low Wind & Solar | -595.3056 | 427.7255 | 1257.4496
2034 | NIWCM | High Demand Growth+High Gas Supply+Increased Demand Response+Reduced Rankine Availability+Delayed Build+Upgraded HVDC+Low Wind & Solar | -823.6946 | 220.2272 | 1087.721
2035 | NIWCM | High Demand Growth+High Gas Supply+Increased Demand Response+Reduced Rankine Availability+Delayed Build+Upgraded HVDC+Low Wind & Solar | -990.5654 | 84.6259 | 1022.7878
2026 | SIWEM_PERC | High Demand Growth+High Gas Supply+Increased Demand Response+Reduced Rankine Availability+Delayed Build+Upgraded HVDC+Low Wind & Solar | 17.2783 | 17.2783 | 17.2783
2027 | SIWEM_PERC | High Demand Growth+High Gas Supply+Increased Demand Response+Reduced Rankine Availability+Delayed Build+Upgraded HVDC+Low Wind & Solar | 12.6546 | 12.7157 | 12.7157
2028 | SIWEM_PERC | High Demand Growth+High Gas Supply+Increased Demand Response+Reduced Rankine Availability+Delayed Build+Upgraded HVDC+Low Wind & Solar | 8.4705 | 10.0745 | 10.0745
2029 | SIWEM_PERC | High Demand Growth+High Gas Supply+Increased Demand Response+Reduced Rankine Availability+Delayed Build+Upgraded HVDC+Low Wind & Solar | 1.9088 | 5.8024 | 5.8024
2030 | SIWEM_PERC | High Demand Growth+High Gas Supply+Increased Demand Response+Reduced Rankine Availability+Delayed Build+Upgraded HVDC+Low Wind & Solar | -4.2769 | 4.9103 | 17.5276
2031 | SIWEM_PERC | High Demand Growth+High Gas Supply+Increased Demand Response+Reduced Rankine Availability+Delayed Build+Upgraded HVDC+Low Wind & Solar | -9.5005 | -0.8391 | 14.9743
2032 | SIWEM_PERC | High Demand Growth+High Gas Supply+Increased Demand Response+Reduced Rankine Availability+Delayed Build+Upgraded HVDC+Low Wind & Solar | -11.248 | -1.4502 | 20.5729
2033 | SIWEM_PERC | High Demand Growth+High Gas Supply+Increased Demand Response+Reduced Rankine Availability+Delayed Build+Upgraded HVDC+Low Wind & Solar | -12.8456 | -3.2532 | 25.9815
2034 | SIWEM_PERC | High Demand Growth+High Gas Supply+Increased Demand Response+Reduced Rankine Availability+Delayed Build+Upgraded HVDC+Low Wind & Solar | -14.5725 | -5.2022 | 21.4471
2035 | SIWEM_PERC | High Demand Growth+High Gas Supply+Increased Demand Response+Reduced Rankine Availability+Delayed Build+Upgraded HVDC+Low Wind & Solar | -15.8119 | -6.612 | 20.2721
2026 | NZWEM_PERC | High Demand Growth+High Gas Supply+Increased Demand Response+Reduced Rankine Availability+Delayed Build+Upgraded HVDC+Constrained Operational Capacity | 7.5984 | 7.5984 | 7.5984
2027 | NZWEM_PERC | High Demand Growth+High Gas Supply+Increased Demand Response+Reduced Rankine Availability+Delayed Build+Upgraded HVDC+Constrained Operational Capacity | -1.602 | -1.469 | -1.311
2028 | NZWEM_PERC | High Demand Growth+High Gas Supply+Increased Demand Response+Reduced Rankine Availability+Delayed Build+Upgraded HVDC+Constrained Operational Capacity | -2.3854 | -1.0835 | -0.80014
2029 | NZWEM_PERC | High Demand Growth+High Gas Supply+Increased Demand Response+Reduced Rankine Availability+Delayed Build+Upgraded HVDC+Constrained Operational Capacity | 0.48151 | 2.9616 | 3.7319
2030 | NZWEM_PERC | High Demand Growth+High Gas Supply+Increased Demand Response+Reduced Rankine Availability+Delayed Build+Upgraded HVDC+Constrained Operational Capacity | -4.2697 | 3.299 | 9.6967
2031 | NZWEM_PERC | High Demand Growth+High Gas Supply+Increased Demand Response+Reduced Rankine Availability+Delayed Build+Upgraded HVDC+Constrained Operational Capacity | -7.8505 | 1.9557 | 9.0388
2032 | NZWEM_PERC | High Demand Growth+High Gas Supply+Increased Demand Response+Reduced Rankine Availability+Delayed Build+Upgraded HVDC+Constrained Operational Capacity | -10.0711 | 0.012832 | 11.5234
2033 | NZWEM_PERC | High Demand Growth+High Gas Supply+Increased Demand Response+Reduced Rankine Availability+Delayed Build+Upgraded HVDC+Constrained Operational Capacity | -11.9594 | -2.0607 | 13.9092
2034 | NZWEM_PERC | High Demand Growth+High Gas Supply+Increased Demand Response+Reduced Rankine Availability+Delayed Build+Upgraded HVDC+Constrained Operational Capacity | -14.0735 | -4.1574 | 12.1465
2035 | NZWEM_PERC | High Demand Growth+High Gas Supply+Increased Demand Response+Reduced Rankine Availability+Delayed Build+Upgraded HVDC+Constrained Operational Capacity | -15.6226 | -5.5613 | 11.7273
2026 | NIWCM | High Demand Growth+High Gas Supply+Increased Demand Response+Reduced Rankine Availability+Delayed Build+Upgraded HVDC+Constrained Operational Capacity | 209.2066 | 209.2066 | 209.2066
2027 | NIWCM | High Demand Growth+High Gas Supply+Increased Demand Response+Reduced Rankine Availability+Delayed Build+Upgraded HVDC+Constrained Operational Capacity | 4.4086 | 4.4086 | 4.4086
2028 | NIWCM | High Demand Growth+High Gas Supply+Increased Demand Response+Reduced Rankine Availability+Delayed Build+Upgraded HVDC+Constrained Operational Capacity | -40.9528 | -40.9528 | -40.9528
2029 | NIWCM | High Demand Growth+High Gas Supply+Increased Demand Response+Reduced Rankine Availability+Delayed Build+Upgraded HVDC+Constrained Operational Capacity | -335.0736 | -252.8911 | -252.8911
2030 | NIWCM | High Demand Growth+High Gas Supply+Increased Demand Response+Reduced Rankine Availability+Delayed Build+Upgraded HVDC+Constrained Operational Capacity | -659.6372 | -145.9704 | -28.0389
2031 | NIWCM | High Demand Growth+High Gas Supply+Increased Demand Response+Reduced Rankine Availability+Delayed Build+Upgraded HVDC+Constrained Operational Capacity | -937.1292 | -284.1864 | -124.8989
2032 | NIWCM | High Demand Growth+High Gas Supply+Increased Demand Response+Reduced Rankine Availability+Delayed Build+Upgraded HVDC+Constrained Operational Capacity | -1151.6769 | -435.8263 | -220.1632
2033 | NIWCM | High Demand Growth+High Gas Supply+Increased Demand Response+Reduced Rankine Availability+Delayed Build+Upgraded HVDC+Constrained Operational Capacity | -1279.3768 | -551.3212 | -277.0745
2034 | NIWCM | High Demand Growth+High Gas Supply+Increased Demand Response+Reduced Rankine Availability+Delayed Build+Upgraded HVDC+Constrained Operational Capacity | -1501.7344 | -776.0798 | -478.7392
2035 | NIWCM | High Demand Growth+High Gas Supply+Increased Demand Response+Reduced Rankine Availability+Delayed Build+Upgraded HVDC+Constrained Operational Capacity | -1612.7925 | -914.7587 | -604.7294
2026 | SIWEM_PERC | High Demand Growth+High Gas Supply+Increased Demand Response+Reduced Rankine Availability+Delayed Build+Upgraded HVDC+Constrained Operational Capacity | 19.4223 | 19.4223 | 19.4223
2027 | SIWEM_PERC | High Demand Growth+High Gas Supply+Increased Demand Response+Reduced Rankine Availability+Delayed Build+Upgraded HVDC+Constrained Operational Capacity | 13.1185 | 13.1862 | 13.1862
2028 | SIWEM_PERC | High Demand Growth+High Gas Supply+Increased Demand Response+Reduced Rankine Availability+Delayed Build+Upgraded HVDC+Constrained Operational Capacity | 9.1882 | 10.9655 | 10.9655
2029 | SIWEM_PERC | High Demand Growth+High Gas Supply+Increased Demand Response+Reduced Rankine Availability+Delayed Build+Upgraded HVDC+Constrained Operational Capacity | 2.6144 | 6.9288 | 8.4436
2030 | SIWEM_PERC | High Demand Growth+High Gas Supply+Increased Demand Response+Reduced Rankine Availability+Delayed Build+Upgraded HVDC+Constrained Operational Capacity | -3.4825 | 7.2317 | 24.3706
2031 | SIWEM_PERC | High Demand Growth+High Gas Supply+Increased Demand Response+Reduced Rankine Availability+Delayed Build+Upgraded HVDC+Constrained Operational Capacity | -8.7515 | 3.6599 | 22.3265
2032 | SIWEM_PERC | High Demand Growth+High Gas Supply+Increased Demand Response+Reduced Rankine Availability+Delayed Build+Upgraded HVDC+Constrained Operational Capacity | -10.5156 | 0.3411 | 29.0239
2033 | SIWEM_PERC | High Demand Growth+High Gas Supply+Increased Demand Response+Reduced Rankine Availability+Delayed Build+Upgraded HVDC+Constrained Operational Capacity | -12.1285 | -1.4995 | 35.4026
2034 | SIWEM_PERC | High Demand Growth+High Gas Supply+Increased Demand Response+Reduced Rankine Availability+Delayed Build+Upgraded HVDC+Constrained Operational Capacity | -13.8721 | -3.4891 | 30.9481
2035 | SIWEM_PERC | High Demand Growth+High Gas Supply+Increased Demand Response+Reduced Rankine Availability+Delayed Build+Upgraded HVDC+Constrained Operational Capacity | -15.1242 | -4.93 | 29.9286
2026 | NZWEM_PERC | High Demand Growth+High Gas Supply+Increased Demand Response+Reduced Rankine Availability+Delayed Build+Upgraded HVDC+Constrained Operational Capacity+Low Wind & Solar | 6.7137 | 6.7137 | 6.7137
2027 | NZWEM_PERC | High Demand Growth+High Gas Supply+Increased Demand Response+Reduced Rankine Availability+Delayed Build+Upgraded HVDC+Constrained Operational Capacity+Low Wind & Solar | -2.5024 | -2.3822 | -2.2397
2028 | NZWEM_PERC | High Demand Growth+High Gas Supply+Increased Demand Response+Reduced Rankine Availability+Delayed Build+Upgraded HVDC+Constrained Operational Capacity+Low Wind & Solar | -3.4702 | -2.2953 | -2.0396
2029 | NZWEM_PERC | High Demand Growth+High Gas Supply+Increased Demand Response+Reduced Rankine Availability+Delayed Build+Upgraded HVDC+Constrained Operational Capacity+Low Wind & Solar | -0.69111 | 1.5471 | 2.2422
2030 | NZWEM_PERC | High Demand Growth+High Gas Supply+Increased Demand Response+Reduced Rankine Availability+Delayed Build+Upgraded HVDC+Constrained Operational Capacity+Low Wind & Solar | -5.4619 | 1.3686 | 7.1423
2031 | NZWEM_PERC | High Demand Growth+High Gas Supply+Increased Demand Response+Reduced Rankine Availability+Delayed Build+Upgraded HVDC+Constrained Operational Capacity+Low Wind & Solar | -8.993 | -0.1432 | 6.249
2032 | NZWEM_PERC | High Demand Growth+High Gas Supply+Increased Demand Response+Reduced Rankine Availability+Delayed Build+Upgraded HVDC+Constrained Operational Capacity+Low Wind & Solar | -11.1813 | -2.0809 | 8.3368
2033 | NZWEM_PERC | High Demand Growth+High Gas Supply+Increased Demand Response+Reduced Rankine Availability+Delayed Build+Upgraded HVDC+Constrained Operational Capacity+Low Wind & Solar | -13.0413 | -4.1011 | 10.3403
2034 | NZWEM_PERC | High Demand Growth+High Gas Supply+Increased Demand Response+Reduced Rankine Availability+Delayed Build+Upgraded HVDC+Constrained Operational Capacity+Low Wind & Solar | -15.124 | -6.1683 | 8.6019
2035 | NZWEM_PERC | High Demand Growth+High Gas Supply+Increased Demand Response+Reduced Rankine Availability+Delayed Build+Upgraded HVDC+Constrained Operational Capacity+Low Wind & Solar | -16.6484 | -7.5248 | 8.1328
2026 | NIWCM | High Demand Growth+High Gas Supply+Increased Demand Response+Reduced Rankine Availability+Delayed Build+Upgraded HVDC+Constrained Operational Capacity+Low Wind & Solar | 209.2066 | 209.2066 | 209.2066
2027 | NIWCM | High Demand Growth+High Gas Supply+Increased Demand Response+Reduced Rankine Availability+Delayed Build+Upgraded HVDC+Constrained Operational Capacity+Low Wind & Solar | 4.4086 | 4.4086 | 4.4086
2028 | NIWCM | High Demand Growth+High Gas Supply+Increased Demand Response+Reduced Rankine Availability+Delayed Build+Upgraded HVDC+Constrained Operational Capacity+Low Wind & Solar | -40.9528 | -40.9528 | -40.9528
2029 | NIWCM | High Demand Growth+High Gas Supply+Increased Demand Response+Reduced Rankine Availability+Delayed Build+Upgraded HVDC+Constrained Operational Capacity+Low Wind & Solar | -335.0736 | -252.8911 | -252.8911
2030 | NIWCM | High Demand Growth+High Gas Supply+Increased Demand Response+Reduced Rankine Availability+Delayed Build+Upgraded HVDC+Constrained Operational Capacity+Low Wind & Solar | -659.6372 | -145.9704 | -28.0389
2031 | NIWCM | High Demand Growth+High Gas Supply+Increased Demand Response+Reduced Rankine Availability+Delayed Build+Upgraded HVDC+Constrained Operational Capacity+Low Wind & Solar | -937.1292 | -284.1864 | -124.8989
2032 | NIWCM | High Demand Growth+High Gas Supply+Increased Demand Response+Reduced Rankine Availability+Delayed Build+Upgraded HVDC+Constrained Operational Capacity+Low Wind & Solar | -1151.6769 | -435.8263 | -220.1632
2033 | NIWCM | High Demand Growth+High Gas Supply+Increased Demand Response+Reduced Rankine Availability+Delayed Build+Upgraded HVDC+Constrained Operational Capacity+Low Wind & Solar | -1279.3768 | -551.3212 | -277.0745
2034 | NIWCM | High Demand Growth+High Gas Supply+Increased Demand Response+Reduced Rankine Availability+Delayed Build+Upgraded HVDC+Constrained Operational Capacity+Low Wind & Solar | -1501.7344 | -776.0798 | -478.7392
2035 | NIWCM | High Demand Growth+High Gas Supply+Increased Demand Response+Reduced Rankine Availability+Delayed Build+Upgraded HVDC+Constrained Operational Capacity+Low Wind & Solar | -1612.7925 | -914.7587 | -604.7294
2026 | SIWEM_PERC | High Demand Growth+High Gas Supply+Increased Demand Response+Reduced Rankine Availability+Delayed Build+Upgraded HVDC+Constrained Operational Capacity+Low Wind & Solar | 17.2783 | 17.2783 | 17.2783
2027 | SIWEM_PERC | High Demand Growth+High Gas Supply+Increased Demand Response+Reduced Rankine Availability+Delayed Build+Upgraded HVDC+Constrained Operational Capacity+Low Wind & Solar | 12.6546 | 12.7157 | 12.7157
2028 | SIWEM_PERC | High Demand Growth+High Gas Supply+Increased Demand Response+Reduced Rankine Availability+Delayed Build+Upgraded HVDC+Constrained Operational Capacity+Low Wind & Solar | 8.4705 | 10.0745 | 10.0745
2029 | SIWEM_PERC | High Demand Growth+High Gas Supply+Increased Demand Response+Reduced Rankine Availability+Delayed Build+Upgraded HVDC+Constrained Operational Capacity+Low Wind & Solar | 1.9088 | 5.8024 | 5.8024
2030 | SIWEM_PERC | High Demand Growth+High Gas Supply+Increased Demand Response+Reduced Rankine Availability+Delayed Build+Upgraded HVDC+Constrained Operational Capacity+Low Wind & Solar | -4.2769 | 4.9103 | 17.5276
2031 | SIWEM_PERC | High Demand Growth+High Gas Supply+Increased Demand Response+Reduced Rankine Availability+Delayed Build+Upgraded HVDC+Constrained Operational Capacity+Low Wind & Solar | -9.5005 | -0.8391 | 14.9743
2032 | SIWEM_PERC | High Demand Growth+High Gas Supply+Increased Demand Response+Reduced Rankine Availability+Delayed Build+Upgraded HVDC+Constrained Operational Capacity+Low Wind & Solar | -11.248 | -1.4502 | 20.5729
2033 | SIWEM_PERC | High Demand Growth+High Gas Supply+Increased Demand Response+Reduced Rankine Availability+Delayed Build+Upgraded HVDC+Constrained Operational Capacity+Low Wind & Solar | -12.8456 | -3.2532 | 25.9815
2034 | SIWEM_PERC | High Demand Growth+High Gas Supply+Increased Demand Response+Reduced Rankine Availability+Delayed Build+Upgraded HVDC+Constrained Operational Capacity+Low Wind & Solar | -14.5725 | -5.2022 | 21.4471
2035 | SIWEM_PERC | High Demand Growth+High Gas Supply+Increased Demand Response+Reduced Rankine Availability+Delayed Build+Upgraded HVDC+Constrained Operational Capacity+Low Wind & Solar | -15.8119 | -6.612 | 20.2721
2026 | NZWEM_PERC | High Demand Growth+Ref Gas Supply+Methanex Stays | 14.7124 | 14.7675 | 14.7675
2027 | NZWEM_PERC | High Demand Growth+Ref Gas Supply+Methanex Stays | 9.5633 | 11.2842 | 11.5817
2028 | NZWEM_PERC | High Demand Growth+Ref Gas Supply+Methanex Stays | 5.4126 | 12.6911 | 16.7279
2029 | NZWEM_PERC | High Demand Growth+Ref Gas Supply+Methanex Stays | -0.37374 | 9.5284 | 17.3628
2030 | NZWEM_PERC | High Demand Growth+Ref Gas Supply+Methanex Stays | -5.492 | 5.7195 | 18.0168
2031 | NZWEM_PERC | High Demand Growth+Ref Gas Supply+Methanex Stays | -9.424 | 1.3955 | 18.1733
2032 | NZWEM_PERC | High Demand Growth+Ref Gas Supply+Methanex Stays | -11.6507 | -0.81669 | 16.3254
2033 | NZWEM_PERC | High Demand Growth+Ref Gas Supply+Methanex Stays | -13.5955 | -3.0375 | 15.1047
2034 | NZWEM_PERC | High Demand Growth+Ref Gas Supply+Methanex Stays | -15.4805 | -4.8828 | 12.7331
2035 | NZWEM_PERC | High Demand Growth+Ref Gas Supply+Methanex Stays | -16.9988 | -6.5751 | 10.6253
2026 | NIWCM | High Demand Growth+Ref Gas Supply+Methanex Stays | 861.0651 | 861.8649 | 861.8649
2027 | NIWCM | High Demand Growth+Ref Gas Supply+Methanex Stays | 989.1942 | 1020.6942 | 1025.2307
2028 | NIWCM | High Demand Growth+Ref Gas Supply+Methanex Stays | 852.4837 | 1511.8444 | 1594.489
2029 | NIWCM | High Demand Growth+Ref Gas Supply+Methanex Stays | 527.9139 | 1430.6743 | 1770.6082
2030 | NIWCM | High Demand Growth+Ref Gas Supply+Methanex Stays | 65.8325 | 1100.6072 | 1676.8574
2031 | NIWCM | High Demand Growth+Ref Gas Supply+Methanex Stays | -204.3355 | 846.131 | 1674.2616
2032 | NIWCM | High Demand Growth+Ref Gas Supply+Methanex Stays | -425.8464 | 644.3968 | 1511.031
2033 | NIWCM | High Demand Growth+Ref Gas Supply+Methanex Stays | -633.9099 | 441.4685 | 1379.8118
2034 | NIWCM | High Demand Growth+Ref Gas Supply+Methanex Stays | -835.3482 | 250.4077 | 1270.1977
2035 | NIWCM | High Demand Growth+Ref Gas Supply+Methanex Stays | -949.7463 | 92.578 | 1114.3943
2026 | SIWEM_PERC | High Demand Growth+Ref Gas Supply+Methanex Stays | 39.3583 | 39.5122 | 39.5122
2027 | SIWEM_PERC | High Demand Growth+Ref Gas Supply+Methanex Stays | 24.5043 | 29.2519 | 30.0727
2028 | SIWEM_PERC | High Demand Growth+Ref Gas Supply+Methanex Stays | 12.6793 | 32.4823 | 43.4657
2029 | SIWEM_PERC | High Demand Growth+Ref Gas Supply+Methanex Stays | 2.2232 | 23.3715 | 44.4108
2030 | SIWEM_PERC | High Demand Growth+Ref Gas Supply+Methanex Stays | -5.5519 | 12.6992 | 40.8838
2031 | SIWEM_PERC | High Demand Growth+Ref Gas Supply+Methanex Stays | -10.8611 | 1.1598 | 36.7253
2032 | SIWEM_PERC | High Demand Growth+Ref Gas Supply+Methanex Stays | -12.6391 | -2.04 | 33.8665
2033 | SIWEM_PERC | High Demand Growth+Ref Gas Supply+Methanex Stays | -14.2635 | -3.8927 | 31.2404
2034 | SIWEM_PERC | High Demand Growth+Ref Gas Supply+Methanex Stays | -16.0174 | -5.893 | 28.4052
2035 | SIWEM_PERC | High Demand Growth+Ref Gas Supply+Methanex Stays | -17.2782 | -7.3427 | 25.2575
2026 | NZWEM_PERC | High Demand Growth+Ref Gas Supply+Methanex Stays+Low Wind & Solar | 13.5555 | 13.6052 | 13.6052
2027 | NZWEM_PERC | High Demand Growth+Ref Gas Supply+Methanex Stays+Low Wind & Solar | 8.3013 | 9.8543 | 10.1228
2028 | NZWEM_PERC | High Demand Growth+Ref Gas Supply+Methanex Stays+Low Wind & Solar | 4.114 | 10.6825 | 14.3257
2029 | NZWEM_PERC | High Demand Growth+Ref Gas Supply+Methanex Stays+Low Wind & Solar | -1.6375 | 7.2988 | 14.3692
2030 | NZWEM_PERC | High Demand Growth+Ref Gas Supply+Methanex Stays+Low Wind & Solar | -6.6781 | 3.4826 | 14.6124
2031 | NZWEM_PERC | High Demand Growth+Ref Gas Supply+Methanex Stays+Low Wind & Solar | -10.5607 | -0.74813 | 14.4238
2032 | NZWEM_PERC | High Demand Growth+Ref Gas Supply+Methanex Stays+Low Wind & Solar | -12.7553 | -2.931 | 12.5985
2033 | NZWEM_PERC | High Demand Growth+Ref Gas Supply+Methanex Stays+Low Wind & Solar | -14.6719 | -5.0979 | 11.3327
2034 | NZWEM_PERC | High Demand Growth+Ref Gas Supply+Methanex Stays+Low Wind & Solar | -16.5257 | -6.8835 | 9.0705
2035 | NZWEM_PERC | High Demand Growth+Ref Gas Supply+Methanex Stays+Low Wind & Solar | -18.0193 | -8.5286 | 7.0491
2026 | NIWCM | High Demand Growth+Ref Gas Supply+Methanex Stays+Low Wind & Solar | 861.0651 | 861.8649 | 861.8649
2027 | NIWCM | High Demand Growth+Ref Gas Supply+Methanex Stays+Low Wind & Solar | 989.1942 | 1020.6942 | 1025.2307
2028 | NIWCM | High Demand Growth+Ref Gas Supply+Methanex Stays+Low Wind & Solar | 852.4837 | 1511.8444 | 1594.489
2029 | NIWCM | High Demand Growth+Ref Gas Supply+Methanex Stays+Low Wind & Solar | 527.9139 | 1430.6743 | 1770.6082
2030 | NIWCM | High Demand Growth+Ref Gas Supply+Methanex Stays+Low Wind & Solar | 65.8325 | 1100.6072 | 1676.8574
2031 | NIWCM | High Demand Growth+Ref Gas Supply+Methanex Stays+Low Wind & Solar | -204.3355 | 846.131 | 1674.2616
2032 | NIWCM | High Demand Growth+Ref Gas Supply+Methanex Stays+Low Wind & Solar | -425.8464 | 644.3968 | 1511.031
2033 | NIWCM | High Demand Growth+Ref Gas Supply+Methanex Stays+Low Wind & Solar | -633.9099 | 441.4685 | 1379.8118
2034 | NIWCM | High Demand Growth+Ref Gas Supply+Methanex Stays+Low Wind & Solar | -835.3482 | 250.4077 | 1270.1977
2035 | NIWCM | High Demand Growth+Ref Gas Supply+Methanex Stays+Low Wind & Solar | -949.7463 | 92.578 | 1114.3943
2026 | SIWEM_PERC | High Demand Growth+Ref Gas Supply+Methanex Stays+Low Wind & Solar | 36.1279 | 36.2667 | 36.2667
2027 | SIWEM_PERC | High Demand Growth+Ref Gas Supply+Methanex Stays+Low Wind & Solar | 21.0226 | 25.3072 | 26.0479
2028 | SIWEM_PERC | High Demand Growth+Ref Gas Supply+Methanex Stays+Low Wind & Solar | 9.1459 | 27.0174 | 36.9296
2029 | SIWEM_PERC | High Demand Growth+Ref Gas Supply+Methanex Stays+Low Wind & Solar | 1.3791 | 17.3842 | 36.3714
2030 | SIWEM_PERC | High Demand Growth+Ref Gas Supply+Methanex Stays+Low Wind & Solar | -6.3293 | 6.8053 | 36.1313
2031 | SIWEM_PERC | High Demand Growth+Ref Gas Supply+Methanex Stays+Low Wind & Solar | -11.5927 | -1.8051 | 33.0203
2032 | SIWEM_PERC | High Demand Growth+Ref Gas Supply+Methanex Stays+Low Wind & Solar | -13.3541 | -3.7888 | 30.241
2033 | SIWEM_PERC | High Demand Growth+Ref Gas Supply+Methanex Stays+Low Wind & Solar | -14.9631 | -5.6039 | 26.9846
2034 | SIWEM_PERC | High Demand Growth+Ref Gas Supply+Methanex Stays+Low Wind & Solar | -16.7004 | -7.5635 | 21.1085
2035 | SIWEM_PERC | High Demand Growth+Ref Gas Supply+Methanex Stays+Low Wind & Solar | -17.9484 | -8.982 | 15.8152
2026 | NZWEM_PERC | High Demand Growth+Ref Gas Supply+Methanex Stays+Constrained Operational Capacity | 14.7124 | 14.7675 | 14.7675
2027 | NZWEM_PERC | High Demand Growth+Ref Gas Supply+Methanex Stays+Constrained Operational Capacity | 9.5633 | 11.2842 | 11.5817
2028 | NZWEM_PERC | High Demand Growth+Ref Gas Supply+Methanex Stays+Constrained Operational Capacity | 5.4126 | 12.6911 | 16.7279
2029 | NZWEM_PERC | High Demand Growth+Ref Gas Supply+Methanex Stays+Constrained Operational Capacity | -0.37374 | 9.5284 | 17.3628
2030 | NZWEM_PERC | High Demand Growth+Ref Gas Supply+Methanex Stays+Constrained Operational Capacity | -5.492 | 5.7195 | 18.0168
2031 | NZWEM_PERC | High Demand Growth+Ref Gas Supply+Methanex Stays+Constrained Operational Capacity | -9.424 | 1.3955 | 18.1733
2032 | NZWEM_PERC | High Demand Growth+Ref Gas Supply+Methanex Stays+Constrained Operational Capacity | -11.6507 | -0.81669 | 16.3254
2033 | NZWEM_PERC | High Demand Growth+Ref Gas Supply+Methanex Stays+Constrained Operational Capacity | -13.5955 | -3.0375 | 15.1047
2034 | NZWEM_PERC | High Demand Growth+Ref Gas Supply+Methanex Stays+Constrained Operational Capacity | -15.4805 | -4.8828 | 12.7331
2035 | NZWEM_PERC | High Demand Growth+Ref Gas Supply+Methanex Stays+Constrained Operational Capacity | -16.9988 | -6.5751 | 10.6253
2026 | NIWCM | High Demand Growth+Ref Gas Supply+Methanex Stays+Constrained Operational Capacity | 264.1721 | 264.1721 | 264.1721
2027 | NIWCM | High Demand Growth+Ref Gas Supply+Methanex Stays+Constrained Operational Capacity | 362.7771 | 366.8832 | 366.8832
2028 | NIWCM | High Demand Growth+Ref Gas Supply+Methanex Stays+Constrained Operational Capacity | 192.5593 | 688.5271 | 696.8696
2029 | NIWCM | High Demand Growth+Ref Gas Supply+Methanex Stays+Constrained Operational Capacity | -147.8654 | 503.0758 | 660.9188
2030 | NIWCM | High Demand Growth+Ref Gas Supply+Methanex Stays+Constrained Operational Capacity | -614.5146 | 128.5492 | 343.1787
2031 | NIWCM | High Demand Growth+Ref Gas Supply+Methanex Stays+Constrained Operational Capacity | -887.3439 | -132.9561 | 141.412
2032 | NIWCM | High Demand Growth+Ref Gas Supply+Methanex Stays+Constrained Operational Capacity | -1115.4489 | -350.9696 | -54.2768
2033 | NIWCM | High Demand Growth+Ref Gas Supply+Methanex Stays+Constrained Operational Capacity | -1253.7986 | -558.0683 | -247.9035
2034 | NIWCM | High Demand Growth+Ref Gas Supply+Methanex Stays+Constrained Operational Capacity | -1410.2148 | -732.3396 | -365.9204
2035 | NIWCM | High Demand Growth+Ref Gas Supply+Methanex Stays+Constrained Operational Capacity | -1524.6129 | -837.0357 | -524.3017
2026 | SIWEM_PERC | High Demand Growth+Ref Gas Supply+Methanex Stays+Constrained Operational Capacity | 39.3583 | 39.5122 | 39.5122
2027 | SIWEM_PERC | High Demand Growth+Ref Gas Supply+Methanex Stays+Constrained Operational Capacity | 24.5043 | 29.2519 | 30.0727
2028 | SIWEM_PERC | High Demand Growth+Ref Gas Supply+Methanex Stays+Constrained Operational Capacity | 12.6793 | 32.4823 | 43.4657
2029 | SIWEM_PERC | High Demand Growth+Ref Gas Supply+Methanex Stays+Constrained Operational Capacity | 2.2232 | 23.3715 | 44.4108
2030 | SIWEM_PERC | High Demand Growth+Ref Gas Supply+Methanex Stays+Constrained Operational Capacity | -5.5519 | 12.6992 | 40.8838
2031 | SIWEM_PERC | High Demand Growth+Ref Gas Supply+Methanex Stays+Constrained Operational Capacity | -10.8611 | 1.1598 | 36.7253
2032 | SIWEM_PERC | High Demand Growth+Ref Gas Supply+Methanex Stays+Constrained Operational Capacity | -12.6391 | -2.04 | 33.8665
2033 | SIWEM_PERC | High Demand Growth+Ref Gas Supply+Methanex Stays+Constrained Operational Capacity | -14.2635 | -3.8927 | 31.2404
2034 | SIWEM_PERC | High Demand Growth+Ref Gas Supply+Methanex Stays+Constrained Operational Capacity | -16.0174 | -5.893 | 28.4052
2035 | SIWEM_PERC | High Demand Growth+Ref Gas Supply+Methanex Stays+Constrained Operational Capacity | -17.2782 | -7.3427 | 25.2575
2026 | NZWEM_PERC | High Demand Growth+Ref Gas Supply+Methanex Stays+Constrained Operational Capacity+Low Wind & Solar | 13.5555 | 13.6052 | 13.6052
2027 | NZWEM_PERC | High Demand Growth+Ref Gas Supply+Methanex Stays+Constrained Operational Capacity+Low Wind & Solar | 8.3013 | 9.8543 | 10.1228
2028 | NZWEM_PERC | High Demand Growth+Ref Gas Supply+Methanex Stays+Constrained Operational Capacity+Low Wind & Solar | 4.114 | 10.6825 | 14.3257
2029 | NZWEM_PERC | High Demand Growth+Ref Gas Supply+Methanex Stays+Constrained Operational Capacity+Low Wind & Solar | -1.6375 | 7.2988 | 14.3692
2030 | NZWEM_PERC | High Demand Growth+Ref Gas Supply+Methanex Stays+Constrained Operational Capacity+Low Wind & Solar | -6.6781 | 3.4826 | 14.6124
2031 | NZWEM_PERC | High Demand Growth+Ref Gas Supply+Methanex Stays+Constrained Operational Capacity+Low Wind & Solar | -10.5607 | -0.74813 | 14.4238
2032 | NZWEM_PERC | High Demand Growth+Ref Gas Supply+Methanex Stays+Constrained Operational Capacity+Low Wind & Solar | -12.7553 | -2.931 | 12.5985
2033 | NZWEM_PERC | High Demand Growth+Ref Gas Supply+Methanex Stays+Constrained Operational Capacity+Low Wind & Solar | -14.6719 | -5.0979 | 11.3327
2034 | NZWEM_PERC | High Demand Growth+Ref Gas Supply+Methanex Stays+Constrained Operational Capacity+Low Wind & Solar | -16.5257 | -6.8835 | 9.0705
2035 | NZWEM_PERC | High Demand Growth+Ref Gas Supply+Methanex Stays+Constrained Operational Capacity+Low Wind & Solar | -18.0193 | -8.5286 | 7.0491
2026 | NIWCM | High Demand Growth+Ref Gas Supply+Methanex Stays+Constrained Operational Capacity+Low Wind & Solar | 264.1721 | 264.1721 | 264.1721
2027 | NIWCM | High Demand Growth+Ref Gas Supply+Methanex Stays+Constrained Operational Capacity+Low Wind & Solar | 362.7771 | 366.8832 | 366.8832
2028 | NIWCM | High Demand Growth+Ref Gas Supply+Methanex Stays+Constrained Operational Capacity+Low Wind & Solar | 192.5593 | 688.5271 | 696.8696
2029 | NIWCM | High Demand Growth+Ref Gas Supply+Methanex Stays+Constrained Operational Capacity+Low Wind & Solar | -147.8654 | 503.0758 | 660.9188
2030 | NIWCM | High Demand Growth+Ref Gas Supply+Methanex Stays+Constrained Operational Capacity+Low Wind & Solar | -614.5146 | 128.5492 | 343.1787
2031 | NIWCM | High Demand Growth+Ref Gas Supply+Methanex Stays+Constrained Operational Capacity+Low Wind & Solar | -887.3439 | -132.9561 | 141.412
2032 | NIWCM | High Demand Growth+Ref Gas Supply+Methanex Stays+Constrained Operational Capacity+Low Wind & Solar | -1115.4489 | -350.9696 | -54.2768
2033 | NIWCM | High Demand Growth+Ref Gas Supply+Methanex Stays+Constrained Operational Capacity+Low Wind & Solar | -1253.7986 | -558.0683 | -247.9035
2034 | NIWCM | High Demand Growth+Ref Gas Supply+Methanex Stays+Constrained Operational Capacity+Low Wind & Solar | -1410.2148 | -732.3396 | -365.9204
2035 | NIWCM | High Demand Growth+Ref Gas Supply+Methanex Stays+Constrained Operational Capacity+Low Wind & Solar | -1524.6129 | -837.0357 | -524.3017
2026 | SIWEM_PERC | High Demand Growth+Ref Gas Supply+Methanex Stays+Constrained Operational Capacity+Low Wind & Solar | 36.1279 | 36.2667 | 36.2667
2027 | SIWEM_PERC | High Demand Growth+Ref Gas Supply+Methanex Stays+Constrained Operational Capacity+Low Wind & Solar | 21.0226 | 25.3072 | 26.0479
2028 | SIWEM_PERC | High Demand Growth+Ref Gas Supply+Methanex Stays+Constrained Operational Capacity+Low Wind & Solar | 9.1459 | 27.0174 | 36.9296
2029 | SIWEM_PERC | High Demand Growth+Ref Gas Supply+Methanex Stays+Constrained Operational Capacity+Low Wind & Solar | 1.3791 | 17.3842 | 36.3714
2030 | SIWEM_PERC | High Demand Growth+Ref Gas Supply+Methanex Stays+Constrained Operational Capacity+Low Wind & Solar | -6.3293 | 6.8053 | 36.1313
2031 | SIWEM_PERC | High Demand Growth+Ref Gas Supply+Methanex Stays+Constrained Operational Capacity+Low Wind & Solar | -11.5927 | -1.8051 | 33.0203
2032 | SIWEM_PERC | High Demand Growth+Ref Gas Supply+Methanex Stays+Constrained Operational Capacity+Low Wind & Solar | -13.3541 | -3.7888 | 30.241
2033 | SIWEM_PERC | High Demand Growth+Ref Gas Supply+Methanex Stays+Constrained Operational Capacity+Low Wind & Solar | -14.9631 | -5.6039 | 26.9846
2034 | SIWEM_PERC | High Demand Growth+Ref Gas Supply+Methanex Stays+Constrained Operational Capacity+Low Wind & Solar | -16.7004 | -7.5635 | 21.1085
2035 | SIWEM_PERC | High Demand Growth+Ref Gas Supply+Methanex Stays+Constrained Operational Capacity+Low Wind & Solar | -17.9484 | -8.982 | 15.8152
2026 | NZWEM_PERC | High Demand Growth+Ref Gas Supply+Methanex Stays+Upgraded HVDC | 14.7124 | 14.7675 | 14.7675
2027 | NZWEM_PERC | High Demand Growth+Ref Gas Supply+Methanex Stays+Upgraded HVDC | 9.5633 | 11.2842 | 11.5817
2028 | NZWEM_PERC | High Demand Growth+Ref Gas Supply+Methanex Stays+Upgraded HVDC | 5.4126 | 12.6911 | 16.7279
2029 | NZWEM_PERC | High Demand Growth+Ref Gas Supply+Methanex Stays+Upgraded HVDC | -0.37374 | 9.5284 | 17.3628
2030 | NZWEM_PERC | High Demand Growth+Ref Gas Supply+Methanex Stays+Upgraded HVDC | -5.492 | 5.7195 | 18.0168
2031 | NZWEM_PERC | High Demand Growth+Ref Gas Supply+Methanex Stays+Upgraded HVDC | -9.424 | 1.3955 | 18.1733
2032 | NZWEM_PERC | High Demand Growth+Ref Gas Supply+Methanex Stays+Upgraded HVDC | -11.6507 | -0.81669 | 16.3254
2033 | NZWEM_PERC | High Demand Growth+Ref Gas Supply+Methanex Stays+Upgraded HVDC | -13.5955 | -3.0375 | 15.1047
2034 | NZWEM_PERC | High Demand Growth+Ref Gas Supply+Methanex Stays+Upgraded HVDC | -15.4805 | -4.8828 | 12.7331
2035 | NZWEM_PERC | High Demand Growth+Ref Gas Supply+Methanex Stays+Upgraded HVDC | -16.9988 | -6.5751 | 10.6253
2026 | NIWCM | High Demand Growth+Ref Gas Supply+Methanex Stays+Upgraded HVDC | 861.0651 | 861.8649 | 861.8649
2027 | NIWCM | High Demand Growth+Ref Gas Supply+Methanex Stays+Upgraded HVDC | 989.1942 | 1020.6942 | 1025.2307
2028 | NIWCM | High Demand Growth+Ref Gas Supply+Methanex Stays+Upgraded HVDC | 852.4837 | 1511.8444 | 1594.489
2029 | NIWCM | High Demand Growth+Ref Gas Supply+Methanex Stays+Upgraded HVDC | 527.9139 | 1430.6743 | 1770.6082
2030 | NIWCM | High Demand Growth+Ref Gas Supply+Methanex Stays+Upgraded HVDC | 65.8325 | 1100.6072 | 1676.8574
2031 | NIWCM | High Demand Growth+Ref Gas Supply+Methanex Stays+Upgraded HVDC | -204.3355 | 846.131 | 1674.2614
2032 | NIWCM | High Demand Growth+Ref Gas Supply+Methanex Stays+Upgraded HVDC | -425.8464 | 644.3968 | 1511.031
2033 | NIWCM | High Demand Growth+Ref Gas Supply+Methanex Stays+Upgraded HVDC | -633.9099 | 441.4685 | 1379.8118
2034 | NIWCM | High Demand Growth+Ref Gas Supply+Methanex Stays+Upgraded HVDC | -835.3482 | 250.4077 | 1270.1977
2035 | NIWCM | High Demand Growth+Ref Gas Supply+Methanex Stays+Upgraded HVDC | -949.7463 | 92.578 | 1114.3943
2026 | SIWEM_PERC | High Demand Growth+Ref Gas Supply+Methanex Stays+Upgraded HVDC | 39.3583 | 39.5122 | 39.5122
2027 | SIWEM_PERC | High Demand Growth+Ref Gas Supply+Methanex Stays+Upgraded HVDC | 24.5043 | 29.2519 | 30.0727
2028 | SIWEM_PERC | High Demand Growth+Ref Gas Supply+Methanex Stays+Upgraded HVDC | 12.6793 | 32.4823 | 43.4657
2029 | SIWEM_PERC | High Demand Growth+Ref Gas Supply+Methanex Stays+Upgraded HVDC | 2.2232 | 23.3715 | 44.4108
2030 | SIWEM_PERC | High Demand Growth+Ref Gas Supply+Methanex Stays+Upgraded HVDC | -5.5519 | 12.6992 | 44.7246
2031 | SIWEM_PERC | High Demand Growth+Ref Gas Supply+Methanex Stays+Upgraded HVDC | -10.8611 | 1.1598 | 43.8737
2032 | SIWEM_PERC | High Demand Growth+Ref Gas Supply+Methanex Stays+Upgraded HVDC | -12.6391 | -2.04 | 39.3971
2033 | SIWEM_PERC | High Demand Growth+Ref Gas Supply+Methanex Stays+Upgraded HVDC | -14.2635 | -3.8927 | 36.3402
2034 | SIWEM_PERC | High Demand Growth+Ref Gas Supply+Methanex Stays+Upgraded HVDC | -16.0174 | -5.893 | 30.5225
2035 | SIWEM_PERC | High Demand Growth+Ref Gas Supply+Methanex Stays+Upgraded HVDC | -17.2782 | -7.3427 | 25.2575
2026 | NZWEM_PERC | High Demand Growth+Ref Gas Supply+Methanex Stays+Upgraded HVDC+Low Wind & Solar | 13.5555 | 13.6052 | 13.6052
2027 | NZWEM_PERC | High Demand Growth+Ref Gas Supply+Methanex Stays+Upgraded HVDC+Low Wind & Solar | 8.3013 | 9.8543 | 10.1228
2028 | NZWEM_PERC | High Demand Growth+Ref Gas Supply+Methanex Stays+Upgraded HVDC+Low Wind & Solar | 4.114 | 10.6825 | 14.3257
2029 | NZWEM_PERC | High Demand Growth+Ref Gas Supply+Methanex Stays+Upgraded HVDC+Low Wind & Solar | -1.6375 | 7.2988 | 14.3692
2030 | NZWEM_PERC | High Demand Growth+Ref Gas Supply+Methanex Stays+Upgraded HVDC+Low Wind & Solar | -6.6781 | 3.4826 | 14.6124
2031 | NZWEM_PERC | High Demand Growth+Ref Gas Supply+Methanex Stays+Upgraded HVDC+Low Wind & Solar | -10.5607 | -0.74813 | 14.4238
2032 | NZWEM_PERC | High Demand Growth+Ref Gas Supply+Methanex Stays+Upgraded HVDC+Low Wind & Solar | -12.7553 | -2.931 | 12.5985
2033 | NZWEM_PERC | High Demand Growth+Ref Gas Supply+Methanex Stays+Upgraded HVDC+Low Wind & Solar | -14.6719 | -5.0979 | 11.3327
2034 | NZWEM_PERC | High Demand Growth+Ref Gas Supply+Methanex Stays+Upgraded HVDC+Low Wind & Solar | -16.5257 | -6.8835 | 9.0705
2035 | NZWEM_PERC | High Demand Growth+Ref Gas Supply+Methanex Stays+Upgraded HVDC+Low Wind & Solar | -18.0193 | -8.5286 | 7.0491
2026 | NIWCM | High Demand Growth+Ref Gas Supply+Methanex Stays+Upgraded HVDC+Low Wind & Solar | 861.0651 | 861.8649 | 861.8649
2027 | NIWCM | High Demand Growth+Ref Gas Supply+Methanex Stays+Upgraded HVDC+Low Wind & Solar | 989.1942 | 1020.6942 | 1025.2307
2028 | NIWCM | High Demand Growth+Ref Gas Supply+Methanex Stays+Upgraded HVDC+Low Wind & Solar | 852.4837 | 1511.8444 | 1594.489
2029 | NIWCM | High Demand Growth+Ref Gas Supply+Methanex Stays+Upgraded HVDC+Low Wind & Solar | 527.9139 | 1430.6743 | 1770.6082
2030 | NIWCM | High Demand Growth+Ref Gas Supply+Methanex Stays+Upgraded HVDC+Low Wind & Solar | 65.8325 | 1100.6072 | 1676.8574
2031 | NIWCM | High Demand Growth+Ref Gas Supply+Methanex Stays+Upgraded HVDC+Low Wind & Solar | -204.3355 | 846.131 | 1674.2614
2032 | NIWCM | High Demand Growth+Ref Gas Supply+Methanex Stays+Upgraded HVDC+Low Wind & Solar | -425.8464 | 644.3968 | 1511.031
2033 | NIWCM | High Demand Growth+Ref Gas Supply+Methanex Stays+Upgraded HVDC+Low Wind & Solar | -633.9099 | 441.4685 | 1379.8118
2034 | NIWCM | High Demand Growth+Ref Gas Supply+Methanex Stays+Upgraded HVDC+Low Wind & Solar | -835.3482 | 250.4077 | 1270.1977
2035 | NIWCM | High Demand Growth+Ref Gas Supply+Methanex Stays+Upgraded HVDC+Low Wind & Solar | -949.7463 | 92.578 | 1114.3943
2026 | SIWEM_PERC | High Demand Growth+Ref Gas Supply+Methanex Stays+Upgraded HVDC+Low Wind & Solar | 36.1279 | 36.2667 | 36.2667
2027 | SIWEM_PERC | High Demand Growth+Ref Gas Supply+Methanex Stays+Upgraded HVDC+Low Wind & Solar | 21.0226 | 25.3072 | 26.0479
2028 | SIWEM_PERC | High Demand Growth+Ref Gas Supply+Methanex Stays+Upgraded HVDC+Low Wind & Solar | 9.1459 | 27.0174 | 36.9296
2029 | SIWEM_PERC | High Demand Growth+Ref Gas Supply+Methanex Stays+Upgraded HVDC+Low Wind & Solar | 1.3791 | 17.3842 | 36.3714
2030 | SIWEM_PERC | High Demand Growth+Ref Gas Supply+Methanex Stays+Upgraded HVDC+Low Wind & Solar | -6.3293 | 6.8053 | 36.1313
2031 | SIWEM_PERC | High Demand Growth+Ref Gas Supply+Methanex Stays+Upgraded HVDC+Low Wind & Solar | -11.5927 | -1.8051 | 34.7072
2032 | SIWEM_PERC | High Demand Growth+Ref Gas Supply+Methanex Stays+Upgraded HVDC+Low Wind & Solar | -13.3541 | -3.7888 | 30.241
2033 | SIWEM_PERC | High Demand Growth+Ref Gas Supply+Methanex Stays+Upgraded HVDC+Low Wind & Solar | -14.9631 | -5.6039 | 26.9846
2034 | SIWEM_PERC | High Demand Growth+Ref Gas Supply+Methanex Stays+Upgraded HVDC+Low Wind & Solar | -16.7004 | -7.5635 | 21.1085
2035 | SIWEM_PERC | High Demand Growth+Ref Gas Supply+Methanex Stays+Upgraded HVDC+Low Wind & Solar | -17.9484 | -8.982 | 15.8152
2026 | NZWEM_PERC | High Demand Growth+Ref Gas Supply+Methanex Stays+Upgraded HVDC+Constrained Operational Capacity | 14.7124 | 14.7675 | 14.7675
2027 | NZWEM_PERC | High Demand Growth+Ref Gas Supply+Methanex Stays+Upgraded HVDC+Constrained Operational Capacity | 9.5633 | 11.2842 | 11.5817
2028 | NZWEM_PERC | High Demand Growth+Ref Gas Supply+Methanex Stays+Upgraded HVDC+Constrained Operational Capacity | 5.4126 | 12.6911 | 16.7279
2029 | NZWEM_PERC | High Demand Growth+Ref Gas Supply+Methanex Stays+Upgraded HVDC+Constrained Operational Capacity | -0.37374 | 9.5284 | 17.3628
2030 | NZWEM_PERC | High Demand Growth+Ref Gas Supply+Methanex Stays+Upgraded HVDC+Constrained Operational Capacity | -5.492 | 5.7195 | 18.0168
2031 | NZWEM_PERC | High Demand Growth+Ref Gas Supply+Methanex Stays+Upgraded HVDC+Constrained Operational Capacity | -9.424 | 1.3955 | 18.1733
2032 | NZWEM_PERC | High Demand Growth+Ref Gas Supply+Methanex Stays+Upgraded HVDC+Constrained Operational Capacity | -11.6507 | -0.81669 | 16.3254
2033 | NZWEM_PERC | High Demand Growth+Ref Gas Supply+Methanex Stays+Upgraded HVDC+Constrained Operational Capacity | -13.5955 | -3.0375 | 15.1047
2034 | NZWEM_PERC | High Demand Growth+Ref Gas Supply+Methanex Stays+Upgraded HVDC+Constrained Operational Capacity | -15.4805 | -4.8828 | 12.7331
2035 | NZWEM_PERC | High Demand Growth+Ref Gas Supply+Methanex Stays+Upgraded HVDC+Constrained Operational Capacity | -16.9988 | -6.5751 | 10.6253
2026 | NIWCM | High Demand Growth+Ref Gas Supply+Methanex Stays+Upgraded HVDC+Constrained Operational Capacity | 264.1721 | 264.1721 | 264.1721
2027 | NIWCM | High Demand Growth+Ref Gas Supply+Methanex Stays+Upgraded HVDC+Constrained Operational Capacity | 362.7771 | 366.8832 | 366.8832
2028 | NIWCM | High Demand Growth+Ref Gas Supply+Methanex Stays+Upgraded HVDC+Constrained Operational Capacity | 192.5593 | 688.5271 | 696.8696
2029 | NIWCM | High Demand Growth+Ref Gas Supply+Methanex Stays+Upgraded HVDC+Constrained Operational Capacity | -147.8654 | 503.0758 | 660.9188
2030 | NIWCM | High Demand Growth+Ref Gas Supply+Methanex Stays+Upgraded HVDC+Constrained Operational Capacity | -614.5146 | 128.5492 | 343.1787
2031 | NIWCM | High Demand Growth+Ref Gas Supply+Methanex Stays+Upgraded HVDC+Constrained Operational Capacity | -887.3439 | -132.9561 | 141.412
2032 | NIWCM | High Demand Growth+Ref Gas Supply+Methanex Stays+Upgraded HVDC+Constrained Operational Capacity | -1115.4489 | -350.9696 | -54.2768
2033 | NIWCM | High Demand Growth+Ref Gas Supply+Methanex Stays+Upgraded HVDC+Constrained Operational Capacity | -1253.7986 | -558.0683 | -247.9035
2034 | NIWCM | High Demand Growth+Ref Gas Supply+Methanex Stays+Upgraded HVDC+Constrained Operational Capacity | -1410.2148 | -732.3396 | -365.9204
2035 | NIWCM | High Demand Growth+Ref Gas Supply+Methanex Stays+Upgraded HVDC+Constrained Operational Capacity | -1524.6129 | -837.0357 | -524.3017
2026 | SIWEM_PERC | High Demand Growth+Ref Gas Supply+Methanex Stays+Upgraded HVDC+Constrained Operational Capacity | 39.3583 | 39.5122 | 39.5122
2027 | SIWEM_PERC | High Demand Growth+Ref Gas Supply+Methanex Stays+Upgraded HVDC+Constrained Operational Capacity | 24.5043 | 29.2519 | 30.0727
2028 | SIWEM_PERC | High Demand Growth+Ref Gas Supply+Methanex Stays+Upgraded HVDC+Constrained Operational Capacity | 12.6793 | 32.4823 | 43.4657
2029 | SIWEM_PERC | High Demand Growth+Ref Gas Supply+Methanex Stays+Upgraded HVDC+Constrained Operational Capacity | 2.2232 | 23.3715 | 44.4108
2030 | SIWEM_PERC | High Demand Growth+Ref Gas Supply+Methanex Stays+Upgraded HVDC+Constrained Operational Capacity | -5.5519 | 12.6992 | 44.7246
2031 | SIWEM_PERC | High Demand Growth+Ref Gas Supply+Methanex Stays+Upgraded HVDC+Constrained Operational Capacity | -10.8611 | 1.1598 | 43.8737
2032 | SIWEM_PERC | High Demand Growth+Ref Gas Supply+Methanex Stays+Upgraded HVDC+Constrained Operational Capacity | -12.6391 | -2.04 | 39.3971
2033 | SIWEM_PERC | High Demand Growth+Ref Gas Supply+Methanex Stays+Upgraded HVDC+Constrained Operational Capacity | -14.2635 | -3.8927 | 36.3402
2034 | SIWEM_PERC | High Demand Growth+Ref Gas Supply+Methanex Stays+Upgraded HVDC+Constrained Operational Capacity | -16.0174 | -5.893 | 30.5225
2035 | SIWEM_PERC | High Demand Growth+Ref Gas Supply+Methanex Stays+Upgraded HVDC+Constrained Operational Capacity | -17.2782 | -7.3427 | 25.2575
2026 | NZWEM_PERC | High Demand Growth+Ref Gas Supply+Methanex Stays+Upgraded HVDC+Constrained Operational Capacity+Low Wind & Solar | 13.5555 | 13.6052 | 13.6052
2027 | NZWEM_PERC | High Demand Growth+Ref Gas Supply+Methanex Stays+Upgraded HVDC+Constrained Operational Capacity+Low Wind & Solar | 8.3013 | 9.8543 | 10.1228
2028 | NZWEM_PERC | High Demand Growth+Ref Gas Supply+Methanex Stays+Upgraded HVDC+Constrained Operational Capacity+Low Wind & Solar | 4.114 | 10.6825 | 14.3257
2029 | NZWEM_PERC | High Demand Growth+Ref Gas Supply+Methanex Stays+Upgraded HVDC+Constrained Operational Capacity+Low Wind & Solar | -1.6375 | 7.2988 | 14.3692
2030 | NZWEM_PERC | High Demand Growth+Ref Gas Supply+Methanex Stays+Upgraded HVDC+Constrained Operational Capacity+Low Wind & Solar | -6.6781 | 3.4826 | 14.6124
2031 | NZWEM_PERC | High Demand Growth+Ref Gas Supply+Methanex Stays+Upgraded HVDC+Constrained Operational Capacity+Low Wind & Solar | -10.5607 | -0.74813 | 14.4238
2032 | NZWEM_PERC | High Demand Growth+Ref Gas Supply+Methanex Stays+Upgraded HVDC+Constrained Operational Capacity+Low Wind & Solar | -12.7553 | -2.931 | 12.5985
2033 | NZWEM_PERC | High Demand Growth+Ref Gas Supply+Methanex Stays+Upgraded HVDC+Constrained Operational Capacity+Low Wind & Solar | -14.6719 | -5.0979 | 11.3327
2034 | NZWEM_PERC | High Demand Growth+Ref Gas Supply+Methanex Stays+Upgraded HVDC+Constrained Operational Capacity+Low Wind & Solar | -16.5257 | -6.8835 | 9.0705
2035 | NZWEM_PERC | High Demand Growth+Ref Gas Supply+Methanex Stays+Upgraded HVDC+Constrained Operational Capacity+Low Wind & Solar | -18.0193 | -8.5286 | 7.0491
2026 | NIWCM | High Demand Growth+Ref Gas Supply+Methanex Stays+Upgraded HVDC+Constrained Operational Capacity+Low Wind & Solar | 264.1721 | 264.1721 | 264.1721
2027 | NIWCM | High Demand Growth+Ref Gas Supply+Methanex Stays+Upgraded HVDC+Constrained Operational Capacity+Low Wind & Solar | 362.7771 | 366.8832 | 366.8832
2028 | NIWCM | High Demand Growth+Ref Gas Supply+Methanex Stays+Upgraded HVDC+Constrained Operational Capacity+Low Wind & Solar | 192.5593 | 688.5271 | 696.8696
2029 | NIWCM | High Demand Growth+Ref Gas Supply+Methanex Stays+Upgraded HVDC+Constrained Operational Capacity+Low Wind & Solar | -147.8654 | 503.0758 | 660.9188
2030 | NIWCM | High Demand Growth+Ref Gas Supply+Methanex Stays+Upgraded HVDC+Constrained Operational Capacity+Low Wind & Solar | -614.5146 | 128.5492 | 343.1787
2031 | NIWCM | High Demand Growth+Ref Gas Supply+Methanex Stays+Upgraded HVDC+Constrained Operational Capacity+Low Wind & Solar | -887.3439 | -132.9561 | 141.412
2032 | NIWCM | High Demand Growth+Ref Gas Supply+Methanex Stays+Upgraded HVDC+Constrained Operational Capacity+Low Wind & Solar | -1115.4489 | -350.9696 | -54.2768
2033 | NIWCM | High Demand Growth+Ref Gas Supply+Methanex Stays+Upgraded HVDC+Constrained Operational Capacity+Low Wind & Solar | -1253.7986 | -558.0683 | -247.9035
2034 | NIWCM | High Demand Growth+Ref Gas Supply+Methanex Stays+Upgraded HVDC+Constrained Operational Capacity+Low Wind & Solar | -1410.2148 | -732.3396 | -365.9204
2035 | NIWCM | High Demand Growth+Ref Gas Supply+Methanex Stays+Upgraded HVDC+Constrained Operational Capacity+Low Wind & Solar | -1524.6129 | -837.0357 | -524.3017
2026 | SIWEM_PERC | High Demand Growth+Ref Gas Supply+Methanex Stays+Upgraded HVDC+Constrained Operational Capacity+Low Wind & Solar | 36.1279 | 36.2667 | 36.2667
2027 | SIWEM_PERC | High Demand Growth+Ref Gas Supply+Methanex Stays+Upgraded HVDC+Constrained Operational Capacity+Low Wind & Solar | 21.0226 | 25.3072 | 26.0479
2028 | SIWEM_PERC | High Demand Growth+Ref Gas Supply+Methanex Stays+Upgraded HVDC+Constrained Operational Capacity+Low Wind & Solar | 9.1459 | 27.0174 | 36.9296
2029 | SIWEM_PERC | High Demand Growth+Ref Gas Supply+Methanex Stays+Upgraded HVDC+Constrained Operational Capacity+Low Wind & Solar | 1.3791 | 17.3842 | 36.3714
2030 | SIWEM_PERC | High Demand Growth+Ref Gas Supply+Methanex Stays+Upgraded HVDC+Constrained Operational Capacity+Low Wind & Solar | -6.3293 | 6.8053 | 36.1313
2031 | SIWEM_PERC | High Demand Growth+Ref Gas Supply+Methanex Stays+Upgraded HVDC+Constrained Operational Capacity+Low Wind & Solar | -11.5927 | -1.8051 | 34.7072
2032 | SIWEM_PERC | High Demand Growth+Ref Gas Supply+Methanex Stays+Upgraded HVDC+Constrained Operational Capacity+Low Wind & Solar | -13.3541 | -3.7888 | 30.241
2033 | SIWEM_PERC | High Demand Growth+Ref Gas Supply+Methanex Stays+Upgraded HVDC+Constrained Operational Capacity+Low Wind & Solar | -14.9631 | -5.6039 | 26.9846
2034 | SIWEM_PERC | High Demand Growth+Ref Gas Supply+Methanex Stays+Upgraded HVDC+Constrained Operational Capacity+Low Wind & Solar | -16.7004 | -7.5635 | 21.1085
2035 | SIWEM_PERC | High Demand Growth+Ref Gas Supply+Methanex Stays+Upgraded HVDC+Constrained Operational Capacity+Low Wind & Solar | -17.9484 | -8.982 | 15.8152
2026 | NZWEM_PERC | High Demand Growth+Ref Gas Supply+Methanex Stays+Delayed Build | 10.2418 | 10.2418 | 10.2418
2027 | NZWEM_PERC | High Demand Growth+Ref Gas Supply+Methanex Stays+Delayed Build | 2.6598 | 2.7922 | 2.9493
2028 | NZWEM_PERC | High Demand Growth+Ref Gas Supply+Methanex Stays+Delayed Build | 1.6587 | 2.954 | 3.2359
2029 | NZWEM_PERC | High Demand Growth+Ref Gas Supply+Methanex Stays+Delayed Build | -1.369 | 1.0984 | 1.8648
2030 | NZWEM_PERC | High Demand Growth+Ref Gas Supply+Methanex Stays+Delayed Build | -5.492 | 2.038 | 8.4031
2031 | NZWEM_PERC | High Demand Growth+Ref Gas Supply+Methanex Stays+Delayed Build | -9.424 | 0.33221 | 7.3791
2032 | NZWEM_PERC | High Demand Growth+Ref Gas Supply+Methanex Stays+Delayed Build | -11.6507 | -1.6182 | 9.8336
2033 | NZWEM_PERC | High Demand Growth+Ref Gas Supply+Methanex Stays+Delayed Build | -13.5955 | -3.7473 | 12.1411
2034 | NZWEM_PERC | High Demand Growth+Ref Gas Supply+Methanex Stays+Delayed Build | -15.4805 | -5.615 | 10.6058
2035 | NZWEM_PERC | High Demand Growth+Ref Gas Supply+Methanex Stays+Delayed Build | -16.9988 | -6.9888 | 10.2116
2026 | NIWCM | High Demand Growth+Ref Gas Supply+Methanex Stays+Delayed Build | 567.4665 | 567.4665 | 567.4665
2027 | NIWCM | High Demand Growth+Ref Gas Supply+Methanex Stays+Delayed Build | 587.7296 | 589.7773 | 592.2498
2028 | NIWCM | High Demand Growth+Ref Gas Supply+Methanex Stays+Delayed Build | 595.4577 | 616.3802 | 620.9167
2029 | NIWCM | High Demand Growth+Ref Gas Supply+Methanex Stays+Delayed Build | 318.6206 | 448.0526 | 461.6449
2030 | NIWCM | High Demand Growth+Ref Gas Supply+Methanex Stays+Delayed Build | 10.056 | 741.2499 | 1040.274
2031 | NIWCM | High Demand Growth+Ref Gas Supply+Methanex Stays+Delayed Build | -277.274 | 663.3924 | 1029.8667
2032 | NIWCM | High Demand Growth+Ref Gas Supply+Methanex Stays+Delayed Build | -498.7849 | 518.0891 | 1115.8725
2033 | NIWCM | High Demand Growth+Ref Gas Supply+Methanex Stays+Delayed Build | -633.9099 | 396.4293 | 1235.3701
2034 | NIWCM | High Demand Growth+Ref Gas Supply+Methanex Stays+Delayed Build | -835.3482 | 180.3185 | 1055.6795
2035 | NIWCM | High Demand Growth+Ref Gas Supply+Methanex Stays+Delayed Build | -949.7463 | 40.246 | 984.8333
2026 | SIWEM_PERC | High Demand Growth+Ref Gas Supply+Methanex Stays+Delayed Build | 26.8747 | 26.8747 | 26.8747
2027 | SIWEM_PERC | High Demand Growth+Ref Gas Supply+Methanex Stays+Delayed Build | 11.4933 | 11.56 | 11.56
2028 | SIWEM_PERC | High Demand Growth+Ref Gas Supply+Methanex Stays+Delayed Build | 7.3647 | 9.1124 | 9.1124
2029 | SIWEM_PERC | High Demand Growth+Ref Gas Supply+Methanex Stays+Delayed Build | 0.6655 | 4.8979 | 4.8979
2030 | SIWEM_PERC | High Demand Growth+Ref Gas Supply+Methanex Stays+Delayed Build | -5.5519 | 4.4101 | 19.7703
2031 | SIWEM_PERC | High Demand Growth+Ref Gas Supply+Methanex Stays+Delayed Build | -10.8611 | -1.4855 | 16.6434
2032 | SIWEM_PERC | High Demand Growth+Ref Gas Supply+Methanex Stays+Delayed Build | -12.6391 | -2.04 | 23.0455
2033 | SIWEM_PERC | High Demand Growth+Ref Gas Supply+Methanex Stays+Delayed Build | -14.2635 | -3.8927 | 29.097
2034 | SIWEM_PERC | High Demand Growth+Ref Gas Supply+Methanex Stays+Delayed Build | -16.0174 | -5.893 | 25.1419
2035 | SIWEM_PERC | High Demand Growth+Ref Gas Supply+Methanex Stays+Delayed Build | -17.2782 | -7.3427 | 24.1652
2026 | NZWEM_PERC | High Demand Growth+Ref Gas Supply+Methanex Stays+Delayed Build+Low Wind & Solar | 9.3616 | 9.3616 | 9.3616
2027 | NZWEM_PERC | High Demand Growth+Ref Gas Supply+Methanex Stays+Delayed Build+Low Wind & Solar | 1.7641 | 1.8836 | 2.0254
2028 | NZWEM_PERC | High Demand Growth+Ref Gas Supply+Methanex Stays+Delayed Build+Low Wind & Solar | 0.57942 | 1.7483 | 2.0027
2029 | NZWEM_PERC | High Demand Growth+Ref Gas Supply+Methanex Stays+Delayed Build+Low Wind & Solar | -2.5356 | -0.30889 | 0.38273
2030 | NZWEM_PERC | High Demand Growth+Ref Gas Supply+Methanex Stays+Delayed Build+Low Wind & Solar | -6.6781 | 0.11749 | 5.8617
2031 | NZWEM_PERC | High Demand Growth+Ref Gas Supply+Methanex Stays+Delayed Build+Low Wind & Solar | -10.5607 | -1.756 | 4.6036
2032 | NZWEM_PERC | High Demand Growth+Ref Gas Supply+Methanex Stays+Delayed Build+Low Wind & Solar | -12.7553 | -3.7013 | 6.6633
2033 | NZWEM_PERC | High Demand Growth+Ref Gas Supply+Methanex Stays+Delayed Build+Low Wind & Solar | -14.6719 | -5.7773 | 8.5904
2034 | NZWEM_PERC | High Demand Growth+Ref Gas Supply+Methanex Stays+Delayed Build+Low Wind & Solar | -16.5257 | -7.6156 | 7.0793
2035 | NZWEM_PERC | High Demand Growth+Ref Gas Supply+Methanex Stays+Delayed Build+Low Wind & Solar | -18.0193 | -8.9423 | 6.6354
2026 | NIWCM | High Demand Growth+Ref Gas Supply+Methanex Stays+Delayed Build+Low Wind & Solar | 567.4665 | 567.4665 | 567.4665
2027 | NIWCM | High Demand Growth+Ref Gas Supply+Methanex Stays+Delayed Build+Low Wind & Solar | 587.7296 | 589.7773 | 592.2498
2028 | NIWCM | High Demand Growth+Ref Gas Supply+Methanex Stays+Delayed Build+Low Wind & Solar | 595.4577 | 616.3802 | 620.9167
2029 | NIWCM | High Demand Growth+Ref Gas Supply+Methanex Stays+Delayed Build+Low Wind & Solar | 318.6206 | 448.0526 | 461.6449
2030 | NIWCM | High Demand Growth+Ref Gas Supply+Methanex Stays+Delayed Build+Low Wind & Solar | 10.056 | 741.2499 | 1040.274
2031 | NIWCM | High Demand Growth+Ref Gas Supply+Methanex Stays+Delayed Build+Low Wind & Solar | -277.274 | 663.3924 | 1029.8667
2032 | NIWCM | High Demand Growth+Ref Gas Supply+Methanex Stays+Delayed Build+Low Wind & Solar | -498.7849 | 518.0891 | 1115.8725
2033 | NIWCM | High Demand Growth+Ref Gas Supply+Methanex Stays+Delayed Build+Low Wind & Solar | -633.9099 | 396.4293 | 1235.3701
2034 | NIWCM | High Demand Growth+Ref Gas Supply+Methanex Stays+Delayed Build+Low Wind & Solar | -835.3482 | 180.3185 | 1055.6795
2035 | NIWCM | High Demand Growth+Ref Gas Supply+Methanex Stays+Delayed Build+Low Wind & Solar | -949.7463 | 40.246 | 984.8333
2026 | SIWEM_PERC | High Demand Growth+Ref Gas Supply+Methanex Stays+Delayed Build+Low Wind & Solar | 24.4171 | 24.4171 | 24.4171
2027 | SIWEM_PERC | High Demand Growth+Ref Gas Supply+Methanex Stays+Delayed Build+Low Wind & Solar | 11.0361 | 11.0963 | 11.0963
2028 | SIWEM_PERC | High Demand Growth+Ref Gas Supply+Methanex Stays+Delayed Build+Low Wind & Solar | 6.659 | 8.2362 | 8.2362
2029 | SIWEM_PERC | High Demand Growth+Ref Gas Supply+Methanex Stays+Delayed Build+Low Wind & Solar | -0.026737 | 3.7929 | 3.7929
2030 | SIWEM_PERC | High Demand Growth+Ref Gas Supply+Methanex Stays+Delayed Build+Low Wind & Solar | -6.3293 | 2.661 | 13.0741
2031 | SIWEM_PERC | High Demand Growth+Ref Gas Supply+Methanex Stays+Delayed Build+Low Wind & Solar | -11.5927 | -3.1316 | 9.4612
2032 | SIWEM_PERC | High Demand Growth+Ref Gas Supply+Methanex Stays+Delayed Build+Low Wind & Solar | -13.3541 | -3.7888 | 14.795
2033 | SIWEM_PERC | High Demand Growth+Ref Gas Supply+Methanex Stays+Delayed Build+Low Wind & Solar | -14.9631 | -5.6039 | 19.8192
2034 | SIWEM_PERC | High Demand Growth+Ref Gas Supply+Methanex Stays+Delayed Build+Low Wind & Solar | -16.7004 | -7.5635 | 15.8775
2035 | SIWEM_PERC | High Demand Growth+Ref Gas Supply+Methanex Stays+Delayed Build+Low Wind & Solar | -17.9484 | -8.982 | 14.7228
2026 | NZWEM_PERC | High Demand Growth+Ref Gas Supply+Methanex Stays+Delayed Build+Constrained Operational Capacity | 10.2418 | 10.2418 | 10.2418
2027 | NZWEM_PERC | High Demand Growth+Ref Gas Supply+Methanex Stays+Delayed Build+Constrained Operational Capacity | 2.6598 | 2.7922 | 2.9493
2028 | NZWEM_PERC | High Demand Growth+Ref Gas Supply+Methanex Stays+Delayed Build+Constrained Operational Capacity | 1.6587 | 2.954 | 3.2359
2029 | NZWEM_PERC | High Demand Growth+Ref Gas Supply+Methanex Stays+Delayed Build+Constrained Operational Capacity | -1.369 | 1.0984 | 1.8648
2030 | NZWEM_PERC | High Demand Growth+Ref Gas Supply+Methanex Stays+Delayed Build+Constrained Operational Capacity | -5.492 | 2.038 | 8.4031
2031 | NZWEM_PERC | High Demand Growth+Ref Gas Supply+Methanex Stays+Delayed Build+Constrained Operational Capacity | -9.424 | 0.33221 | 7.3791
2032 | NZWEM_PERC | High Demand Growth+Ref Gas Supply+Methanex Stays+Delayed Build+Constrained Operational Capacity | -11.6507 | -1.6182 | 9.8336
2033 | NZWEM_PERC | High Demand Growth+Ref Gas Supply+Methanex Stays+Delayed Build+Constrained Operational Capacity | -13.5955 | -3.7473 | 12.1411
2034 | NZWEM_PERC | High Demand Growth+Ref Gas Supply+Methanex Stays+Delayed Build+Constrained Operational Capacity | -15.4805 | -5.615 | 10.6058
2035 | NZWEM_PERC | High Demand Growth+Ref Gas Supply+Methanex Stays+Delayed Build+Constrained Operational Capacity | -16.9988 | -6.9888 | 10.2116
2026 | NIWCM | High Demand Growth+Ref Gas Supply+Methanex Stays+Delayed Build+Constrained Operational Capacity | 33.1014 | 33.1014 | 33.1014
2027 | NIWCM | High Demand Growth+Ref Gas Supply+Methanex Stays+Delayed Build+Constrained Operational Capacity | 43.4476 | 43.4476 | 43.4476
2028 | NIWCM | High Demand Growth+Ref Gas Supply+Methanex Stays+Delayed Build+Constrained Operational Capacity | -17.6468 | -17.6468 | -17.6468
2029 | NIWCM | High Demand Growth+Ref Gas Supply+Methanex Stays+Delayed Build+Constrained Operational Capacity | -328.1855 | -245.962 | -245.962
2030 | NIWCM | High Demand Growth+Ref Gas Supply+Methanex Stays+Delayed Build+Constrained Operational Capacity | -670.2911 | -155.2348 | -37.2556
2031 | NIWCM | High Demand Growth+Ref Gas Supply+Methanex Stays+Delayed Build+Constrained Operational Capacity | -960.2824 | -304.5987 | -145.2796
2032 | NIWCM | High Demand Growth+Ref Gas Supply+Methanex Stays+Delayed Build+Constrained Operational Capacity | -1188.3874 | -462.6973 | -246.9333
2033 | NIWCM | High Demand Growth+Ref Gas Supply+Methanex Stays+Delayed Build+Constrained Operational Capacity | -1253.7986 | -588.5275 | -309.8152
2034 | NIWCM | High Demand Growth+Ref Gas Supply+Methanex Stays+Delayed Build+Constrained Operational Capacity | -1410.2148 | -802.4288 | -523.2386
2035 | NIWCM | High Demand Growth+Ref Gas Supply+Methanex Stays+Delayed Build+Constrained Operational Capacity | -1524.6129 | -889.3677 | -653.8627
2026 | SIWEM_PERC | High Demand Growth+Ref Gas Supply+Methanex Stays+Delayed Build+Constrained Operational Capacity | 26.8747 | 26.8747 | 26.8747
2027 | SIWEM_PERC | High Demand Growth+Ref Gas Supply+Methanex Stays+Delayed Build+Constrained Operational Capacity | 11.4933 | 11.56 | 11.56
2028 | SIWEM_PERC | High Demand Growth+Ref Gas Supply+Methanex Stays+Delayed Build+Constrained Operational Capacity | 7.3647 | 9.1124 | 9.1124
2029 | SIWEM_PERC | High Demand Growth+Ref Gas Supply+Methanex Stays+Delayed Build+Constrained Operational Capacity | 0.6655 | 4.8979 | 4.8979
2030 | SIWEM_PERC | High Demand Growth+Ref Gas Supply+Methanex Stays+Delayed Build+Constrained Operational Capacity | -5.5519 | 4.4101 | 19.7703
2031 | SIWEM_PERC | High Demand Growth+Ref Gas Supply+Methanex Stays+Delayed Build+Constrained Operational Capacity | -10.8611 | -1.4855 | 16.6434
2032 | SIWEM_PERC | High Demand Growth+Ref Gas Supply+Methanex Stays+Delayed Build+Constrained Operational Capacity | -12.6391 | -2.04 | 23.0455
2033 | SIWEM_PERC | High Demand Growth+Ref Gas Supply+Methanex Stays+Delayed Build+Constrained Operational Capacity | -14.2635 | -3.8927 | 29.097
2034 | SIWEM_PERC | High Demand Growth+Ref Gas Supply+Methanex Stays+Delayed Build+Constrained Operational Capacity | -16.0174 | -5.893 | 25.1419
2035 | SIWEM_PERC | High Demand Growth+Ref Gas Supply+Methanex Stays+Delayed Build+Constrained Operational Capacity | -17.2782 | -7.3427 | 24.1652
2026 | NZWEM_PERC | High Demand Growth+Ref Gas Supply+Methanex Stays+Delayed Build+Constrained Operational Capacity+Low Wind & Solar | 9.3616 | 9.3616 | 9.3616
2027 | NZWEM_PERC | High Demand Growth+Ref Gas Supply+Methanex Stays+Delayed Build+Constrained Operational Capacity+Low Wind & Solar | 1.7641 | 1.8836 | 2.0254
2028 | NZWEM_PERC | High Demand Growth+Ref Gas Supply+Methanex Stays+Delayed Build+Constrained Operational Capacity+Low Wind & Solar | 0.57942 | 1.7483 | 2.0027
2029 | NZWEM_PERC | High Demand Growth+Ref Gas Supply+Methanex Stays+Delayed Build+Constrained Operational Capacity+Low Wind & Solar | -2.5356 | -0.30889 | 0.38273
2030 | NZWEM_PERC | High Demand Growth+Ref Gas Supply+Methanex Stays+Delayed Build+Constrained Operational Capacity+Low Wind & Solar | -6.6781 | 0.11749 | 5.8617
2031 | NZWEM_PERC | High Demand Growth+Ref Gas Supply+Methanex Stays+Delayed Build+Constrained Operational Capacity+Low Wind & Solar | -10.5607 | -1.756 | 4.6036
2032 | NZWEM_PERC | High Demand Growth+Ref Gas Supply+Methanex Stays+Delayed Build+Constrained Operational Capacity+Low Wind & Solar | -12.7553 | -3.7013 | 6.6633
2033 | NZWEM_PERC | High Demand Growth+Ref Gas Supply+Methanex Stays+Delayed Build+Constrained Operational Capacity+Low Wind & Solar | -14.6719 | -5.7773 | 8.5904
2034 | NZWEM_PERC | High Demand Growth+Ref Gas Supply+Methanex Stays+Delayed Build+Constrained Operational Capacity+Low Wind & Solar | -16.5257 | -7.6156 | 7.0793
2035 | NZWEM_PERC | High Demand Growth+Ref Gas Supply+Methanex Stays+Delayed Build+Constrained Operational Capacity+Low Wind & Solar | -18.0193 | -8.9423 | 6.6354
2026 | NIWCM | High Demand Growth+Ref Gas Supply+Methanex Stays+Delayed Build+Constrained Operational Capacity+Low Wind & Solar | 33.1014 | 33.1014 | 33.1014
2027 | NIWCM | High Demand Growth+Ref Gas Supply+Methanex Stays+Delayed Build+Constrained Operational Capacity+Low Wind & Solar | 43.4476 | 43.4476 | 43.4476
2028 | NIWCM | High Demand Growth+Ref Gas Supply+Methanex Stays+Delayed Build+Constrained Operational Capacity+Low Wind & Solar | -17.6468 | -17.6468 | -17.6468
2029 | NIWCM | High Demand Growth+Ref Gas Supply+Methanex Stays+Delayed Build+Constrained Operational Capacity+Low Wind & Solar | -328.1855 | -245.962 | -245.962
2030 | NIWCM | High Demand Growth+Ref Gas Supply+Methanex Stays+Delayed Build+Constrained Operational Capacity+Low Wind & Solar | -670.2911 | -155.2348 | -37.2556
2031 | NIWCM | High Demand Growth+Ref Gas Supply+Methanex Stays+Delayed Build+Constrained Operational Capacity+Low Wind & Solar | -960.2824 | -304.5987 | -145.2796
2032 | NIWCM | High Demand Growth+Ref Gas Supply+Methanex Stays+Delayed Build+Constrained Operational Capacity+Low Wind & Solar | -1188.3874 | -462.6973 | -246.9333
2033 | NIWCM | High Demand Growth+Ref Gas Supply+Methanex Stays+Delayed Build+Constrained Operational Capacity+Low Wind & Solar | -1253.7986 | -588.5275 | -309.8152
2034 | NIWCM | High Demand Growth+Ref Gas Supply+Methanex Stays+Delayed Build+Constrained Operational Capacity+Low Wind & Solar | -1410.2148 | -802.4288 | -523.2386
2035 | NIWCM | High Demand Growth+Ref Gas Supply+Methanex Stays+Delayed Build+Constrained Operational Capacity+Low Wind & Solar | -1524.6129 | -889.3677 | -653.8627
2026 | SIWEM_PERC | High Demand Growth+Ref Gas Supply+Methanex Stays+Delayed Build+Constrained Operational Capacity+Low Wind & Solar | 24.4171 | 24.4171 | 24.4171
2027 | SIWEM_PERC | High Demand Growth+Ref Gas Supply+Methanex Stays+Delayed Build+Constrained Operational Capacity+Low Wind & Solar | 11.0361 | 11.0963 | 11.0963
2028 | SIWEM_PERC | High Demand Growth+Ref Gas Supply+Methanex Stays+Delayed Build+Constrained Operational Capacity+Low Wind & Solar | 6.659 | 8.2362 | 8.2362
2029 | SIWEM_PERC | High Demand Growth+Ref Gas Supply+Methanex Stays+Delayed Build+Constrained Operational Capacity+Low Wind & Solar | -0.026737 | 3.7929 | 3.7929
2030 | SIWEM_PERC | High Demand Growth+Ref Gas Supply+Methanex Stays+Delayed Build+Constrained Operational Capacity+Low Wind & Solar | -6.3293 | 2.661 | 13.0741
2031 | SIWEM_PERC | High Demand Growth+Ref Gas Supply+Methanex Stays+Delayed Build+Constrained Operational Capacity+Low Wind & Solar | -11.5927 | -3.1316 | 9.4612
2032 | SIWEM_PERC | High Demand Growth+Ref Gas Supply+Methanex Stays+Delayed Build+Constrained Operational Capacity+Low Wind & Solar | -13.3541 | -3.7888 | 14.795
2033 | SIWEM_PERC | High Demand Growth+Ref Gas Supply+Methanex Stays+Delayed Build+Constrained Operational Capacity+Low Wind & Solar | -14.9631 | -5.6039 | 19.8192
2034 | SIWEM_PERC | High Demand Growth+Ref Gas Supply+Methanex Stays+Delayed Build+Constrained Operational Capacity+Low Wind & Solar | -16.7004 | -7.5635 | 15.8775
2035 | SIWEM_PERC | High Demand Growth+Ref Gas Supply+Methanex Stays+Delayed Build+Constrained Operational Capacity+Low Wind & Solar | -17.9484 | -8.982 | 14.7228
2026 | NZWEM_PERC | High Demand Growth+Ref Gas Supply+Methanex Stays+Delayed Build+Upgraded HVDC | 10.2418 | 10.2418 | 10.2418
2027 | NZWEM_PERC | High Demand Growth+Ref Gas Supply+Methanex Stays+Delayed Build+Upgraded HVDC | 2.6598 | 2.7922 | 2.9493
2028 | NZWEM_PERC | High Demand Growth+Ref Gas Supply+Methanex Stays+Delayed Build+Upgraded HVDC | 1.6587 | 2.954 | 3.2359
2029 | NZWEM_PERC | High Demand Growth+Ref Gas Supply+Methanex Stays+Delayed Build+Upgraded HVDC | -1.369 | 1.0984 | 1.8648
2030 | NZWEM_PERC | High Demand Growth+Ref Gas Supply+Methanex Stays+Delayed Build+Upgraded HVDC | -5.492 | 2.038 | 8.4031
2031 | NZWEM_PERC | High Demand Growth+Ref Gas Supply+Methanex Stays+Delayed Build+Upgraded HVDC | -9.424 | 0.33221 | 7.3791
2032 | NZWEM_PERC | High Demand Growth+Ref Gas Supply+Methanex Stays+Delayed Build+Upgraded HVDC | -11.6507 | -1.6182 | 9.8336
2033 | NZWEM_PERC | High Demand Growth+Ref Gas Supply+Methanex Stays+Delayed Build+Upgraded HVDC | -13.5955 | -3.7473 | 12.1411
2034 | NZWEM_PERC | High Demand Growth+Ref Gas Supply+Methanex Stays+Delayed Build+Upgraded HVDC | -15.4805 | -5.615 | 10.6058
2035 | NZWEM_PERC | High Demand Growth+Ref Gas Supply+Methanex Stays+Delayed Build+Upgraded HVDC | -16.9988 | -6.9888 | 10.2116
2026 | NIWCM | High Demand Growth+Ref Gas Supply+Methanex Stays+Delayed Build+Upgraded HVDC | 567.4665 | 567.4665 | 567.4665
2027 | NIWCM | High Demand Growth+Ref Gas Supply+Methanex Stays+Delayed Build+Upgraded HVDC | 587.7296 | 589.7773 | 592.2498
2028 | NIWCM | High Demand Growth+Ref Gas Supply+Methanex Stays+Delayed Build+Upgraded HVDC | 595.4577 | 616.3802 | 620.9167
2029 | NIWCM | High Demand Growth+Ref Gas Supply+Methanex Stays+Delayed Build+Upgraded HVDC | 318.6206 | 448.0526 | 461.6449
2030 | NIWCM | High Demand Growth+Ref Gas Supply+Methanex Stays+Delayed Build+Upgraded HVDC | 10.056 | 741.2499 | 1040.274
2031 | NIWCM | High Demand Growth+Ref Gas Supply+Methanex Stays+Delayed Build+Upgraded HVDC | -277.274 | 663.3924 | 1029.8667
2032 | NIWCM | High Demand Growth+Ref Gas Supply+Methanex Stays+Delayed Build+Upgraded HVDC | -498.7849 | 518.0891 | 1115.8725
2033 | NIWCM | High Demand Growth+Ref Gas Supply+Methanex Stays+Delayed Build+Upgraded HVDC | -633.9099 | 396.4293 | 1235.3701
2034 | NIWCM | High Demand Growth+Ref Gas Supply+Methanex Stays+Delayed Build+Upgraded HVDC | -835.3482 | 180.3185 | 1055.6795
2035 | NIWCM | High Demand Growth+Ref Gas Supply+Methanex Stays+Delayed Build+Upgraded HVDC | -949.7463 | 40.246 | 984.8333
2026 | SIWEM_PERC | High Demand Growth+Ref Gas Supply+Methanex Stays+Delayed Build+Upgraded HVDC | 26.8747 | 26.8747 | 26.8747
2027 | SIWEM_PERC | High Demand Growth+Ref Gas Supply+Methanex Stays+Delayed Build+Upgraded HVDC | 11.4933 | 11.56 | 11.56
2028 | SIWEM_PERC | High Demand Growth+Ref Gas Supply+Methanex Stays+Delayed Build+Upgraded HVDC | 7.3647 | 9.1124 | 9.1124
2029 | SIWEM_PERC | High Demand Growth+Ref Gas Supply+Methanex Stays+Delayed Build+Upgraded HVDC | 0.6655 | 4.8979 | 4.8979
2030 | SIWEM_PERC | High Demand Growth+Ref Gas Supply+Methanex Stays+Delayed Build+Upgraded HVDC | -5.5519 | 4.4101 | 19.7703
2031 | SIWEM_PERC | High Demand Growth+Ref Gas Supply+Methanex Stays+Delayed Build+Upgraded HVDC | -10.8611 | -1.4855 | 16.6434
2032 | SIWEM_PERC | High Demand Growth+Ref Gas Supply+Methanex Stays+Delayed Build+Upgraded HVDC | -12.6391 | -2.04 | 23.0455
2033 | SIWEM_PERC | High Demand Growth+Ref Gas Supply+Methanex Stays+Delayed Build+Upgraded HVDC | -14.2635 | -3.8927 | 29.097
2034 | SIWEM_PERC | High Demand Growth+Ref Gas Supply+Methanex Stays+Delayed Build+Upgraded HVDC | -16.0174 | -5.893 | 25.1419
2035 | SIWEM_PERC | High Demand Growth+Ref Gas Supply+Methanex Stays+Delayed Build+Upgraded HVDC | -17.2782 | -7.3427 | 24.1652
2026 | NZWEM_PERC | High Demand Growth+Ref Gas Supply+Methanex Stays+Delayed Build+Upgraded HVDC+Low Wind & Solar | 9.3616 | 9.3616 | 9.3616
2027 | NZWEM_PERC | High Demand Growth+Ref Gas Supply+Methanex Stays+Delayed Build+Upgraded HVDC+Low Wind & Solar | 1.7641 | 1.8836 | 2.0254
2028 | NZWEM_PERC | High Demand Growth+Ref Gas Supply+Methanex Stays+Delayed Build+Upgraded HVDC+Low Wind & Solar | 0.57942 | 1.7483 | 2.0027
2029 | NZWEM_PERC | High Demand Growth+Ref Gas Supply+Methanex Stays+Delayed Build+Upgraded HVDC+Low Wind & Solar | -2.5356 | -0.30889 | 0.38273
2030 | NZWEM_PERC | High Demand Growth+Ref Gas Supply+Methanex Stays+Delayed Build+Upgraded HVDC+Low Wind & Solar | -6.6781 | 0.11749 | 5.8617
2031 | NZWEM_PERC | High Demand Growth+Ref Gas Supply+Methanex Stays+Delayed Build+Upgraded HVDC+Low Wind & Solar | -10.5607 | -1.756 | 4.6036
2032 | NZWEM_PERC | High Demand Growth+Ref Gas Supply+Methanex Stays+Delayed Build+Upgraded HVDC+Low Wind & Solar | -12.7553 | -3.7013 | 6.6633
2033 | NZWEM_PERC | High Demand Growth+Ref Gas Supply+Methanex Stays+Delayed Build+Upgraded HVDC+Low Wind & Solar | -14.6719 | -5.7773 | 8.5904
2034 | NZWEM_PERC | High Demand Growth+Ref Gas Supply+Methanex Stays+Delayed Build+Upgraded HVDC+Low Wind & Solar | -16.5257 | -7.6156 | 7.0793
2035 | NZWEM_PERC | High Demand Growth+Ref Gas Supply+Methanex Stays+Delayed Build+Upgraded HVDC+Low Wind & Solar | -18.0193 | -8.9423 | 6.6354
2026 | NIWCM | High Demand Growth+Ref Gas Supply+Methanex Stays+Delayed Build+Upgraded HVDC+Low Wind & Solar | 567.4665 | 567.4665 | 567.4665
2027 | NIWCM | High Demand Growth+Ref Gas Supply+Methanex Stays+Delayed Build+Upgraded HVDC+Low Wind & Solar | 587.7296 | 589.7773 | 592.2498
2028 | NIWCM | High Demand Growth+Ref Gas Supply+Methanex Stays+Delayed Build+Upgraded HVDC+Low Wind & Solar | 595.4577 | 616.3802 | 620.9167
2029 | NIWCM | High Demand Growth+Ref Gas Supply+Methanex Stays+Delayed Build+Upgraded HVDC+Low Wind & Solar | 318.6206 | 448.0526 | 461.6449
2030 | NIWCM | High Demand Growth+Ref Gas Supply+Methanex Stays+Delayed Build+Upgraded HVDC+Low Wind & Solar | 10.056 | 741.2499 | 1040.274
2031 | NIWCM | High Demand Growth+Ref Gas Supply+Methanex Stays+Delayed Build+Upgraded HVDC+Low Wind & Solar | -277.274 | 663.3924 | 1029.8667
2032 | NIWCM | High Demand Growth+Ref Gas Supply+Methanex Stays+Delayed Build+Upgraded HVDC+Low Wind & Solar | -498.7849 | 518.0891 | 1115.8725
2033 | NIWCM | High Demand Growth+Ref Gas Supply+Methanex Stays+Delayed Build+Upgraded HVDC+Low Wind & Solar | -633.9099 | 396.4293 | 1235.3701
2034 | NIWCM | High Demand Growth+Ref Gas Supply+Methanex Stays+Delayed Build+Upgraded HVDC+Low Wind & Solar | -835.3482 | 180.3185 | 1055.6795
2035 | NIWCM | High Demand Growth+Ref Gas Supply+Methanex Stays+Delayed Build+Upgraded HVDC+Low Wind & Solar | -949.7463 | 40.246 | 984.8333
2026 | SIWEM_PERC | High Demand Growth+Ref Gas Supply+Methanex Stays+Delayed Build+Upgraded HVDC+Low Wind & Solar | 24.4171 | 24.4171 | 24.4171
2027 | SIWEM_PERC | High Demand Growth+Ref Gas Supply+Methanex Stays+Delayed Build+Upgraded HVDC+Low Wind & Solar | 11.0361 | 11.0963 | 11.0963
2028 | SIWEM_PERC | High Demand Growth+Ref Gas Supply+Methanex Stays+Delayed Build+Upgraded HVDC+Low Wind & Solar | 6.659 | 8.2362 | 8.2362
2029 | SIWEM_PERC | High Demand Growth+Ref Gas Supply+Methanex Stays+Delayed Build+Upgraded HVDC+Low Wind & Solar | -0.026737 | 3.7929 | 3.7929
2030 | SIWEM_PERC | High Demand Growth+Ref Gas Supply+Methanex Stays+Delayed Build+Upgraded HVDC+Low Wind & Solar | -6.3293 | 2.661 | 13.0741
2031 | SIWEM_PERC | High Demand Growth+Ref Gas Supply+Methanex Stays+Delayed Build+Upgraded HVDC+Low Wind & Solar | -11.5927 | -3.1316 | 9.4612
2032 | SIWEM_PERC | High Demand Growth+Ref Gas Supply+Methanex Stays+Delayed Build+Upgraded HVDC+Low Wind & Solar | -13.3541 | -3.7888 | 14.795
2033 | SIWEM_PERC | High Demand Growth+Ref Gas Supply+Methanex Stays+Delayed Build+Upgraded HVDC+Low Wind & Solar | -14.9631 | -5.6039 | 19.8192
2034 | SIWEM_PERC | High Demand Growth+Ref Gas Supply+Methanex Stays+Delayed Build+Upgraded HVDC+Low Wind & Solar | -16.7004 | -7.5635 | 15.8775
2035 | SIWEM_PERC | High Demand Growth+Ref Gas Supply+Methanex Stays+Delayed Build+Upgraded HVDC+Low Wind & Solar | -17.9484 | -8.982 | 14.7228
2026 | NZWEM_PERC | High Demand Growth+Ref Gas Supply+Methanex Stays+Delayed Build+Upgraded HVDC+Constrained Operational Capacity | 10.2418 | 10.2418 | 10.2418
2027 | NZWEM_PERC | High Demand Growth+Ref Gas Supply+Methanex Stays+Delayed Build+Upgraded HVDC+Constrained Operational Capacity | 2.6598 | 2.7922 | 2.9493
2028 | NZWEM_PERC | High Demand Growth+Ref Gas Supply+Methanex Stays+Delayed Build+Upgraded HVDC+Constrained Operational Capacity | 1.6587 | 2.954 | 3.2359
2029 | NZWEM_PERC | High Demand Growth+Ref Gas Supply+Methanex Stays+Delayed Build+Upgraded HVDC+Constrained Operational Capacity | -1.369 | 1.0984 | 1.8648
2030 | NZWEM_PERC | High Demand Growth+Ref Gas Supply+Methanex Stays+Delayed Build+Upgraded HVDC+Constrained Operational Capacity | -5.492 | 2.038 | 8.4031
2031 | NZWEM_PERC | High Demand Growth+Ref Gas Supply+Methanex Stays+Delayed Build+Upgraded HVDC+Constrained Operational Capacity | -9.424 | 0.33221 | 7.3791
2032 | NZWEM_PERC | High Demand Growth+Ref Gas Supply+Methanex Stays+Delayed Build+Upgraded HVDC+Constrained Operational Capacity | -11.6507 | -1.6182 | 9.8336
2033 | NZWEM_PERC | High Demand Growth+Ref Gas Supply+Methanex Stays+Delayed Build+Upgraded HVDC+Constrained Operational Capacity | -13.5955 | -3.7473 | 12.1411
2034 | NZWEM_PERC | High Demand Growth+Ref Gas Supply+Methanex Stays+Delayed Build+Upgraded HVDC+Constrained Operational Capacity | -15.4805 | -5.615 | 10.6058
2035 | NZWEM_PERC | High Demand Growth+Ref Gas Supply+Methanex Stays+Delayed Build+Upgraded HVDC+Constrained Operational Capacity | -16.9988 | -6.9888 | 10.2116
2026 | NIWCM | High Demand Growth+Ref Gas Supply+Methanex Stays+Delayed Build+Upgraded HVDC+Constrained Operational Capacity | 33.1014 | 33.1014 | 33.1014
2027 | NIWCM | High Demand Growth+Ref Gas Supply+Methanex Stays+Delayed Build+Upgraded HVDC+Constrained Operational Capacity | 43.4476 | 43.4476 | 43.4476
2028 | NIWCM | High Demand Growth+Ref Gas Supply+Methanex Stays+Delayed Build+Upgraded HVDC+Constrained Operational Capacity | -17.6468 | -17.6468 | -17.6468
2029 | NIWCM | High Demand Growth+Ref Gas Supply+Methanex Stays+Delayed Build+Upgraded HVDC+Constrained Operational Capacity | -328.1855 | -245.962 | -245.962
2030 | NIWCM | High Demand Growth+Ref Gas Supply+Methanex Stays+Delayed Build+Upgraded HVDC+Constrained Operational Capacity | -670.2911 | -155.2348 | -37.2556
2031 | NIWCM | High Demand Growth+Ref Gas Supply+Methanex Stays+Delayed Build+Upgraded HVDC+Constrained Operational Capacity | -960.2824 | -304.5987 | -145.2796
2032 | NIWCM | High Demand Growth+Ref Gas Supply+Methanex Stays+Delayed Build+Upgraded HVDC+Constrained Operational Capacity | -1188.3874 | -462.6973 | -246.9333
2033 | NIWCM | High Demand Growth+Ref Gas Supply+Methanex Stays+Delayed Build+Upgraded HVDC+Constrained Operational Capacity | -1253.7986 | -588.5275 | -309.8152
2034 | NIWCM | High Demand Growth+Ref Gas Supply+Methanex Stays+Delayed Build+Upgraded HVDC+Constrained Operational Capacity | -1410.2148 | -802.4288 | -523.2386
2035 | NIWCM | High Demand Growth+Ref Gas Supply+Methanex Stays+Delayed Build+Upgraded HVDC+Constrained Operational Capacity | -1524.6129 | -889.3677 | -653.8627
2026 | SIWEM_PERC | High Demand Growth+Ref Gas Supply+Methanex Stays+Delayed Build+Upgraded HVDC+Constrained Operational Capacity | 26.8747 | 26.8747 | 26.8747
2027 | SIWEM_PERC | High Demand Growth+Ref Gas Supply+Methanex Stays+Delayed Build+Upgraded HVDC+Constrained Operational Capacity | 11.4933 | 11.56 | 11.56
2028 | SIWEM_PERC | High Demand Growth+Ref Gas Supply+Methanex Stays+Delayed Build+Upgraded HVDC+Constrained Operational Capacity | 7.3647 | 9.1124 | 9.1124
2029 | SIWEM_PERC | High Demand Growth+Ref Gas Supply+Methanex Stays+Delayed Build+Upgraded HVDC+Constrained Operational Capacity | 0.6655 | 4.8979 | 4.8979
2030 | SIWEM_PERC | High Demand Growth+Ref Gas Supply+Methanex Stays+Delayed Build+Upgraded HVDC+Constrained Operational Capacity | -5.5519 | 4.4101 | 19.7703
2031 | SIWEM_PERC | High Demand Growth+Ref Gas Supply+Methanex Stays+Delayed Build+Upgraded HVDC+Constrained Operational Capacity | -10.8611 | -1.4855 | 16.6434
2032 | SIWEM_PERC | High Demand Growth+Ref Gas Supply+Methanex Stays+Delayed Build+Upgraded HVDC+Constrained Operational Capacity | -12.6391 | -2.04 | 23.0455
2033 | SIWEM_PERC | High Demand Growth+Ref Gas Supply+Methanex Stays+Delayed Build+Upgraded HVDC+Constrained Operational Capacity | -14.2635 | -3.8927 | 29.097
2034 | SIWEM_PERC | High Demand Growth+Ref Gas Supply+Methanex Stays+Delayed Build+Upgraded HVDC+Constrained Operational Capacity | -16.0174 | -5.893 | 25.1419
2035 | SIWEM_PERC | High Demand Growth+Ref Gas Supply+Methanex Stays+Delayed Build+Upgraded HVDC+Constrained Operational Capacity | -17.2782 | -7.3427 | 24.1652
2026 | NZWEM_PERC | High Demand Growth+Ref Gas Supply+Methanex Stays+Delayed Build+Upgraded HVDC+Constrained Operational Capacity+Low Wind & Solar | 9.3616 | 9.3616 | 9.3616
2027 | NZWEM_PERC | High Demand Growth+Ref Gas Supply+Methanex Stays+Delayed Build+Upgraded HVDC+Constrained Operational Capacity+Low Wind & Solar | 1.7641 | 1.8836 | 2.0254
2028 | NZWEM_PERC | High Demand Growth+Ref Gas Supply+Methanex Stays+Delayed Build+Upgraded HVDC+Constrained Operational Capacity+Low Wind & Solar | 0.57942 | 1.7483 | 2.0027
2029 | NZWEM_PERC | High Demand Growth+Ref Gas Supply+Methanex Stays+Delayed Build+Upgraded HVDC+Constrained Operational Capacity+Low Wind & Solar | -2.5356 | -0.30889 | 0.38273
2030 | NZWEM_PERC | High Demand Growth+Ref Gas Supply+Methanex Stays+Delayed Build+Upgraded HVDC+Constrained Operational Capacity+Low Wind & Solar | -6.6781 | 0.11749 | 5.8617
2031 | NZWEM_PERC | High Demand Growth+Ref Gas Supply+Methanex Stays+Delayed Build+Upgraded HVDC+Constrained Operational Capacity+Low Wind & Solar | -10.5607 | -1.756 | 4.6036
2032 | NZWEM_PERC | High Demand Growth+Ref Gas Supply+Methanex Stays+Delayed Build+Upgraded HVDC+Constrained Operational Capacity+Low Wind & Solar | -12.7553 | -3.7013 | 6.6633
2033 | NZWEM_PERC | High Demand Growth+Ref Gas Supply+Methanex Stays+Delayed Build+Upgraded HVDC+Constrained Operational Capacity+Low Wind & Solar | -14.6719 | -5.7773 | 8.5904
2034 | NZWEM_PERC | High Demand Growth+Ref Gas Supply+Methanex Stays+Delayed Build+Upgraded HVDC+Constrained Operational Capacity+Low Wind & Solar | -16.5257 | -7.6156 | 7.0793
2035 | NZWEM_PERC | High Demand Growth+Ref Gas Supply+Methanex Stays+Delayed Build+Upgraded HVDC+Constrained Operational Capacity+Low Wind & Solar | -18.0193 | -8.9423 | 6.6354
2026 | NIWCM | High Demand Growth+Ref Gas Supply+Methanex Stays+Delayed Build+Upgraded HVDC+Constrained Operational Capacity+Low Wind & Solar | 33.1014 | 33.1014 | 33.1014
2027 | NIWCM | High Demand Growth+Ref Gas Supply+Methanex Stays+Delayed Build+Upgraded HVDC+Constrained Operational Capacity+Low Wind & Solar | 43.4476 | 43.4476 | 43.4476
2028 | NIWCM | High Demand Growth+Ref Gas Supply+Methanex Stays+Delayed Build+Upgraded HVDC+Constrained Operational Capacity+Low Wind & Solar | -17.6468 | -17.6468 | -17.6468
2029 | NIWCM | High Demand Growth+Ref Gas Supply+Methanex Stays+Delayed Build+Upgraded HVDC+Constrained Operational Capacity+Low Wind & Solar | -328.1855 | -245.962 | -245.962
2030 | NIWCM | High Demand Growth+Ref Gas Supply+Methanex Stays+Delayed Build+Upgraded HVDC+Constrained Operational Capacity+Low Wind & Solar | -670.2911 | -155.2348 | -37.2556
2031 | NIWCM | High Demand Growth+Ref Gas Supply+Methanex Stays+Delayed Build+Upgraded HVDC+Constrained Operational Capacity+Low Wind & Solar | -960.2824 | -304.5987 | -145.2796
2032 | NIWCM | High Demand Growth+Ref Gas Supply+Methanex Stays+Delayed Build+Upgraded HVDC+Constrained Operational Capacity+Low Wind & Solar | -1188.3874 | -462.6973 | -246.9333
2033 | NIWCM | High Demand Growth+Ref Gas Supply+Methanex Stays+Delayed Build+Upgraded HVDC+Constrained Operational Capacity+Low Wind & Solar | -1253.7986 | -588.5275 | -309.8152
2034 | NIWCM | High Demand Growth+Ref Gas Supply+Methanex Stays+Delayed Build+Upgraded HVDC+Constrained Operational Capacity+Low Wind & Solar | -1410.2148 | -802.4288 | -523.2386
2035 | NIWCM | High Demand Growth+Ref Gas Supply+Methanex Stays+Delayed Build+Upgraded HVDC+Constrained Operational Capacity+Low Wind & Solar | -1524.6129 | -889.3677 | -653.8627
2026 | SIWEM_PERC | High Demand Growth+Ref Gas Supply+Methanex Stays+Delayed Build+Upgraded HVDC+Constrained Operational Capacity+Low Wind & Solar | 24.4171 | 24.4171 | 24.4171
2027 | SIWEM_PERC | High Demand Growth+Ref Gas Supply+Methanex Stays+Delayed Build+Upgraded HVDC+Constrained Operational Capacity+Low Wind & Solar | 11.0361 | 11.0963 | 11.0963
2028 | SIWEM_PERC | High Demand Growth+Ref Gas Supply+Methanex Stays+Delayed Build+Upgraded HVDC+Constrained Operational Capacity+Low Wind & Solar | 6.659 | 8.2362 | 8.2362
2029 | SIWEM_PERC | High Demand Growth+Ref Gas Supply+Methanex Stays+Delayed Build+Upgraded HVDC+Constrained Operational Capacity+Low Wind & Solar | -0.026737 | 3.7929 | 3.7929
2030 | SIWEM_PERC | High Demand Growth+Ref Gas Supply+Methanex Stays+Delayed Build+Upgraded HVDC+Constrained Operational Capacity+Low Wind & Solar | -6.3293 | 2.661 | 13.0741
2031 | SIWEM_PERC | High Demand Growth+Ref Gas Supply+Methanex Stays+Delayed Build+Upgraded HVDC+Constrained Operational Capacity+Low Wind & Solar | -11.5927 | -3.1316 | 9.4612
2032 | SIWEM_PERC | High Demand Growth+Ref Gas Supply+Methanex Stays+Delayed Build+Upgraded HVDC+Constrained Operational Capacity+Low Wind & Solar | -13.3541 | -3.7888 | 14.795
2033 | SIWEM_PERC | High Demand Growth+Ref Gas Supply+Methanex Stays+Delayed Build+Upgraded HVDC+Constrained Operational Capacity+Low Wind & Solar | -14.9631 | -5.6039 | 19.8192
2034 | SIWEM_PERC | High Demand Growth+Ref Gas Supply+Methanex Stays+Delayed Build+Upgraded HVDC+Constrained Operational Capacity+Low Wind & Solar | -16.7004 | -7.5635 | 15.8775
2035 | SIWEM_PERC | High Demand Growth+Ref Gas Supply+Methanex Stays+Delayed Build+Upgraded HVDC+Constrained Operational Capacity+Low Wind & Solar | -17.9484 | -8.982 | 14.7228
2026 | NZWEM_PERC | High Demand Growth+Ref Gas Supply+Methanex Stays+Reduced Rankine Availability | 10.708 | 10.7631 | 10.7631
2027 | NZWEM_PERC | High Demand Growth+Ref Gas Supply+Methanex Stays+Reduced Rankine Availability | 1.9146 | 3.6355 | 3.933
2028 | NZWEM_PERC | High Demand Growth+Ref Gas Supply+Methanex Stays+Reduced Rankine Availability | -1.8345 | 5.4439 | 9.4808
2029 | NZWEM_PERC | High Demand Growth+Ref Gas Supply+Methanex Stays+Reduced Rankine Availability | -7.2099 | 2.6922 | 10.5267
2030 | NZWEM_PERC | High Demand Growth+Ref Gas Supply+Methanex Stays+Reduced Rankine Availability | -11.9084 | -0.69689 | 11.6004
2031 | NZWEM_PERC | High Demand Growth+Ref Gas Supply+Methanex Stays+Reduced Rankine Availability | -15.5729 | -4.7534 | 12.0243
2032 | NZWEM_PERC | High Demand Growth+Ref Gas Supply+Methanex Stays+Reduced Rankine Availability | -17.6259 | -6.7919 | 10.3501
2033 | NZWEM_PERC | High Demand Growth+Ref Gas Supply+Methanex Stays+Reduced Rankine Availability | -19.4185 | -8.8605 | 9.2817
2034 | NZWEM_PERC | High Demand Growth+Ref Gas Supply+Methanex Stays+Reduced Rankine Availability | -21.1346 | -10.5369 | 7.079
2035 | NZWEM_PERC | High Demand Growth+Ref Gas Supply+Methanex Stays+Reduced Rankine Availability | -22.5195 | -12.0958 | 5.1046
2026 | NIWCM | High Demand Growth+Ref Gas Supply+Methanex Stays+Reduced Rankine Availability | 861.0651 | 861.8649 | 861.8649
2027 | NIWCM | High Demand Growth+Ref Gas Supply+Methanex Stays+Reduced Rankine Availability | 758.7942 | 790.2942 | 794.8307
2028 | NIWCM | High Demand Growth+Ref Gas Supply+Methanex Stays+Reduced Rankine Availability | 622.0837 | 1281.4444 | 1364.089
2029 | NIWCM | High Demand Growth+Ref Gas Supply+Methanex Stays+Reduced Rankine Availability | 297.5139 | 1200.2743 | 1540.2082
2030 | NIWCM | High Demand Growth+Ref Gas Supply+Methanex Stays+Reduced Rankine Availability | -164.5675 | 870.2072 | 1446.4574
2031 | NIWCM | High Demand Growth+Ref Gas Supply+Methanex Stays+Reduced Rankine Availability | -434.7355 | 615.731 | 1443.8616
2032 | NIWCM | High Demand Growth+Ref Gas Supply+Methanex Stays+Reduced Rankine Availability | -656.2464 | 413.9968 | 1280.631
2033 | NIWCM | High Demand Growth+Ref Gas Supply+Methanex Stays+Reduced Rankine Availability | -864.3099 | 211.0685 | 1149.4118
2034 | NIWCM | High Demand Growth+Ref Gas Supply+Methanex Stays+Reduced Rankine Availability | -1065.7482 | 20.0077 | 1039.7977
2035 | NIWCM | High Demand Growth+Ref Gas Supply+Methanex Stays+Reduced Rankine Availability | -1180.1463 | -137.822 | 883.9943
2026 | SIWEM_PERC | High Demand Growth+Ref Gas Supply+Methanex Stays+Reduced Rankine Availability | 28.1766 | 28.3305 | 28.3305
2027 | SIWEM_PERC | High Demand Growth+Ref Gas Supply+Methanex Stays+Reduced Rankine Availability | 14.9631 | 17.3952 | 17.3952
2028 | SIWEM_PERC | High Demand Growth+Ref Gas Supply+Methanex Stays+Reduced Rankine Availability | 9.4253 | 21.0437 | 27.5608
2029 | SIWEM_PERC | High Demand Growth+Ref Gas Supply+Methanex Stays+Reduced Rankine Availability | 2.2232 | 13.0406 | 26.3009
2030 | SIWEM_PERC | High Demand Growth+Ref Gas Supply+Methanex Stays+Reduced Rankine Availability | -5.5519 | 5.9718 | 28.1949
2031 | SIWEM_PERC | High Demand Growth+Ref Gas Supply+Methanex Stays+Reduced Rankine Availability | -10.8611 | -0.015648 | 28.6637
2032 | SIWEM_PERC | High Demand Growth+Ref Gas Supply+Methanex Stays+Reduced Rankine Availability | -12.6391 | -2.04 | 24.3897
2033 | SIWEM_PERC | High Demand Growth+Ref Gas Supply+Methanex Stays+Reduced Rankine Availability | -14.2635 | -3.8927 | 21.6255
2034 | SIWEM_PERC | High Demand Growth+Ref Gas Supply+Methanex Stays+Reduced Rankine Availability | -16.0174 | -5.893 | 15.8767
2035 | SIWEM_PERC | High Demand Growth+Ref Gas Supply+Methanex Stays+Reduced Rankine Availability | -17.2782 | -7.3427 | 10.681
2026 | NZWEM_PERC | High Demand Growth+Ref Gas Supply+Methanex Stays+Reduced Rankine Availability+Low Wind & Solar | 9.5511 | 9.6008 | 9.6008
2027 | NZWEM_PERC | High Demand Growth+Ref Gas Supply+Methanex Stays+Reduced Rankine Availability+Low Wind & Solar | 0.65263 | 2.2057 | 2.4741
2028 | NZWEM_PERC | High Demand Growth+Ref Gas Supply+Methanex Stays+Reduced Rankine Availability+Low Wind & Solar | -3.1332 | 3.4354 | 7.0785
2029 | NZWEM_PERC | High Demand Growth+Ref Gas Supply+Methanex Stays+Reduced Rankine Availability+Low Wind & Solar | -8.4736 | 0.46267 | 7.533
2030 | NZWEM_PERC | High Demand Growth+Ref Gas Supply+Methanex Stays+Reduced Rankine Availability+Low Wind & Solar | -13.0945 | -2.9337 | 8.196
2031 | NZWEM_PERC | High Demand Growth+Ref Gas Supply+Methanex Stays+Reduced Rankine Availability+Low Wind & Solar | -16.7096 | -6.8971 | 8.2749
2032 | NZWEM_PERC | High Demand Growth+Ref Gas Supply+Methanex Stays+Reduced Rankine Availability+Low Wind & Solar | -18.7305 | -8.9062 | 6.6233
2033 | NZWEM_PERC | High Demand Growth+Ref Gas Supply+Methanex Stays+Reduced Rankine Availability+Low Wind & Solar | -20.495 | -10.921 | 5.5097
2034 | NZWEM_PERC | High Demand Growth+Ref Gas Supply+Methanex Stays+Reduced Rankine Availability+Low Wind & Solar | -22.1797 | -12.5376 | 3.4164
2035 | NZWEM_PERC | High Demand Growth+Ref Gas Supply+Methanex Stays+Reduced Rankine Availability+Low Wind & Solar | -23.5401 | -14.0493 | 1.5284
2026 | NIWCM | High Demand Growth+Ref Gas Supply+Methanex Stays+Reduced Rankine Availability+Low Wind & Solar | 861.0651 | 861.8649 | 861.8649
2027 | NIWCM | High Demand Growth+Ref Gas Supply+Methanex Stays+Reduced Rankine Availability+Low Wind & Solar | 758.7942 | 790.2942 | 794.8307
2028 | NIWCM | High Demand Growth+Ref Gas Supply+Methanex Stays+Reduced Rankine Availability+Low Wind & Solar | 622.0837 | 1281.4444 | 1364.089
2029 | NIWCM | High Demand Growth+Ref Gas Supply+Methanex Stays+Reduced Rankine Availability+Low Wind & Solar | 297.5139 | 1200.2743 | 1540.2082
2030 | NIWCM | High Demand Growth+Ref Gas Supply+Methanex Stays+Reduced Rankine Availability+Low Wind & Solar | -164.5675 | 870.2072 | 1446.4574
2031 | NIWCM | High Demand Growth+Ref Gas Supply+Methanex Stays+Reduced Rankine Availability+Low Wind & Solar | -434.7355 | 615.731 | 1443.8616
2032 | NIWCM | High Demand Growth+Ref Gas Supply+Methanex Stays+Reduced Rankine Availability+Low Wind & Solar | -656.2464 | 413.9968 | 1280.631
2033 | NIWCM | High Demand Growth+Ref Gas Supply+Methanex Stays+Reduced Rankine Availability+Low Wind & Solar | -864.3099 | 211.0685 | 1149.4118
2034 | NIWCM | High Demand Growth+Ref Gas Supply+Methanex Stays+Reduced Rankine Availability+Low Wind & Solar | -1065.7482 | 20.0077 | 1039.7977
2035 | NIWCM | High Demand Growth+Ref Gas Supply+Methanex Stays+Reduced Rankine Availability+Low Wind & Solar | -1180.1463 | -137.822 | 883.9943
2026 | SIWEM_PERC | High Demand Growth+Ref Gas Supply+Methanex Stays+Reduced Rankine Availability+Low Wind & Solar | 24.9462 | 25.085 | 25.085
2027 | SIWEM_PERC | High Demand Growth+Ref Gas Supply+Methanex Stays+Reduced Rankine Availability+Low Wind & Solar | 14.1675 | 16.3623 | 16.3623
2028 | SIWEM_PERC | High Demand Growth+Ref Gas Supply+Methanex Stays+Reduced Rankine Availability+Low Wind & Solar | 8.5186 | 19.0039 | 24.8853
2029 | SIWEM_PERC | High Demand Growth+Ref Gas Supply+Methanex Stays+Reduced Rankine Availability+Low Wind & Solar | 1.3791 | 11.1414 | 23.1083
2030 | SIWEM_PERC | High Demand Growth+Ref Gas Supply+Methanex Stays+Reduced Rankine Availability+Low Wind & Solar | -6.3293 | 4.0704 | 19.2247
2031 | SIWEM_PERC | High Demand Growth+Ref Gas Supply+Methanex Stays+Reduced Rankine Availability+Low Wind & Solar | -11.5927 | -1.8051 | 18.9613
2032 | SIWEM_PERC | High Demand Growth+Ref Gas Supply+Methanex Stays+Reduced Rankine Availability+Low Wind & Solar | -13.3541 | -3.7888 | 14.6909
2033 | SIWEM_PERC | High Demand Growth+Ref Gas Supply+Methanex Stays+Reduced Rankine Availability+Low Wind & Solar | -14.9631 | -5.6039 | 11.7695
2034 | SIWEM_PERC | High Demand Growth+Ref Gas Supply+Methanex Stays+Reduced Rankine Availability+Low Wind & Solar | -16.7004 | -7.5635 | 8.9827
2035 | SIWEM_PERC | High Demand Growth+Ref Gas Supply+Methanex Stays+Reduced Rankine Availability+Low Wind & Solar | -17.9484 | -8.982 | 7.2554
2026 | NZWEM_PERC | High Demand Growth+Ref Gas Supply+Methanex Stays+Reduced Rankine Availability+Constrained Operational Capacity | 10.708 | 10.7631 | 10.7631
2027 | NZWEM_PERC | High Demand Growth+Ref Gas Supply+Methanex Stays+Reduced Rankine Availability+Constrained Operational Capacity | 1.9146 | 3.6355 | 3.933
2028 | NZWEM_PERC | High Demand Growth+Ref Gas Supply+Methanex Stays+Reduced Rankine Availability+Constrained Operational Capacity | -1.8345 | 5.4439 | 9.4808
2029 | NZWEM_PERC | High Demand Growth+Ref Gas Supply+Methanex Stays+Reduced Rankine Availability+Constrained Operational Capacity | -7.2099 | 2.6922 | 10.5267
2030 | NZWEM_PERC | High Demand Growth+Ref Gas Supply+Methanex Stays+Reduced Rankine Availability+Constrained Operational Capacity | -11.9084 | -0.69689 | 11.6004
2031 | NZWEM_PERC | High Demand Growth+Ref Gas Supply+Methanex Stays+Reduced Rankine Availability+Constrained Operational Capacity | -15.5729 | -4.7534 | 12.0243
2032 | NZWEM_PERC | High Demand Growth+Ref Gas Supply+Methanex Stays+Reduced Rankine Availability+Constrained Operational Capacity | -17.6259 | -6.7919 | 10.3501
2033 | NZWEM_PERC | High Demand Growth+Ref Gas Supply+Methanex Stays+Reduced Rankine Availability+Constrained Operational Capacity | -19.4185 | -8.8605 | 9.2817
2034 | NZWEM_PERC | High Demand Growth+Ref Gas Supply+Methanex Stays+Reduced Rankine Availability+Constrained Operational Capacity | -21.1346 | -10.5369 | 7.079
2035 | NZWEM_PERC | High Demand Growth+Ref Gas Supply+Methanex Stays+Reduced Rankine Availability+Constrained Operational Capacity | -22.5195 | -12.0958 | 5.1046
2026 | NIWCM | High Demand Growth+Ref Gas Supply+Methanex Stays+Reduced Rankine Availability+Constrained Operational Capacity | 264.1721 | 264.1721 | 264.1721
2027 | NIWCM | High Demand Growth+Ref Gas Supply+Methanex Stays+Reduced Rankine Availability+Constrained Operational Capacity | 132.3771 | 136.4832 | 136.4832
2028 | NIWCM | High Demand Growth+Ref Gas Supply+Methanex Stays+Reduced Rankine Availability+Constrained Operational Capacity | -37.8407 | 458.1271 | 466.4696
2029 | NIWCM | High Demand Growth+Ref Gas Supply+Methanex Stays+Reduced Rankine Availability+Constrained Operational Capacity | -378.2654 | 272.6758 | 430.5188
2030 | NIWCM | High Demand Growth+Ref Gas Supply+Methanex Stays+Reduced Rankine Availability+Constrained Operational Capacity | -844.9146 | -101.8508 | 112.7787
2031 | NIWCM | High Demand Growth+Ref Gas Supply+Methanex Stays+Reduced Rankine Availability+Constrained Operational Capacity | -1117.7439 | -363.3561 | -88.988
2032 | NIWCM | High Demand Growth+Ref Gas Supply+Methanex Stays+Reduced Rankine Availability+Constrained Operational Capacity | -1345.8489 | -581.3696 | -284.6768
2033 | NIWCM | High Demand Growth+Ref Gas Supply+Methanex Stays+Reduced Rankine Availability+Constrained Operational Capacity | -1484.1986 | -788.4683 | -478.3035
2034 | NIWCM | High Demand Growth+Ref Gas Supply+Methanex Stays+Reduced Rankine Availability+Constrained Operational Capacity | -1640.6148 | -962.7396 | -596.3204
2035 | NIWCM | High Demand Growth+Ref Gas Supply+Methanex Stays+Reduced Rankine Availability+Constrained Operational Capacity | -1755.0129 | -1067.4357 | -754.7017
2026 | SIWEM_PERC | High Demand Growth+Ref Gas Supply+Methanex Stays+Reduced Rankine Availability+Constrained Operational Capacity | 28.1766 | 28.3305 | 28.3305
2027 | SIWEM_PERC | High Demand Growth+Ref Gas Supply+Methanex Stays+Reduced Rankine Availability+Constrained Operational Capacity | 14.9631 | 17.3952 | 17.3952
2028 | SIWEM_PERC | High Demand Growth+Ref Gas Supply+Methanex Stays+Reduced Rankine Availability+Constrained Operational Capacity | 9.4253 | 21.0437 | 27.5608
2029 | SIWEM_PERC | High Demand Growth+Ref Gas Supply+Methanex Stays+Reduced Rankine Availability+Constrained Operational Capacity | 2.2232 | 13.0406 | 26.3009
2030 | SIWEM_PERC | High Demand Growth+Ref Gas Supply+Methanex Stays+Reduced Rankine Availability+Constrained Operational Capacity | -5.5519 | 5.9718 | 28.1949
2031 | SIWEM_PERC | High Demand Growth+Ref Gas Supply+Methanex Stays+Reduced Rankine Availability+Constrained Operational Capacity | -10.8611 | -0.015648 | 28.6637
2032 | SIWEM_PERC | High Demand Growth+Ref Gas Supply+Methanex Stays+Reduced Rankine Availability+Constrained Operational Capacity | -12.6391 | -2.04 | 24.3897
2033 | SIWEM_PERC | High Demand Growth+Ref Gas Supply+Methanex Stays+Reduced Rankine Availability+Constrained Operational Capacity | -14.2635 | -3.8927 | 21.6255
2034 | SIWEM_PERC | High Demand Growth+Ref Gas Supply+Methanex Stays+Reduced Rankine Availability+Constrained Operational Capacity | -16.0174 | -5.893 | 15.8767
2035 | SIWEM_PERC | High Demand Growth+Ref Gas Supply+Methanex Stays+Reduced Rankine Availability+Constrained Operational Capacity | -17.2782 | -7.3427 | 10.681
2026 | NZWEM_PERC | High Demand Growth+Ref Gas Supply+Methanex Stays+Reduced Rankine Availability+Constrained Operational Capacity+Low Wind & Solar | 9.5511 | 9.6008 | 9.6008
2027 | NZWEM_PERC | High Demand Growth+Ref Gas Supply+Methanex Stays+Reduced Rankine Availability+Constrained Operational Capacity+Low Wind & Solar | 0.65263 | 2.2057 | 2.4741
2028 | NZWEM_PERC | High Demand Growth+Ref Gas Supply+Methanex Stays+Reduced Rankine Availability+Constrained Operational Capacity+Low Wind & Solar | -3.1332 | 3.4354 | 7.0785
2029 | NZWEM_PERC | High Demand Growth+Ref Gas Supply+Methanex Stays+Reduced Rankine Availability+Constrained Operational Capacity+Low Wind & Solar | -8.4736 | 0.46267 | 7.533
2030 | NZWEM_PERC | High Demand Growth+Ref Gas Supply+Methanex Stays+Reduced Rankine Availability+Constrained Operational Capacity+Low Wind & Solar | -13.0945 | -2.9337 | 8.196
2031 | NZWEM_PERC | High Demand Growth+Ref Gas Supply+Methanex Stays+Reduced Rankine Availability+Constrained Operational Capacity+Low Wind & Solar | -16.7096 | -6.8971 | 8.2749
2032 | NZWEM_PERC | High Demand Growth+Ref Gas Supply+Methanex Stays+Reduced Rankine Availability+Constrained Operational Capacity+Low Wind & Solar | -18.7305 | -8.9062 | 6.6233
2033 | NZWEM_PERC | High Demand Growth+Ref Gas Supply+Methanex Stays+Reduced Rankine Availability+Constrained Operational Capacity+Low Wind & Solar | -20.495 | -10.921 | 5.5097
2034 | NZWEM_PERC | High Demand Growth+Ref Gas Supply+Methanex Stays+Reduced Rankine Availability+Constrained Operational Capacity+Low Wind & Solar | -22.1797 | -12.5376 | 3.4164
2035 | NZWEM_PERC | High Demand Growth+Ref Gas Supply+Methanex Stays+Reduced Rankine Availability+Constrained Operational Capacity+Low Wind & Solar | -23.5401 | -14.0493 | 1.5284
2026 | NIWCM | High Demand Growth+Ref Gas Supply+Methanex Stays+Reduced Rankine Availability+Constrained Operational Capacity+Low Wind & Solar | 264.1721 | 264.1721 | 264.1721
2027 | NIWCM | High Demand Growth+Ref Gas Supply+Methanex Stays+Reduced Rankine Availability+Constrained Operational Capacity+Low Wind & Solar | 132.3771 | 136.4832 | 136.4832
2028 | NIWCM | High Demand Growth+Ref Gas Supply+Methanex Stays+Reduced Rankine Availability+Constrained Operational Capacity+Low Wind & Solar | -37.8407 | 458.1271 | 466.4696
2029 | NIWCM | High Demand Growth+Ref Gas Supply+Methanex Stays+Reduced Rankine Availability+Constrained Operational Capacity+Low Wind & Solar | -378.2654 | 272.6758 | 430.5188
2030 | NIWCM | High Demand Growth+Ref Gas Supply+Methanex Stays+Reduced Rankine Availability+Constrained Operational Capacity+Low Wind & Solar | -844.9146 | -101.8508 | 112.7787
2031 | NIWCM | High Demand Growth+Ref Gas Supply+Methanex Stays+Reduced Rankine Availability+Constrained Operational Capacity+Low Wind & Solar | -1117.7439 | -363.3561 | -88.988
2032 | NIWCM | High Demand Growth+Ref Gas Supply+Methanex Stays+Reduced Rankine Availability+Constrained Operational Capacity+Low Wind & Solar | -1345.8489 | -581.3696 | -284.6768
2033 | NIWCM | High Demand Growth+Ref Gas Supply+Methanex Stays+Reduced Rankine Availability+Constrained Operational Capacity+Low Wind & Solar | -1484.1986 | -788.4683 | -478.3035
2034 | NIWCM | High Demand Growth+Ref Gas Supply+Methanex Stays+Reduced Rankine Availability+Constrained Operational Capacity+Low Wind & Solar | -1640.6148 | -962.7396 | -596.3204
2035 | NIWCM | High Demand Growth+Ref Gas Supply+Methanex Stays+Reduced Rankine Availability+Constrained Operational Capacity+Low Wind & Solar | -1755.0129 | -1067.4357 | -754.7017
2026 | SIWEM_PERC | High Demand Growth+Ref Gas Supply+Methanex Stays+Reduced Rankine Availability+Constrained Operational Capacity+Low Wind & Solar | 24.9462 | 25.085 | 25.085
2027 | SIWEM_PERC | High Demand Growth+Ref Gas Supply+Methanex Stays+Reduced Rankine Availability+Constrained Operational Capacity+Low Wind & Solar | 14.1675 | 16.3623 | 16.3623
2028 | SIWEM_PERC | High Demand Growth+Ref Gas Supply+Methanex Stays+Reduced Rankine Availability+Constrained Operational Capacity+Low Wind & Solar | 8.5186 | 19.0039 | 24.8853
2029 | SIWEM_PERC | High Demand Growth+Ref Gas Supply+Methanex Stays+Reduced Rankine Availability+Constrained Operational Capacity+Low Wind & Solar | 1.3791 | 11.1414 | 23.1083
2030 | SIWEM_PERC | High Demand Growth+Ref Gas Supply+Methanex Stays+Reduced Rankine Availability+Constrained Operational Capacity+Low Wind & Solar | -6.3293 | 4.0704 | 19.2247
2031 | SIWEM_PERC | High Demand Growth+Ref Gas Supply+Methanex Stays+Reduced Rankine Availability+Constrained Operational Capacity+Low Wind & Solar | -11.5927 | -1.8051 | 18.9613
2032 | SIWEM_PERC | High Demand Growth+Ref Gas Supply+Methanex Stays+Reduced Rankine Availability+Constrained Operational Capacity+Low Wind & Solar | -13.3541 | -3.7888 | 14.6909
2033 | SIWEM_PERC | High Demand Growth+Ref Gas Supply+Methanex Stays+Reduced Rankine Availability+Constrained Operational Capacity+Low Wind & Solar | -14.9631 | -5.6039 | 11.7695
2034 | SIWEM_PERC | High Demand Growth+Ref Gas Supply+Methanex Stays+Reduced Rankine Availability+Constrained Operational Capacity+Low Wind & Solar | -16.7004 | -7.5635 | 8.9827
2035 | SIWEM_PERC | High Demand Growth+Ref Gas Supply+Methanex Stays+Reduced Rankine Availability+Constrained Operational Capacity+Low Wind & Solar | -17.9484 | -8.982 | 7.2554
2026 | NZWEM_PERC | High Demand Growth+Ref Gas Supply+Methanex Stays+Reduced Rankine Availability+Upgraded HVDC | 10.708 | 10.7631 | 10.7631
2027 | NZWEM_PERC | High Demand Growth+Ref Gas Supply+Methanex Stays+Reduced Rankine Availability+Upgraded HVDC | 1.9146 | 3.6355 | 3.933
2028 | NZWEM_PERC | High Demand Growth+Ref Gas Supply+Methanex Stays+Reduced Rankine Availability+Upgraded HVDC | -1.8345 | 5.4439 | 9.4808
2029 | NZWEM_PERC | High Demand Growth+Ref Gas Supply+Methanex Stays+Reduced Rankine Availability+Upgraded HVDC | -7.2099 | 2.6922 | 10.5267
2030 | NZWEM_PERC | High Demand Growth+Ref Gas Supply+Methanex Stays+Reduced Rankine Availability+Upgraded HVDC | -11.9084 | -0.69689 | 11.6004
2031 | NZWEM_PERC | High Demand Growth+Ref Gas Supply+Methanex Stays+Reduced Rankine Availability+Upgraded HVDC | -15.5729 | -4.7534 | 12.0243
2032 | NZWEM_PERC | High Demand Growth+Ref Gas Supply+Methanex Stays+Reduced Rankine Availability+Upgraded HVDC | -17.6259 | -6.7919 | 10.3501
2033 | NZWEM_PERC | High Demand Growth+Ref Gas Supply+Methanex Stays+Reduced Rankine Availability+Upgraded HVDC | -19.4185 | -8.8605 | 9.2817
2034 | NZWEM_PERC | High Demand Growth+Ref Gas Supply+Methanex Stays+Reduced Rankine Availability+Upgraded HVDC | -21.1346 | -10.5369 | 7.079
2035 | NZWEM_PERC | High Demand Growth+Ref Gas Supply+Methanex Stays+Reduced Rankine Availability+Upgraded HVDC | -22.5195 | -12.0958 | 5.1046
2026 | NIWCM | High Demand Growth+Ref Gas Supply+Methanex Stays+Reduced Rankine Availability+Upgraded HVDC | 861.0651 | 861.8649 | 861.8649
2027 | NIWCM | High Demand Growth+Ref Gas Supply+Methanex Stays+Reduced Rankine Availability+Upgraded HVDC | 758.7942 | 790.2942 | 794.8307
2028 | NIWCM | High Demand Growth+Ref Gas Supply+Methanex Stays+Reduced Rankine Availability+Upgraded HVDC | 622.0837 | 1281.4444 | 1364.089
2029 | NIWCM | High Demand Growth+Ref Gas Supply+Methanex Stays+Reduced Rankine Availability+Upgraded HVDC | 297.5139 | 1200.2743 | 1540.2082
2030 | NIWCM | High Demand Growth+Ref Gas Supply+Methanex Stays+Reduced Rankine Availability+Upgraded HVDC | -164.5675 | 870.2072 | 1446.4574
2031 | NIWCM | High Demand Growth+Ref Gas Supply+Methanex Stays+Reduced Rankine Availability+Upgraded HVDC | -434.7355 | 615.731 | 1443.8614
2032 | NIWCM | High Demand Growth+Ref Gas Supply+Methanex Stays+Reduced Rankine Availability+Upgraded HVDC | -656.2464 | 413.9968 | 1280.631
2033 | NIWCM | High Demand Growth+Ref Gas Supply+Methanex Stays+Reduced Rankine Availability+Upgraded HVDC | -864.3099 | 211.0685 | 1149.4118
2034 | NIWCM | High Demand Growth+Ref Gas Supply+Methanex Stays+Reduced Rankine Availability+Upgraded HVDC | -1065.7482 | 20.0077 | 1039.7977
2035 | NIWCM | High Demand Growth+Ref Gas Supply+Methanex Stays+Reduced Rankine Availability+Upgraded HVDC | -1180.1463 | -137.822 | 883.9943
2026 | SIWEM_PERC | High Demand Growth+Ref Gas Supply+Methanex Stays+Reduced Rankine Availability+Upgraded HVDC | 28.1766 | 28.3305 | 28.3305
2027 | SIWEM_PERC | High Demand Growth+Ref Gas Supply+Methanex Stays+Reduced Rankine Availability+Upgraded HVDC | 14.9631 | 17.3952 | 17.3952
2028 | SIWEM_PERC | High Demand Growth+Ref Gas Supply+Methanex Stays+Reduced Rankine Availability+Upgraded HVDC | 9.4253 | 21.0437 | 27.5608
2029 | SIWEM_PERC | High Demand Growth+Ref Gas Supply+Methanex Stays+Reduced Rankine Availability+Upgraded HVDC | 2.2232 | 13.0406 | 26.3009
2030 | SIWEM_PERC | High Demand Growth+Ref Gas Supply+Methanex Stays+Reduced Rankine Availability+Upgraded HVDC | -5.5519 | 5.9718 | 28.1949
2031 | SIWEM_PERC | High Demand Growth+Ref Gas Supply+Methanex Stays+Reduced Rankine Availability+Upgraded HVDC | -10.8611 | -0.015648 | 28.6637
2032 | SIWEM_PERC | High Demand Growth+Ref Gas Supply+Methanex Stays+Reduced Rankine Availability+Upgraded HVDC | -12.6391 | -2.04 | 24.3897
2033 | SIWEM_PERC | High Demand Growth+Ref Gas Supply+Methanex Stays+Reduced Rankine Availability+Upgraded HVDC | -14.2635 | -3.8927 | 21.6255
2034 | SIWEM_PERC | High Demand Growth+Ref Gas Supply+Methanex Stays+Reduced Rankine Availability+Upgraded HVDC | -16.0174 | -5.893 | 15.8767
2035 | SIWEM_PERC | High Demand Growth+Ref Gas Supply+Methanex Stays+Reduced Rankine Availability+Upgraded HVDC | -17.2782 | -7.3427 | 10.681
2026 | NZWEM_PERC | High Demand Growth+Ref Gas Supply+Methanex Stays+Reduced Rankine Availability+Upgraded HVDC+Low Wind & Solar | 9.5511 | 9.6008 | 9.6008
2027 | NZWEM_PERC | High Demand Growth+Ref Gas Supply+Methanex Stays+Reduced Rankine Availability+Upgraded HVDC+Low Wind & Solar | 0.65263 | 2.2057 | 2.4741
2028 | NZWEM_PERC | High Demand Growth+Ref Gas Supply+Methanex Stays+Reduced Rankine Availability+Upgraded HVDC+Low Wind & Solar | -3.1332 | 3.4354 | 7.0785
2029 | NZWEM_PERC | High Demand Growth+Ref Gas Supply+Methanex Stays+Reduced Rankine Availability+Upgraded HVDC+Low Wind & Solar | -8.4736 | 0.46267 | 7.533
2030 | NZWEM_PERC | High Demand Growth+Ref Gas Supply+Methanex Stays+Reduced Rankine Availability+Upgraded HVDC+Low Wind & Solar | -13.0945 | -2.9337 | 8.196
2031 | NZWEM_PERC | High Demand Growth+Ref Gas Supply+Methanex Stays+Reduced Rankine Availability+Upgraded HVDC+Low Wind & Solar | -16.7096 | -6.8971 | 8.2749
2032 | NZWEM_PERC | High Demand Growth+Ref Gas Supply+Methanex Stays+Reduced Rankine Availability+Upgraded HVDC+Low Wind & Solar | -18.7305 | -8.9062 | 6.6233
2033 | NZWEM_PERC | High Demand Growth+Ref Gas Supply+Methanex Stays+Reduced Rankine Availability+Upgraded HVDC+Low Wind & Solar | -20.495 | -10.921 | 5.5097
2034 | NZWEM_PERC | High Demand Growth+Ref Gas Supply+Methanex Stays+Reduced Rankine Availability+Upgraded HVDC+Low Wind & Solar | -22.1797 | -12.5376 | 3.4164
2035 | NZWEM_PERC | High Demand Growth+Ref Gas Supply+Methanex Stays+Reduced Rankine Availability+Upgraded HVDC+Low Wind & Solar | -23.5401 | -14.0493 | 1.5284
2026 | NIWCM | High Demand Growth+Ref Gas Supply+Methanex Stays+Reduced Rankine Availability+Upgraded HVDC+Low Wind & Solar | 861.0651 | 861.8649 | 861.8649
2027 | NIWCM | High Demand Growth+Ref Gas Supply+Methanex Stays+Reduced Rankine Availability+Upgraded HVDC+Low Wind & Solar | 758.7942 | 790.2942 | 794.8307
2028 | NIWCM | High Demand Growth+Ref Gas Supply+Methanex Stays+Reduced Rankine Availability+Upgraded HVDC+Low Wind & Solar | 622.0837 | 1281.4444 | 1364.089
2029 | NIWCM | High Demand Growth+Ref Gas Supply+Methanex Stays+Reduced Rankine Availability+Upgraded HVDC+Low Wind & Solar | 297.5139 | 1200.2743 | 1540.2082
2030 | NIWCM | High Demand Growth+Ref Gas Supply+Methanex Stays+Reduced Rankine Availability+Upgraded HVDC+Low Wind & Solar | -164.5675 | 870.2072 | 1446.4574
2031 | NIWCM | High Demand Growth+Ref Gas Supply+Methanex Stays+Reduced Rankine Availability+Upgraded HVDC+Low Wind & Solar | -434.7355 | 615.731 | 1443.8614
2032 | NIWCM | High Demand Growth+Ref Gas Supply+Methanex Stays+Reduced Rankine Availability+Upgraded HVDC+Low Wind & Solar | -656.2464 | 413.9968 | 1280.631
2033 | NIWCM | High Demand Growth+Ref Gas Supply+Methanex Stays+Reduced Rankine Availability+Upgraded HVDC+Low Wind & Solar | -864.3099 | 211.0685 | 1149.4118
2034 | NIWCM | High Demand Growth+Ref Gas Supply+Methanex Stays+Reduced Rankine Availability+Upgraded HVDC+Low Wind & Solar | -1065.7482 | 20.0077 | 1039.7977
2035 | NIWCM | High Demand Growth+Ref Gas Supply+Methanex Stays+Reduced Rankine Availability+Upgraded HVDC+Low Wind & Solar | -1180.1463 | -137.822 | 883.9943
2026 | SIWEM_PERC | High Demand Growth+Ref Gas Supply+Methanex Stays+Reduced Rankine Availability+Upgraded HVDC+Low Wind & Solar | 24.9462 | 25.085 | 25.085
2027 | SIWEM_PERC | High Demand Growth+Ref Gas Supply+Methanex Stays+Reduced Rankine Availability+Upgraded HVDC+Low Wind & Solar | 14.1675 | 16.3623 | 16.3623
2028 | SIWEM_PERC | High Demand Growth+Ref Gas Supply+Methanex Stays+Reduced Rankine Availability+Upgraded HVDC+Low Wind & Solar | 8.5186 | 19.0039 | 24.8853
2029 | SIWEM_PERC | High Demand Growth+Ref Gas Supply+Methanex Stays+Reduced Rankine Availability+Upgraded HVDC+Low Wind & Solar | 1.3791 | 11.1414 | 23.1083
2030 | SIWEM_PERC | High Demand Growth+Ref Gas Supply+Methanex Stays+Reduced Rankine Availability+Upgraded HVDC+Low Wind & Solar | -6.3293 | 4.0704 | 19.2247
2031 | SIWEM_PERC | High Demand Growth+Ref Gas Supply+Methanex Stays+Reduced Rankine Availability+Upgraded HVDC+Low Wind & Solar | -11.5927 | -1.8051 | 18.9613
2032 | SIWEM_PERC | High Demand Growth+Ref Gas Supply+Methanex Stays+Reduced Rankine Availability+Upgraded HVDC+Low Wind & Solar | -13.3541 | -3.7888 | 14.6909
2033 | SIWEM_PERC | High Demand Growth+Ref Gas Supply+Methanex Stays+Reduced Rankine Availability+Upgraded HVDC+Low Wind & Solar | -14.9631 | -5.6039 | 11.7695
2034 | SIWEM_PERC | High Demand Growth+Ref Gas Supply+Methanex Stays+Reduced Rankine Availability+Upgraded HVDC+Low Wind & Solar | -16.7004 | -7.5635 | 8.9827
2035 | SIWEM_PERC | High Demand Growth+Ref Gas Supply+Methanex Stays+Reduced Rankine Availability+Upgraded HVDC+Low Wind & Solar | -17.9484 | -8.982 | 7.2554
2026 | NZWEM_PERC | High Demand Growth+Ref Gas Supply+Methanex Stays+Reduced Rankine Availability+Upgraded HVDC+Constrained Operational Capacity | 10.708 | 10.7631 | 10.7631
2027 | NZWEM_PERC | High Demand Growth+Ref Gas Supply+Methanex Stays+Reduced Rankine Availability+Upgraded HVDC+Constrained Operational Capacity | 1.9146 | 3.6355 | 3.933
2028 | NZWEM_PERC | High Demand Growth+Ref Gas Supply+Methanex Stays+Reduced Rankine Availability+Upgraded HVDC+Constrained Operational Capacity | -1.8345 | 5.4439 | 9.4808
2029 | NZWEM_PERC | High Demand Growth+Ref Gas Supply+Methanex Stays+Reduced Rankine Availability+Upgraded HVDC+Constrained Operational Capacity | -7.2099 | 2.6922 | 10.5267
2030 | NZWEM_PERC | High Demand Growth+Ref Gas Supply+Methanex Stays+Reduced Rankine Availability+Upgraded HVDC+Constrained Operational Capacity | -11.9084 | -0.69689 | 11.6004
2031 | NZWEM_PERC | High Demand Growth+Ref Gas Supply+Methanex Stays+Reduced Rankine Availability+Upgraded HVDC+Constrained Operational Capacity | -15.5729 | -4.7534 | 12.0243
2032 | NZWEM_PERC | High Demand Growth+Ref Gas Supply+Methanex Stays+Reduced Rankine Availability+Upgraded HVDC+Constrained Operational Capacity | -17.6259 | -6.7919 | 10.3501
2033 | NZWEM_PERC | High Demand Growth+Ref Gas Supply+Methanex Stays+Reduced Rankine Availability+Upgraded HVDC+Constrained Operational Capacity | -19.4185 | -8.8605 | 9.2817
2034 | NZWEM_PERC | High Demand Growth+Ref Gas Supply+Methanex Stays+Reduced Rankine Availability+Upgraded HVDC+Constrained Operational Capacity | -21.1346 | -10.5369 | 7.079
2035 | NZWEM_PERC | High Demand Growth+Ref Gas Supply+Methanex Stays+Reduced Rankine Availability+Upgraded HVDC+Constrained Operational Capacity | -22.5195 | -12.0958 | 5.1046
2026 | NIWCM | High Demand Growth+Ref Gas Supply+Methanex Stays+Reduced Rankine Availability+Upgraded HVDC+Constrained Operational Capacity | 264.1721 | 264.1721 | 264.1721
2027 | NIWCM | High Demand Growth+Ref Gas Supply+Methanex Stays+Reduced Rankine Availability+Upgraded HVDC+Constrained Operational Capacity | 132.3771 | 136.4832 | 136.4832
2028 | NIWCM | High Demand Growth+Ref Gas Supply+Methanex Stays+Reduced Rankine Availability+Upgraded HVDC+Constrained Operational Capacity | -37.8407 | 458.1271 | 466.4696
2029 | NIWCM | High Demand Growth+Ref Gas Supply+Methanex Stays+Reduced Rankine Availability+Upgraded HVDC+Constrained Operational Capacity | -378.2654 | 272.6758 | 430.5188
2030 | NIWCM | High Demand Growth+Ref Gas Supply+Methanex Stays+Reduced Rankine Availability+Upgraded HVDC+Constrained Operational Capacity | -844.9146 | -101.8508 | 112.7787
2031 | NIWCM | High Demand Growth+Ref Gas Supply+Methanex Stays+Reduced Rankine Availability+Upgraded HVDC+Constrained Operational Capacity | -1117.7439 | -363.3561 | -88.988
2032 | NIWCM | High Demand Growth+Ref Gas Supply+Methanex Stays+Reduced Rankine Availability+Upgraded HVDC+Constrained Operational Capacity | -1345.8489 | -581.3696 | -284.6768
2033 | NIWCM | High Demand Growth+Ref Gas Supply+Methanex Stays+Reduced Rankine Availability+Upgraded HVDC+Constrained Operational Capacity | -1484.1986 | -788.4683 | -478.3035
2034 | NIWCM | High Demand Growth+Ref Gas Supply+Methanex Stays+Reduced Rankine Availability+Upgraded HVDC+Constrained Operational Capacity | -1640.6148 | -962.7396 | -596.3204
2035 | NIWCM | High Demand Growth+Ref Gas Supply+Methanex Stays+Reduced Rankine Availability+Upgraded HVDC+Constrained Operational Capacity | -1755.0129 | -1067.4357 | -754.7017
2026 | SIWEM_PERC | High Demand Growth+Ref Gas Supply+Methanex Stays+Reduced Rankine Availability+Upgraded HVDC+Constrained Operational Capacity | 28.1766 | 28.3305 | 28.3305
2027 | SIWEM_PERC | High Demand Growth+Ref Gas Supply+Methanex Stays+Reduced Rankine Availability+Upgraded HVDC+Constrained Operational Capacity | 14.9631 | 17.3952 | 17.3952
2028 | SIWEM_PERC | High Demand Growth+Ref Gas Supply+Methanex Stays+Reduced Rankine Availability+Upgraded HVDC+Constrained Operational Capacity | 9.4253 | 21.0437 | 27.5608
2029 | SIWEM_PERC | High Demand Growth+Ref Gas Supply+Methanex Stays+Reduced Rankine Availability+Upgraded HVDC+Constrained Operational Capacity | 2.2232 | 13.0406 | 26.3009
2030 | SIWEM_PERC | High Demand Growth+Ref Gas Supply+Methanex Stays+Reduced Rankine Availability+Upgraded HVDC+Constrained Operational Capacity | -5.5519 | 5.9718 | 28.1949
2031 | SIWEM_PERC | High Demand Growth+Ref Gas Supply+Methanex Stays+Reduced Rankine Availability+Upgraded HVDC+Constrained Operational Capacity | -10.8611 | -0.015648 | 28.6637
2032 | SIWEM_PERC | High Demand Growth+Ref Gas Supply+Methanex Stays+Reduced Rankine Availability+Upgraded HVDC+Constrained Operational Capacity | -12.6391 | -2.04 | 24.3897
2033 | SIWEM_PERC | High Demand Growth+Ref Gas Supply+Methanex Stays+Reduced Rankine Availability+Upgraded HVDC+Constrained Operational Capacity | -14.2635 | -3.8927 | 21.6255
2034 | SIWEM_PERC | High Demand Growth+Ref Gas Supply+Methanex Stays+Reduced Rankine Availability+Upgraded HVDC+Constrained Operational Capacity | -16.0174 | -5.893 | 15.8767
2035 | SIWEM_PERC | High Demand Growth+Ref Gas Supply+Methanex Stays+Reduced Rankine Availability+Upgraded HVDC+Constrained Operational Capacity | -17.2782 | -7.3427 | 10.681
2026 | NZWEM_PERC | High Demand Growth+Ref Gas Supply+Methanex Stays+Reduced Rankine Availability+Upgraded HVDC+Constrained Operational Capacity+Low Wind & Solar | 9.5511 | 9.6008 | 9.6008
2027 | NZWEM_PERC | High Demand Growth+Ref Gas Supply+Methanex Stays+Reduced Rankine Availability+Upgraded HVDC+Constrained Operational Capacity+Low Wind & Solar | 0.65263 | 2.2057 | 2.4741
2028 | NZWEM_PERC | High Demand Growth+Ref Gas Supply+Methanex Stays+Reduced Rankine Availability+Upgraded HVDC+Constrained Operational Capacity+Low Wind & Solar | -3.1332 | 3.4354 | 7.0785
2029 | NZWEM_PERC | High Demand Growth+Ref Gas Supply+Methanex Stays+Reduced Rankine Availability+Upgraded HVDC+Constrained Operational Capacity+Low Wind & Solar | -8.4736 | 0.46267 | 7.533
2030 | NZWEM_PERC | High Demand Growth+Ref Gas Supply+Methanex Stays+Reduced Rankine Availability+Upgraded HVDC+Constrained Operational Capacity+Low Wind & Solar | -13.0945 | -2.9337 | 8.196
2031 | NZWEM_PERC | High Demand Growth+Ref Gas Supply+Methanex Stays+Reduced Rankine Availability+Upgraded HVDC+Constrained Operational Capacity+Low Wind & Solar | -16.7096 | -6.8971 | 8.2749
2032 | NZWEM_PERC | High Demand Growth+Ref Gas Supply+Methanex Stays+Reduced Rankine Availability+Upgraded HVDC+Constrained Operational Capacity+Low Wind & Solar | -18.7305 | -8.9062 | 6.6233
2033 | NZWEM_PERC | High Demand Growth+Ref Gas Supply+Methanex Stays+Reduced Rankine Availability+Upgraded HVDC+Constrained Operational Capacity+Low Wind & Solar | -20.495 | -10.921 | 5.5097
2034 | NZWEM_PERC | High Demand Growth+Ref Gas Supply+Methanex Stays+Reduced Rankine Availability+Upgraded HVDC+Constrained Operational Capacity+Low Wind & Solar | -22.1797 | -12.5376 | 3.4164
2035 | NZWEM_PERC | High Demand Growth+Ref Gas Supply+Methanex Stays+Reduced Rankine Availability+Upgraded HVDC+Constrained Operational Capacity+Low Wind & Solar | -23.5401 | -14.0493 | 1.5284
2026 | NIWCM | High Demand Growth+Ref Gas Supply+Methanex Stays+Reduced Rankine Availability+Upgraded HVDC+Constrained Operational Capacity+Low Wind & Solar | 264.1721 | 264.1721 | 264.1721
2027 | NIWCM | High Demand Growth+Ref Gas Supply+Methanex Stays+Reduced Rankine Availability+Upgraded HVDC+Constrained Operational Capacity+Low Wind & Solar | 132.3771 | 136.4832 | 136.4832
2028 | NIWCM | High Demand Growth+Ref Gas Supply+Methanex Stays+Reduced Rankine Availability+Upgraded HVDC+Constrained Operational Capacity+Low Wind & Solar | -37.8407 | 458.1271 | 466.4696
2029 | NIWCM | High Demand Growth+Ref Gas Supply+Methanex Stays+Reduced Rankine Availability+Upgraded HVDC+Constrained Operational Capacity+Low Wind & Solar | -378.2654 | 272.6758 | 430.5188
2030 | NIWCM | High Demand Growth+Ref Gas Supply+Methanex Stays+Reduced Rankine Availability+Upgraded HVDC+Constrained Operational Capacity+Low Wind & Solar | -844.9146 | -101.8508 | 112.7787
2031 | NIWCM | High Demand Growth+Ref Gas Supply+Methanex Stays+Reduced Rankine Availability+Upgraded HVDC+Constrained Operational Capacity+Low Wind & Solar | -1117.7439 | -363.3561 | -88.988
2032 | NIWCM | High Demand Growth+Ref Gas Supply+Methanex Stays+Reduced Rankine Availability+Upgraded HVDC+Constrained Operational Capacity+Low Wind & Solar | -1345.8489 | -581.3696 | -284.6768
2033 | NIWCM | High Demand Growth+Ref Gas Supply+Methanex Stays+Reduced Rankine Availability+Upgraded HVDC+Constrained Operational Capacity+Low Wind & Solar | -1484.1986 | -788.4683 | -478.3035
2034 | NIWCM | High Demand Growth+Ref Gas Supply+Methanex Stays+Reduced Rankine Availability+Upgraded HVDC+Constrained Operational Capacity+Low Wind & Solar | -1640.6148 | -962.7396 | -596.3204
2035 | NIWCM | High Demand Growth+Ref Gas Supply+Methanex Stays+Reduced Rankine Availability+Upgraded HVDC+Constrained Operational Capacity+Low Wind & Solar | -1755.0129 | -1067.4357 | -754.7017
2026 | SIWEM_PERC | High Demand Growth+Ref Gas Supply+Methanex Stays+Reduced Rankine Availability+Upgraded HVDC+Constrained Operational Capacity+Low Wind & Solar | 24.9462 | 25.085 | 25.085
2027 | SIWEM_PERC | High Demand Growth+Ref Gas Supply+Methanex Stays+Reduced Rankine Availability+Upgraded HVDC+Constrained Operational Capacity+Low Wind & Solar | 14.1675 | 16.3623 | 16.3623
2028 | SIWEM_PERC | High Demand Growth+Ref Gas Supply+Methanex Stays+Reduced Rankine Availability+Upgraded HVDC+Constrained Operational Capacity+Low Wind & Solar | 8.5186 | 19.0039 | 24.8853
2029 | SIWEM_PERC | High Demand Growth+Ref Gas Supply+Methanex Stays+Reduced Rankine Availability+Upgraded HVDC+Constrained Operational Capacity+Low Wind & Solar | 1.3791 | 11.1414 | 23.1083
2030 | SIWEM_PERC | High Demand Growth+Ref Gas Supply+Methanex Stays+Reduced Rankine Availability+Upgraded HVDC+Constrained Operational Capacity+Low Wind & Solar | -6.3293 | 4.0704 | 19.2247
2031 | SIWEM_PERC | High Demand Growth+Ref Gas Supply+Methanex Stays+Reduced Rankine Availability+Upgraded HVDC+Constrained Operational Capacity+Low Wind & Solar | -11.5927 | -1.8051 | 18.9613
2032 | SIWEM_PERC | High Demand Growth+Ref Gas Supply+Methanex Stays+Reduced Rankine Availability+Upgraded HVDC+Constrained Operational Capacity+Low Wind & Solar | -13.3541 | -3.7888 | 14.6909
2033 | SIWEM_PERC | High Demand Growth+Ref Gas Supply+Methanex Stays+Reduced Rankine Availability+Upgraded HVDC+Constrained Operational Capacity+Low Wind & Solar | -14.9631 | -5.6039 | 11.7695
2034 | SIWEM_PERC | High Demand Growth+Ref Gas Supply+Methanex Stays+Reduced Rankine Availability+Upgraded HVDC+Constrained Operational Capacity+Low Wind & Solar | -16.7004 | -7.5635 | 8.9827
2035 | SIWEM_PERC | High Demand Growth+Ref Gas Supply+Methanex Stays+Reduced Rankine Availability+Upgraded HVDC+Constrained Operational Capacity+Low Wind & Solar | -17.9484 | -8.982 | 7.2554
2026 | NZWEM_PERC | High Demand Growth+Ref Gas Supply+Methanex Stays+Reduced Rankine Availability+Delayed Build | 6.2374 | 6.2374 | 6.2374
2027 | NZWEM_PERC | High Demand Growth+Ref Gas Supply+Methanex Stays+Reduced Rankine Availability+Delayed Build | -4.9889 | -4.8565 | -4.6993
2028 | NZWEM_PERC | High Demand Growth+Ref Gas Supply+Methanex Stays+Reduced Rankine Availability+Delayed Build | -5.5884 | -4.2932 | -4.0113
2029 | NZWEM_PERC | High Demand Growth+Ref Gas Supply+Methanex Stays+Reduced Rankine Availability+Delayed Build | -8.2052 | -5.7378 | -4.9714
2030 | NZWEM_PERC | High Demand Growth+Ref Gas Supply+Methanex Stays+Reduced Rankine Availability+Delayed Build | -11.9084 | -4.3783 | 1.9867
2031 | NZWEM_PERC | High Demand Growth+Ref Gas Supply+Methanex Stays+Reduced Rankine Availability+Delayed Build | -15.5729 | -5.8167 | 1.2302
2032 | NZWEM_PERC | High Demand Growth+Ref Gas Supply+Methanex Stays+Reduced Rankine Availability+Delayed Build | -17.6259 | -7.5934 | 3.8584
2033 | NZWEM_PERC | High Demand Growth+Ref Gas Supply+Methanex Stays+Reduced Rankine Availability+Delayed Build | -19.4185 | -9.5704 | 6.3181
2034 | NZWEM_PERC | High Demand Growth+Ref Gas Supply+Methanex Stays+Reduced Rankine Availability+Delayed Build | -21.1346 | -11.2691 | 4.9517
2035 | NZWEM_PERC | High Demand Growth+Ref Gas Supply+Methanex Stays+Reduced Rankine Availability+Delayed Build | -22.5195 | -12.5096 | 4.6908
2026 | NIWCM | High Demand Growth+Ref Gas Supply+Methanex Stays+Reduced Rankine Availability+Delayed Build | 567.4665 | 567.4665 | 567.4665
2027 | NIWCM | High Demand Growth+Ref Gas Supply+Methanex Stays+Reduced Rankine Availability+Delayed Build | 357.3296 | 359.3773 | 361.8498
2028 | NIWCM | High Demand Growth+Ref Gas Supply+Methanex Stays+Reduced Rankine Availability+Delayed Build | 365.0577 | 385.9802 | 390.5167
2029 | NIWCM | High Demand Growth+Ref Gas Supply+Methanex Stays+Reduced Rankine Availability+Delayed Build | 88.2206 | 217.6526 | 231.2449
2030 | NIWCM | High Demand Growth+Ref Gas Supply+Methanex Stays+Reduced Rankine Availability+Delayed Build | -220.344 | 510.8499 | 809.874
2031 | NIWCM | High Demand Growth+Ref Gas Supply+Methanex Stays+Reduced Rankine Availability+Delayed Build | -507.674 | 432.9924 | 799.4667
2032 | NIWCM | High Demand Growth+Ref Gas Supply+Methanex Stays+Reduced Rankine Availability+Delayed Build | -729.1849 | 287.6891 | 885.4725
2033 | NIWCM | High Demand Growth+Ref Gas Supply+Methanex Stays+Reduced Rankine Availability+Delayed Build | -864.3099 | 166.0293 | 1004.9701
2034 | NIWCM | High Demand Growth+Ref Gas Supply+Methanex Stays+Reduced Rankine Availability+Delayed Build | -1065.7482 | -50.0815 | 825.2795
2035 | NIWCM | High Demand Growth+Ref Gas Supply+Methanex Stays+Reduced Rankine Availability+Delayed Build | -1180.1463 | -190.154 | 754.4333
2026 | SIWEM_PERC | High Demand Growth+Ref Gas Supply+Methanex Stays+Reduced Rankine Availability+Delayed Build | 16.1662 | 16.1662 | 16.1662
2027 | SIWEM_PERC | High Demand Growth+Ref Gas Supply+Methanex Stays+Reduced Rankine Availability+Delayed Build | 11.4933 | 11.56 | 11.56
2028 | SIWEM_PERC | High Demand Growth+Ref Gas Supply+Methanex Stays+Reduced Rankine Availability+Delayed Build | 7.3647 | 9.1124 | 9.1124
2029 | SIWEM_PERC | High Demand Growth+Ref Gas Supply+Methanex Stays+Reduced Rankine Availability+Delayed Build | 0.6655 | 4.8979 | 4.8979
2030 | SIWEM_PERC | High Demand Growth+Ref Gas Supply+Methanex Stays+Reduced Rankine Availability+Delayed Build | -5.5519 | 4.4101 | 15.0142
2031 | SIWEM_PERC | High Demand Growth+Ref Gas Supply+Methanex Stays+Reduced Rankine Availability+Delayed Build | -10.8611 | -1.4855 | 10.0074
2032 | SIWEM_PERC | High Demand Growth+Ref Gas Supply+Methanex Stays+Reduced Rankine Availability+Delayed Build | -12.6391 | -2.04 | 13.3585
2033 | SIWEM_PERC | High Demand Growth+Ref Gas Supply+Methanex Stays+Reduced Rankine Availability+Delayed Build | -14.2635 | -3.8927 | 14.8879
2034 | SIWEM_PERC | High Demand Growth+Ref Gas Supply+Methanex Stays+Reduced Rankine Availability+Delayed Build | -16.0174 | -5.893 | 12.4414
2035 | SIWEM_PERC | High Demand Growth+Ref Gas Supply+Methanex Stays+Reduced Rankine Availability+Delayed Build | -17.2782 | -7.3427 | 10.6496
2026 | NZWEM_PERC | High Demand Growth+Ref Gas Supply+Methanex Stays+Reduced Rankine Availability+Delayed Build+Low Wind & Solar | 5.3572 | 5.3572 | 5.3572
2027 | NZWEM_PERC | High Demand Growth+Ref Gas Supply+Methanex Stays+Reduced Rankine Availability+Delayed Build+Low Wind & Solar | -5.8846 | -5.7651 | -5.6233
2028 | NZWEM_PERC | High Demand Growth+Ref Gas Supply+Methanex Stays+Reduced Rankine Availability+Delayed Build+Low Wind & Solar | -6.6677 | -5.4988 | -5.2444
2029 | NZWEM_PERC | High Demand Growth+Ref Gas Supply+Methanex Stays+Reduced Rankine Availability+Delayed Build+Low Wind & Solar | -9.3718 | -7.1451 | -6.4535
2030 | NZWEM_PERC | High Demand Growth+Ref Gas Supply+Methanex Stays+Reduced Rankine Availability+Delayed Build+Low Wind & Solar | -13.0945 | -6.2989 | -0.55462
2031 | NZWEM_PERC | High Demand Growth+Ref Gas Supply+Methanex Stays+Reduced Rankine Availability+Delayed Build+Low Wind & Solar | -16.7096 | -7.905 | -1.5454
2032 | NZWEM_PERC | High Demand Growth+Ref Gas Supply+Methanex Stays+Reduced Rankine Availability+Delayed Build+Low Wind & Solar | -18.7305 | -9.6765 | 0.68808
2033 | NZWEM_PERC | High Demand Growth+Ref Gas Supply+Methanex Stays+Reduced Rankine Availability+Delayed Build+Low Wind & Solar | -20.495 | -11.6004 | 2.7674
2034 | NZWEM_PERC | High Demand Growth+Ref Gas Supply+Methanex Stays+Reduced Rankine Availability+Delayed Build+Low Wind & Solar | -22.1797 | -13.2697 | 1.4252
2035 | NZWEM_PERC | High Demand Growth+Ref Gas Supply+Methanex Stays+Reduced Rankine Availability+Delayed Build+Low Wind & Solar | -23.5401 | -14.4631 | 1.1146
2026 | NIWCM | High Demand Growth+Ref Gas Supply+Methanex Stays+Reduced Rankine Availability+Delayed Build+Low Wind & Solar | 567.4665 | 567.4665 | 567.4665
2027 | NIWCM | High Demand Growth+Ref Gas Supply+Methanex Stays+Reduced Rankine Availability+Delayed Build+Low Wind & Solar | 357.3296 | 359.3773 | 361.8498
2028 | NIWCM | High Demand Growth+Ref Gas Supply+Methanex Stays+Reduced Rankine Availability+Delayed Build+Low Wind & Solar | 365.0577 | 385.9802 | 390.5167
2029 | NIWCM | High Demand Growth+Ref Gas Supply+Methanex Stays+Reduced Rankine Availability+Delayed Build+Low Wind & Solar | 88.2206 | 217.6526 | 231.2449
2030 | NIWCM | High Demand Growth+Ref Gas Supply+Methanex Stays+Reduced Rankine Availability+Delayed Build+Low Wind & Solar | -220.344 | 510.8499 | 809.874
2031 | NIWCM | High Demand Growth+Ref Gas Supply+Methanex Stays+Reduced Rankine Availability+Delayed Build+Low Wind & Solar | -507.674 | 432.9924 | 799.4667
2032 | NIWCM | High Demand Growth+Ref Gas Supply+Methanex Stays+Reduced Rankine Availability+Delayed Build+Low Wind & Solar | -729.1849 | 287.6891 | 885.4725
2033 | NIWCM | High Demand Growth+Ref Gas Supply+Methanex Stays+Reduced Rankine Availability+Delayed Build+Low Wind & Solar | -864.3099 | 166.0293 | 1004.9701
2034 | NIWCM | High Demand Growth+Ref Gas Supply+Methanex Stays+Reduced Rankine Availability+Delayed Build+Low Wind & Solar | -1065.7482 | -50.0815 | 825.2795
2035 | NIWCM | High Demand Growth+Ref Gas Supply+Methanex Stays+Reduced Rankine Availability+Delayed Build+Low Wind & Solar | -1180.1463 | -190.154 | 754.4333
2026 | SIWEM_PERC | High Demand Growth+Ref Gas Supply+Methanex Stays+Reduced Rankine Availability+Delayed Build+Low Wind & Solar | 15.8428 | 15.8428 | 15.8428
2027 | SIWEM_PERC | High Demand Growth+Ref Gas Supply+Methanex Stays+Reduced Rankine Availability+Delayed Build+Low Wind & Solar | 11.0361 | 11.0963 | 11.0963
2028 | SIWEM_PERC | High Demand Growth+Ref Gas Supply+Methanex Stays+Reduced Rankine Availability+Delayed Build+Low Wind & Solar | 6.659 | 8.2362 | 8.2362
2029 | SIWEM_PERC | High Demand Growth+Ref Gas Supply+Methanex Stays+Reduced Rankine Availability+Delayed Build+Low Wind & Solar | -0.026737 | 3.7929 | 3.7929
2030 | SIWEM_PERC | High Demand Growth+Ref Gas Supply+Methanex Stays+Reduced Rankine Availability+Delayed Build+Low Wind & Solar | -6.3293 | 2.661 | 12.2309
2031 | SIWEM_PERC | High Demand Growth+Ref Gas Supply+Methanex Stays+Reduced Rankine Availability+Delayed Build+Low Wind & Solar | -11.5927 | -3.1316 | 7.2404
2032 | SIWEM_PERC | High Demand Growth+Ref Gas Supply+Methanex Stays+Reduced Rankine Availability+Delayed Build+Low Wind & Solar | -13.3541 | -3.7888 | 10.1078
2033 | SIWEM_PERC | High Demand Growth+Ref Gas Supply+Methanex Stays+Reduced Rankine Availability+Delayed Build+Low Wind & Solar | -14.9631 | -5.6039 | 11.345
2034 | SIWEM_PERC | High Demand Growth+Ref Gas Supply+Methanex Stays+Reduced Rankine Availability+Delayed Build+Low Wind & Solar | -16.7004 | -7.5635 | 8.9827
2035 | SIWEM_PERC | High Demand Growth+Ref Gas Supply+Methanex Stays+Reduced Rankine Availability+Delayed Build+Low Wind & Solar | -17.9484 | -8.982 | 7.2554
2026 | NZWEM_PERC | High Demand Growth+Ref Gas Supply+Methanex Stays+Reduced Rankine Availability+Delayed Build+Constrained Operational Capacity | 6.2374 | 6.2374 | 6.2374
2027 | NZWEM_PERC | High Demand Growth+Ref Gas Supply+Methanex Stays+Reduced Rankine Availability+Delayed Build+Constrained Operational Capacity | -4.9889 | -4.8565 | -4.6993
2028 | NZWEM_PERC | High Demand Growth+Ref Gas Supply+Methanex Stays+Reduced Rankine Availability+Delayed Build+Constrained Operational Capacity | -5.5884 | -4.2932 | -4.0113
2029 | NZWEM_PERC | High Demand Growth+Ref Gas Supply+Methanex Stays+Reduced Rankine Availability+Delayed Build+Constrained Operational Capacity | -8.2052 | -5.7378 | -4.9714
2030 | NZWEM_PERC | High Demand Growth+Ref Gas Supply+Methanex Stays+Reduced Rankine Availability+Delayed Build+Constrained Operational Capacity | -11.9084 | -4.3783 | 1.9867
2031 | NZWEM_PERC | High Demand Growth+Ref Gas Supply+Methanex Stays+Reduced Rankine Availability+Delayed Build+Constrained Operational Capacity | -15.5729 | -5.8167 | 1.2302
2032 | NZWEM_PERC | High Demand Growth+Ref Gas Supply+Methanex Stays+Reduced Rankine Availability+Delayed Build+Constrained Operational Capacity | -17.6259 | -7.5934 | 3.8584
2033 | NZWEM_PERC | High Demand Growth+Ref Gas Supply+Methanex Stays+Reduced Rankine Availability+Delayed Build+Constrained Operational Capacity | -19.4185 | -9.5704 | 6.3181
2034 | NZWEM_PERC | High Demand Growth+Ref Gas Supply+Methanex Stays+Reduced Rankine Availability+Delayed Build+Constrained Operational Capacity | -21.1346 | -11.2691 | 4.9517
2035 | NZWEM_PERC | High Demand Growth+Ref Gas Supply+Methanex Stays+Reduced Rankine Availability+Delayed Build+Constrained Operational Capacity | -22.5195 | -12.5096 | 4.6908
2026 | NIWCM | High Demand Growth+Ref Gas Supply+Methanex Stays+Reduced Rankine Availability+Delayed Build+Constrained Operational Capacity | 33.1014 | 33.1014 | 33.1014
2027 | NIWCM | High Demand Growth+Ref Gas Supply+Methanex Stays+Reduced Rankine Availability+Delayed Build+Constrained Operational Capacity | -186.9524 | -186.9524 | -186.9524
2028 | NIWCM | High Demand Growth+Ref Gas Supply+Methanex Stays+Reduced Rankine Availability+Delayed Build+Constrained Operational Capacity | -248.0468 | -248.0468 | -248.0468
2029 | NIWCM | High Demand Growth+Ref Gas Supply+Methanex Stays+Reduced Rankine Availability+Delayed Build+Constrained Operational Capacity | -558.5855 | -476.362 | -476.362
2030 | NIWCM | High Demand Growth+Ref Gas Supply+Methanex Stays+Reduced Rankine Availability+Delayed Build+Constrained Operational Capacity | -900.6911 | -385.6348 | -267.6556
2031 | NIWCM | High Demand Growth+Ref Gas Supply+Methanex Stays+Reduced Rankine Availability+Delayed Build+Constrained Operational Capacity | -1190.6824 | -534.9987 | -375.6796
2032 | NIWCM | High Demand Growth+Ref Gas Supply+Methanex Stays+Reduced Rankine Availability+Delayed Build+Constrained Operational Capacity | -1418.7874 | -693.0973 | -477.3333
2033 | NIWCM | High Demand Growth+Ref Gas Supply+Methanex Stays+Reduced Rankine Availability+Delayed Build+Constrained Operational Capacity | -1484.1986 | -818.9275 | -540.2152
2034 | NIWCM | High Demand Growth+Ref Gas Supply+Methanex Stays+Reduced Rankine Availability+Delayed Build+Constrained Operational Capacity | -1640.6148 | -1032.8288 | -753.6386
2035 | NIWCM | High Demand Growth+Ref Gas Supply+Methanex Stays+Reduced Rankine Availability+Delayed Build+Constrained Operational Capacity | -1755.0129 | -1119.7677 | -884.2627
2026 | SIWEM_PERC | High Demand Growth+Ref Gas Supply+Methanex Stays+Reduced Rankine Availability+Delayed Build+Constrained Operational Capacity | 16.1662 | 16.1662 | 16.1662
2027 | SIWEM_PERC | High Demand Growth+Ref Gas Supply+Methanex Stays+Reduced Rankine Availability+Delayed Build+Constrained Operational Capacity | 11.4933 | 11.56 | 11.56
2028 | SIWEM_PERC | High Demand Growth+Ref Gas Supply+Methanex Stays+Reduced Rankine Availability+Delayed Build+Constrained Operational Capacity | 7.3647 | 9.1124 | 9.1124
2029 | SIWEM_PERC | High Demand Growth+Ref Gas Supply+Methanex Stays+Reduced Rankine Availability+Delayed Build+Constrained Operational Capacity | 0.6655 | 4.8979 | 4.8979
2030 | SIWEM_PERC | High Demand Growth+Ref Gas Supply+Methanex Stays+Reduced Rankine Availability+Delayed Build+Constrained Operational Capacity | -5.5519 | 4.4101 | 15.0142
2031 | SIWEM_PERC | High Demand Growth+Ref Gas Supply+Methanex Stays+Reduced Rankine Availability+Delayed Build+Constrained Operational Capacity | -10.8611 | -1.4855 | 10.0074
2032 | SIWEM_PERC | High Demand Growth+Ref Gas Supply+Methanex Stays+Reduced Rankine Availability+Delayed Build+Constrained Operational Capacity | -12.6391 | -2.04 | 13.3585
2033 | SIWEM_PERC | High Demand Growth+Ref Gas Supply+Methanex Stays+Reduced Rankine Availability+Delayed Build+Constrained Operational Capacity | -14.2635 | -3.8927 | 14.8879
2034 | SIWEM_PERC | High Demand Growth+Ref Gas Supply+Methanex Stays+Reduced Rankine Availability+Delayed Build+Constrained Operational Capacity | -16.0174 | -5.893 | 12.4414
2035 | SIWEM_PERC | High Demand Growth+Ref Gas Supply+Methanex Stays+Reduced Rankine Availability+Delayed Build+Constrained Operational Capacity | -17.2782 | -7.3427 | 10.6496
2026 | NZWEM_PERC | High Demand Growth+Ref Gas Supply+Methanex Stays+Reduced Rankine Availability+Delayed Build+Constrained Operational Capacity+Low Wind & Solar | 5.3572 | 5.3572 | 5.3572
2027 | NZWEM_PERC | High Demand Growth+Ref Gas Supply+Methanex Stays+Reduced Rankine Availability+Delayed Build+Constrained Operational Capacity+Low Wind & Solar | -5.8846 | -5.7651 | -5.6233
2028 | NZWEM_PERC | High Demand Growth+Ref Gas Supply+Methanex Stays+Reduced Rankine Availability+Delayed Build+Constrained Operational Capacity+Low Wind & Solar | -6.6677 | -5.4988 | -5.2444
2029 | NZWEM_PERC | High Demand Growth+Ref Gas Supply+Methanex Stays+Reduced Rankine Availability+Delayed Build+Constrained Operational Capacity+Low Wind & Solar | -9.3718 | -7.1451 | -6.4535
2030 | NZWEM_PERC | High Demand Growth+Ref Gas Supply+Methanex Stays+Reduced Rankine Availability+Delayed Build+Constrained Operational Capacity+Low Wind & Solar | -13.0945 | -6.2989 | -0.55462
2031 | NZWEM_PERC | High Demand Growth+Ref Gas Supply+Methanex Stays+Reduced Rankine Availability+Delayed Build+Constrained Operational Capacity+Low Wind & Solar | -16.7096 | -7.905 | -1.5454
2032 | NZWEM_PERC | High Demand Growth+Ref Gas Supply+Methanex Stays+Reduced Rankine Availability+Delayed Build+Constrained Operational Capacity+Low Wind & Solar | -18.7305 | -9.6765 | 0.68808
2033 | NZWEM_PERC | High Demand Growth+Ref Gas Supply+Methanex Stays+Reduced Rankine Availability+Delayed Build+Constrained Operational Capacity+Low Wind & Solar | -20.495 | -11.6004 | 2.7674
2034 | NZWEM_PERC | High Demand Growth+Ref Gas Supply+Methanex Stays+Reduced Rankine Availability+Delayed Build+Constrained Operational Capacity+Low Wind & Solar | -22.1797 | -13.2697 | 1.4252
2035 | NZWEM_PERC | High Demand Growth+Ref Gas Supply+Methanex Stays+Reduced Rankine Availability+Delayed Build+Constrained Operational Capacity+Low Wind & Solar | -23.5401 | -14.4631 | 1.1146
2026 | NIWCM | High Demand Growth+Ref Gas Supply+Methanex Stays+Reduced Rankine Availability+Delayed Build+Constrained Operational Capacity+Low Wind & Solar | 33.1014 | 33.1014 | 33.1014
2027 | NIWCM | High Demand Growth+Ref Gas Supply+Methanex Stays+Reduced Rankine Availability+Delayed Build+Constrained Operational Capacity+Low Wind & Solar | -186.9524 | -186.9524 | -186.9524
2028 | NIWCM | High Demand Growth+Ref Gas Supply+Methanex Stays+Reduced Rankine Availability+Delayed Build+Constrained Operational Capacity+Low Wind & Solar | -248.0468 | -248.0468 | -248.0468
2029 | NIWCM | High Demand Growth+Ref Gas Supply+Methanex Stays+Reduced Rankine Availability+Delayed Build+Constrained Operational Capacity+Low Wind & Solar | -558.5855 | -476.362 | -476.362
2030 | NIWCM | High Demand Growth+Ref Gas Supply+Methanex Stays+Reduced Rankine Availability+Delayed Build+Constrained Operational Capacity+Low Wind & Solar | -900.6911 | -385.6348 | -267.6556
2031 | NIWCM | High Demand Growth+Ref Gas Supply+Methanex Stays+Reduced Rankine Availability+Delayed Build+Constrained Operational Capacity+Low Wind & Solar | -1190.6824 | -534.9987 | -375.6796
2032 | NIWCM | High Demand Growth+Ref Gas Supply+Methanex Stays+Reduced Rankine Availability+Delayed Build+Constrained Operational Capacity+Low Wind & Solar | -1418.7874 | -693.0973 | -477.3333
2033 | NIWCM | High Demand Growth+Ref Gas Supply+Methanex Stays+Reduced Rankine Availability+Delayed Build+Constrained Operational Capacity+Low Wind & Solar | -1484.1986 | -818.9275 | -540.2152
2034 | NIWCM | High Demand Growth+Ref Gas Supply+Methanex Stays+Reduced Rankine Availability+Delayed Build+Constrained Operational Capacity+Low Wind & Solar | -1640.6148 | -1032.8288 | -753.6386
2035 | NIWCM | High Demand Growth+Ref Gas Supply+Methanex Stays+Reduced Rankine Availability+Delayed Build+Constrained Operational Capacity+Low Wind & Solar | -1755.0129 | -1119.7677 | -884.2627
2026 | SIWEM_PERC | High Demand Growth+Ref Gas Supply+Methanex Stays+Reduced Rankine Availability+Delayed Build+Constrained Operational Capacity+Low Wind & Solar | 15.8428 | 15.8428 | 15.8428
2027 | SIWEM_PERC | High Demand Growth+Ref Gas Supply+Methanex Stays+Reduced Rankine Availability+Delayed Build+Constrained Operational Capacity+Low Wind & Solar | 11.0361 | 11.0963 | 11.0963
2028 | SIWEM_PERC | High Demand Growth+Ref Gas Supply+Methanex Stays+Reduced Rankine Availability+Delayed Build+Constrained Operational Capacity+Low Wind & Solar | 6.659 | 8.2362 | 8.2362
2029 | SIWEM_PERC | High Demand Growth+Ref Gas Supply+Methanex Stays+Reduced Rankine Availability+Delayed Build+Constrained Operational Capacity+Low Wind & Solar | -0.026737 | 3.7929 | 3.7929
2030 | SIWEM_PERC | High Demand Growth+Ref Gas Supply+Methanex Stays+Reduced Rankine Availability+Delayed Build+Constrained Operational Capacity+Low Wind & Solar | -6.3293 | 2.661 | 12.2309
2031 | SIWEM_PERC | High Demand Growth+Ref Gas Supply+Methanex Stays+Reduced Rankine Availability+Delayed Build+Constrained Operational Capacity+Low Wind & Solar | -11.5927 | -3.1316 | 7.2404
2032 | SIWEM_PERC | High Demand Growth+Ref Gas Supply+Methanex Stays+Reduced Rankine Availability+Delayed Build+Constrained Operational Capacity+Low Wind & Solar | -13.3541 | -3.7888 | 10.1078
2033 | SIWEM_PERC | High Demand Growth+Ref Gas Supply+Methanex Stays+Reduced Rankine Availability+Delayed Build+Constrained Operational Capacity+Low Wind & Solar | -14.9631 | -5.6039 | 11.345
2034 | SIWEM_PERC | High Demand Growth+Ref Gas Supply+Methanex Stays+Reduced Rankine Availability+Delayed Build+Constrained Operational Capacity+Low Wind & Solar | -16.7004 | -7.5635 | 8.9827
2035 | SIWEM_PERC | High Demand Growth+Ref Gas Supply+Methanex Stays+Reduced Rankine Availability+Delayed Build+Constrained Operational Capacity+Low Wind & Solar | -17.9484 | -8.982 | 7.2554
2026 | NZWEM_PERC | High Demand Growth+Ref Gas Supply+Methanex Stays+Reduced Rankine Availability+Delayed Build+Upgraded HVDC | 6.2374 | 6.2374 | 6.2374
2027 | NZWEM_PERC | High Demand Growth+Ref Gas Supply+Methanex Stays+Reduced Rankine Availability+Delayed Build+Upgraded HVDC | -4.9889 | -4.8565 | -4.6993
2028 | NZWEM_PERC | High Demand Growth+Ref Gas Supply+Methanex Stays+Reduced Rankine Availability+Delayed Build+Upgraded HVDC | -5.5884 | -4.2932 | -4.0113
2029 | NZWEM_PERC | High Demand Growth+Ref Gas Supply+Methanex Stays+Reduced Rankine Availability+Delayed Build+Upgraded HVDC | -8.2052 | -5.7378 | -4.9714
2030 | NZWEM_PERC | High Demand Growth+Ref Gas Supply+Methanex Stays+Reduced Rankine Availability+Delayed Build+Upgraded HVDC | -11.9084 | -4.3783 | 1.9867
2031 | NZWEM_PERC | High Demand Growth+Ref Gas Supply+Methanex Stays+Reduced Rankine Availability+Delayed Build+Upgraded HVDC | -15.5729 | -5.8167 | 1.2302
2032 | NZWEM_PERC | High Demand Growth+Ref Gas Supply+Methanex Stays+Reduced Rankine Availability+Delayed Build+Upgraded HVDC | -17.6259 | -7.5934 | 3.8584
2033 | NZWEM_PERC | High Demand Growth+Ref Gas Supply+Methanex Stays+Reduced Rankine Availability+Delayed Build+Upgraded HVDC | -19.4185 | -9.5704 | 6.3181
2034 | NZWEM_PERC | High Demand Growth+Ref Gas Supply+Methanex Stays+Reduced Rankine Availability+Delayed Build+Upgraded HVDC | -21.1346 | -11.2691 | 4.9517
2035 | NZWEM_PERC | High Demand Growth+Ref Gas Supply+Methanex Stays+Reduced Rankine Availability+Delayed Build+Upgraded HVDC | -22.5195 | -12.5096 | 4.6908
2026 | NIWCM | High Demand Growth+Ref Gas Supply+Methanex Stays+Reduced Rankine Availability+Delayed Build+Upgraded HVDC | 567.4665 | 567.4665 | 567.4665
2027 | NIWCM | High Demand Growth+Ref Gas Supply+Methanex Stays+Reduced Rankine Availability+Delayed Build+Upgraded HVDC | 357.3296 | 359.3773 | 361.8498
2028 | NIWCM | High Demand Growth+Ref Gas Supply+Methanex Stays+Reduced Rankine Availability+Delayed Build+Upgraded HVDC | 365.0577 | 385.9802 | 390.5167
2029 | NIWCM | High Demand Growth+Ref Gas Supply+Methanex Stays+Reduced Rankine Availability+Delayed Build+Upgraded HVDC | 88.2206 | 217.6526 | 231.2449
2030 | NIWCM | High Demand Growth+Ref Gas Supply+Methanex Stays+Reduced Rankine Availability+Delayed Build+Upgraded HVDC | -220.344 | 510.8499 | 809.874
2031 | NIWCM | High Demand Growth+Ref Gas Supply+Methanex Stays+Reduced Rankine Availability+Delayed Build+Upgraded HVDC | -507.674 | 432.9924 | 799.4667
2032 | NIWCM | High Demand Growth+Ref Gas Supply+Methanex Stays+Reduced Rankine Availability+Delayed Build+Upgraded HVDC | -729.1849 | 287.6891 | 885.4725
2033 | NIWCM | High Demand Growth+Ref Gas Supply+Methanex Stays+Reduced Rankine Availability+Delayed Build+Upgraded HVDC | -864.3099 | 166.0293 | 1004.9701
2034 | NIWCM | High Demand Growth+Ref Gas Supply+Methanex Stays+Reduced Rankine Availability+Delayed Build+Upgraded HVDC | -1065.7482 | -50.0815 | 825.2795
2035 | NIWCM | High Demand Growth+Ref Gas Supply+Methanex Stays+Reduced Rankine Availability+Delayed Build+Upgraded HVDC | -1180.1463 | -190.154 | 754.4333
2026 | SIWEM_PERC | High Demand Growth+Ref Gas Supply+Methanex Stays+Reduced Rankine Availability+Delayed Build+Upgraded HVDC | 16.1662 | 16.1662 | 16.1662
2027 | SIWEM_PERC | High Demand Growth+Ref Gas Supply+Methanex Stays+Reduced Rankine Availability+Delayed Build+Upgraded HVDC | 11.4933 | 11.56 | 11.56
2028 | SIWEM_PERC | High Demand Growth+Ref Gas Supply+Methanex Stays+Reduced Rankine Availability+Delayed Build+Upgraded HVDC | 7.3647 | 9.1124 | 9.1124
2029 | SIWEM_PERC | High Demand Growth+Ref Gas Supply+Methanex Stays+Reduced Rankine Availability+Delayed Build+Upgraded HVDC | 0.6655 | 4.8979 | 4.8979
2030 | SIWEM_PERC | High Demand Growth+Ref Gas Supply+Methanex Stays+Reduced Rankine Availability+Delayed Build+Upgraded HVDC | -5.5519 | 4.4101 | 15.0142
2031 | SIWEM_PERC | High Demand Growth+Ref Gas Supply+Methanex Stays+Reduced Rankine Availability+Delayed Build+Upgraded HVDC | -10.8611 | -1.4855 | 10.0074
2032 | SIWEM_PERC | High Demand Growth+Ref Gas Supply+Methanex Stays+Reduced Rankine Availability+Delayed Build+Upgraded HVDC | -12.6391 | -2.04 | 13.3585
2033 | SIWEM_PERC | High Demand Growth+Ref Gas Supply+Methanex Stays+Reduced Rankine Availability+Delayed Build+Upgraded HVDC | -14.2635 | -3.8927 | 14.8879
2034 | SIWEM_PERC | High Demand Growth+Ref Gas Supply+Methanex Stays+Reduced Rankine Availability+Delayed Build+Upgraded HVDC | -16.0174 | -5.893 | 12.4414
2035 | SIWEM_PERC | High Demand Growth+Ref Gas Supply+Methanex Stays+Reduced Rankine Availability+Delayed Build+Upgraded HVDC | -17.2782 | -7.3427 | 10.6496
2026 | NZWEM_PERC | High Demand Growth+Ref Gas Supply+Methanex Stays+Reduced Rankine Availability+Delayed Build+Upgraded HVDC+Low Wind & Solar | 5.3572 | 5.3572 | 5.3572
2027 | NZWEM_PERC | High Demand Growth+Ref Gas Supply+Methanex Stays+Reduced Rankine Availability+Delayed Build+Upgraded HVDC+Low Wind & Solar | -5.8846 | -5.7651 | -5.6233
2028 | NZWEM_PERC | High Demand Growth+Ref Gas Supply+Methanex Stays+Reduced Rankine Availability+Delayed Build+Upgraded HVDC+Low Wind & Solar | -6.6677 | -5.4988 | -5.2444
2029 | NZWEM_PERC | High Demand Growth+Ref Gas Supply+Methanex Stays+Reduced Rankine Availability+Delayed Build+Upgraded HVDC+Low Wind & Solar | -9.3718 | -7.1451 | -6.4535
2030 | NZWEM_PERC | High Demand Growth+Ref Gas Supply+Methanex Stays+Reduced Rankine Availability+Delayed Build+Upgraded HVDC+Low Wind & Solar | -13.0945 | -6.2989 | -0.55462
2031 | NZWEM_PERC | High Demand Growth+Ref Gas Supply+Methanex Stays+Reduced Rankine Availability+Delayed Build+Upgraded HVDC+Low Wind & Solar | -16.7096 | -7.905 | -1.5454
2032 | NZWEM_PERC | High Demand Growth+Ref Gas Supply+Methanex Stays+Reduced Rankine Availability+Delayed Build+Upgraded HVDC+Low Wind & Solar | -18.7305 | -9.6765 | 0.68808
2033 | NZWEM_PERC | High Demand Growth+Ref Gas Supply+Methanex Stays+Reduced Rankine Availability+Delayed Build+Upgraded HVDC+Low Wind & Solar | -20.495 | -11.6004 | 2.7674
2034 | NZWEM_PERC | High Demand Growth+Ref Gas Supply+Methanex Stays+Reduced Rankine Availability+Delayed Build+Upgraded HVDC+Low Wind & Solar | -22.1797 | -13.2697 | 1.4252
2035 | NZWEM_PERC | High Demand Growth+Ref Gas Supply+Methanex Stays+Reduced Rankine Availability+Delayed Build+Upgraded HVDC+Low Wind & Solar | -23.5401 | -14.4631 | 1.1146
2026 | NIWCM | High Demand Growth+Ref Gas Supply+Methanex Stays+Reduced Rankine Availability+Delayed Build+Upgraded HVDC+Low Wind & Solar | 567.4665 | 567.4665 | 567.4665
2027 | NIWCM | High Demand Growth+Ref Gas Supply+Methanex Stays+Reduced Rankine Availability+Delayed Build+Upgraded HVDC+Low Wind & Solar | 357.3296 | 359.3773 | 361.8498
2028 | NIWCM | High Demand Growth+Ref Gas Supply+Methanex Stays+Reduced Rankine Availability+Delayed Build+Upgraded HVDC+Low Wind & Solar | 365.0577 | 385.9802 | 390.5167
2029 | NIWCM | High Demand Growth+Ref Gas Supply+Methanex Stays+Reduced Rankine Availability+Delayed Build+Upgraded HVDC+Low Wind & Solar | 88.2206 | 217.6526 | 231.2449
2030 | NIWCM | High Demand Growth+Ref Gas Supply+Methanex Stays+Reduced Rankine Availability+Delayed Build+Upgraded HVDC+Low Wind & Solar | -220.344 | 510.8499 | 809.874
2031 | NIWCM | High Demand Growth+Ref Gas Supply+Methanex Stays+Reduced Rankine Availability+Delayed Build+Upgraded HVDC+Low Wind & Solar | -507.674 | 432.9924 | 799.4667
2032 | NIWCM | High Demand Growth+Ref Gas Supply+Methanex Stays+Reduced Rankine Availability+Delayed Build+Upgraded HVDC+Low Wind & Solar | -729.1849 | 287.6891 | 885.4725
2033 | NIWCM | High Demand Growth+Ref Gas Supply+Methanex Stays+Reduced Rankine Availability+Delayed Build+Upgraded HVDC+Low Wind & Solar | -864.3099 | 166.0293 | 1004.9701
2034 | NIWCM | High Demand Growth+Ref Gas Supply+Methanex Stays+Reduced Rankine Availability+Delayed Build+Upgraded HVDC+Low Wind & Solar | -1065.7482 | -50.0815 | 825.2795
2035 | NIWCM | High Demand Growth+Ref Gas Supply+Methanex Stays+Reduced Rankine Availability+Delayed Build+Upgraded HVDC+Low Wind & Solar | -1180.1463 | -190.154 | 754.4333
2026 | SIWEM_PERC | High Demand Growth+Ref Gas Supply+Methanex Stays+Reduced Rankine Availability+Delayed Build+Upgraded HVDC+Low Wind & Solar | 15.8428 | 15.8428 | 15.8428
2027 | SIWEM_PERC | High Demand Growth+Ref Gas Supply+Methanex Stays+Reduced Rankine Availability+Delayed Build+Upgraded HVDC+Low Wind & Solar | 11.0361 | 11.0963 | 11.0963
2028 | SIWEM_PERC | High Demand Growth+Ref Gas Supply+Methanex Stays+Reduced Rankine Availability+Delayed Build+Upgraded HVDC+Low Wind & Solar | 6.659 | 8.2362 | 8.2362
2029 | SIWEM_PERC | High Demand Growth+Ref Gas Supply+Methanex Stays+Reduced Rankine Availability+Delayed Build+Upgraded HVDC+Low Wind & Solar | -0.026737 | 3.7929 | 3.7929
2030 | SIWEM_PERC | High Demand Growth+Ref Gas Supply+Methanex Stays+Reduced Rankine Availability+Delayed Build+Upgraded HVDC+Low Wind & Solar | -6.3293 | 2.661 | 12.2309
2031 | SIWEM_PERC | High Demand Growth+Ref Gas Supply+Methanex Stays+Reduced Rankine Availability+Delayed Build+Upgraded HVDC+Low Wind & Solar | -11.5927 | -3.1316 | 7.2404
2032 | SIWEM_PERC | High Demand Growth+Ref Gas Supply+Methanex Stays+Reduced Rankine Availability+Delayed Build+Upgraded HVDC+Low Wind & Solar | -13.3541 | -3.7888 | 10.1078
2033 | SIWEM_PERC | High Demand Growth+Ref Gas Supply+Methanex Stays+Reduced Rankine Availability+Delayed Build+Upgraded HVDC+Low Wind & Solar | -14.9631 | -5.6039 | 11.345
2034 | SIWEM_PERC | High Demand Growth+Ref Gas Supply+Methanex Stays+Reduced Rankine Availability+Delayed Build+Upgraded HVDC+Low Wind & Solar | -16.7004 | -7.5635 | 8.9827
2035 | SIWEM_PERC | High Demand Growth+Ref Gas Supply+Methanex Stays+Reduced Rankine Availability+Delayed Build+Upgraded HVDC+Low Wind & Solar | -17.9484 | -8.982 | 7.2554
2026 | NZWEM_PERC | High Demand Growth+Ref Gas Supply+Methanex Stays+Reduced Rankine Availability+Delayed Build+Upgraded HVDC+Constrained Operational Capacity | 6.2374 | 6.2374 | 6.2374
2027 | NZWEM_PERC | High Demand Growth+Ref Gas Supply+Methanex Stays+Reduced Rankine Availability+Delayed Build+Upgraded HVDC+Constrained Operational Capacity | -4.9889 | -4.8565 | -4.6993
2028 | NZWEM_PERC | High Demand Growth+Ref Gas Supply+Methanex Stays+Reduced Rankine Availability+Delayed Build+Upgraded HVDC+Constrained Operational Capacity | -5.5884 | -4.2932 | -4.0113
2029 | NZWEM_PERC | High Demand Growth+Ref Gas Supply+Methanex Stays+Reduced Rankine Availability+Delayed Build+Upgraded HVDC+Constrained Operational Capacity | -8.2052 | -5.7378 | -4.9714
2030 | NZWEM_PERC | High Demand Growth+Ref Gas Supply+Methanex Stays+Reduced Rankine Availability+Delayed Build+Upgraded HVDC+Constrained Operational Capacity | -11.9084 | -4.3783 | 1.9867
2031 | NZWEM_PERC | High Demand Growth+Ref Gas Supply+Methanex Stays+Reduced Rankine Availability+Delayed Build+Upgraded HVDC+Constrained Operational Capacity | -15.5729 | -5.8167 | 1.2302
2032 | NZWEM_PERC | High Demand Growth+Ref Gas Supply+Methanex Stays+Reduced Rankine Availability+Delayed Build+Upgraded HVDC+Constrained Operational Capacity | -17.6259 | -7.5934 | 3.8584
2033 | NZWEM_PERC | High Demand Growth+Ref Gas Supply+Methanex Stays+Reduced Rankine Availability+Delayed Build+Upgraded HVDC+Constrained Operational Capacity | -19.4185 | -9.5704 | 6.3181
2034 | NZWEM_PERC | High Demand Growth+Ref Gas Supply+Methanex Stays+Reduced Rankine Availability+Delayed Build+Upgraded HVDC+Constrained Operational Capacity | -21.1346 | -11.2691 | 4.9517
2035 | NZWEM_PERC | High Demand Growth+Ref Gas Supply+Methanex Stays+Reduced Rankine Availability+Delayed Build+Upgraded HVDC+Constrained Operational Capacity | -22.5195 | -12.5096 | 4.6908
2026 | NIWCM | High Demand Growth+Ref Gas Supply+Methanex Stays+Reduced Rankine Availability+Delayed Build+Upgraded HVDC+Constrained Operational Capacity | 33.1014 | 33.1014 | 33.1014
2027 | NIWCM | High Demand Growth+Ref Gas Supply+Methanex Stays+Reduced Rankine Availability+Delayed Build+Upgraded HVDC+Constrained Operational Capacity | -186.9524 | -186.9524 | -186.9524
2028 | NIWCM | High Demand Growth+Ref Gas Supply+Methanex Stays+Reduced Rankine Availability+Delayed Build+Upgraded HVDC+Constrained Operational Capacity | -248.0468 | -248.0468 | -248.0468
2029 | NIWCM | High Demand Growth+Ref Gas Supply+Methanex Stays+Reduced Rankine Availability+Delayed Build+Upgraded HVDC+Constrained Operational Capacity | -558.5855 | -476.362 | -476.362
2030 | NIWCM | High Demand Growth+Ref Gas Supply+Methanex Stays+Reduced Rankine Availability+Delayed Build+Upgraded HVDC+Constrained Operational Capacity | -900.6911 | -385.6348 | -267.6556
2031 | NIWCM | High Demand Growth+Ref Gas Supply+Methanex Stays+Reduced Rankine Availability+Delayed Build+Upgraded HVDC+Constrained Operational Capacity | -1190.6824 | -534.9987 | -375.6796
2032 | NIWCM | High Demand Growth+Ref Gas Supply+Methanex Stays+Reduced Rankine Availability+Delayed Build+Upgraded HVDC+Constrained Operational Capacity | -1418.7874 | -693.0973 | -477.3333
2033 | NIWCM | High Demand Growth+Ref Gas Supply+Methanex Stays+Reduced Rankine Availability+Delayed Build+Upgraded HVDC+Constrained Operational Capacity | -1484.1986 | -818.9275 | -540.2152
2034 | NIWCM | High Demand Growth+Ref Gas Supply+Methanex Stays+Reduced Rankine Availability+Delayed Build+Upgraded HVDC+Constrained Operational Capacity | -1640.6148 | -1032.8288 | -753.6386
2035 | NIWCM | High Demand Growth+Ref Gas Supply+Methanex Stays+Reduced Rankine Availability+Delayed Build+Upgraded HVDC+Constrained Operational Capacity | -1755.0129 | -1119.7677 | -884.2627
2026 | SIWEM_PERC | High Demand Growth+Ref Gas Supply+Methanex Stays+Reduced Rankine Availability+Delayed Build+Upgraded HVDC+Constrained Operational Capacity | 16.1662 | 16.1662 | 16.1662
2027 | SIWEM_PERC | High Demand Growth+Ref Gas Supply+Methanex Stays+Reduced Rankine Availability+Delayed Build+Upgraded HVDC+Constrained Operational Capacity | 11.4933 | 11.56 | 11.56
2028 | SIWEM_PERC | High Demand Growth+Ref Gas Supply+Methanex Stays+Reduced Rankine Availability+Delayed Build+Upgraded HVDC+Constrained Operational Capacity | 7.3647 | 9.1124 | 9.1124
2029 | SIWEM_PERC | High Demand Growth+Ref Gas Supply+Methanex Stays+Reduced Rankine Availability+Delayed Build+Upgraded HVDC+Constrained Operational Capacity | 0.6655 | 4.8979 | 4.8979
2030 | SIWEM_PERC | High Demand Growth+Ref Gas Supply+Methanex Stays+Reduced Rankine Availability+Delayed Build+Upgraded HVDC+Constrained Operational Capacity | -5.5519 | 4.4101 | 15.0142
2031 | SIWEM_PERC | High Demand Growth+Ref Gas Supply+Methanex Stays+Reduced Rankine Availability+Delayed Build+Upgraded HVDC+Constrained Operational Capacity | -10.8611 | -1.4855 | 10.0074
2032 | SIWEM_PERC | High Demand Growth+Ref Gas Supply+Methanex Stays+Reduced Rankine Availability+Delayed Build+Upgraded HVDC+Constrained Operational Capacity | -12.6391 | -2.04 | 13.3585
2033 | SIWEM_PERC | High Demand Growth+Ref Gas Supply+Methanex Stays+Reduced Rankine Availability+Delayed Build+Upgraded HVDC+Constrained Operational Capacity | -14.2635 | -3.8927 | 14.8879
2034 | SIWEM_PERC | High Demand Growth+Ref Gas Supply+Methanex Stays+Reduced Rankine Availability+Delayed Build+Upgraded HVDC+Constrained Operational Capacity | -16.0174 | -5.893 | 12.4414
2035 | SIWEM_PERC | High Demand Growth+Ref Gas Supply+Methanex Stays+Reduced Rankine Availability+Delayed Build+Upgraded HVDC+Constrained Operational Capacity | -17.2782 | -7.3427 | 10.6496
2026 | NZWEM_PERC | High Demand Growth+Ref Gas Supply+Methanex Stays+Reduced Rankine Availability+Delayed Build+Upgraded HVDC+Constrained Operational Capacity+Low Wind & Solar | 5.3572 | 5.3572 | 5.3572
2027 | NZWEM_PERC | High Demand Growth+Ref Gas Supply+Methanex Stays+Reduced Rankine Availability+Delayed Build+Upgraded HVDC+Constrained Operational Capacity+Low Wind & Solar | -5.8846 | -5.7651 | -5.6233
2028 | NZWEM_PERC | High Demand Growth+Ref Gas Supply+Methanex Stays+Reduced Rankine Availability+Delayed Build+Upgraded HVDC+Constrained Operational Capacity+Low Wind & Solar | -6.6677 | -5.4988 | -5.2444
2029 | NZWEM_PERC | High Demand Growth+Ref Gas Supply+Methanex Stays+Reduced Rankine Availability+Delayed Build+Upgraded HVDC+Constrained Operational Capacity+Low Wind & Solar | -9.3718 | -7.1451 | -6.4535
2030 | NZWEM_PERC | High Demand Growth+Ref Gas Supply+Methanex Stays+Reduced Rankine Availability+Delayed Build+Upgraded HVDC+Constrained Operational Capacity+Low Wind & Solar | -13.0945 | -6.2989 | -0.55462
2031 | NZWEM_PERC | High Demand Growth+Ref Gas Supply+Methanex Stays+Reduced Rankine Availability+Delayed Build+Upgraded HVDC+Constrained Operational Capacity+Low Wind & Solar | -16.7096 | -7.905 | -1.5454
2032 | NZWEM_PERC | High Demand Growth+Ref Gas Supply+Methanex Stays+Reduced Rankine Availability+Delayed Build+Upgraded HVDC+Constrained Operational Capacity+Low Wind & Solar | -18.7305 | -9.6765 | 0.68808
2033 | NZWEM_PERC | High Demand Growth+Ref Gas Supply+Methanex Stays+Reduced Rankine Availability+Delayed Build+Upgraded HVDC+Constrained Operational Capacity+Low Wind & Solar | -20.495 | -11.6004 | 2.7674
2034 | NZWEM_PERC | High Demand Growth+Ref Gas Supply+Methanex Stays+Reduced Rankine Availability+Delayed Build+Upgraded HVDC+Constrained Operational Capacity+Low Wind & Solar | -22.1797 | -13.2697 | 1.4252
2035 | NZWEM_PERC | High Demand Growth+Ref Gas Supply+Methanex Stays+Reduced Rankine Availability+Delayed Build+Upgraded HVDC+Constrained Operational Capacity+Low Wind & Solar | -23.5401 | -14.4631 | 1.1146
2026 | NIWCM | High Demand Growth+Ref Gas Supply+Methanex Stays+Reduced Rankine Availability+Delayed Build+Upgraded HVDC+Constrained Operational Capacity+Low Wind & Solar | 33.1014 | 33.1014 | 33.1014
2027 | NIWCM | High Demand Growth+Ref Gas Supply+Methanex Stays+Reduced Rankine Availability+Delayed Build+Upgraded HVDC+Constrained Operational Capacity+Low Wind & Solar | -186.9524 | -186.9524 | -186.9524
2028 | NIWCM | High Demand Growth+Ref Gas Supply+Methanex Stays+Reduced Rankine Availability+Delayed Build+Upgraded HVDC+Constrained Operational Capacity+Low Wind & Solar | -248.0468 | -248.0468 | -248.0468
2029 | NIWCM | High Demand Growth+Ref Gas Supply+Methanex Stays+Reduced Rankine Availability+Delayed Build+Upgraded HVDC+Constrained Operational Capacity+Low Wind & Solar | -558.5855 | -476.362 | -476.362
2030 | NIWCM | High Demand Growth+Ref Gas Supply+Methanex Stays+Reduced Rankine Availability+Delayed Build+Upgraded HVDC+Constrained Operational Capacity+Low Wind & Solar | -900.6911 | -385.6348 | -267.6556
2031 | NIWCM | High Demand Growth+Ref Gas Supply+Methanex Stays+Reduced Rankine Availability+Delayed Build+Upgraded HVDC+Constrained Operational Capacity+Low Wind & Solar | -1190.6824 | -534.9987 | -375.6796
2032 | NIWCM | High Demand Growth+Ref Gas Supply+Methanex Stays+Reduced Rankine Availability+Delayed Build+Upgraded HVDC+Constrained Operational Capacity+Low Wind & Solar | -1418.7874 | -693.0973 | -477.3333
2033 | NIWCM | High Demand Growth+Ref Gas Supply+Methanex Stays+Reduced Rankine Availability+Delayed Build+Upgraded HVDC+Constrained Operational Capacity+Low Wind & Solar | -1484.1986 | -818.9275 | -540.2152
2034 | NIWCM | High Demand Growth+Ref Gas Supply+Methanex Stays+Reduced Rankine Availability+Delayed Build+Upgraded HVDC+Constrained Operational Capacity+Low Wind & Solar | -1640.6148 | -1032.8288 | -753.6386
2035 | NIWCM | High Demand Growth+Ref Gas Supply+Methanex Stays+Reduced Rankine Availability+Delayed Build+Upgraded HVDC+Constrained Operational Capacity+Low Wind & Solar | -1755.0129 | -1119.7677 | -884.2627
2026 | SIWEM_PERC | High Demand Growth+Ref Gas Supply+Methanex Stays+Reduced Rankine Availability+Delayed Build+Upgraded HVDC+Constrained Operational Capacity+Low Wind & Solar | 15.8428 | 15.8428 | 15.8428
2027 | SIWEM_PERC | High Demand Growth+Ref Gas Supply+Methanex Stays+Reduced Rankine Availability+Delayed Build+Upgraded HVDC+Constrained Operational Capacity+Low Wind & Solar | 11.0361 | 11.0963 | 11.0963
2028 | SIWEM_PERC | High Demand Growth+Ref Gas Supply+Methanex Stays+Reduced Rankine Availability+Delayed Build+Upgraded HVDC+Constrained Operational Capacity+Low Wind & Solar | 6.659 | 8.2362 | 8.2362
2029 | SIWEM_PERC | High Demand Growth+Ref Gas Supply+Methanex Stays+Reduced Rankine Availability+Delayed Build+Upgraded HVDC+Constrained Operational Capacity+Low Wind & Solar | -0.026737 | 3.7929 | 3.7929
2030 | SIWEM_PERC | High Demand Growth+Ref Gas Supply+Methanex Stays+Reduced Rankine Availability+Delayed Build+Upgraded HVDC+Constrained Operational Capacity+Low Wind & Solar | -6.3293 | 2.661 | 12.2309
2031 | SIWEM_PERC | High Demand Growth+Ref Gas Supply+Methanex Stays+Reduced Rankine Availability+Delayed Build+Upgraded HVDC+Constrained Operational Capacity+Low Wind & Solar | -11.5927 | -3.1316 | 7.2404
2032 | SIWEM_PERC | High Demand Growth+Ref Gas Supply+Methanex Stays+Reduced Rankine Availability+Delayed Build+Upgraded HVDC+Constrained Operational Capacity+Low Wind & Solar | -13.3541 | -3.7888 | 10.1078
2033 | SIWEM_PERC | High Demand Growth+Ref Gas Supply+Methanex Stays+Reduced Rankine Availability+Delayed Build+Upgraded HVDC+Constrained Operational Capacity+Low Wind & Solar | -14.9631 | -5.6039 | 11.345
2034 | SIWEM_PERC | High Demand Growth+Ref Gas Supply+Methanex Stays+Reduced Rankine Availability+Delayed Build+Upgraded HVDC+Constrained Operational Capacity+Low Wind & Solar | -16.7004 | -7.5635 | 8.9827
2035 | SIWEM_PERC | High Demand Growth+Ref Gas Supply+Methanex Stays+Reduced Rankine Availability+Delayed Build+Upgraded HVDC+Constrained Operational Capacity+Low Wind & Solar | -17.9484 | -8.982 | 7.2554
2026 | NZWEM_PERC | High Demand Growth+Ref Gas Supply+Methanex Stays+Increased Demand Response | 15.3007 | 15.356 | 15.356
2027 | NZWEM_PERC | High Demand Growth+Ref Gas Supply+Methanex Stays+Increased Demand Response | 10.1252 | 11.8548 | 12.1539
2028 | NZWEM_PERC | High Demand Growth+Ref Gas Supply+Methanex Stays+Increased Demand Response | 5.9532 | 13.269 | 17.3265
2029 | NZWEM_PERC | High Demand Growth+Ref Gas Supply+Methanex Stays+Increased Demand Response | 0.13716 | 10.09 | 17.9647
2030 | NZWEM_PERC | High Demand Growth+Ref Gas Supply+Methanex Stays+Increased Demand Response | -5.0074 | 6.2616 | 18.622
2031 | NZWEM_PERC | High Demand Growth+Ref Gas Supply+Methanex Stays+Increased Demand Response | -8.9595 | 1.9155 | 18.7793
2032 | NZWEM_PERC | High Demand Growth+Ref Gas Supply+Methanex Stays+Increased Demand Response | -11.1976 | -0.30806 | 16.9219
2033 | NZWEM_PERC | High Demand Growth+Ref Gas Supply+Methanex Stays+Increased Demand Response | -13.1524 | -2.5402 | 15.695
2034 | NZWEM_PERC | High Demand Growth+Ref Gas Supply+Methanex Stays+Increased Demand Response | -15.047 | -4.395 | 13.3112
2035 | NZWEM_PERC | High Demand Growth+Ref Gas Supply+Methanex Stays+Increased Demand Response | -16.5731 | -6.096 | 11.1926
2026 | NIWCM | High Demand Growth+Ref Gas Supply+Methanex Stays+Increased Demand Response | 1020.1216 | 1020.9214 | 1020.9214
2027 | NIWCM | High Demand Growth+Ref Gas Supply+Methanex Stays+Increased Demand Response | 1173.2326 | 1204.8335 | 1209.37
2028 | NIWCM | High Demand Growth+Ref Gas Supply+Methanex Stays+Increased Demand Response | 1056.3289 | 1704.7514 | 1774.7903
2029 | NIWCM | High Demand Growth+Ref Gas Supply+Methanex Stays+Increased Demand Response | 748.8543 | 1643.9768 | 1973.0064
2030 | NIWCM | High Demand Growth+Ref Gas Supply+Methanex Stays+Increased Demand Response | 305.4046 | 1332.1085 | 1892.2351
2031 | NIWCM | High Demand Growth+Ref Gas Supply+Methanex Stays+Increased Demand Response | 46.8149 | 1093.2736 | 1908.8663
2032 | NIWCM | High Demand Growth+Ref Gas Supply+Methanex Stays+Increased Demand Response | -168.0765 | 899.5865 | 1755.2112
2033 | NIWCM | High Demand Growth+Ref Gas Supply+Methanex Stays+Increased Demand Response | -364.9056 | 703.1647 | 1632.2913
2034 | NIWCM | High Demand Growth+Ref Gas Supply+Methanex Stays+Increased Demand Response | -593.2946 | 520.7164 | 1532.6392
2035 | NIWCM | High Demand Growth+Ref Gas Supply+Methanex Stays+Increased Demand Response | -760.1654 | 367.3579 | 1382.7488
2026 | SIWEM_PERC | High Demand Growth+Ref Gas Supply+Methanex Stays+Increased Demand Response | 41.0852 | 41.241 | 41.241
2027 | SIWEM_PERC | High Demand Growth+Ref Gas Supply+Methanex Stays+Increased Demand Response | 26.3192 | 31.136 | 31.9688
2028 | SIWEM_PERC | High Demand Growth+Ref Gas Supply+Methanex Stays+Increased Demand Response | 14.593 | 34.7323 | 45.9023
2029 | SIWEM_PERC | High Demand Growth+Ref Gas Supply+Methanex Stays+Increased Demand Response | 4.2023 | 25.76 | 47.2066
2030 | SIWEM_PERC | High Demand Growth+Ref Gas Supply+Methanex Stays+Increased Demand Response | -3.4825 | 15.1685 | 43.9706
2031 | SIWEM_PERC | High Demand Growth+Ref Gas Supply+Methanex Stays+Increased Demand Response | -8.7515 | 3.5538 | 39.961
2032 | SIWEM_PERC | High Demand Growth+Ref Gas Supply+Methanex Stays+Increased Demand Response | -10.5156 | 0.3411 | 37.1204
2033 | SIWEM_PERC | High Demand Growth+Ref Gas Supply+Methanex Stays+Increased Demand Response | -12.1285 | -1.4995 | 34.5085
2034 | SIWEM_PERC | High Demand Growth+Ref Gas Supply+Methanex Stays+Increased Demand Response | -13.8721 | -3.4891 | 31.6853
2035 | SIWEM_PERC | High Demand Growth+Ref Gas Supply+Methanex Stays+Increased Demand Response | -15.1242 | -4.93 | 28.5191
2026 | NZWEM_PERC | High Demand Growth+Ref Gas Supply+Methanex Stays+Increased Demand Response+Low Wind & Solar | 14.1378 | 14.1878 | 14.1878
2027 | NZWEM_PERC | High Demand Growth+Ref Gas Supply+Methanex Stays+Increased Demand Response+Low Wind & Solar | 8.8567 | 10.4177 | 10.6875
2028 | NZWEM_PERC | High Demand Growth+Ref Gas Supply+Methanex Stays+Increased Demand Response+Low Wind & Solar | 4.6479 | 11.2501 | 14.9119
2029 | NZWEM_PERC | High Demand Growth+Ref Gas Supply+Methanex Stays+Increased Demand Response+Low Wind & Solar | -1.133 | 7.8491 | 14.9557
2030 | NZWEM_PERC | High Demand Growth+Ref Gas Supply+Methanex Stays+Increased Demand Response+Low Wind & Solar | -6.1996 | 4.0133 | 15.2002
2031 | NZWEM_PERC | High Demand Growth+Ref Gas Supply+Methanex Stays+Increased Demand Response+Low Wind & Solar | -10.102 | -0.23914 | 15.0106
2032 | NZWEM_PERC | High Demand Growth+Ref Gas Supply+Methanex Stays+Increased Demand Response+Low Wind & Solar | -12.3079 | -2.4332 | 13.176
2033 | NZWEM_PERC | High Demand Growth+Ref Gas Supply+Methanex Stays+Increased Demand Response+Low Wind & Solar | -14.2344 | -4.6113 | 11.9036
2034 | NZWEM_PERC | High Demand Growth+Ref Gas Supply+Methanex Stays+Increased Demand Response+Low Wind & Solar | -16.0976 | -6.406 | 9.6298
2035 | NZWEM_PERC | High Demand Growth+Ref Gas Supply+Methanex Stays+Increased Demand Response+Low Wind & Solar | -17.5989 | -8.0595 | 7.5981
2026 | NIWCM | High Demand Growth+Ref Gas Supply+Methanex Stays+Increased Demand Response+Low Wind & Solar | 1020.1216 | 1020.9214 | 1020.9214
2027 | NIWCM | High Demand Growth+Ref Gas Supply+Methanex Stays+Increased Demand Response+Low Wind & Solar | 1173.2326 | 1204.8335 | 1209.37
2028 | NIWCM | High Demand Growth+Ref Gas Supply+Methanex Stays+Increased Demand Response+Low Wind & Solar | 1056.3289 | 1704.7514 | 1774.7903
2029 | NIWCM | High Demand Growth+Ref Gas Supply+Methanex Stays+Increased Demand Response+Low Wind & Solar | 748.8543 | 1643.9768 | 1973.0064
2030 | NIWCM | High Demand Growth+Ref Gas Supply+Methanex Stays+Increased Demand Response+Low Wind & Solar | 305.4046 | 1332.1085 | 1892.2351
2031 | NIWCM | High Demand Growth+Ref Gas Supply+Methanex Stays+Increased Demand Response+Low Wind & Solar | 46.8149 | 1093.2736 | 1908.8663
2032 | NIWCM | High Demand Growth+Ref Gas Supply+Methanex Stays+Increased Demand Response+Low Wind & Solar | -168.0765 | 899.5865 | 1755.2112
2033 | NIWCM | High Demand Growth+Ref Gas Supply+Methanex Stays+Increased Demand Response+Low Wind & Solar | -364.9056 | 703.1647 | 1632.2913
2034 | NIWCM | High Demand Growth+Ref Gas Supply+Methanex Stays+Increased Demand Response+Low Wind & Solar | -593.2946 | 520.7164 | 1532.6392
2035 | NIWCM | High Demand Growth+Ref Gas Supply+Methanex Stays+Increased Demand Response+Low Wind & Solar | -760.1654 | 367.3579 | 1382.7488
2026 | SIWEM_PERC | High Demand Growth+Ref Gas Supply+Methanex Stays+Increased Demand Response+Low Wind & Solar | 37.8147 | 37.9553 | 37.9553
2027 | SIWEM_PERC | High Demand Growth+Ref Gas Supply+Methanex Stays+Increased Demand Response+Low Wind & Solar | 22.7868 | 27.1338 | 27.8853
2028 | SIWEM_PERC | High Demand Growth+Ref Gas Supply+Methanex Stays+Increased Demand Response+Low Wind & Solar | 10.9996 | 29.1747 | 39.2552
2029 | SIWEM_PERC | High Demand Growth+Ref Gas Supply+Methanex Stays+Increased Demand Response+Low Wind & Solar | 3.3418 | 19.6568 | 39.0117
2030 | SIWEM_PERC | High Demand Growth+Ref Gas Supply+Methanex Stays+Increased Demand Response+Low Wind & Solar | -4.2769 | 9.1454 | 39.1139
2031 | SIWEM_PERC | High Demand Growth+Ref Gas Supply+Methanex Stays+Increased Demand Response+Low Wind & Solar | -9.5005 | 0.51875 | 36.1683
2032 | SIWEM_PERC | High Demand Growth+Ref Gas Supply+Methanex Stays+Increased Demand Response+Low Wind & Solar | -11.248 | -1.4502 | 33.4067
2033 | SIWEM_PERC | High Demand Growth+Ref Gas Supply+Methanex Stays+Increased Demand Response+Low Wind & Solar | -12.8456 | -3.2532 | 30.1468
2034 | SIWEM_PERC | High Demand Growth+Ref Gas Supply+Methanex Stays+Increased Demand Response+Low Wind & Solar | -14.5725 | -5.2022 | 24.2022
2035 | SIWEM_PERC | High Demand Growth+Ref Gas Supply+Methanex Stays+Increased Demand Response+Low Wind & Solar | -15.8119 | -6.612 | 18.8309
2026 | NZWEM_PERC | High Demand Growth+Ref Gas Supply+Methanex Stays+Increased Demand Response+Constrained Operational Capacity | 15.3007 | 15.356 | 15.356
2027 | NZWEM_PERC | High Demand Growth+Ref Gas Supply+Methanex Stays+Increased Demand Response+Constrained Operational Capacity | 10.1252 | 11.8548 | 12.1539
2028 | NZWEM_PERC | High Demand Growth+Ref Gas Supply+Methanex Stays+Increased Demand Response+Constrained Operational Capacity | 5.9532 | 13.269 | 17.3265
2029 | NZWEM_PERC | High Demand Growth+Ref Gas Supply+Methanex Stays+Increased Demand Response+Constrained Operational Capacity | 0.13716 | 10.09 | 17.9647
2030 | NZWEM_PERC | High Demand Growth+Ref Gas Supply+Methanex Stays+Increased Demand Response+Constrained Operational Capacity | -5.0074 | 6.2616 | 18.622
2031 | NZWEM_PERC | High Demand Growth+Ref Gas Supply+Methanex Stays+Increased Demand Response+Constrained Operational Capacity | -8.9595 | 1.9155 | 18.7793
2032 | NZWEM_PERC | High Demand Growth+Ref Gas Supply+Methanex Stays+Increased Demand Response+Constrained Operational Capacity | -11.1976 | -0.30806 | 16.9219
2033 | NZWEM_PERC | High Demand Growth+Ref Gas Supply+Methanex Stays+Increased Demand Response+Constrained Operational Capacity | -13.1524 | -2.5402 | 15.695
2034 | NZWEM_PERC | High Demand Growth+Ref Gas Supply+Methanex Stays+Increased Demand Response+Constrained Operational Capacity | -15.047 | -4.395 | 13.3112
2035 | NZWEM_PERC | High Demand Growth+Ref Gas Supply+Methanex Stays+Increased Demand Response+Constrained Operational Capacity | -16.5731 | -6.096 | 11.1926
2026 | NIWCM | High Demand Growth+Ref Gas Supply+Methanex Stays+Increased Demand Response+Constrained Operational Capacity | 439.5221 | 439.5221 | 439.5221
2027 | NIWCM | High Demand Growth+Ref Gas Supply+Methanex Stays+Increased Demand Response+Constrained Operational Capacity | 551.3465 | 555.2176 | 555.2176
2028 | NIWCM | High Demand Growth+Ref Gas Supply+Methanex Stays+Increased Demand Response+Constrained Operational Capacity | 399.4221 | 894.0563 | 902.3906
2029 | NIWCM | High Demand Growth+Ref Gas Supply+Methanex Stays+Increased Demand Response+Constrained Operational Capacity | 75.5346 | 725.1855 | 882.5706
2030 | NIWCM | High Demand Growth+Ref Gas Supply+Methanex Stays+Increased Demand Response+Constrained Operational Capacity | -373.4607 | 368.0087 | 581.345
2031 | NIWCM | High Demand Growth+Ref Gas Supply+Methanex Stays+Increased Demand Response+Constrained Operational Capacity | -633.7907 | 118.4285 | 392.1371
2032 | NIWCM | High Demand Growth+Ref Gas Supply+Methanex Stays+Increased Demand Response+Constrained Operational Capacity | -848.3384 | -93.6986 | 203.3809
2033 | NIWCM | High Demand Growth+Ref Gas Supply+Methanex Stays+Increased Demand Response+Constrained Operational Capacity | -1048.9768 | -290.462 | 15.2372
2034 | NIWCM | High Demand Growth+Ref Gas Supply+Methanex Stays+Increased Demand Response+Constrained Operational Capacity | -1271.3344 | -475.5906 | -91.021
2035 | NIWCM | High Demand Growth+Ref Gas Supply+Methanex Stays+Increased Demand Response+Constrained Operational Capacity | -1382.3925 | -632.0267 | -244.7684
2026 | SIWEM_PERC | High Demand Growth+Ref Gas Supply+Methanex Stays+Increased Demand Response+Constrained Operational Capacity | 41.0852 | 41.241 | 41.241
2027 | SIWEM_PERC | High Demand Growth+Ref Gas Supply+Methanex Stays+Increased Demand Response+Constrained Operational Capacity | 26.3192 | 31.136 | 31.9688
2028 | SIWEM_PERC | High Demand Growth+Ref Gas Supply+Methanex Stays+Increased Demand Response+Constrained Operational Capacity | 14.593 | 34.7323 | 45.9023
2029 | SIWEM_PERC | High Demand Growth+Ref Gas Supply+Methanex Stays+Increased Demand Response+Constrained Operational Capacity | 4.2023 | 25.76 | 47.2066
2030 | SIWEM_PERC | High Demand Growth+Ref Gas Supply+Methanex Stays+Increased Demand Response+Constrained Operational Capacity | -3.4825 | 15.1685 | 43.9706
2031 | SIWEM_PERC | High Demand Growth+Ref Gas Supply+Methanex Stays+Increased Demand Response+Constrained Operational Capacity | -8.7515 | 3.5538 | 39.961
2032 | SIWEM_PERC | High Demand Growth+Ref Gas Supply+Methanex Stays+Increased Demand Response+Constrained Operational Capacity | -10.5156 | 0.3411 | 37.1204
2033 | SIWEM_PERC | High Demand Growth+Ref Gas Supply+Methanex Stays+Increased Demand Response+Constrained Operational Capacity | -12.1285 | -1.4995 | 34.5085
2034 | SIWEM_PERC | High Demand Growth+Ref Gas Supply+Methanex Stays+Increased Demand Response+Constrained Operational Capacity | -13.8721 | -3.4891 | 31.6853
2035 | SIWEM_PERC | High Demand Growth+Ref Gas Supply+Methanex Stays+Increased Demand Response+Constrained Operational Capacity | -15.1242 | -4.93 | 28.5191
2026 | NZWEM_PERC | High Demand Growth+Ref Gas Supply+Methanex Stays+Increased Demand Response+Constrained Operational Capacity+Low Wind & Solar | 14.1378 | 14.1878 | 14.1878
2027 | NZWEM_PERC | High Demand Growth+Ref Gas Supply+Methanex Stays+Increased Demand Response+Constrained Operational Capacity+Low Wind & Solar | 8.8567 | 10.4177 | 10.6875
2028 | NZWEM_PERC | High Demand Growth+Ref Gas Supply+Methanex Stays+Increased Demand Response+Constrained Operational Capacity+Low Wind & Solar | 4.6479 | 11.2501 | 14.9119
2029 | NZWEM_PERC | High Demand Growth+Ref Gas Supply+Methanex Stays+Increased Demand Response+Constrained Operational Capacity+Low Wind & Solar | -1.133 | 7.8491 | 14.9557
2030 | NZWEM_PERC | High Demand Growth+Ref Gas Supply+Methanex Stays+Increased Demand Response+Constrained Operational Capacity+Low Wind & Solar | -6.1996 | 4.0133 | 15.2002
2031 | NZWEM_PERC | High Demand Growth+Ref Gas Supply+Methanex Stays+Increased Demand Response+Constrained Operational Capacity+Low Wind & Solar | -10.102 | -0.23914 | 15.0106
2032 | NZWEM_PERC | High Demand Growth+Ref Gas Supply+Methanex Stays+Increased Demand Response+Constrained Operational Capacity+Low Wind & Solar | -12.3079 | -2.4332 | 13.176
2033 | NZWEM_PERC | High Demand Growth+Ref Gas Supply+Methanex Stays+Increased Demand Response+Constrained Operational Capacity+Low Wind & Solar | -14.2344 | -4.6113 | 11.9036
2034 | NZWEM_PERC | High Demand Growth+Ref Gas Supply+Methanex Stays+Increased Demand Response+Constrained Operational Capacity+Low Wind & Solar | -16.0976 | -6.406 | 9.6298
2035 | NZWEM_PERC | High Demand Growth+Ref Gas Supply+Methanex Stays+Increased Demand Response+Constrained Operational Capacity+Low Wind & Solar | -17.5989 | -8.0595 | 7.5981
2026 | NIWCM | High Demand Growth+Ref Gas Supply+Methanex Stays+Increased Demand Response+Constrained Operational Capacity+Low Wind & Solar | 439.5221 | 439.5221 | 439.5221
2027 | NIWCM | High Demand Growth+Ref Gas Supply+Methanex Stays+Increased Demand Response+Constrained Operational Capacity+Low Wind & Solar | 551.3465 | 555.2176 | 555.2176
2028 | NIWCM | High Demand Growth+Ref Gas Supply+Methanex Stays+Increased Demand Response+Constrained Operational Capacity+Low Wind & Solar | 399.4221 | 894.0563 | 902.3906
2029 | NIWCM | High Demand Growth+Ref Gas Supply+Methanex Stays+Increased Demand Response+Constrained Operational Capacity+Low Wind & Solar | 75.5346 | 725.1855 | 882.5706
2030 | NIWCM | High Demand Growth+Ref Gas Supply+Methanex Stays+Increased Demand Response+Constrained Operational Capacity+Low Wind & Solar | -373.4607 | 368.0087 | 581.345
2031 | NIWCM | High Demand Growth+Ref Gas Supply+Methanex Stays+Increased Demand Response+Constrained Operational Capacity+Low Wind & Solar | -633.7907 | 118.4285 | 392.1371
2032 | NIWCM | High Demand Growth+Ref Gas Supply+Methanex Stays+Increased Demand Response+Constrained Operational Capacity+Low Wind & Solar | -848.3384 | -93.6986 | 203.3809
2033 | NIWCM | High Demand Growth+Ref Gas Supply+Methanex Stays+Increased Demand Response+Constrained Operational Capacity+Low Wind & Solar | -1048.9768 | -290.462 | 15.2372
2034 | NIWCM | High Demand Growth+Ref Gas Supply+Methanex Stays+Increased Demand Response+Constrained Operational Capacity+Low Wind & Solar | -1271.3344 | -475.5906 | -91.021
2035 | NIWCM | High Demand Growth+Ref Gas Supply+Methanex Stays+Increased Demand Response+Constrained Operational Capacity+Low Wind & Solar | -1382.3925 | -632.0267 | -244.7684
2026 | SIWEM_PERC | High Demand Growth+Ref Gas Supply+Methanex Stays+Increased Demand Response+Constrained Operational Capacity+Low Wind & Solar | 37.8147 | 37.9553 | 37.9553
2027 | SIWEM_PERC | High Demand Growth+Ref Gas Supply+Methanex Stays+Increased Demand Response+Constrained Operational Capacity+Low Wind & Solar | 22.7868 | 27.1338 | 27.8853
2028 | SIWEM_PERC | High Demand Growth+Ref Gas Supply+Methanex Stays+Increased Demand Response+Constrained Operational Capacity+Low Wind & Solar | 10.9996 | 29.1747 | 39.2552
2029 | SIWEM_PERC | High Demand Growth+Ref Gas Supply+Methanex Stays+Increased Demand Response+Constrained Operational Capacity+Low Wind & Solar | 3.3418 | 19.6568 | 39.0117
2030 | SIWEM_PERC | High Demand Growth+Ref Gas Supply+Methanex Stays+Increased Demand Response+Constrained Operational Capacity+Low Wind & Solar | -4.2769 | 9.1454 | 39.1139
2031 | SIWEM_PERC | High Demand Growth+Ref Gas Supply+Methanex Stays+Increased Demand Response+Constrained Operational Capacity+Low Wind & Solar | -9.5005 | 0.51875 | 36.1683
2032 | SIWEM_PERC | High Demand Growth+Ref Gas Supply+Methanex Stays+Increased Demand Response+Constrained Operational Capacity+Low Wind & Solar | -11.248 | -1.4502 | 33.4067
2033 | SIWEM_PERC | High Demand Growth+Ref Gas Supply+Methanex Stays+Increased Demand Response+Constrained Operational Capacity+Low Wind & Solar | -12.8456 | -3.2532 | 30.1468
2034 | SIWEM_PERC | High Demand Growth+Ref Gas Supply+Methanex Stays+Increased Demand Response+Constrained Operational Capacity+Low Wind & Solar | -14.5725 | -5.2022 | 24.2022
2035 | SIWEM_PERC | High Demand Growth+Ref Gas Supply+Methanex Stays+Increased Demand Response+Constrained Operational Capacity+Low Wind & Solar | -15.8119 | -6.612 | 18.8309
2026 | NZWEM_PERC | High Demand Growth+Ref Gas Supply+Methanex Stays+Increased Demand Response+Upgraded HVDC | 15.3007 | 15.356 | 15.356
2027 | NZWEM_PERC | High Demand Growth+Ref Gas Supply+Methanex Stays+Increased Demand Response+Upgraded HVDC | 10.1252 | 11.8548 | 12.1539
2028 | NZWEM_PERC | High Demand Growth+Ref Gas Supply+Methanex Stays+Increased Demand Response+Upgraded HVDC | 5.9532 | 13.269 | 17.3265
2029 | NZWEM_PERC | High Demand Growth+Ref Gas Supply+Methanex Stays+Increased Demand Response+Upgraded HVDC | 0.13716 | 10.09 | 17.9647
2030 | NZWEM_PERC | High Demand Growth+Ref Gas Supply+Methanex Stays+Increased Demand Response+Upgraded HVDC | -5.0074 | 6.2616 | 18.622
2031 | NZWEM_PERC | High Demand Growth+Ref Gas Supply+Methanex Stays+Increased Demand Response+Upgraded HVDC | -8.9595 | 1.9155 | 18.7793
2032 | NZWEM_PERC | High Demand Growth+Ref Gas Supply+Methanex Stays+Increased Demand Response+Upgraded HVDC | -11.1976 | -0.30806 | 16.9219
2033 | NZWEM_PERC | High Demand Growth+Ref Gas Supply+Methanex Stays+Increased Demand Response+Upgraded HVDC | -13.1524 | -2.5402 | 15.695
2034 | NZWEM_PERC | High Demand Growth+Ref Gas Supply+Methanex Stays+Increased Demand Response+Upgraded HVDC | -15.047 | -4.395 | 13.3112
2035 | NZWEM_PERC | High Demand Growth+Ref Gas Supply+Methanex Stays+Increased Demand Response+Upgraded HVDC | -16.5731 | -6.096 | 11.1926
2026 | NIWCM | High Demand Growth+Ref Gas Supply+Methanex Stays+Increased Demand Response+Upgraded HVDC | 1020.1216 | 1020.9214 | 1020.9214
2027 | NIWCM | High Demand Growth+Ref Gas Supply+Methanex Stays+Increased Demand Response+Upgraded HVDC | 1173.2326 | 1204.8335 | 1209.37
2028 | NIWCM | High Demand Growth+Ref Gas Supply+Methanex Stays+Increased Demand Response+Upgraded HVDC | 1056.3289 | 1704.7514 | 1774.7903
2029 | NIWCM | High Demand Growth+Ref Gas Supply+Methanex Stays+Increased Demand Response+Upgraded HVDC | 748.8543 | 1643.9768 | 1973.0064
2030 | NIWCM | High Demand Growth+Ref Gas Supply+Methanex Stays+Increased Demand Response+Upgraded HVDC | 305.4046 | 1332.1085 | 1892.2351
2031 | NIWCM | High Demand Growth+Ref Gas Supply+Methanex Stays+Increased Demand Response+Upgraded HVDC | 46.8149 | 1093.2736 | 1908.8641
2032 | NIWCM | High Demand Growth+Ref Gas Supply+Methanex Stays+Increased Demand Response+Upgraded HVDC | -168.0765 | 899.5865 | 1755.212
2033 | NIWCM | High Demand Growth+Ref Gas Supply+Methanex Stays+Increased Demand Response+Upgraded HVDC | -364.9056 | 703.1647 | 1632.2913
2034 | NIWCM | High Demand Growth+Ref Gas Supply+Methanex Stays+Increased Demand Response+Upgraded HVDC | -593.2946 | 520.7164 | 1532.6392
2035 | NIWCM | High Demand Growth+Ref Gas Supply+Methanex Stays+Increased Demand Response+Upgraded HVDC | -760.1654 | 367.3579 | 1382.7488
2026 | SIWEM_PERC | High Demand Growth+Ref Gas Supply+Methanex Stays+Increased Demand Response+Upgraded HVDC | 41.0852 | 41.241 | 41.241
2027 | SIWEM_PERC | High Demand Growth+Ref Gas Supply+Methanex Stays+Increased Demand Response+Upgraded HVDC | 26.3192 | 31.136 | 31.9688
2028 | SIWEM_PERC | High Demand Growth+Ref Gas Supply+Methanex Stays+Increased Demand Response+Upgraded HVDC | 14.593 | 34.7323 | 45.9023
2029 | SIWEM_PERC | High Demand Growth+Ref Gas Supply+Methanex Stays+Increased Demand Response+Upgraded HVDC | 4.2023 | 25.76 | 47.2066
2030 | SIWEM_PERC | High Demand Growth+Ref Gas Supply+Methanex Stays+Increased Demand Response+Upgraded HVDC | -3.4825 | 15.1685 | 47.8955
2031 | SIWEM_PERC | High Demand Growth+Ref Gas Supply+Methanex Stays+Increased Demand Response+Upgraded HVDC | -8.7515 | 3.5538 | 47.2786
2032 | SIWEM_PERC | High Demand Growth+Ref Gas Supply+Methanex Stays+Increased Demand Response+Upgraded HVDC | -10.5156 | 0.3411 | 42.7853
2033 | SIWEM_PERC | High Demand Growth+Ref Gas Supply+Methanex Stays+Increased Demand Response+Upgraded HVDC | -12.1285 | -1.4995 | 39.7353
2034 | SIWEM_PERC | High Demand Growth+Ref Gas Supply+Methanex Stays+Increased Demand Response+Upgraded HVDC | -13.8721 | -3.4891 | 33.8567
2035 | SIWEM_PERC | High Demand Growth+Ref Gas Supply+Methanex Stays+Increased Demand Response+Upgraded HVDC | -15.1242 | -4.93 | 28.5191
2026 | NZWEM_PERC | High Demand Growth+Ref Gas Supply+Methanex Stays+Increased Demand Response+Upgraded HVDC+Low Wind & Solar | 14.1378 | 14.1878 | 14.1878
2027 | NZWEM_PERC | High Demand Growth+Ref Gas Supply+Methanex Stays+Increased Demand Response+Upgraded HVDC+Low Wind & Solar | 8.8567 | 10.4177 | 10.6875
2028 | NZWEM_PERC | High Demand Growth+Ref Gas Supply+Methanex Stays+Increased Demand Response+Upgraded HVDC+Low Wind & Solar | 4.6479 | 11.2501 | 14.9119
2029 | NZWEM_PERC | High Demand Growth+Ref Gas Supply+Methanex Stays+Increased Demand Response+Upgraded HVDC+Low Wind & Solar | -1.133 | 7.8491 | 14.9557
2030 | NZWEM_PERC | High Demand Growth+Ref Gas Supply+Methanex Stays+Increased Demand Response+Upgraded HVDC+Low Wind & Solar | -6.1996 | 4.0133 | 15.2002
2031 | NZWEM_PERC | High Demand Growth+Ref Gas Supply+Methanex Stays+Increased Demand Response+Upgraded HVDC+Low Wind & Solar | -10.102 | -0.23914 | 15.0106
2032 | NZWEM_PERC | High Demand Growth+Ref Gas Supply+Methanex Stays+Increased Demand Response+Upgraded HVDC+Low Wind & Solar | -12.3079 | -2.4332 | 13.176
2033 | NZWEM_PERC | High Demand Growth+Ref Gas Supply+Methanex Stays+Increased Demand Response+Upgraded HVDC+Low Wind & Solar | -14.2344 | -4.6113 | 11.9036
2034 | NZWEM_PERC | High Demand Growth+Ref Gas Supply+Methanex Stays+Increased Demand Response+Upgraded HVDC+Low Wind & Solar | -16.0976 | -6.406 | 9.6298
2035 | NZWEM_PERC | High Demand Growth+Ref Gas Supply+Methanex Stays+Increased Demand Response+Upgraded HVDC+Low Wind & Solar | -17.5989 | -8.0595 | 7.5981
2026 | NIWCM | High Demand Growth+Ref Gas Supply+Methanex Stays+Increased Demand Response+Upgraded HVDC+Low Wind & Solar | 1020.1216 | 1020.9214 | 1020.9214
2027 | NIWCM | High Demand Growth+Ref Gas Supply+Methanex Stays+Increased Demand Response+Upgraded HVDC+Low Wind & Solar | 1173.2326 | 1204.8335 | 1209.37
2028 | NIWCM | High Demand Growth+Ref Gas Supply+Methanex Stays+Increased Demand Response+Upgraded HVDC+Low Wind & Solar | 1056.3289 | 1704.7514 | 1774.7903
2029 | NIWCM | High Demand Growth+Ref Gas Supply+Methanex Stays+Increased Demand Response+Upgraded HVDC+Low Wind & Solar | 748.8543 | 1643.9768 | 1973.0064
2030 | NIWCM | High Demand Growth+Ref Gas Supply+Methanex Stays+Increased Demand Response+Upgraded HVDC+Low Wind & Solar | 305.4046 | 1332.1085 | 1892.2351
2031 | NIWCM | High Demand Growth+Ref Gas Supply+Methanex Stays+Increased Demand Response+Upgraded HVDC+Low Wind & Solar | 46.8149 | 1093.2736 | 1908.8641
2032 | NIWCM | High Demand Growth+Ref Gas Supply+Methanex Stays+Increased Demand Response+Upgraded HVDC+Low Wind & Solar | -168.0765 | 899.5865 | 1755.212
2033 | NIWCM | High Demand Growth+Ref Gas Supply+Methanex Stays+Increased Demand Response+Upgraded HVDC+Low Wind & Solar | -364.9056 | 703.1647 | 1632.2913
2034 | NIWCM | High Demand Growth+Ref Gas Supply+Methanex Stays+Increased Demand Response+Upgraded HVDC+Low Wind & Solar | -593.2946 | 520.7164 | 1532.6392
2035 | NIWCM | High Demand Growth+Ref Gas Supply+Methanex Stays+Increased Demand Response+Upgraded HVDC+Low Wind & Solar | -760.1654 | 367.3579 | 1382.7488
2026 | SIWEM_PERC | High Demand Growth+Ref Gas Supply+Methanex Stays+Increased Demand Response+Upgraded HVDC+Low Wind & Solar | 37.8147 | 37.9553 | 37.9553
2027 | SIWEM_PERC | High Demand Growth+Ref Gas Supply+Methanex Stays+Increased Demand Response+Upgraded HVDC+Low Wind & Solar | 22.7868 | 27.1338 | 27.8853
2028 | SIWEM_PERC | High Demand Growth+Ref Gas Supply+Methanex Stays+Increased Demand Response+Upgraded HVDC+Low Wind & Solar | 10.9996 | 29.1747 | 39.2552
2029 | SIWEM_PERC | High Demand Growth+Ref Gas Supply+Methanex Stays+Increased Demand Response+Upgraded HVDC+Low Wind & Solar | 3.3418 | 19.6568 | 39.0117
2030 | SIWEM_PERC | High Demand Growth+Ref Gas Supply+Methanex Stays+Increased Demand Response+Upgraded HVDC+Low Wind & Solar | -4.2769 | 9.1454 | 39.1139
2031 | SIWEM_PERC | High Demand Growth+Ref Gas Supply+Methanex Stays+Increased Demand Response+Upgraded HVDC+Low Wind & Solar | -9.5005 | 0.51875 | 37.8952
2032 | SIWEM_PERC | High Demand Growth+Ref Gas Supply+Methanex Stays+Increased Demand Response+Upgraded HVDC+Low Wind & Solar | -11.248 | -1.4502 | 33.4067
2033 | SIWEM_PERC | High Demand Growth+Ref Gas Supply+Methanex Stays+Increased Demand Response+Upgraded HVDC+Low Wind & Solar | -12.8456 | -3.2532 | 30.1468
2034 | SIWEM_PERC | High Demand Growth+Ref Gas Supply+Methanex Stays+Increased Demand Response+Upgraded HVDC+Low Wind & Solar | -14.5725 | -5.2022 | 24.2022
2035 | SIWEM_PERC | High Demand Growth+Ref Gas Supply+Methanex Stays+Increased Demand Response+Upgraded HVDC+Low Wind & Solar | -15.8119 | -6.612 | 18.8309
2026 | NZWEM_PERC | High Demand Growth+Ref Gas Supply+Methanex Stays+Increased Demand Response+Upgraded HVDC+Constrained Operational Capacity | 15.3007 | 15.356 | 15.356
2027 | NZWEM_PERC | High Demand Growth+Ref Gas Supply+Methanex Stays+Increased Demand Response+Upgraded HVDC+Constrained Operational Capacity | 10.1252 | 11.8548 | 12.1539
2028 | NZWEM_PERC | High Demand Growth+Ref Gas Supply+Methanex Stays+Increased Demand Response+Upgraded HVDC+Constrained Operational Capacity | 5.9532 | 13.269 | 17.3265
2029 | NZWEM_PERC | High Demand Growth+Ref Gas Supply+Methanex Stays+Increased Demand Response+Upgraded HVDC+Constrained Operational Capacity | 0.13716 | 10.09 | 17.9647
2030 | NZWEM_PERC | High Demand Growth+Ref Gas Supply+Methanex Stays+Increased Demand Response+Upgraded HVDC+Constrained Operational Capacity | -5.0074 | 6.2616 | 18.622
2031 | NZWEM_PERC | High Demand Growth+Ref Gas Supply+Methanex Stays+Increased Demand Response+Upgraded HVDC+Constrained Operational Capacity | -8.9595 | 1.9155 | 18.7793
2032 | NZWEM_PERC | High Demand Growth+Ref Gas Supply+Methanex Stays+Increased Demand Response+Upgraded HVDC+Constrained Operational Capacity | -11.1976 | -0.30806 | 16.9219
2033 | NZWEM_PERC | High Demand Growth+Ref Gas Supply+Methanex Stays+Increased Demand Response+Upgraded HVDC+Constrained Operational Capacity | -13.1524 | -2.5402 | 15.695
2034 | NZWEM_PERC | High Demand Growth+Ref Gas Supply+Methanex Stays+Increased Demand Response+Upgraded HVDC+Constrained Operational Capacity | -15.047 | -4.395 | 13.3112
2035 | NZWEM_PERC | High Demand Growth+Ref Gas Supply+Methanex Stays+Increased Demand Response+Upgraded HVDC+Constrained Operational Capacity | -16.5731 | -6.096 | 11.1926
2026 | NIWCM | High Demand Growth+Ref Gas Supply+Methanex Stays+Increased Demand Response+Upgraded HVDC+Constrained Operational Capacity | 439.5221 | 439.5221 | 439.5221
2027 | NIWCM | High Demand Growth+Ref Gas Supply+Methanex Stays+Increased Demand Response+Upgraded HVDC+Constrained Operational Capacity | 551.3465 | 555.2176 | 555.2176
2028 | NIWCM | High Demand Growth+Ref Gas Supply+Methanex Stays+Increased Demand Response+Upgraded HVDC+Constrained Operational Capacity | 399.4221 | 894.0563 | 902.3906
2029 | NIWCM | High Demand Growth+Ref Gas Supply+Methanex Stays+Increased Demand Response+Upgraded HVDC+Constrained Operational Capacity | 75.5346 | 725.1855 | 882.5706
2030 | NIWCM | High Demand Growth+Ref Gas Supply+Methanex Stays+Increased Demand Response+Upgraded HVDC+Constrained Operational Capacity | -373.4607 | 368.0087 | 581.345
2031 | NIWCM | High Demand Growth+Ref Gas Supply+Methanex Stays+Increased Demand Response+Upgraded HVDC+Constrained Operational Capacity | -633.7907 | 118.4285 | 392.1371
2032 | NIWCM | High Demand Growth+Ref Gas Supply+Methanex Stays+Increased Demand Response+Upgraded HVDC+Constrained Operational Capacity | -848.3384 | -93.6986 | 203.3809
2033 | NIWCM | High Demand Growth+Ref Gas Supply+Methanex Stays+Increased Demand Response+Upgraded HVDC+Constrained Operational Capacity | -1048.9768 | -290.462 | 15.2372
2034 | NIWCM | High Demand Growth+Ref Gas Supply+Methanex Stays+Increased Demand Response+Upgraded HVDC+Constrained Operational Capacity | -1271.3344 | -475.5906 | -91.021
2035 | NIWCM | High Demand Growth+Ref Gas Supply+Methanex Stays+Increased Demand Response+Upgraded HVDC+Constrained Operational Capacity | -1382.3925 | -632.0267 | -244.7684
2026 | SIWEM_PERC | High Demand Growth+Ref Gas Supply+Methanex Stays+Increased Demand Response+Upgraded HVDC+Constrained Operational Capacity | 41.0852 | 41.241 | 41.241
2027 | SIWEM_PERC | High Demand Growth+Ref Gas Supply+Methanex Stays+Increased Demand Response+Upgraded HVDC+Constrained Operational Capacity | 26.3192 | 31.136 | 31.9688
2028 | SIWEM_PERC | High Demand Growth+Ref Gas Supply+Methanex Stays+Increased Demand Response+Upgraded HVDC+Constrained Operational Capacity | 14.593 | 34.7323 | 45.9023
2029 | SIWEM_PERC | High Demand Growth+Ref Gas Supply+Methanex Stays+Increased Demand Response+Upgraded HVDC+Constrained Operational Capacity | 4.2023 | 25.76 | 47.2066
2030 | SIWEM_PERC | High Demand Growth+Ref Gas Supply+Methanex Stays+Increased Demand Response+Upgraded HVDC+Constrained Operational Capacity | -3.4825 | 15.1685 | 47.8955
2031 | SIWEM_PERC | High Demand Growth+Ref Gas Supply+Methanex Stays+Increased Demand Response+Upgraded HVDC+Constrained Operational Capacity | -8.7515 | 3.5538 | 47.2786
2032 | SIWEM_PERC | High Demand Growth+Ref Gas Supply+Methanex Stays+Increased Demand Response+Upgraded HVDC+Constrained Operational Capacity | -10.5156 | 0.3411 | 42.7853
2033 | SIWEM_PERC | High Demand Growth+Ref Gas Supply+Methanex Stays+Increased Demand Response+Upgraded HVDC+Constrained Operational Capacity | -12.1285 | -1.4995 | 39.7353
2034 | SIWEM_PERC | High Demand Growth+Ref Gas Supply+Methanex Stays+Increased Demand Response+Upgraded HVDC+Constrained Operational Capacity | -13.8721 | -3.4891 | 33.8567
2035 | SIWEM_PERC | High Demand Growth+Ref Gas Supply+Methanex Stays+Increased Demand Response+Upgraded HVDC+Constrained Operational Capacity | -15.1242 | -4.93 | 28.5191
2026 | NZWEM_PERC | High Demand Growth+Ref Gas Supply+Methanex Stays+Increased Demand Response+Upgraded HVDC+Constrained Operational Capacity+Low Wind & Solar | 14.1378 | 14.1878 | 14.1878
2027 | NZWEM_PERC | High Demand Growth+Ref Gas Supply+Methanex Stays+Increased Demand Response+Upgraded HVDC+Constrained Operational Capacity+Low Wind & Solar | 8.8567 | 10.4177 | 10.6875
2028 | NZWEM_PERC | High Demand Growth+Ref Gas Supply+Methanex Stays+Increased Demand Response+Upgraded HVDC+Constrained Operational Capacity+Low Wind & Solar | 4.6479 | 11.2501 | 14.9119
2029 | NZWEM_PERC | High Demand Growth+Ref Gas Supply+Methanex Stays+Increased Demand Response+Upgraded HVDC+Constrained Operational Capacity+Low Wind & Solar | -1.133 | 7.8491 | 14.9557
2030 | NZWEM_PERC | High Demand Growth+Ref Gas Supply+Methanex Stays+Increased Demand Response+Upgraded HVDC+Constrained Operational Capacity+Low Wind & Solar | -6.1996 | 4.0133 | 15.2002
2031 | NZWEM_PERC | High Demand Growth+Ref Gas Supply+Methanex Stays+Increased Demand Response+Upgraded HVDC+Constrained Operational Capacity+Low Wind & Solar | -10.102 | -0.23914 | 15.0106
2032 | NZWEM_PERC | High Demand Growth+Ref Gas Supply+Methanex Stays+Increased Demand Response+Upgraded HVDC+Constrained Operational Capacity+Low Wind & Solar | -12.3079 | -2.4332 | 13.176
2033 | NZWEM_PERC | High Demand Growth+Ref Gas Supply+Methanex Stays+Increased Demand Response+Upgraded HVDC+Constrained Operational Capacity+Low Wind & Solar | -14.2344 | -4.6113 | 11.9036
2034 | NZWEM_PERC | High Demand Growth+Ref Gas Supply+Methanex Stays+Increased Demand Response+Upgraded HVDC+Constrained Operational Capacity+Low Wind & Solar | -16.0976 | -6.406 | 9.6298
2035 | NZWEM_PERC | High Demand Growth+Ref Gas Supply+Methanex Stays+Increased Demand Response+Upgraded HVDC+Constrained Operational Capacity+Low Wind & Solar | -17.5989 | -8.0595 | 7.5981
2026 | NIWCM | High Demand Growth+Ref Gas Supply+Methanex Stays+Increased Demand Response+Upgraded HVDC+Constrained Operational Capacity+Low Wind & Solar | 439.5221 | 439.5221 | 439.5221
2027 | NIWCM | High Demand Growth+Ref Gas Supply+Methanex Stays+Increased Demand Response+Upgraded HVDC+Constrained Operational Capacity+Low Wind & Solar | 551.3465 | 555.2176 | 555.2176
2028 | NIWCM | High Demand Growth+Ref Gas Supply+Methanex Stays+Increased Demand Response+Upgraded HVDC+Constrained Operational Capacity+Low Wind & Solar | 399.4221 | 894.0563 | 902.3906
2029 | NIWCM | High Demand Growth+Ref Gas Supply+Methanex Stays+Increased Demand Response+Upgraded HVDC+Constrained Operational Capacity+Low Wind & Solar | 75.5346 | 725.1855 | 882.5706
2030 | NIWCM | High Demand Growth+Ref Gas Supply+Methanex Stays+Increased Demand Response+Upgraded HVDC+Constrained Operational Capacity+Low Wind & Solar | -373.4607 | 368.0087 | 581.345
2031 | NIWCM | High Demand Growth+Ref Gas Supply+Methanex Stays+Increased Demand Response+Upgraded HVDC+Constrained Operational Capacity+Low Wind & Solar | -633.7907 | 118.4285 | 392.1371
2032 | NIWCM | High Demand Growth+Ref Gas Supply+Methanex Stays+Increased Demand Response+Upgraded HVDC+Constrained Operational Capacity+Low Wind & Solar | -848.3384 | -93.6986 | 203.3809
2033 | NIWCM | High Demand Growth+Ref Gas Supply+Methanex Stays+Increased Demand Response+Upgraded HVDC+Constrained Operational Capacity+Low Wind & Solar | -1048.9768 | -290.462 | 15.2372
2034 | NIWCM | High Demand Growth+Ref Gas Supply+Methanex Stays+Increased Demand Response+Upgraded HVDC+Constrained Operational Capacity+Low Wind & Solar | -1271.3344 | -475.5906 | -91.021
2035 | NIWCM | High Demand Growth+Ref Gas Supply+Methanex Stays+Increased Demand Response+Upgraded HVDC+Constrained Operational Capacity+Low Wind & Solar | -1382.3925 | -632.0267 | -244.7684
2026 | SIWEM_PERC | High Demand Growth+Ref Gas Supply+Methanex Stays+Increased Demand Response+Upgraded HVDC+Constrained Operational Capacity+Low Wind & Solar | 37.8147 | 37.9553 | 37.9553
2027 | SIWEM_PERC | High Demand Growth+Ref Gas Supply+Methanex Stays+Increased Demand Response+Upgraded HVDC+Constrained Operational Capacity+Low Wind & Solar | 22.7868 | 27.1338 | 27.8853
2028 | SIWEM_PERC | High Demand Growth+Ref Gas Supply+Methanex Stays+Increased Demand Response+Upgraded HVDC+Constrained Operational Capacity+Low Wind & Solar | 10.9996 | 29.1747 | 39.2552
2029 | SIWEM_PERC | High Demand Growth+Ref Gas Supply+Methanex Stays+Increased Demand Response+Upgraded HVDC+Constrained Operational Capacity+Low Wind & Solar | 3.3418 | 19.6568 | 39.0117
2030 | SIWEM_PERC | High Demand Growth+Ref Gas Supply+Methanex Stays+Increased Demand Response+Upgraded HVDC+Constrained Operational Capacity+Low Wind & Solar | -4.2769 | 9.1454 | 39.1139
2031 | SIWEM_PERC | High Demand Growth+Ref Gas Supply+Methanex Stays+Increased Demand Response+Upgraded HVDC+Constrained Operational Capacity+Low Wind & Solar | -9.5005 | 0.51875 | 37.8952
2032 | SIWEM_PERC | High Demand Growth+Ref Gas Supply+Methanex Stays+Increased Demand Response+Upgraded HVDC+Constrained Operational Capacity+Low Wind & Solar | -11.248 | -1.4502 | 33.4067
2033 | SIWEM_PERC | High Demand Growth+Ref Gas Supply+Methanex Stays+Increased Demand Response+Upgraded HVDC+Constrained Operational Capacity+Low Wind & Solar | -12.8456 | -3.2532 | 30.1468
2034 | SIWEM_PERC | High Demand Growth+Ref Gas Supply+Methanex Stays+Increased Demand Response+Upgraded HVDC+Constrained Operational Capacity+Low Wind & Solar | -14.5725 | -5.2022 | 24.2022
2035 | SIWEM_PERC | High Demand Growth+Ref Gas Supply+Methanex Stays+Increased Demand Response+Upgraded HVDC+Constrained Operational Capacity+Low Wind & Solar | -15.8119 | -6.612 | 18.8309
2026 | NZWEM_PERC | High Demand Growth+Ref Gas Supply+Methanex Stays+Increased Demand Response+Delayed Build | 10.8071 | 10.8071 | 10.8071
2027 | NZWEM_PERC | High Demand Growth+Ref Gas Supply+Methanex Stays+Increased Demand Response+Delayed Build | 3.1863 | 3.3194 | 3.4773
2028 | NZWEM_PERC | High Demand Growth+Ref Gas Supply+Methanex Stays+Increased Demand Response+Delayed Build | 2.18 | 3.4819 | 3.7653
2029 | NZWEM_PERC | High Demand Growth+Ref Gas Supply+Methanex Stays+Increased Demand Response+Delayed Build | -0.86321 | 1.6169 | 2.3872
2030 | NZWEM_PERC | High Demand Growth+Ref Gas Supply+Methanex Stays+Increased Demand Response+Delayed Build | -5.0074 | 2.5613 | 8.959
2031 | NZWEM_PERC | High Demand Growth+Ref Gas Supply+Methanex Stays+Increased Demand Response+Delayed Build | -8.9595 | 0.84674 | 7.9298
2032 | NZWEM_PERC | High Demand Growth+Ref Gas Supply+Methanex Stays+Increased Demand Response+Delayed Build | -11.1976 | -1.1137 | 10.3969
2033 | NZWEM_PERC | High Demand Growth+Ref Gas Supply+Methanex Stays+Increased Demand Response+Delayed Build | -13.1524 | -3.2537 | 12.7162
2034 | NZWEM_PERC | High Demand Growth+Ref Gas Supply+Methanex Stays+Increased Demand Response+Delayed Build | -15.047 | -5.1309 | 11.173
2035 | NZWEM_PERC | High Demand Growth+Ref Gas Supply+Methanex Stays+Increased Demand Response+Delayed Build | -16.5731 | -6.5119 | 10.7768
2026 | NIWCM | High Demand Growth+Ref Gas Supply+Methanex Stays+Increased Demand Response+Delayed Build | 741.7097 | 741.7097 | 741.7097
2027 | NIWCM | High Demand Growth+Ref Gas Supply+Methanex Stays+Increased Demand Response+Delayed Build | 773.7008 | 775.7044 | 778.1769
2028 | NIWCM | High Demand Growth+Ref Gas Supply+Methanex Stays+Increased Demand Response+Delayed Build | 800.8704 | 821.4527 | 825.9892
2029 | NIWCM | High Demand Growth+Ref Gas Supply+Methanex Stays+Increased Demand Response+Delayed Build | 540.388 | 668.6941 | 682.2864
2030 | NIWCM | High Demand Growth+Ref Gas Supply+Methanex Stays+Increased Demand Response+Delayed Build | 249.6281 | 975.8805 | 1268.8801
2031 | NIWCM | High Demand Growth+Ref Gas Supply+Methanex Stays+Increased Demand Response+Delayed Build | -26.1236 | 912.4003 | 1273.9201
2032 | NIWCM | High Demand Growth+Ref Gas Supply+Methanex Stays+Increased Demand Response+Delayed Build | -241.015 | 773.2788 | 1362.2408
2033 | NIWCM | High Demand Growth+Ref Gas Supply+Methanex Stays+Increased Demand Response+Delayed Build | -364.9056 | 658.1255 | 1487.8496
2034 | NIWCM | High Demand Growth+Ref Gas Supply+Methanex Stays+Increased Demand Response+Delayed Build | -593.2946 | 450.6272 | 1318.121
2035 | NIWCM | High Demand Growth+Ref Gas Supply+Methanex Stays+Increased Demand Response+Delayed Build | -760.1654 | 315.0259 | 1253.1878
2026 | SIWEM_PERC | High Demand Growth+Ref Gas Supply+Methanex Stays+Increased Demand Response+Delayed Build | 28.4469 | 28.4469 | 28.4469
2027 | SIWEM_PERC | High Demand Growth+Ref Gas Supply+Methanex Stays+Increased Demand Response+Delayed Build | 13.1185 | 13.1862 | 13.1862
2028 | SIWEM_PERC | High Demand Growth+Ref Gas Supply+Methanex Stays+Increased Demand Response+Delayed Build | 9.1882 | 10.9655 | 10.9655
2029 | SIWEM_PERC | High Demand Growth+Ref Gas Supply+Methanex Stays+Increased Demand Response+Delayed Build | 2.6144 | 6.9288 | 6.9288
2030 | SIWEM_PERC | High Demand Growth+Ref Gas Supply+Methanex Stays+Increased Demand Response+Delayed Build | -3.4825 | 6.6977 | 22.3945
2031 | SIWEM_PERC | High Demand Growth+Ref Gas Supply+Methanex Stays+Increased Demand Response+Delayed Build | -8.7515 | 0.84595 | 19.4038
2032 | SIWEM_PERC | High Demand Growth+Ref Gas Supply+Methanex Stays+Increased Demand Response+Delayed Build | -10.5156 | 0.3411 | 26.0363
2033 | SIWEM_PERC | High Demand Growth+Ref Gas Supply+Methanex Stays+Increased Demand Response+Delayed Build | -12.1285 | -1.4995 | 32.3117
2034 | SIWEM_PERC | High Demand Growth+Ref Gas Supply+Methanex Stays+Increased Demand Response+Delayed Build | -13.8721 | -3.4891 | 28.3386
2035 | SIWEM_PERC | High Demand Growth+Ref Gas Supply+Methanex Stays+Increased Demand Response+Delayed Build | -15.1242 | -4.93 | 27.3983
2026 | NZWEM_PERC | High Demand Growth+Ref Gas Supply+Methanex Stays+Increased Demand Response+Delayed Build+Low Wind & Solar | 9.9225 | 9.9225 | 9.9225
2027 | NZWEM_PERC | High Demand Growth+Ref Gas Supply+Methanex Stays+Increased Demand Response+Delayed Build+Low Wind & Solar | 2.286 | 2.4061 | 2.5486
2028 | NZWEM_PERC | High Demand Growth+Ref Gas Supply+Methanex Stays+Increased Demand Response+Delayed Build+Low Wind & Solar | 1.0952 | 2.2701 | 2.5258
2029 | NZWEM_PERC | High Demand Growth+Ref Gas Supply+Methanex Stays+Increased Demand Response+Delayed Build+Low Wind & Solar | -2.0358 | 0.20235 | 0.89751
2030 | NZWEM_PERC | High Demand Growth+Ref Gas Supply+Methanex Stays+Increased Demand Response+Delayed Build+Low Wind & Solar | -6.1996 | 0.63091 | 6.4046
2031 | NZWEM_PERC | High Demand Growth+Ref Gas Supply+Methanex Stays+Increased Demand Response+Delayed Build+Low Wind & Solar | -10.102 | -1.2522 | 5.14
2032 | NZWEM_PERC | High Demand Growth+Ref Gas Supply+Methanex Stays+Increased Demand Response+Delayed Build+Low Wind & Solar | -12.3079 | -3.2074 | 7.2103
2033 | NZWEM_PERC | High Demand Growth+Ref Gas Supply+Methanex Stays+Increased Demand Response+Delayed Build+Low Wind & Solar | -14.2344 | -5.2942 | 9.1473
2034 | NZWEM_PERC | High Demand Growth+Ref Gas Supply+Methanex Stays+Increased Demand Response+Delayed Build+Low Wind & Solar | -16.0976 | -7.1419 | 7.6284
2035 | NZWEM_PERC | High Demand Growth+Ref Gas Supply+Methanex Stays+Increased Demand Response+Delayed Build+Low Wind & Solar | -17.5989 | -8.4754 | 7.1822
2026 | NIWCM | High Demand Growth+Ref Gas Supply+Methanex Stays+Increased Demand Response+Delayed Build+Low Wind & Solar | 741.7097 | 741.7097 | 741.7097
2027 | NIWCM | High Demand Growth+Ref Gas Supply+Methanex Stays+Increased Demand Response+Delayed Build+Low Wind & Solar | 773.7008 | 775.7044 | 778.1769
2028 | NIWCM | High Demand Growth+Ref Gas Supply+Methanex Stays+Increased Demand Response+Delayed Build+Low Wind & Solar | 800.8704 | 821.4527 | 825.9892
2029 | NIWCM | High Demand Growth+Ref Gas Supply+Methanex Stays+Increased Demand Response+Delayed Build+Low Wind & Solar | 540.388 | 668.6941 | 682.2864
2030 | NIWCM | High Demand Growth+Ref Gas Supply+Methanex Stays+Increased Demand Response+Delayed Build+Low Wind & Solar | 249.6281 | 975.8805 | 1268.8801
2031 | NIWCM | High Demand Growth+Ref Gas Supply+Methanex Stays+Increased Demand Response+Delayed Build+Low Wind & Solar | -26.1236 | 912.4003 | 1273.9201
2032 | NIWCM | High Demand Growth+Ref Gas Supply+Methanex Stays+Increased Demand Response+Delayed Build+Low Wind & Solar | -241.015 | 773.2788 | 1362.2408
2033 | NIWCM | High Demand Growth+Ref Gas Supply+Methanex Stays+Increased Demand Response+Delayed Build+Low Wind & Solar | -364.9056 | 658.1255 | 1487.8496
2034 | NIWCM | High Demand Growth+Ref Gas Supply+Methanex Stays+Increased Demand Response+Delayed Build+Low Wind & Solar | -593.2946 | 450.6272 | 1318.121
2035 | NIWCM | High Demand Growth+Ref Gas Supply+Methanex Stays+Increased Demand Response+Delayed Build+Low Wind & Solar | -760.1654 | 315.0259 | 1253.1878
2026 | SIWEM_PERC | High Demand Growth+Ref Gas Supply+Methanex Stays+Increased Demand Response+Delayed Build+Low Wind & Solar | 25.9588 | 25.9588 | 25.9588
2027 | SIWEM_PERC | High Demand Growth+Ref Gas Supply+Methanex Stays+Increased Demand Response+Delayed Build+Low Wind & Solar | 12.6546 | 12.7157 | 12.7157
2028 | SIWEM_PERC | High Demand Growth+Ref Gas Supply+Methanex Stays+Increased Demand Response+Delayed Build+Low Wind & Solar | 8.4705 | 10.0745 | 10.0745
2029 | SIWEM_PERC | High Demand Growth+Ref Gas Supply+Methanex Stays+Increased Demand Response+Delayed Build+Low Wind & Solar | 1.9088 | 5.8024 | 5.8024
2030 | SIWEM_PERC | High Demand Growth+Ref Gas Supply+Methanex Stays+Increased Demand Response+Delayed Build+Low Wind & Solar | -4.2769 | 4.9103 | 15.5516
2031 | SIWEM_PERC | High Demand Growth+Ref Gas Supply+Methanex Stays+Increased Demand Response+Delayed Build+Low Wind & Solar | -9.5005 | -0.8391 | 12.0517
2032 | SIWEM_PERC | High Demand Growth+Ref Gas Supply+Methanex Stays+Increased Demand Response+Delayed Build+Low Wind & Solar | -11.248 | -1.4502 | 17.5853
2033 | SIWEM_PERC | High Demand Growth+Ref Gas Supply+Methanex Stays+Increased Demand Response+Delayed Build+Low Wind & Solar | -12.8456 | -3.2532 | 22.8029
2034 | SIWEM_PERC | High Demand Growth+Ref Gas Supply+Methanex Stays+Increased Demand Response+Delayed Build+Low Wind & Solar | -14.5725 | -5.2022 | 18.8376
2035 | SIWEM_PERC | High Demand Growth+Ref Gas Supply+Methanex Stays+Increased Demand Response+Delayed Build+Low Wind & Solar | -15.8119 | -6.612 | 17.7101
2026 | NZWEM_PERC | High Demand Growth+Ref Gas Supply+Methanex Stays+Increased Demand Response+Delayed Build+Constrained Operational Capacity | 10.8071 | 10.8071 | 10.8071
2027 | NZWEM_PERC | High Demand Growth+Ref Gas Supply+Methanex Stays+Increased Demand Response+Delayed Build+Constrained Operational Capacity | 3.1863 | 3.3194 | 3.4773
2028 | NZWEM_PERC | High Demand Growth+Ref Gas Supply+Methanex Stays+Increased Demand Response+Delayed Build+Constrained Operational Capacity | 2.18 | 3.4819 | 3.7653
2029 | NZWEM_PERC | High Demand Growth+Ref Gas Supply+Methanex Stays+Increased Demand Response+Delayed Build+Constrained Operational Capacity | -0.86321 | 1.6169 | 2.3872
2030 | NZWEM_PERC | High Demand Growth+Ref Gas Supply+Methanex Stays+Increased Demand Response+Delayed Build+Constrained Operational Capacity | -5.0074 | 2.5613 | 8.959
2031 | NZWEM_PERC | High Demand Growth+Ref Gas Supply+Methanex Stays+Increased Demand Response+Delayed Build+Constrained Operational Capacity | -8.9595 | 0.84674 | 7.9298
2032 | NZWEM_PERC | High Demand Growth+Ref Gas Supply+Methanex Stays+Increased Demand Response+Delayed Build+Constrained Operational Capacity | -11.1976 | -1.1137 | 10.3969
2033 | NZWEM_PERC | High Demand Growth+Ref Gas Supply+Methanex Stays+Increased Demand Response+Delayed Build+Constrained Operational Capacity | -13.1524 | -3.2537 | 12.7162
2034 | NZWEM_PERC | High Demand Growth+Ref Gas Supply+Methanex Stays+Increased Demand Response+Delayed Build+Constrained Operational Capacity | -15.047 | -5.1309 | 11.173
2035 | NZWEM_PERC | High Demand Growth+Ref Gas Supply+Methanex Stays+Increased Demand Response+Delayed Build+Constrained Operational Capacity | -16.5731 | -6.5119 | 10.7768
2026 | NIWCM | High Demand Growth+Ref Gas Supply+Methanex Stays+Increased Demand Response+Delayed Build+Constrained Operational Capacity | 209.2066 | 209.2066 | 209.2066
2027 | NIWCM | High Demand Growth+Ref Gas Supply+Methanex Stays+Increased Demand Response+Delayed Build+Constrained Operational Capacity | 234.8086 | 234.8086 | 234.8086
2028 | NIWCM | High Demand Growth+Ref Gas Supply+Methanex Stays+Increased Demand Response+Delayed Build+Constrained Operational Capacity | 189.4472 | 189.4472 | 189.4472
2029 | NIWCM | High Demand Growth+Ref Gas Supply+Methanex Stays+Increased Demand Response+Delayed Build+Constrained Operational Capacity | -104.6736 | -22.4911 | -22.4911
2030 | NIWCM | High Demand Growth+Ref Gas Supply+Methanex Stays+Increased Demand Response+Delayed Build+Constrained Operational Capacity | -429.2372 | 84.4296 | 202.3611
2031 | NIWCM | High Demand Growth+Ref Gas Supply+Methanex Stays+Increased Demand Response+Delayed Build+Constrained Operational Capacity | -706.7292 | -53.7864 | 105.5011
2032 | NIWCM | High Demand Growth+Ref Gas Supply+Methanex Stays+Increased Demand Response+Delayed Build+Constrained Operational Capacity | -921.2769 | -205.4263 | 10.2368
2033 | NIWCM | High Demand Growth+Ref Gas Supply+Methanex Stays+Increased Demand Response+Delayed Build+Constrained Operational Capacity | -1048.9768 | -320.9212 | -46.6745
2034 | NIWCM | High Demand Growth+Ref Gas Supply+Methanex Stays+Increased Demand Response+Delayed Build+Constrained Operational Capacity | -1271.3344 | -545.6798 | -248.3392
2035 | NIWCM | High Demand Growth+Ref Gas Supply+Methanex Stays+Increased Demand Response+Delayed Build+Constrained Operational Capacity | -1382.3925 | -684.3587 | -374.3294
2026 | SIWEM_PERC | High Demand Growth+Ref Gas Supply+Methanex Stays+Increased Demand Response+Delayed Build+Constrained Operational Capacity | 28.4469 | 28.4469 | 28.4469
2027 | SIWEM_PERC | High Demand Growth+Ref Gas Supply+Methanex Stays+Increased Demand Response+Delayed Build+Constrained Operational Capacity | 13.1185 | 13.1862 | 13.1862
2028 | SIWEM_PERC | High Demand Growth+Ref Gas Supply+Methanex Stays+Increased Demand Response+Delayed Build+Constrained Operational Capacity | 9.1882 | 10.9655 | 10.9655
2029 | SIWEM_PERC | High Demand Growth+Ref Gas Supply+Methanex Stays+Increased Demand Response+Delayed Build+Constrained Operational Capacity | 2.6144 | 6.9288 | 6.9288
2030 | SIWEM_PERC | High Demand Growth+Ref Gas Supply+Methanex Stays+Increased Demand Response+Delayed Build+Constrained Operational Capacity | -3.4825 | 6.6977 | 22.3945
2031 | SIWEM_PERC | High Demand Growth+Ref Gas Supply+Methanex Stays+Increased Demand Response+Delayed Build+Constrained Operational Capacity | -8.7515 | 0.84595 | 19.4038
2032 | SIWEM_PERC | High Demand Growth+Ref Gas Supply+Methanex Stays+Increased Demand Response+Delayed Build+Constrained Operational Capacity | -10.5156 | 0.3411 | 26.0363
2033 | SIWEM_PERC | High Demand Growth+Ref Gas Supply+Methanex Stays+Increased Demand Response+Delayed Build+Constrained Operational Capacity | -12.1285 | -1.4995 | 32.3117
2034 | SIWEM_PERC | High Demand Growth+Ref Gas Supply+Methanex Stays+Increased Demand Response+Delayed Build+Constrained Operational Capacity | -13.8721 | -3.4891 | 28.3386
2035 | SIWEM_PERC | High Demand Growth+Ref Gas Supply+Methanex Stays+Increased Demand Response+Delayed Build+Constrained Operational Capacity | -15.1242 | -4.93 | 27.3983
2026 | NZWEM_PERC | High Demand Growth+Ref Gas Supply+Methanex Stays+Increased Demand Response+Delayed Build+Constrained Operational Capacity+Low Wind & Solar | 9.9225 | 9.9225 | 9.9225
2027 | NZWEM_PERC | High Demand Growth+Ref Gas Supply+Methanex Stays+Increased Demand Response+Delayed Build+Constrained Operational Capacity+Low Wind & Solar | 2.286 | 2.4061 | 2.5486
2028 | NZWEM_PERC | High Demand Growth+Ref Gas Supply+Methanex Stays+Increased Demand Response+Delayed Build+Constrained Operational Capacity+Low Wind & Solar | 1.0952 | 2.2701 | 2.5258
2029 | NZWEM_PERC | High Demand Growth+Ref Gas Supply+Methanex Stays+Increased Demand Response+Delayed Build+Constrained Operational Capacity+Low Wind & Solar | -2.0358 | 0.20235 | 0.89751
2030 | NZWEM_PERC | High Demand Growth+Ref Gas Supply+Methanex Stays+Increased Demand Response+Delayed Build+Constrained Operational Capacity+Low Wind & Solar | -6.1996 | 0.63091 | 6.4046
2031 | NZWEM_PERC | High Demand Growth+Ref Gas Supply+Methanex Stays+Increased Demand Response+Delayed Build+Constrained Operational Capacity+Low Wind & Solar | -10.102 | -1.2522 | 5.14
2032 | NZWEM_PERC | High Demand Growth+Ref Gas Supply+Methanex Stays+Increased Demand Response+Delayed Build+Constrained Operational Capacity+Low Wind & Solar | -12.3079 | -3.2074 | 7.2103
2033 | NZWEM_PERC | High Demand Growth+Ref Gas Supply+Methanex Stays+Increased Demand Response+Delayed Build+Constrained Operational Capacity+Low Wind & Solar | -14.2344 | -5.2942 | 9.1473
2034 | NZWEM_PERC | High Demand Growth+Ref Gas Supply+Methanex Stays+Increased Demand Response+Delayed Build+Constrained Operational Capacity+Low Wind & Solar | -16.0976 | -7.1419 | 7.6284
2035 | NZWEM_PERC | High Demand Growth+Ref Gas Supply+Methanex Stays+Increased Demand Response+Delayed Build+Constrained Operational Capacity+Low Wind & Solar | -17.5989 | -8.4754 | 7.1822
2026 | NIWCM | High Demand Growth+Ref Gas Supply+Methanex Stays+Increased Demand Response+Delayed Build+Constrained Operational Capacity+Low Wind & Solar | 209.2066 | 209.2066 | 209.2066
2027 | NIWCM | High Demand Growth+Ref Gas Supply+Methanex Stays+Increased Demand Response+Delayed Build+Constrained Operational Capacity+Low Wind & Solar | 234.8086 | 234.8086 | 234.8086
2028 | NIWCM | High Demand Growth+Ref Gas Supply+Methanex Stays+Increased Demand Response+Delayed Build+Constrained Operational Capacity+Low Wind & Solar | 189.4472 | 189.4472 | 189.4472
2029 | NIWCM | High Demand Growth+Ref Gas Supply+Methanex Stays+Increased Demand Response+Delayed Build+Constrained Operational Capacity+Low Wind & Solar | -104.6736 | -22.4911 | -22.4911
2030 | NIWCM | High Demand Growth+Ref Gas Supply+Methanex Stays+Increased Demand Response+Delayed Build+Constrained Operational Capacity+Low Wind & Solar | -429.2372 | 84.4296 | 202.3611
2031 | NIWCM | High Demand Growth+Ref Gas Supply+Methanex Stays+Increased Demand Response+Delayed Build+Constrained Operational Capacity+Low Wind & Solar | -706.7292 | -53.7864 | 105.5011
2032 | NIWCM | High Demand Growth+Ref Gas Supply+Methanex Stays+Increased Demand Response+Delayed Build+Constrained Operational Capacity+Low Wind & Solar | -921.2769 | -205.4263 | 10.2368
2033 | NIWCM | High Demand Growth+Ref Gas Supply+Methanex Stays+Increased Demand Response+Delayed Build+Constrained Operational Capacity+Low Wind & Solar | -1048.9768 | -320.9212 | -46.6745
2034 | NIWCM | High Demand Growth+Ref Gas Supply+Methanex Stays+Increased Demand Response+Delayed Build+Constrained Operational Capacity+Low Wind & Solar | -1271.3344 | -545.6798 | -248.3392
2035 | NIWCM | High Demand Growth+Ref Gas Supply+Methanex Stays+Increased Demand Response+Delayed Build+Constrained Operational Capacity+Low Wind & Solar | -1382.3925 | -684.3587 | -374.3294
2026 | SIWEM_PERC | High Demand Growth+Ref Gas Supply+Methanex Stays+Increased Demand Response+Delayed Build+Constrained Operational Capacity+Low Wind & Solar | 25.9588 | 25.9588 | 25.9588
2027 | SIWEM_PERC | High Demand Growth+Ref Gas Supply+Methanex Stays+Increased Demand Response+Delayed Build+Constrained Operational Capacity+Low Wind & Solar | 12.6546 | 12.7157 | 12.7157
2028 | SIWEM_PERC | High Demand Growth+Ref Gas Supply+Methanex Stays+Increased Demand Response+Delayed Build+Constrained Operational Capacity+Low Wind & Solar | 8.4705 | 10.0745 | 10.0745
2029 | SIWEM_PERC | High Demand Growth+Ref Gas Supply+Methanex Stays+Increased Demand Response+Delayed Build+Constrained Operational Capacity+Low Wind & Solar | 1.9088 | 5.8024 | 5.8024
2030 | SIWEM_PERC | High Demand Growth+Ref Gas Supply+Methanex Stays+Increased Demand Response+Delayed Build+Constrained Operational Capacity+Low Wind & Solar | -4.2769 | 4.9103 | 15.5516
2031 | SIWEM_PERC | High Demand Growth+Ref Gas Supply+Methanex Stays+Increased Demand Response+Delayed Build+Constrained Operational Capacity+Low Wind & Solar | -9.5005 | -0.8391 | 12.0517
2032 | SIWEM_PERC | High Demand Growth+Ref Gas Supply+Methanex Stays+Increased Demand Response+Delayed Build+Constrained Operational Capacity+Low Wind & Solar | -11.248 | -1.4502 | 17.5853
2033 | SIWEM_PERC | High Demand Growth+Ref Gas Supply+Methanex Stays+Increased Demand Response+Delayed Build+Constrained Operational Capacity+Low Wind & Solar | -12.8456 | -3.2532 | 22.8029
2034 | SIWEM_PERC | High Demand Growth+Ref Gas Supply+Methanex Stays+Increased Demand Response+Delayed Build+Constrained Operational Capacity+Low Wind & Solar | -14.5725 | -5.2022 | 18.8376
2035 | SIWEM_PERC | High Demand Growth+Ref Gas Supply+Methanex Stays+Increased Demand Response+Delayed Build+Constrained Operational Capacity+Low Wind & Solar | -15.8119 | -6.612 | 17.7101
2026 | NZWEM_PERC | High Demand Growth+Ref Gas Supply+Methanex Stays+Increased Demand Response+Delayed Build+Upgraded HVDC | 10.8071 | 10.8071 | 10.8071
2027 | NZWEM_PERC | High Demand Growth+Ref Gas Supply+Methanex Stays+Increased Demand Response+Delayed Build+Upgraded HVDC | 3.1863 | 3.3194 | 3.4773
2028 | NZWEM_PERC | High Demand Growth+Ref Gas Supply+Methanex Stays+Increased Demand Response+Delayed Build+Upgraded HVDC | 2.18 | 3.4819 | 3.7653
2029 | NZWEM_PERC | High Demand Growth+Ref Gas Supply+Methanex Stays+Increased Demand Response+Delayed Build+Upgraded HVDC | -0.86321 | 1.6169 | 2.3872
2030 | NZWEM_PERC | High Demand Growth+Ref Gas Supply+Methanex Stays+Increased Demand Response+Delayed Build+Upgraded HVDC | -5.0074 | 2.5613 | 8.959
2031 | NZWEM_PERC | High Demand Growth+Ref Gas Supply+Methanex Stays+Increased Demand Response+Delayed Build+Upgraded HVDC | -8.9595 | 0.84674 | 7.9298
2032 | NZWEM_PERC | High Demand Growth+Ref Gas Supply+Methanex Stays+Increased Demand Response+Delayed Build+Upgraded HVDC | -11.1976 | -1.1137 | 10.3969
2033 | NZWEM_PERC | High Demand Growth+Ref Gas Supply+Methanex Stays+Increased Demand Response+Delayed Build+Upgraded HVDC | -13.1524 | -3.2537 | 12.7162
2034 | NZWEM_PERC | High Demand Growth+Ref Gas Supply+Methanex Stays+Increased Demand Response+Delayed Build+Upgraded HVDC | -15.047 | -5.1309 | 11.173
2035 | NZWEM_PERC | High Demand Growth+Ref Gas Supply+Methanex Stays+Increased Demand Response+Delayed Build+Upgraded HVDC | -16.5731 | -6.5119 | 10.7768
2026 | NIWCM | High Demand Growth+Ref Gas Supply+Methanex Stays+Increased Demand Response+Delayed Build+Upgraded HVDC | 741.7097 | 741.7097 | 741.7097
2027 | NIWCM | High Demand Growth+Ref Gas Supply+Methanex Stays+Increased Demand Response+Delayed Build+Upgraded HVDC | 773.7008 | 775.7044 | 778.1769
2028 | NIWCM | High Demand Growth+Ref Gas Supply+Methanex Stays+Increased Demand Response+Delayed Build+Upgraded HVDC | 800.8704 | 821.4527 | 825.9892
2029 | NIWCM | High Demand Growth+Ref Gas Supply+Methanex Stays+Increased Demand Response+Delayed Build+Upgraded HVDC | 540.388 | 668.6941 | 682.2864
2030 | NIWCM | High Demand Growth+Ref Gas Supply+Methanex Stays+Increased Demand Response+Delayed Build+Upgraded HVDC | 249.6281 | 975.8805 | 1268.8801
2031 | NIWCM | High Demand Growth+Ref Gas Supply+Methanex Stays+Increased Demand Response+Delayed Build+Upgraded HVDC | -26.1236 | 912.4003 | 1273.9201
2032 | NIWCM | High Demand Growth+Ref Gas Supply+Methanex Stays+Increased Demand Response+Delayed Build+Upgraded HVDC | -241.015 | 773.2788 | 1362.2406
2033 | NIWCM | High Demand Growth+Ref Gas Supply+Methanex Stays+Increased Demand Response+Delayed Build+Upgraded HVDC | -364.9056 | 658.1255 | 1487.8496
2034 | NIWCM | High Demand Growth+Ref Gas Supply+Methanex Stays+Increased Demand Response+Delayed Build+Upgraded HVDC | -593.2946 | 450.6272 | 1318.121
2035 | NIWCM | High Demand Growth+Ref Gas Supply+Methanex Stays+Increased Demand Response+Delayed Build+Upgraded HVDC | -760.1654 | 315.0259 | 1253.1878
2026 | SIWEM_PERC | High Demand Growth+Ref Gas Supply+Methanex Stays+Increased Demand Response+Delayed Build+Upgraded HVDC | 28.4469 | 28.4469 | 28.4469
2027 | SIWEM_PERC | High Demand Growth+Ref Gas Supply+Methanex Stays+Increased Demand Response+Delayed Build+Upgraded HVDC | 13.1185 | 13.1862 | 13.1862
2028 | SIWEM_PERC | High Demand Growth+Ref Gas Supply+Methanex Stays+Increased Demand Response+Delayed Build+Upgraded HVDC | 9.1882 | 10.9655 | 10.9655
2029 | SIWEM_PERC | High Demand Growth+Ref Gas Supply+Methanex Stays+Increased Demand Response+Delayed Build+Upgraded HVDC | 2.6144 | 6.9288 | 6.9288
2030 | SIWEM_PERC | High Demand Growth+Ref Gas Supply+Methanex Stays+Increased Demand Response+Delayed Build+Upgraded HVDC | -3.4825 | 6.6977 | 22.3945
2031 | SIWEM_PERC | High Demand Growth+Ref Gas Supply+Methanex Stays+Increased Demand Response+Delayed Build+Upgraded HVDC | -8.7515 | 0.84595 | 19.4038
2032 | SIWEM_PERC | High Demand Growth+Ref Gas Supply+Methanex Stays+Increased Demand Response+Delayed Build+Upgraded HVDC | -10.5156 | 0.3411 | 26.0363
2033 | SIWEM_PERC | High Demand Growth+Ref Gas Supply+Methanex Stays+Increased Demand Response+Delayed Build+Upgraded HVDC | -12.1285 | -1.4995 | 32.3117
2034 | SIWEM_PERC | High Demand Growth+Ref Gas Supply+Methanex Stays+Increased Demand Response+Delayed Build+Upgraded HVDC | -13.8721 | -3.4891 | 28.3386
2035 | SIWEM_PERC | High Demand Growth+Ref Gas Supply+Methanex Stays+Increased Demand Response+Delayed Build+Upgraded HVDC | -15.1242 | -4.93 | 27.3983
2026 | NZWEM_PERC | High Demand Growth+Ref Gas Supply+Methanex Stays+Increased Demand Response+Delayed Build+Upgraded HVDC+Low Wind & Solar | 9.9225 | 9.9225 | 9.9225
2027 | NZWEM_PERC | High Demand Growth+Ref Gas Supply+Methanex Stays+Increased Demand Response+Delayed Build+Upgraded HVDC+Low Wind & Solar | 2.286 | 2.4061 | 2.5486
2028 | NZWEM_PERC | High Demand Growth+Ref Gas Supply+Methanex Stays+Increased Demand Response+Delayed Build+Upgraded HVDC+Low Wind & Solar | 1.0952 | 2.2701 | 2.5258
2029 | NZWEM_PERC | High Demand Growth+Ref Gas Supply+Methanex Stays+Increased Demand Response+Delayed Build+Upgraded HVDC+Low Wind & Solar | -2.0358 | 0.20235 | 0.89751
2030 | NZWEM_PERC | High Demand Growth+Ref Gas Supply+Methanex Stays+Increased Demand Response+Delayed Build+Upgraded HVDC+Low Wind & Solar | -6.1996 | 0.63091 | 6.4046
2031 | NZWEM_PERC | High Demand Growth+Ref Gas Supply+Methanex Stays+Increased Demand Response+Delayed Build+Upgraded HVDC+Low Wind & Solar | -10.102 | -1.2522 | 5.14
2032 | NZWEM_PERC | High Demand Growth+Ref Gas Supply+Methanex Stays+Increased Demand Response+Delayed Build+Upgraded HVDC+Low Wind & Solar | -12.3079 | -3.2074 | 7.2103
2033 | NZWEM_PERC | High Demand Growth+Ref Gas Supply+Methanex Stays+Increased Demand Response+Delayed Build+Upgraded HVDC+Low Wind & Solar | -14.2344 | -5.2942 | 9.1473
2034 | NZWEM_PERC | High Demand Growth+Ref Gas Supply+Methanex Stays+Increased Demand Response+Delayed Build+Upgraded HVDC+Low Wind & Solar | -16.0976 | -7.1419 | 7.6284
2035 | NZWEM_PERC | High Demand Growth+Ref Gas Supply+Methanex Stays+Increased Demand Response+Delayed Build+Upgraded HVDC+Low Wind & Solar | -17.5989 | -8.4754 | 7.1822
2026 | NIWCM | High Demand Growth+Ref Gas Supply+Methanex Stays+Increased Demand Response+Delayed Build+Upgraded HVDC+Low Wind & Solar | 741.7097 | 741.7097 | 741.7097
2027 | NIWCM | High Demand Growth+Ref Gas Supply+Methanex Stays+Increased Demand Response+Delayed Build+Upgraded HVDC+Low Wind & Solar | 773.7008 | 775.7044 | 778.1769
2028 | NIWCM | High Demand Growth+Ref Gas Supply+Methanex Stays+Increased Demand Response+Delayed Build+Upgraded HVDC+Low Wind & Solar | 800.8704 | 821.4527 | 825.9892
2029 | NIWCM | High Demand Growth+Ref Gas Supply+Methanex Stays+Increased Demand Response+Delayed Build+Upgraded HVDC+Low Wind & Solar | 540.388 | 668.6941 | 682.2864
2030 | NIWCM | High Demand Growth+Ref Gas Supply+Methanex Stays+Increased Demand Response+Delayed Build+Upgraded HVDC+Low Wind & Solar | 249.6281 | 975.8805 | 1268.8801
2031 | NIWCM | High Demand Growth+Ref Gas Supply+Methanex Stays+Increased Demand Response+Delayed Build+Upgraded HVDC+Low Wind & Solar | -26.1236 | 912.4003 | 1273.9201
2032 | NIWCM | High Demand Growth+Ref Gas Supply+Methanex Stays+Increased Demand Response+Delayed Build+Upgraded HVDC+Low Wind & Solar | -241.015 | 773.2788 | 1362.2406
2033 | NIWCM | High Demand Growth+Ref Gas Supply+Methanex Stays+Increased Demand Response+Delayed Build+Upgraded HVDC+Low Wind & Solar | -364.9056 | 658.1255 | 1487.8496
2034 | NIWCM | High Demand Growth+Ref Gas Supply+Methanex Stays+Increased Demand Response+Delayed Build+Upgraded HVDC+Low Wind & Solar | -593.2946 | 450.6272 | 1318.121
2035 | NIWCM | High Demand Growth+Ref Gas Supply+Methanex Stays+Increased Demand Response+Delayed Build+Upgraded HVDC+Low Wind & Solar | -760.1654 | 315.0259 | 1253.1878
2026 | SIWEM_PERC | High Demand Growth+Ref Gas Supply+Methanex Stays+Increased Demand Response+Delayed Build+Upgraded HVDC+Low Wind & Solar | 25.9588 | 25.9588 | 25.9588
2027 | SIWEM_PERC | High Demand Growth+Ref Gas Supply+Methanex Stays+Increased Demand Response+Delayed Build+Upgraded HVDC+Low Wind & Solar | 12.6546 | 12.7157 | 12.7157
2028 | SIWEM_PERC | High Demand Growth+Ref Gas Supply+Methanex Stays+Increased Demand Response+Delayed Build+Upgraded HVDC+Low Wind & Solar | 8.4705 | 10.0745 | 10.0745
2029 | SIWEM_PERC | High Demand Growth+Ref Gas Supply+Methanex Stays+Increased Demand Response+Delayed Build+Upgraded HVDC+Low Wind & Solar | 1.9088 | 5.8024 | 5.8024
2030 | SIWEM_PERC | High Demand Growth+Ref Gas Supply+Methanex Stays+Increased Demand Response+Delayed Build+Upgraded HVDC+Low Wind & Solar | -4.2769 | 4.9103 | 15.5516
2031 | SIWEM_PERC | High Demand Growth+Ref Gas Supply+Methanex Stays+Increased Demand Response+Delayed Build+Upgraded HVDC+Low Wind & Solar | -9.5005 | -0.8391 | 12.0517
2032 | SIWEM_PERC | High Demand Growth+Ref Gas Supply+Methanex Stays+Increased Demand Response+Delayed Build+Upgraded HVDC+Low Wind & Solar | -11.248 | -1.4502 | 17.5853
2033 | SIWEM_PERC | High Demand Growth+Ref Gas Supply+Methanex Stays+Increased Demand Response+Delayed Build+Upgraded HVDC+Low Wind & Solar | -12.8456 | -3.2532 | 22.8029
2034 | SIWEM_PERC | High Demand Growth+Ref Gas Supply+Methanex Stays+Increased Demand Response+Delayed Build+Upgraded HVDC+Low Wind & Solar | -14.5725 | -5.2022 | 18.8376
2035 | SIWEM_PERC | High Demand Growth+Ref Gas Supply+Methanex Stays+Increased Demand Response+Delayed Build+Upgraded HVDC+Low Wind & Solar | -15.8119 | -6.612 | 17.7101
2026 | NZWEM_PERC | High Demand Growth+Ref Gas Supply+Methanex Stays+Increased Demand Response+Delayed Build+Upgraded HVDC+Constrained Operational Capacity | 10.8071 | 10.8071 | 10.8071
2027 | NZWEM_PERC | High Demand Growth+Ref Gas Supply+Methanex Stays+Increased Demand Response+Delayed Build+Upgraded HVDC+Constrained Operational Capacity | 3.1863 | 3.3194 | 3.4773
2028 | NZWEM_PERC | High Demand Growth+Ref Gas Supply+Methanex Stays+Increased Demand Response+Delayed Build+Upgraded HVDC+Constrained Operational Capacity | 2.18 | 3.4819 | 3.7653
2029 | NZWEM_PERC | High Demand Growth+Ref Gas Supply+Methanex Stays+Increased Demand Response+Delayed Build+Upgraded HVDC+Constrained Operational Capacity | -0.86321 | 1.6169 | 2.3872
2030 | NZWEM_PERC | High Demand Growth+Ref Gas Supply+Methanex Stays+Increased Demand Response+Delayed Build+Upgraded HVDC+Constrained Operational Capacity | -5.0074 | 2.5613 | 8.959
2031 | NZWEM_PERC | High Demand Growth+Ref Gas Supply+Methanex Stays+Increased Demand Response+Delayed Build+Upgraded HVDC+Constrained Operational Capacity | -8.9595 | 0.84674 | 7.9298
2032 | NZWEM_PERC | High Demand Growth+Ref Gas Supply+Methanex Stays+Increased Demand Response+Delayed Build+Upgraded HVDC+Constrained Operational Capacity | -11.1976 | -1.1137 | 10.3969
2033 | NZWEM_PERC | High Demand Growth+Ref Gas Supply+Methanex Stays+Increased Demand Response+Delayed Build+Upgraded HVDC+Constrained Operational Capacity | -13.1524 | -3.2537 | 12.7162
2034 | NZWEM_PERC | High Demand Growth+Ref Gas Supply+Methanex Stays+Increased Demand Response+Delayed Build+Upgraded HVDC+Constrained Operational Capacity | -15.047 | -5.1309 | 11.173
2035 | NZWEM_PERC | High Demand Growth+Ref Gas Supply+Methanex Stays+Increased Demand Response+Delayed Build+Upgraded HVDC+Constrained Operational Capacity | -16.5731 | -6.5119 | 10.7768
2026 | NIWCM | High Demand Growth+Ref Gas Supply+Methanex Stays+Increased Demand Response+Delayed Build+Upgraded HVDC+Constrained Operational Capacity | 209.2066 | 209.2066 | 209.2066
2027 | NIWCM | High Demand Growth+Ref Gas Supply+Methanex Stays+Increased Demand Response+Delayed Build+Upgraded HVDC+Constrained Operational Capacity | 234.8086 | 234.8086 | 234.8086
2028 | NIWCM | High Demand Growth+Ref Gas Supply+Methanex Stays+Increased Demand Response+Delayed Build+Upgraded HVDC+Constrained Operational Capacity | 189.4472 | 189.4472 | 189.4472
2029 | NIWCM | High Demand Growth+Ref Gas Supply+Methanex Stays+Increased Demand Response+Delayed Build+Upgraded HVDC+Constrained Operational Capacity | -104.6736 | -22.4911 | -22.4911
2030 | NIWCM | High Demand Growth+Ref Gas Supply+Methanex Stays+Increased Demand Response+Delayed Build+Upgraded HVDC+Constrained Operational Capacity | -429.2372 | 84.4296 | 202.3611
2031 | NIWCM | High Demand Growth+Ref Gas Supply+Methanex Stays+Increased Demand Response+Delayed Build+Upgraded HVDC+Constrained Operational Capacity | -706.7292 | -53.7864 | 105.5011
2032 | NIWCM | High Demand Growth+Ref Gas Supply+Methanex Stays+Increased Demand Response+Delayed Build+Upgraded HVDC+Constrained Operational Capacity | -921.2769 | -205.4263 | 10.2368
2033 | NIWCM | High Demand Growth+Ref Gas Supply+Methanex Stays+Increased Demand Response+Delayed Build+Upgraded HVDC+Constrained Operational Capacity | -1048.9768 | -320.9212 | -46.6745
2034 | NIWCM | High Demand Growth+Ref Gas Supply+Methanex Stays+Increased Demand Response+Delayed Build+Upgraded HVDC+Constrained Operational Capacity | -1271.3344 | -545.6798 | -248.3392
2035 | NIWCM | High Demand Growth+Ref Gas Supply+Methanex Stays+Increased Demand Response+Delayed Build+Upgraded HVDC+Constrained Operational Capacity | -1382.3925 | -684.3587 | -374.3294
2026 | SIWEM_PERC | High Demand Growth+Ref Gas Supply+Methanex Stays+Increased Demand Response+Delayed Build+Upgraded HVDC+Constrained Operational Capacity | 28.4469 | 28.4469 | 28.4469
2027 | SIWEM_PERC | High Demand Growth+Ref Gas Supply+Methanex Stays+Increased Demand Response+Delayed Build+Upgraded HVDC+Constrained Operational Capacity | 13.1185 | 13.1862 | 13.1862
2028 | SIWEM_PERC | High Demand Growth+Ref Gas Supply+Methanex Stays+Increased Demand Response+Delayed Build+Upgraded HVDC+Constrained Operational Capacity | 9.1882 | 10.9655 | 10.9655
2029 | SIWEM_PERC | High Demand Growth+Ref Gas Supply+Methanex Stays+Increased Demand Response+Delayed Build+Upgraded HVDC+Constrained Operational Capacity | 2.6144 | 6.9288 | 6.9288
2030 | SIWEM_PERC | High Demand Growth+Ref Gas Supply+Methanex Stays+Increased Demand Response+Delayed Build+Upgraded HVDC+Constrained Operational Capacity | -3.4825 | 6.6977 | 22.3945
2031 | SIWEM_PERC | High Demand Growth+Ref Gas Supply+Methanex Stays+Increased Demand Response+Delayed Build+Upgraded HVDC+Constrained Operational Capacity | -8.7515 | 0.84595 | 19.4038
2032 | SIWEM_PERC | High Demand Growth+Ref Gas Supply+Methanex Stays+Increased Demand Response+Delayed Build+Upgraded HVDC+Constrained Operational Capacity | -10.5156 | 0.3411 | 26.0363
2033 | SIWEM_PERC | High Demand Growth+Ref Gas Supply+Methanex Stays+Increased Demand Response+Delayed Build+Upgraded HVDC+Constrained Operational Capacity | -12.1285 | -1.4995 | 32.3117
2034 | SIWEM_PERC | High Demand Growth+Ref Gas Supply+Methanex Stays+Increased Demand Response+Delayed Build+Upgraded HVDC+Constrained Operational Capacity | -13.8721 | -3.4891 | 28.3386
2035 | SIWEM_PERC | High Demand Growth+Ref Gas Supply+Methanex Stays+Increased Demand Response+Delayed Build+Upgraded HVDC+Constrained Operational Capacity | -15.1242 | -4.93 | 27.3983
2026 | NZWEM_PERC | High Demand Growth+Ref Gas Supply+Methanex Stays+Increased Demand Response+Delayed Build+Upgraded HVDC+Constrained Operational Capacity+Low Wind & Solar | 9.9225 | 9.9225 | 9.9225
2027 | NZWEM_PERC | High Demand Growth+Ref Gas Supply+Methanex Stays+Increased Demand Response+Delayed Build+Upgraded HVDC+Constrained Operational Capacity+Low Wind & Solar | 2.286 | 2.4061 | 2.5486
2028 | NZWEM_PERC | High Demand Growth+Ref Gas Supply+Methanex Stays+Increased Demand Response+Delayed Build+Upgraded HVDC+Constrained Operational Capacity+Low Wind & Solar | 1.0952 | 2.2701 | 2.5258
2029 | NZWEM_PERC | High Demand Growth+Ref Gas Supply+Methanex Stays+Increased Demand Response+Delayed Build+Upgraded HVDC+Constrained Operational Capacity+Low Wind & Solar | -2.0358 | 0.20235 | 0.89751
2030 | NZWEM_PERC | High Demand Growth+Ref Gas Supply+Methanex Stays+Increased Demand Response+Delayed Build+Upgraded HVDC+Constrained Operational Capacity+Low Wind & Solar | -6.1996 | 0.63091 | 6.4046
2031 | NZWEM_PERC | High Demand Growth+Ref Gas Supply+Methanex Stays+Increased Demand Response+Delayed Build+Upgraded HVDC+Constrained Operational Capacity+Low Wind & Solar | -10.102 | -1.2522 | 5.14
2032 | NZWEM_PERC | High Demand Growth+Ref Gas Supply+Methanex Stays+Increased Demand Response+Delayed Build+Upgraded HVDC+Constrained Operational Capacity+Low Wind & Solar | -12.3079 | -3.2074 | 7.2103
2033 | NZWEM_PERC | High Demand Growth+Ref Gas Supply+Methanex Stays+Increased Demand Response+Delayed Build+Upgraded HVDC+Constrained Operational Capacity+Low Wind & Solar | -14.2344 | -5.2942 | 9.1473
2034 | NZWEM_PERC | High Demand Growth+Ref Gas Supply+Methanex Stays+Increased Demand Response+Delayed Build+Upgraded HVDC+Constrained Operational Capacity+Low Wind & Solar | -16.0976 | -7.1419 | 7.6284
2035 | NZWEM_PERC | High Demand Growth+Ref Gas Supply+Methanex Stays+Increased Demand Response+Delayed Build+Upgraded HVDC+Constrained Operational Capacity+Low Wind & Solar | -17.5989 | -8.4754 | 7.1822
2026 | NIWCM | High Demand Growth+Ref Gas Supply+Methanex Stays+Increased Demand Response+Delayed Build+Upgraded HVDC+Constrained Operational Capacity+Low Wind & Solar | 209.2066 | 209.2066 | 209.2066
2027 | NIWCM | High Demand Growth+Ref Gas Supply+Methanex Stays+Increased Demand Response+Delayed Build+Upgraded HVDC+Constrained Operational Capacity+Low Wind & Solar | 234.8086 | 234.8086 | 234.8086
2028 | NIWCM | High Demand Growth+Ref Gas Supply+Methanex Stays+Increased Demand Response+Delayed Build+Upgraded HVDC+Constrained Operational Capacity+Low Wind & Solar | 189.4472 | 189.4472 | 189.4472
2029 | NIWCM | High Demand Growth+Ref Gas Supply+Methanex Stays+Increased Demand Response+Delayed Build+Upgraded HVDC+Constrained Operational Capacity+Low Wind & Solar | -104.6736 | -22.4911 | -22.4911
2030 | NIWCM | High Demand Growth+Ref Gas Supply+Methanex Stays+Increased Demand Response+Delayed Build+Upgraded HVDC+Constrained Operational Capacity+Low Wind & Solar | -429.2372 | 84.4296 | 202.3611
2031 | NIWCM | High Demand Growth+Ref Gas Supply+Methanex Stays+Increased Demand Response+Delayed Build+Upgraded HVDC+Constrained Operational Capacity+Low Wind & Solar | -706.7292 | -53.7864 | 105.5011
2032 | NIWCM | High Demand Growth+Ref Gas Supply+Methanex Stays+Increased Demand Response+Delayed Build+Upgraded HVDC+Constrained Operational Capacity+Low Wind & Solar | -921.2769 | -205.4263 | 10.2368
2033 | NIWCM | High Demand Growth+Ref Gas Supply+Methanex Stays+Increased Demand Response+Delayed Build+Upgraded HVDC+Constrained Operational Capacity+Low Wind & Solar | -1048.9768 | -320.9212 | -46.6745
2034 | NIWCM | High Demand Growth+Ref Gas Supply+Methanex Stays+Increased Demand Response+Delayed Build+Upgraded HVDC+Constrained Operational Capacity+Low Wind & Solar | -1271.3344 | -545.6798 | -248.3392
2035 | NIWCM | High Demand Growth+Ref Gas Supply+Methanex Stays+Increased Demand Response+Delayed Build+Upgraded HVDC+Constrained Operational Capacity+Low Wind & Solar | -1382.3925 | -684.3587 | -374.3294
2026 | SIWEM_PERC | High Demand Growth+Ref Gas Supply+Methanex Stays+Increased Demand Response+Delayed Build+Upgraded HVDC+Constrained Operational Capacity+Low Wind & Solar | 25.9588 | 25.9588 | 25.9588
2027 | SIWEM_PERC | High Demand Growth+Ref Gas Supply+Methanex Stays+Increased Demand Response+Delayed Build+Upgraded HVDC+Constrained Operational Capacity+Low Wind & Solar | 12.6546 | 12.7157 | 12.7157
2028 | SIWEM_PERC | High Demand Growth+Ref Gas Supply+Methanex Stays+Increased Demand Response+Delayed Build+Upgraded HVDC+Constrained Operational Capacity+Low Wind & Solar | 8.4705 | 10.0745 | 10.0745
2029 | SIWEM_PERC | High Demand Growth+Ref Gas Supply+Methanex Stays+Increased Demand Response+Delayed Build+Upgraded HVDC+Constrained Operational Capacity+Low Wind & Solar | 1.9088 | 5.8024 | 5.8024
2030 | SIWEM_PERC | High Demand Growth+Ref Gas Supply+Methanex Stays+Increased Demand Response+Delayed Build+Upgraded HVDC+Constrained Operational Capacity+Low Wind & Solar | -4.2769 | 4.9103 | 15.5516
2031 | SIWEM_PERC | High Demand Growth+Ref Gas Supply+Methanex Stays+Increased Demand Response+Delayed Build+Upgraded HVDC+Constrained Operational Capacity+Low Wind & Solar | -9.5005 | -0.8391 | 12.0517
2032 | SIWEM_PERC | High Demand Growth+Ref Gas Supply+Methanex Stays+Increased Demand Response+Delayed Build+Upgraded HVDC+Constrained Operational Capacity+Low Wind & Solar | -11.248 | -1.4502 | 17.5853
2033 | SIWEM_PERC | High Demand Growth+Ref Gas Supply+Methanex Stays+Increased Demand Response+Delayed Build+Upgraded HVDC+Constrained Operational Capacity+Low Wind & Solar | -12.8456 | -3.2532 | 22.8029
2034 | SIWEM_PERC | High Demand Growth+Ref Gas Supply+Methanex Stays+Increased Demand Response+Delayed Build+Upgraded HVDC+Constrained Operational Capacity+Low Wind & Solar | -14.5725 | -5.2022 | 18.8376
2035 | SIWEM_PERC | High Demand Growth+Ref Gas Supply+Methanex Stays+Increased Demand Response+Delayed Build+Upgraded HVDC+Constrained Operational Capacity+Low Wind & Solar | -15.8119 | -6.612 | 17.7101
2026 | NZWEM_PERC | High Demand Growth+Ref Gas Supply+Methanex Stays+Increased Demand Response+Reduced Rankine Availability | 11.2757 | 11.3311 | 11.3311
2027 | NZWEM_PERC | High Demand Growth+Ref Gas Supply+Methanex Stays+Increased Demand Response+Reduced Rankine Availability | 2.4373 | 4.167 | 4.466
2028 | NZWEM_PERC | High Demand Growth+Ref Gas Supply+Methanex Stays+Increased Demand Response+Reduced Rankine Availability | -1.3311 | 5.9847 | 10.0422
2029 | NZWEM_PERC | High Demand Growth+Ref Gas Supply+Methanex Stays+Increased Demand Response+Reduced Rankine Availability | -6.7341 | 3.2188 | 11.0935
2030 | NZWEM_PERC | High Demand Growth+Ref Gas Supply+Methanex Stays+Increased Demand Response+Reduced Rankine Availability | -11.4566 | -0.18764 | 12.1727
2031 | NZWEM_PERC | High Demand Growth+Ref Gas Supply+Methanex Stays+Increased Demand Response+Reduced Rankine Availability | -15.14 | -4.265 | 12.5988
2032 | NZWEM_PERC | High Demand Growth+Ref Gas Supply+Methanex Stays+Increased Demand Response+Reduced Rankine Availability | -17.2035 | -6.3139 | 10.916
2033 | NZWEM_PERC | High Demand Growth+Ref Gas Supply+Methanex Stays+Increased Demand Response+Reduced Rankine Availability | -19.0053 | -8.3931 | 9.8421
2034 | NZWEM_PERC | High Demand Growth+Ref Gas Supply+Methanex Stays+Increased Demand Response+Reduced Rankine Availability | -20.7301 | -10.0781 | 7.6281
2035 | NZWEM_PERC | High Demand Growth+Ref Gas Supply+Methanex Stays+Increased Demand Response+Reduced Rankine Availability | -22.1222 | -11.6451 | 5.6436
2026 | NIWCM | High Demand Growth+Ref Gas Supply+Methanex Stays+Increased Demand Response+Reduced Rankine Availability | 1020.1216 | 1020.9214 | 1020.9214
2027 | NIWCM | High Demand Growth+Ref Gas Supply+Methanex Stays+Increased Demand Response+Reduced Rankine Availability | 942.8326 | 974.4335 | 978.97
2028 | NIWCM | High Demand Growth+Ref Gas Supply+Methanex Stays+Increased Demand Response+Reduced Rankine Availability | 825.9289 | 1474.3514 | 1544.3903
2029 | NIWCM | High Demand Growth+Ref Gas Supply+Methanex Stays+Increased Demand Response+Reduced Rankine Availability | 518.4543 | 1413.5768 | 1742.6064
2030 | NIWCM | High Demand Growth+Ref Gas Supply+Methanex Stays+Increased Demand Response+Reduced Rankine Availability | 75.0046 | 1101.7085 | 1661.8351
2031 | NIWCM | High Demand Growth+Ref Gas Supply+Methanex Stays+Increased Demand Response+Reduced Rankine Availability | -183.5851 | 862.8736 | 1678.4663
2032 | NIWCM | High Demand Growth+Ref Gas Supply+Methanex Stays+Increased Demand Response+Reduced Rankine Availability | -398.4765 | 669.1865 | 1524.8112
2033 | NIWCM | High Demand Growth+Ref Gas Supply+Methanex Stays+Increased Demand Response+Reduced Rankine Availability | -595.3056 | 472.7647 | 1401.8913
2034 | NIWCM | High Demand Growth+Ref Gas Supply+Methanex Stays+Increased Demand Response+Reduced Rankine Availability | -823.6946 | 290.3164 | 1302.2392
2035 | NIWCM | High Demand Growth+Ref Gas Supply+Methanex Stays+Increased Demand Response+Reduced Rankine Availability | -990.5654 | 136.9579 | 1152.3488
2026 | SIWEM_PERC | High Demand Growth+Ref Gas Supply+Methanex Stays+Increased Demand Response+Reduced Rankine Availability | 29.7649 | 29.9207 | 29.9207
2027 | SIWEM_PERC | High Demand Growth+Ref Gas Supply+Methanex Stays+Increased Demand Response+Reduced Rankine Availability | 16.6389 | 19.1065 | 19.1065
2028 | SIWEM_PERC | High Demand Growth+Ref Gas Supply+Methanex Stays+Increased Demand Response+Reduced Rankine Availability | 11.2837 | 23.0995 | 29.7273
2029 | SIWEM_PERC | High Demand Growth+Ref Gas Supply+Methanex Stays+Increased Demand Response+Reduced Rankine Availability | 4.2023 | 15.2291 | 28.7461
2030 | SIWEM_PERC | High Demand Growth+Ref Gas Supply+Methanex Stays+Increased Demand Response+Reduced Rankine Availability | -3.4825 | 8.2937 | 31.0037
2031 | SIWEM_PERC | High Demand Growth+Ref Gas Supply+Methanex Stays+Increased Demand Response+Reduced Rankine Availability | -8.7515 | 2.3505 | 31.7086
2032 | SIWEM_PERC | High Demand Growth+Ref Gas Supply+Methanex Stays+Increased Demand Response+Reduced Rankine Availability | -10.5156 | 0.3411 | 27.4132
2033 | SIWEM_PERC | High Demand Growth+Ref Gas Supply+Methanex Stays+Increased Demand Response+Reduced Rankine Availability | -12.1285 | -1.4995 | 24.6542
2034 | SIWEM_PERC | High Demand Growth+Ref Gas Supply+Methanex Stays+Increased Demand Response+Reduced Rankine Availability | -13.8721 | -3.4891 | 18.8368
2035 | SIWEM_PERC | High Demand Growth+Ref Gas Supply+Methanex Stays+Increased Demand Response+Reduced Rankine Availability | -15.1242 | -4.93 | 13.5631
2026 | NZWEM_PERC | High Demand Growth+Ref Gas Supply+Methanex Stays+Increased Demand Response+Reduced Rankine Availability+Low Wind & Solar | 10.1129 | 10.1629 | 10.1629
2027 | NZWEM_PERC | High Demand Growth+Ref Gas Supply+Methanex Stays+Increased Demand Response+Reduced Rankine Availability+Low Wind & Solar | 1.1688 | 2.7298 | 2.9996
2028 | NZWEM_PERC | High Demand Growth+Ref Gas Supply+Methanex Stays+Increased Demand Response+Reduced Rankine Availability+Low Wind & Solar | -2.6364 | 3.9658 | 7.6276
2029 | NZWEM_PERC | High Demand Growth+Ref Gas Supply+Methanex Stays+Increased Demand Response+Reduced Rankine Availability+Low Wind & Solar | -8.0043 | 0.97786 | 8.0845
2030 | NZWEM_PERC | High Demand Growth+Ref Gas Supply+Methanex Stays+Increased Demand Response+Reduced Rankine Availability+Low Wind & Solar | -12.6488 | -2.436 | 8.7509
2031 | NZWEM_PERC | High Demand Growth+Ref Gas Supply+Methanex Stays+Increased Demand Response+Reduced Rankine Availability+Low Wind & Solar | -16.2825 | -6.4196 | 8.8301
2032 | NZWEM_PERC | High Demand Growth+Ref Gas Supply+Methanex Stays+Increased Demand Response+Reduced Rankine Availability+Low Wind & Solar | -18.3137 | -8.4391 | 7.1701
2033 | NZWEM_PERC | High Demand Growth+Ref Gas Supply+Methanex Stays+Increased Demand Response+Reduced Rankine Availability+Low Wind & Solar | -20.0873 | -10.4641 | 6.0508
2034 | NZWEM_PERC | High Demand Growth+Ref Gas Supply+Methanex Stays+Increased Demand Response+Reduced Rankine Availability+Low Wind & Solar | -21.7807 | -12.0891 | 3.9467
2035 | NZWEM_PERC | High Demand Growth+Ref Gas Supply+Methanex Stays+Increased Demand Response+Reduced Rankine Availability+Low Wind & Solar | -23.148 | -13.6086 | 2.049
2026 | NIWCM | High Demand Growth+Ref Gas Supply+Methanex Stays+Increased Demand Response+Reduced Rankine Availability+Low Wind & Solar | 1020.1216 | 1020.9214 | 1020.9214
2027 | NIWCM | High Demand Growth+Ref Gas Supply+Methanex Stays+Increased Demand Response+Reduced Rankine Availability+Low Wind & Solar | 942.8326 | 974.4335 | 978.97
2028 | NIWCM | High Demand Growth+Ref Gas Supply+Methanex Stays+Increased Demand Response+Reduced Rankine Availability+Low Wind & Solar | 825.9289 | 1474.3514 | 1544.3903
2029 | NIWCM | High Demand Growth+Ref Gas Supply+Methanex Stays+Increased Demand Response+Reduced Rankine Availability+Low Wind & Solar | 518.4543 | 1413.5768 | 1742.6064
2030 | NIWCM | High Demand Growth+Ref Gas Supply+Methanex Stays+Increased Demand Response+Reduced Rankine Availability+Low Wind & Solar | 75.0046 | 1101.7085 | 1661.8351
2031 | NIWCM | High Demand Growth+Ref Gas Supply+Methanex Stays+Increased Demand Response+Reduced Rankine Availability+Low Wind & Solar | -183.5851 | 862.8736 | 1678.4663
2032 | NIWCM | High Demand Growth+Ref Gas Supply+Methanex Stays+Increased Demand Response+Reduced Rankine Availability+Low Wind & Solar | -398.4765 | 669.1865 | 1524.8112
2033 | NIWCM | High Demand Growth+Ref Gas Supply+Methanex Stays+Increased Demand Response+Reduced Rankine Availability+Low Wind & Solar | -595.3056 | 472.7647 | 1401.8913
2034 | NIWCM | High Demand Growth+Ref Gas Supply+Methanex Stays+Increased Demand Response+Reduced Rankine Availability+Low Wind & Solar | -823.6946 | 290.3164 | 1302.2392
2035 | NIWCM | High Demand Growth+Ref Gas Supply+Methanex Stays+Increased Demand Response+Reduced Rankine Availability+Low Wind & Solar | -990.5654 | 136.9579 | 1152.3488
2026 | SIWEM_PERC | High Demand Growth+Ref Gas Supply+Methanex Stays+Increased Demand Response+Reduced Rankine Availability+Low Wind & Solar | 26.4945 | 26.6351 | 26.6351
2027 | SIWEM_PERC | High Demand Growth+Ref Gas Supply+Methanex Stays+Increased Demand Response+Reduced Rankine Availability+Low Wind & Solar | 15.8317 | 18.0585 | 18.0585
2028 | SIWEM_PERC | High Demand Growth+Ref Gas Supply+Methanex Stays+Increased Demand Response+Reduced Rankine Availability+Low Wind & Solar | 10.3616 | 21.025 | 27.0063
2029 | SIWEM_PERC | High Demand Growth+Ref Gas Supply+Methanex Stays+Increased Demand Response+Reduced Rankine Availability+Low Wind & Solar | 3.3418 | 13.2931 | 25.4917
2030 | SIWEM_PERC | High Demand Growth+Ref Gas Supply+Methanex Stays+Increased Demand Response+Reduced Rankine Availability+Low Wind & Solar | -4.2769 | 6.3506 | 21.837
2031 | SIWEM_PERC | High Demand Growth+Ref Gas Supply+Methanex Stays+Increased Demand Response+Reduced Rankine Availability+Low Wind & Solar | -9.5005 | 0.51875 | 21.7766
2032 | SIWEM_PERC | High Demand Growth+Ref Gas Supply+Methanex Stays+Increased Demand Response+Reduced Rankine Availability+Low Wind & Solar | -11.248 | -1.4502 | 17.4787
2033 | SIWEM_PERC | High Demand Growth+Ref Gas Supply+Methanex Stays+Increased Demand Response+Reduced Rankine Availability+Low Wind & Solar | -12.8456 | -3.2532 | 14.5528
2034 | SIWEM_PERC | High Demand Growth+Ref Gas Supply+Methanex Stays+Increased Demand Response+Reduced Rankine Availability+Low Wind & Solar | -14.5725 | -5.2022 | 11.7666
2035 | SIWEM_PERC | High Demand Growth+Ref Gas Supply+Methanex Stays+Increased Demand Response+Reduced Rankine Availability+Low Wind & Solar | -15.8119 | -6.612 | 10.0483
2026 | NZWEM_PERC | High Demand Growth+Ref Gas Supply+Methanex Stays+Increased Demand Response+Reduced Rankine Availability+Constrained Operational Capacity | 11.2757 | 11.3311 | 11.3311
2027 | NZWEM_PERC | High Demand Growth+Ref Gas Supply+Methanex Stays+Increased Demand Response+Reduced Rankine Availability+Constrained Operational Capacity | 2.4373 | 4.167 | 4.466
2028 | NZWEM_PERC | High Demand Growth+Ref Gas Supply+Methanex Stays+Increased Demand Response+Reduced Rankine Availability+Constrained Operational Capacity | -1.3311 | 5.9847 | 10.0422
2029 | NZWEM_PERC | High Demand Growth+Ref Gas Supply+Methanex Stays+Increased Demand Response+Reduced Rankine Availability+Constrained Operational Capacity | -6.7341 | 3.2188 | 11.0935
2030 | NZWEM_PERC | High Demand Growth+Ref Gas Supply+Methanex Stays+Increased Demand Response+Reduced Rankine Availability+Constrained Operational Capacity | -11.4566 | -0.18764 | 12.1727
2031 | NZWEM_PERC | High Demand Growth+Ref Gas Supply+Methanex Stays+Increased Demand Response+Reduced Rankine Availability+Constrained Operational Capacity | -15.14 | -4.265 | 12.5988
2032 | NZWEM_PERC | High Demand Growth+Ref Gas Supply+Methanex Stays+Increased Demand Response+Reduced Rankine Availability+Constrained Operational Capacity | -17.2035 | -6.3139 | 10.916
2033 | NZWEM_PERC | High Demand Growth+Ref Gas Supply+Methanex Stays+Increased Demand Response+Reduced Rankine Availability+Constrained Operational Capacity | -19.0053 | -8.3931 | 9.8421
2034 | NZWEM_PERC | High Demand Growth+Ref Gas Supply+Methanex Stays+Increased Demand Response+Reduced Rankine Availability+Constrained Operational Capacity | -20.7301 | -10.0781 | 7.6281
2035 | NZWEM_PERC | High Demand Growth+Ref Gas Supply+Methanex Stays+Increased Demand Response+Reduced Rankine Availability+Constrained Operational Capacity | -22.1222 | -11.6451 | 5.6436
2026 | NIWCM | High Demand Growth+Ref Gas Supply+Methanex Stays+Increased Demand Response+Reduced Rankine Availability+Constrained Operational Capacity | 439.5221 | 439.5221 | 439.5221
2027 | NIWCM | High Demand Growth+Ref Gas Supply+Methanex Stays+Increased Demand Response+Reduced Rankine Availability+Constrained Operational Capacity | 320.9465 | 324.8176 | 324.8176
2028 | NIWCM | High Demand Growth+Ref Gas Supply+Methanex Stays+Increased Demand Response+Reduced Rankine Availability+Constrained Operational Capacity | 169.0221 | 663.6563 | 671.9906
2029 | NIWCM | High Demand Growth+Ref Gas Supply+Methanex Stays+Increased Demand Response+Reduced Rankine Availability+Constrained Operational Capacity | -154.8654 | 494.7855 | 652.1706
2030 | NIWCM | High Demand Growth+Ref Gas Supply+Methanex Stays+Increased Demand Response+Reduced Rankine Availability+Constrained Operational Capacity | -603.8607 | 137.6087 | 350.945
2031 | NIWCM | High Demand Growth+Ref Gas Supply+Methanex Stays+Increased Demand Response+Reduced Rankine Availability+Constrained Operational Capacity | -864.1907 | -111.9715 | 161.7371
2032 | NIWCM | High Demand Growth+Ref Gas Supply+Methanex Stays+Increased Demand Response+Reduced Rankine Availability+Constrained Operational Capacity | -1078.7384 | -324.0986 | -27.0191
2033 | NIWCM | High Demand Growth+Ref Gas Supply+Methanex Stays+Increased Demand Response+Reduced Rankine Availability+Constrained Operational Capacity | -1279.3768 | -520.862 | -215.1628
2034 | NIWCM | High Demand Growth+Ref Gas Supply+Methanex Stays+Increased Demand Response+Reduced Rankine Availability+Constrained Operational Capacity | -1501.7344 | -705.9906 | -321.421
2035 | NIWCM | High Demand Growth+Ref Gas Supply+Methanex Stays+Increased Demand Response+Reduced Rankine Availability+Constrained Operational Capacity | -1612.7925 | -862.4267 | -475.1684
2026 | SIWEM_PERC | High Demand Growth+Ref Gas Supply+Methanex Stays+Increased Demand Response+Reduced Rankine Availability+Constrained Operational Capacity | 29.7649 | 29.9207 | 29.9207
2027 | SIWEM_PERC | High Demand Growth+Ref Gas Supply+Methanex Stays+Increased Demand Response+Reduced Rankine Availability+Constrained Operational Capacity | 16.6389 | 19.1065 | 19.1065
2028 | SIWEM_PERC | High Demand Growth+Ref Gas Supply+Methanex Stays+Increased Demand Response+Reduced Rankine Availability+Constrained Operational Capacity | 11.2837 | 23.0995 | 29.7273
2029 | SIWEM_PERC | High Demand Growth+Ref Gas Supply+Methanex Stays+Increased Demand Response+Reduced Rankine Availability+Constrained Operational Capacity | 4.2023 | 15.2291 | 28.7461
2030 | SIWEM_PERC | High Demand Growth+Ref Gas Supply+Methanex Stays+Increased Demand Response+Reduced Rankine Availability+Constrained Operational Capacity | -3.4825 | 8.2937 | 31.0037
2031 | SIWEM_PERC | High Demand Growth+Ref Gas Supply+Methanex Stays+Increased Demand Response+Reduced Rankine Availability+Constrained Operational Capacity | -8.7515 | 2.3505 | 31.7086
2032 | SIWEM_PERC | High Demand Growth+Ref Gas Supply+Methanex Stays+Increased Demand Response+Reduced Rankine Availability+Constrained Operational Capacity | -10.5156 | 0.3411 | 27.4132
2033 | SIWEM_PERC | High Demand Growth+Ref Gas Supply+Methanex Stays+Increased Demand Response+Reduced Rankine Availability+Constrained Operational Capacity | -12.1285 | -1.4995 | 24.6542
2034 | SIWEM_PERC | High Demand Growth+Ref Gas Supply+Methanex Stays+Increased Demand Response+Reduced Rankine Availability+Constrained Operational Capacity | -13.8721 | -3.4891 | 18.8368
2035 | SIWEM_PERC | High Demand Growth+Ref Gas Supply+Methanex Stays+Increased Demand Response+Reduced Rankine Availability+Constrained Operational Capacity | -15.1242 | -4.93 | 13.5631
2026 | NZWEM_PERC | High Demand Growth+Ref Gas Supply+Methanex Stays+Increased Demand Response+Reduced Rankine Availability+Constrained Operational Capacity+Low Wind & Solar | 10.1129 | 10.1629 | 10.1629
2027 | NZWEM_PERC | High Demand Growth+Ref Gas Supply+Methanex Stays+Increased Demand Response+Reduced Rankine Availability+Constrained Operational Capacity+Low Wind & Solar | 1.1688 | 2.7298 | 2.9996
2028 | NZWEM_PERC | High Demand Growth+Ref Gas Supply+Methanex Stays+Increased Demand Response+Reduced Rankine Availability+Constrained Operational Capacity+Low Wind & Solar | -2.6364 | 3.9658 | 7.6276
2029 | NZWEM_PERC | High Demand Growth+Ref Gas Supply+Methanex Stays+Increased Demand Response+Reduced Rankine Availability+Constrained Operational Capacity+Low Wind & Solar | -8.0043 | 0.97786 | 8.0845
2030 | NZWEM_PERC | High Demand Growth+Ref Gas Supply+Methanex Stays+Increased Demand Response+Reduced Rankine Availability+Constrained Operational Capacity+Low Wind & Solar | -12.6488 | -2.436 | 8.7509
2031 | NZWEM_PERC | High Demand Growth+Ref Gas Supply+Methanex Stays+Increased Demand Response+Reduced Rankine Availability+Constrained Operational Capacity+Low Wind & Solar | -16.2825 | -6.4196 | 8.8301
2032 | NZWEM_PERC | High Demand Growth+Ref Gas Supply+Methanex Stays+Increased Demand Response+Reduced Rankine Availability+Constrained Operational Capacity+Low Wind & Solar | -18.3137 | -8.4391 | 7.1701
2033 | NZWEM_PERC | High Demand Growth+Ref Gas Supply+Methanex Stays+Increased Demand Response+Reduced Rankine Availability+Constrained Operational Capacity+Low Wind & Solar | -20.0873 | -10.4641 | 6.0508
2034 | NZWEM_PERC | High Demand Growth+Ref Gas Supply+Methanex Stays+Increased Demand Response+Reduced Rankine Availability+Constrained Operational Capacity+Low Wind & Solar | -21.7807 | -12.0891 | 3.9467
2035 | NZWEM_PERC | High Demand Growth+Ref Gas Supply+Methanex Stays+Increased Demand Response+Reduced Rankine Availability+Constrained Operational Capacity+Low Wind & Solar | -23.148 | -13.6086 | 2.049
2026 | NIWCM | High Demand Growth+Ref Gas Supply+Methanex Stays+Increased Demand Response+Reduced Rankine Availability+Constrained Operational Capacity+Low Wind & Solar | 439.5221 | 439.5221 | 439.5221
2027 | NIWCM | High Demand Growth+Ref Gas Supply+Methanex Stays+Increased Demand Response+Reduced Rankine Availability+Constrained Operational Capacity+Low Wind & Solar | 320.9465 | 324.8176 | 324.8176
2028 | NIWCM | High Demand Growth+Ref Gas Supply+Methanex Stays+Increased Demand Response+Reduced Rankine Availability+Constrained Operational Capacity+Low Wind & Solar | 169.0221 | 663.6563 | 671.9906
2029 | NIWCM | High Demand Growth+Ref Gas Supply+Methanex Stays+Increased Demand Response+Reduced Rankine Availability+Constrained Operational Capacity+Low Wind & Solar | -154.8654 | 494.7855 | 652.1706
2030 | NIWCM | High Demand Growth+Ref Gas Supply+Methanex Stays+Increased Demand Response+Reduced Rankine Availability+Constrained Operational Capacity+Low Wind & Solar | -603.8607 | 137.6087 | 350.945
2031 | NIWCM | High Demand Growth+Ref Gas Supply+Methanex Stays+Increased Demand Response+Reduced Rankine Availability+Constrained Operational Capacity+Low Wind & Solar | -864.1907 | -111.9715 | 161.7371
2032 | NIWCM | High Demand Growth+Ref Gas Supply+Methanex Stays+Increased Demand Response+Reduced Rankine Availability+Constrained Operational Capacity+Low Wind & Solar | -1078.7384 | -324.0986 | -27.0191
2033 | NIWCM | High Demand Growth+Ref Gas Supply+Methanex Stays+Increased Demand Response+Reduced Rankine Availability+Constrained Operational Capacity+Low Wind & Solar | -1279.3768 | -520.862 | -215.1628
2034 | NIWCM | High Demand Growth+Ref Gas Supply+Methanex Stays+Increased Demand Response+Reduced Rankine Availability+Constrained Operational Capacity+Low Wind & Solar | -1501.7344 | -705.9906 | -321.421
2035 | NIWCM | High Demand Growth+Ref Gas Supply+Methanex Stays+Increased Demand Response+Reduced Rankine Availability+Constrained Operational Capacity+Low Wind & Solar | -1612.7925 | -862.4267 | -475.1684
2026 | SIWEM_PERC | High Demand Growth+Ref Gas Supply+Methanex Stays+Increased Demand Response+Reduced Rankine Availability+Constrained Operational Capacity+Low Wind & Solar | 26.4945 | 26.6351 | 26.6351
2027 | SIWEM_PERC | High Demand Growth+Ref Gas Supply+Methanex Stays+Increased Demand Response+Reduced Rankine Availability+Constrained Operational Capacity+Low Wind & Solar | 15.8317 | 18.0585 | 18.0585
2028 | SIWEM_PERC | High Demand Growth+Ref Gas Supply+Methanex Stays+Increased Demand Response+Reduced Rankine Availability+Constrained Operational Capacity+Low Wind & Solar | 10.3616 | 21.025 | 27.0063
2029 | SIWEM_PERC | High Demand Growth+Ref Gas Supply+Methanex Stays+Increased Demand Response+Reduced Rankine Availability+Constrained Operational Capacity+Low Wind & Solar | 3.3418 | 13.2931 | 25.4917
2030 | SIWEM_PERC | High Demand Growth+Ref Gas Supply+Methanex Stays+Increased Demand Response+Reduced Rankine Availability+Constrained Operational Capacity+Low Wind & Solar | -4.2769 | 6.3506 | 21.837
2031 | SIWEM_PERC | High Demand Growth+Ref Gas Supply+Methanex Stays+Increased Demand Response+Reduced Rankine Availability+Constrained Operational Capacity+Low Wind & Solar | -9.5005 | 0.51875 | 21.7766
2032 | SIWEM_PERC | High Demand Growth+Ref Gas Supply+Methanex Stays+Increased Demand Response+Reduced Rankine Availability+Constrained Operational Capacity+Low Wind & Solar | -11.248 | -1.4502 | 17.4787
2033 | SIWEM_PERC | High Demand Growth+Ref Gas Supply+Methanex Stays+Increased Demand Response+Reduced Rankine Availability+Constrained Operational Capacity+Low Wind & Solar | -12.8456 | -3.2532 | 14.5528
2034 | SIWEM_PERC | High Demand Growth+Ref Gas Supply+Methanex Stays+Increased Demand Response+Reduced Rankine Availability+Constrained Operational Capacity+Low Wind & Solar | -14.5725 | -5.2022 | 11.7666
2035 | SIWEM_PERC | High Demand Growth+Ref Gas Supply+Methanex Stays+Increased Demand Response+Reduced Rankine Availability+Constrained Operational Capacity+Low Wind & Solar | -15.8119 | -6.612 | 10.0483
2026 | NZWEM_PERC | High Demand Growth+Ref Gas Supply+Methanex Stays+Increased Demand Response+Reduced Rankine Availability+Upgraded HVDC | 11.2757 | 11.3311 | 11.3311
2027 | NZWEM_PERC | High Demand Growth+Ref Gas Supply+Methanex Stays+Increased Demand Response+Reduced Rankine Availability+Upgraded HVDC | 2.4373 | 4.167 | 4.466
2028 | NZWEM_PERC | High Demand Growth+Ref Gas Supply+Methanex Stays+Increased Demand Response+Reduced Rankine Availability+Upgraded HVDC | -1.3311 | 5.9847 | 10.0422
2029 | NZWEM_PERC | High Demand Growth+Ref Gas Supply+Methanex Stays+Increased Demand Response+Reduced Rankine Availability+Upgraded HVDC | -6.7341 | 3.2188 | 11.0935
2030 | NZWEM_PERC | High Demand Growth+Ref Gas Supply+Methanex Stays+Increased Demand Response+Reduced Rankine Availability+Upgraded HVDC | -11.4566 | -0.18764 | 12.1727
2031 | NZWEM_PERC | High Demand Growth+Ref Gas Supply+Methanex Stays+Increased Demand Response+Reduced Rankine Availability+Upgraded HVDC | -15.14 | -4.265 | 12.5988
2032 | NZWEM_PERC | High Demand Growth+Ref Gas Supply+Methanex Stays+Increased Demand Response+Reduced Rankine Availability+Upgraded HVDC | -17.2035 | -6.3139 | 10.916
2033 | NZWEM_PERC | High Demand Growth+Ref Gas Supply+Methanex Stays+Increased Demand Response+Reduced Rankine Availability+Upgraded HVDC | -19.0053 | -8.3931 | 9.8421
2034 | NZWEM_PERC | High Demand Growth+Ref Gas Supply+Methanex Stays+Increased Demand Response+Reduced Rankine Availability+Upgraded HVDC | -20.7301 | -10.0781 | 7.6281
2035 | NZWEM_PERC | High Demand Growth+Ref Gas Supply+Methanex Stays+Increased Demand Response+Reduced Rankine Availability+Upgraded HVDC | -22.1222 | -11.6451 | 5.6436
2026 | NIWCM | High Demand Growth+Ref Gas Supply+Methanex Stays+Increased Demand Response+Reduced Rankine Availability+Upgraded HVDC | 1020.1216 | 1020.9214 | 1020.9214
2027 | NIWCM | High Demand Growth+Ref Gas Supply+Methanex Stays+Increased Demand Response+Reduced Rankine Availability+Upgraded HVDC | 942.8326 | 974.4335 | 978.97
2028 | NIWCM | High Demand Growth+Ref Gas Supply+Methanex Stays+Increased Demand Response+Reduced Rankine Availability+Upgraded HVDC | 825.9289 | 1474.3514 | 1544.3903
2029 | NIWCM | High Demand Growth+Ref Gas Supply+Methanex Stays+Increased Demand Response+Reduced Rankine Availability+Upgraded HVDC | 518.4543 | 1413.5768 | 1742.6064
2030 | NIWCM | High Demand Growth+Ref Gas Supply+Methanex Stays+Increased Demand Response+Reduced Rankine Availability+Upgraded HVDC | 75.0046 | 1101.7085 | 1661.8351
2031 | NIWCM | High Demand Growth+Ref Gas Supply+Methanex Stays+Increased Demand Response+Reduced Rankine Availability+Upgraded HVDC | -183.5851 | 862.8736 | 1678.4641
2032 | NIWCM | High Demand Growth+Ref Gas Supply+Methanex Stays+Increased Demand Response+Reduced Rankine Availability+Upgraded HVDC | -398.4765 | 669.1865 | 1524.812
2033 | NIWCM | High Demand Growth+Ref Gas Supply+Methanex Stays+Increased Demand Response+Reduced Rankine Availability+Upgraded HVDC | -595.3056 | 472.7647 | 1401.8913
2034 | NIWCM | High Demand Growth+Ref Gas Supply+Methanex Stays+Increased Demand Response+Reduced Rankine Availability+Upgraded HVDC | -823.6946 | 290.3164 | 1302.2392
2035 | NIWCM | High Demand Growth+Ref Gas Supply+Methanex Stays+Increased Demand Response+Reduced Rankine Availability+Upgraded HVDC | -990.5654 | 136.9579 | 1152.3488
2026 | SIWEM_PERC | High Demand Growth+Ref Gas Supply+Methanex Stays+Increased Demand Response+Reduced Rankine Availability+Upgraded HVDC | 29.7649 | 29.9207 | 29.9207
2027 | SIWEM_PERC | High Demand Growth+Ref Gas Supply+Methanex Stays+Increased Demand Response+Reduced Rankine Availability+Upgraded HVDC | 16.6389 | 19.1065 | 19.1065
2028 | SIWEM_PERC | High Demand Growth+Ref Gas Supply+Methanex Stays+Increased Demand Response+Reduced Rankine Availability+Upgraded HVDC | 11.2837 | 23.0995 | 29.7273
2029 | SIWEM_PERC | High Demand Growth+Ref Gas Supply+Methanex Stays+Increased Demand Response+Reduced Rankine Availability+Upgraded HVDC | 4.2023 | 15.2291 | 28.7461
2030 | SIWEM_PERC | High Demand Growth+Ref Gas Supply+Methanex Stays+Increased Demand Response+Reduced Rankine Availability+Upgraded HVDC | -3.4825 | 8.2937 | 31.0037
2031 | SIWEM_PERC | High Demand Growth+Ref Gas Supply+Methanex Stays+Increased Demand Response+Reduced Rankine Availability+Upgraded HVDC | -8.7515 | 2.3505 | 31.7086
2032 | SIWEM_PERC | High Demand Growth+Ref Gas Supply+Methanex Stays+Increased Demand Response+Reduced Rankine Availability+Upgraded HVDC | -10.5156 | 0.3411 | 27.4132
2033 | SIWEM_PERC | High Demand Growth+Ref Gas Supply+Methanex Stays+Increased Demand Response+Reduced Rankine Availability+Upgraded HVDC | -12.1285 | -1.4995 | 24.6542
2034 | SIWEM_PERC | High Demand Growth+Ref Gas Supply+Methanex Stays+Increased Demand Response+Reduced Rankine Availability+Upgraded HVDC | -13.8721 | -3.4891 | 18.8368
2035 | SIWEM_PERC | High Demand Growth+Ref Gas Supply+Methanex Stays+Increased Demand Response+Reduced Rankine Availability+Upgraded HVDC | -15.1242 | -4.93 | 13.5631
2026 | NZWEM_PERC | High Demand Growth+Ref Gas Supply+Methanex Stays+Increased Demand Response+Reduced Rankine Availability+Upgraded HVDC+Low Wind & Solar | 10.1129 | 10.1629 | 10.1629
2027 | NZWEM_PERC | High Demand Growth+Ref Gas Supply+Methanex Stays+Increased Demand Response+Reduced Rankine Availability+Upgraded HVDC+Low Wind & Solar | 1.1688 | 2.7298 | 2.9996
2028 | NZWEM_PERC | High Demand Growth+Ref Gas Supply+Methanex Stays+Increased Demand Response+Reduced Rankine Availability+Upgraded HVDC+Low Wind & Solar | -2.6364 | 3.9658 | 7.6276
2029 | NZWEM_PERC | High Demand Growth+Ref Gas Supply+Methanex Stays+Increased Demand Response+Reduced Rankine Availability+Upgraded HVDC+Low Wind & Solar | -8.0043 | 0.97786 | 8.0845
2030 | NZWEM_PERC | High Demand Growth+Ref Gas Supply+Methanex Stays+Increased Demand Response+Reduced Rankine Availability+Upgraded HVDC+Low Wind & Solar | -12.6488 | -2.436 | 8.7509
2031 | NZWEM_PERC | High Demand Growth+Ref Gas Supply+Methanex Stays+Increased Demand Response+Reduced Rankine Availability+Upgraded HVDC+Low Wind & Solar | -16.2825 | -6.4196 | 8.8301
2032 | NZWEM_PERC | High Demand Growth+Ref Gas Supply+Methanex Stays+Increased Demand Response+Reduced Rankine Availability+Upgraded HVDC+Low Wind & Solar | -18.3137 | -8.4391 | 7.1701
2033 | NZWEM_PERC | High Demand Growth+Ref Gas Supply+Methanex Stays+Increased Demand Response+Reduced Rankine Availability+Upgraded HVDC+Low Wind & Solar | -20.0873 | -10.4641 | 6.0508
2034 | NZWEM_PERC | High Demand Growth+Ref Gas Supply+Methanex Stays+Increased Demand Response+Reduced Rankine Availability+Upgraded HVDC+Low Wind & Solar | -21.7807 | -12.0891 | 3.9467
2035 | NZWEM_PERC | High Demand Growth+Ref Gas Supply+Methanex Stays+Increased Demand Response+Reduced Rankine Availability+Upgraded HVDC+Low Wind & Solar | -23.148 | -13.6086 | 2.049
2026 | NIWCM | High Demand Growth+Ref Gas Supply+Methanex Stays+Increased Demand Response+Reduced Rankine Availability+Upgraded HVDC+Low Wind & Solar | 1020.1216 | 1020.9214 | 1020.9214
2027 | NIWCM | High Demand Growth+Ref Gas Supply+Methanex Stays+Increased Demand Response+Reduced Rankine Availability+Upgraded HVDC+Low Wind & Solar | 942.8326 | 974.4335 | 978.97
2028 | NIWCM | High Demand Growth+Ref Gas Supply+Methanex Stays+Increased Demand Response+Reduced Rankine Availability+Upgraded HVDC+Low Wind & Solar | 825.9289 | 1474.3514 | 1544.3903
2029 | NIWCM | High Demand Growth+Ref Gas Supply+Methanex Stays+Increased Demand Response+Reduced Rankine Availability+Upgraded HVDC+Low Wind & Solar | 518.4543 | 1413.5768 | 1742.6064
2030 | NIWCM | High Demand Growth+Ref Gas Supply+Methanex Stays+Increased Demand Response+Reduced Rankine Availability+Upgraded HVDC+Low Wind & Solar | 75.0046 | 1101.7085 | 1661.8351
2031 | NIWCM | High Demand Growth+Ref Gas Supply+Methanex Stays+Increased Demand Response+Reduced Rankine Availability+Upgraded HVDC+Low Wind & Solar | -183.5851 | 862.8736 | 1678.4641
2032 | NIWCM | High Demand Growth+Ref Gas Supply+Methanex Stays+Increased Demand Response+Reduced Rankine Availability+Upgraded HVDC+Low Wind & Solar | -398.4765 | 669.1865 | 1524.812
2033 | NIWCM | High Demand Growth+Ref Gas Supply+Methanex Stays+Increased Demand Response+Reduced Rankine Availability+Upgraded HVDC+Low Wind & Solar | -595.3056 | 472.7647 | 1401.8913
2034 | NIWCM | High Demand Growth+Ref Gas Supply+Methanex Stays+Increased Demand Response+Reduced Rankine Availability+Upgraded HVDC+Low Wind & Solar | -823.6946 | 290.3164 | 1302.2392
2035 | NIWCM | High Demand Growth+Ref Gas Supply+Methanex Stays+Increased Demand Response+Reduced Rankine Availability+Upgraded HVDC+Low Wind & Solar | -990.5654 | 136.9579 | 1152.3488
2026 | SIWEM_PERC | High Demand Growth+Ref Gas Supply+Methanex Stays+Increased Demand Response+Reduced Rankine Availability+Upgraded HVDC+Low Wind & Solar | 26.4945 | 26.6351 | 26.6351
2027 | SIWEM_PERC | High Demand Growth+Ref Gas Supply+Methanex Stays+Increased Demand Response+Reduced Rankine Availability+Upgraded HVDC+Low Wind & Solar | 15.8317 | 18.0585 | 18.0585
2028 | SIWEM_PERC | High Demand Growth+Ref Gas Supply+Methanex Stays+Increased Demand Response+Reduced Rankine Availability+Upgraded HVDC+Low Wind & Solar | 10.3616 | 21.025 | 27.0063
2029 | SIWEM_PERC | High Demand Growth+Ref Gas Supply+Methanex Stays+Increased Demand Response+Reduced Rankine Availability+Upgraded HVDC+Low Wind & Solar | 3.3418 | 13.2931 | 25.4917
2030 | SIWEM_PERC | High Demand Growth+Ref Gas Supply+Methanex Stays+Increased Demand Response+Reduced Rankine Availability+Upgraded HVDC+Low Wind & Solar | -4.2769 | 6.3506 | 21.837
2031 | SIWEM_PERC | High Demand Growth+Ref Gas Supply+Methanex Stays+Increased Demand Response+Reduced Rankine Availability+Upgraded HVDC+Low Wind & Solar | -9.5005 | 0.51875 | 21.7766
2032 | SIWEM_PERC | High Demand Growth+Ref Gas Supply+Methanex Stays+Increased Demand Response+Reduced Rankine Availability+Upgraded HVDC+Low Wind & Solar | -11.248 | -1.4502 | 17.4787
2033 | SIWEM_PERC | High Demand Growth+Ref Gas Supply+Methanex Stays+Increased Demand Response+Reduced Rankine Availability+Upgraded HVDC+Low Wind & Solar | -12.8456 | -3.2532 | 14.5528
2034 | SIWEM_PERC | High Demand Growth+Ref Gas Supply+Methanex Stays+Increased Demand Response+Reduced Rankine Availability+Upgraded HVDC+Low Wind & Solar | -14.5725 | -5.2022 | 11.7666
2035 | SIWEM_PERC | High Demand Growth+Ref Gas Supply+Methanex Stays+Increased Demand Response+Reduced Rankine Availability+Upgraded HVDC+Low Wind & Solar | -15.8119 | -6.612 | 10.0483
2026 | NZWEM_PERC | High Demand Growth+Ref Gas Supply+Methanex Stays+Increased Demand Response+Reduced Rankine Availability+Upgraded HVDC+Constrained Operational Capacity | 11.2757 | 11.3311 | 11.3311
2027 | NZWEM_PERC | High Demand Growth+Ref Gas Supply+Methanex Stays+Increased Demand Response+Reduced Rankine Availability+Upgraded HVDC+Constrained Operational Capacity | 2.4373 | 4.167 | 4.466
2028 | NZWEM_PERC | High Demand Growth+Ref Gas Supply+Methanex Stays+Increased Demand Response+Reduced Rankine Availability+Upgraded HVDC+Constrained Operational Capacity | -1.3311 | 5.9847 | 10.0422
2029 | NZWEM_PERC | High Demand Growth+Ref Gas Supply+Methanex Stays+Increased Demand Response+Reduced Rankine Availability+Upgraded HVDC+Constrained Operational Capacity | -6.7341 | 3.2188 | 11.0935
2030 | NZWEM_PERC | High Demand Growth+Ref Gas Supply+Methanex Stays+Increased Demand Response+Reduced Rankine Availability+Upgraded HVDC+Constrained Operational Capacity | -11.4566 | -0.18764 | 12.1727
2031 | NZWEM_PERC | High Demand Growth+Ref Gas Supply+Methanex Stays+Increased Demand Response+Reduced Rankine Availability+Upgraded HVDC+Constrained Operational Capacity | -15.14 | -4.265 | 12.5988
2032 | NZWEM_PERC | High Demand Growth+Ref Gas Supply+Methanex Stays+Increased Demand Response+Reduced Rankine Availability+Upgraded HVDC+Constrained Operational Capacity | -17.2035 | -6.3139 | 10.916
2033 | NZWEM_PERC | High Demand Growth+Ref Gas Supply+Methanex Stays+Increased Demand Response+Reduced Rankine Availability+Upgraded HVDC+Constrained Operational Capacity | -19.0053 | -8.3931 | 9.8421
2034 | NZWEM_PERC | High Demand Growth+Ref Gas Supply+Methanex Stays+Increased Demand Response+Reduced Rankine Availability+Upgraded HVDC+Constrained Operational Capacity | -20.7301 | -10.0781 | 7.6281
2035 | NZWEM_PERC | High Demand Growth+Ref Gas Supply+Methanex Stays+Increased Demand Response+Reduced Rankine Availability+Upgraded HVDC+Constrained Operational Capacity | -22.1222 | -11.6451 | 5.6436
2026 | NIWCM | High Demand Growth+Ref Gas Supply+Methanex Stays+Increased Demand Response+Reduced Rankine Availability+Upgraded HVDC+Constrained Operational Capacity | 439.5221 | 439.5221 | 439.5221
2027 | NIWCM | High Demand Growth+Ref Gas Supply+Methanex Stays+Increased Demand Response+Reduced Rankine Availability+Upgraded HVDC+Constrained Operational Capacity | 320.9465 | 324.8176 | 324.8176
2028 | NIWCM | High Demand Growth+Ref Gas Supply+Methanex Stays+Increased Demand Response+Reduced Rankine Availability+Upgraded HVDC+Constrained Operational Capacity | 169.0221 | 663.6563 | 671.9906
2029 | NIWCM | High Demand Growth+Ref Gas Supply+Methanex Stays+Increased Demand Response+Reduced Rankine Availability+Upgraded HVDC+Constrained Operational Capacity | -154.8654 | 494.7855 | 652.1706
2030 | NIWCM | High Demand Growth+Ref Gas Supply+Methanex Stays+Increased Demand Response+Reduced Rankine Availability+Upgraded HVDC+Constrained Operational Capacity | -603.8607 | 137.6087 | 350.945
2031 | NIWCM | High Demand Growth+Ref Gas Supply+Methanex Stays+Increased Demand Response+Reduced Rankine Availability+Upgraded HVDC+Constrained Operational Capacity | -864.1907 | -111.9715 | 161.7371
2032 | NIWCM | High Demand Growth+Ref Gas Supply+Methanex Stays+Increased Demand Response+Reduced Rankine Availability+Upgraded HVDC+Constrained Operational Capacity | -1078.7384 | -324.0986 | -27.0191
2033 | NIWCM | High Demand Growth+Ref Gas Supply+Methanex Stays+Increased Demand Response+Reduced Rankine Availability+Upgraded HVDC+Constrained Operational Capacity | -1279.3768 | -520.862 | -215.1628
2034 | NIWCM | High Demand Growth+Ref Gas Supply+Methanex Stays+Increased Demand Response+Reduced Rankine Availability+Upgraded HVDC+Constrained Operational Capacity | -1501.7344 | -705.9906 | -321.421
2035 | NIWCM | High Demand Growth+Ref Gas Supply+Methanex Stays+Increased Demand Response+Reduced Rankine Availability+Upgraded HVDC+Constrained Operational Capacity | -1612.7925 | -862.4267 | -475.1684
2026 | SIWEM_PERC | High Demand Growth+Ref Gas Supply+Methanex Stays+Increased Demand Response+Reduced Rankine Availability+Upgraded HVDC+Constrained Operational Capacity | 29.7649 | 29.9207 | 29.9207
2027 | SIWEM_PERC | High Demand Growth+Ref Gas Supply+Methanex Stays+Increased Demand Response+Reduced Rankine Availability+Upgraded HVDC+Constrained Operational Capacity | 16.6389 | 19.1065 | 19.1065
2028 | SIWEM_PERC | High Demand Growth+Ref Gas Supply+Methanex Stays+Increased Demand Response+Reduced Rankine Availability+Upgraded HVDC+Constrained Operational Capacity | 11.2837 | 23.0995 | 29.7273
2029 | SIWEM_PERC | High Demand Growth+Ref Gas Supply+Methanex Stays+Increased Demand Response+Reduced Rankine Availability+Upgraded HVDC+Constrained Operational Capacity | 4.2023 | 15.2291 | 28.7461
2030 | SIWEM_PERC | High Demand Growth+Ref Gas Supply+Methanex Stays+Increased Demand Response+Reduced Rankine Availability+Upgraded HVDC+Constrained Operational Capacity | -3.4825 | 8.2937 | 31.0037
2031 | SIWEM_PERC | High Demand Growth+Ref Gas Supply+Methanex Stays+Increased Demand Response+Reduced Rankine Availability+Upgraded HVDC+Constrained Operational Capacity | -8.7515 | 2.3505 | 31.7086
2032 | SIWEM_PERC | High Demand Growth+Ref Gas Supply+Methanex Stays+Increased Demand Response+Reduced Rankine Availability+Upgraded HVDC+Constrained Operational Capacity | -10.5156 | 0.3411 | 27.4132
2033 | SIWEM_PERC | High Demand Growth+Ref Gas Supply+Methanex Stays+Increased Demand Response+Reduced Rankine Availability+Upgraded HVDC+Constrained Operational Capacity | -12.1285 | -1.4995 | 24.6542
2034 | SIWEM_PERC | High Demand Growth+Ref Gas Supply+Methanex Stays+Increased Demand Response+Reduced Rankine Availability+Upgraded HVDC+Constrained Operational Capacity | -13.8721 | -3.4891 | 18.8368
2035 | SIWEM_PERC | High Demand Growth+Ref Gas Supply+Methanex Stays+Increased Demand Response+Reduced Rankine Availability+Upgraded HVDC+Constrained Operational Capacity | -15.1242 | -4.93 | 13.5631
2026 | NZWEM_PERC | High Demand Growth+Ref Gas Supply+Methanex Stays+Increased Demand Response+Reduced Rankine Availability+Upgraded HVDC+Constrained Operational Capacity+Low Wind & Solar | 10.1129 | 10.1629 | 10.1629
2027 | NZWEM_PERC | High Demand Growth+Ref Gas Supply+Methanex Stays+Increased Demand Response+Reduced Rankine Availability+Upgraded HVDC+Constrained Operational Capacity+Low Wind & Solar | 1.1688 | 2.7298 | 2.9996
2028 | NZWEM_PERC | High Demand Growth+Ref Gas Supply+Methanex Stays+Increased Demand Response+Reduced Rankine Availability+Upgraded HVDC+Constrained Operational Capacity+Low Wind & Solar | -2.6364 | 3.9658 | 7.6276
2029 | NZWEM_PERC | High Demand Growth+Ref Gas Supply+Methanex Stays+Increased Demand Response+Reduced Rankine Availability+Upgraded HVDC+Constrained Operational Capacity+Low Wind & Solar | -8.0043 | 0.97786 | 8.0845
2030 | NZWEM_PERC | High Demand Growth+Ref Gas Supply+Methanex Stays+Increased Demand Response+Reduced Rankine Availability+Upgraded HVDC+Constrained Operational Capacity+Low Wind & Solar | -12.6488 | -2.436 | 8.7509
2031 | NZWEM_PERC | High Demand Growth+Ref Gas Supply+Methanex Stays+Increased Demand Response+Reduced Rankine Availability+Upgraded HVDC+Constrained Operational Capacity+Low Wind & Solar | -16.2825 | -6.4196 | 8.8301
2032 | NZWEM_PERC | High Demand Growth+Ref Gas Supply+Methanex Stays+Increased Demand Response+Reduced Rankine Availability+Upgraded HVDC+Constrained Operational Capacity+Low Wind & Solar | -18.3137 | -8.4391 | 7.1701
2033 | NZWEM_PERC | High Demand Growth+Ref Gas Supply+Methanex Stays+Increased Demand Response+Reduced Rankine Availability+Upgraded HVDC+Constrained Operational Capacity+Low Wind & Solar | -20.0873 | -10.4641 | 6.0508
2034 | NZWEM_PERC | High Demand Growth+Ref Gas Supply+Methanex Stays+Increased Demand Response+Reduced Rankine Availability+Upgraded HVDC+Constrained Operational Capacity+Low Wind & Solar | -21.7807 | -12.0891 | 3.9467
2035 | NZWEM_PERC | High Demand Growth+Ref Gas Supply+Methanex Stays+Increased Demand Response+Reduced Rankine Availability+Upgraded HVDC+Constrained Operational Capacity+Low Wind & Solar | -23.148 | -13.6086 | 2.049
2026 | NIWCM | High Demand Growth+Ref Gas Supply+Methanex Stays+Increased Demand Response+Reduced Rankine Availability+Upgraded HVDC+Constrained Operational Capacity+Low Wind & Solar | 439.5221 | 439.5221 | 439.5221
2027 | NIWCM | High Demand Growth+Ref Gas Supply+Methanex Stays+Increased Demand Response+Reduced Rankine Availability+Upgraded HVDC+Constrained Operational Capacity+Low Wind & Solar | 320.9465 | 324.8176 | 324.8176
2028 | NIWCM | High Demand Growth+Ref Gas Supply+Methanex Stays+Increased Demand Response+Reduced Rankine Availability+Upgraded HVDC+Constrained Operational Capacity+Low Wind & Solar | 169.0221 | 663.6563 | 671.9906
2029 | NIWCM | High Demand Growth+Ref Gas Supply+Methanex Stays+Increased Demand Response+Reduced Rankine Availability+Upgraded HVDC+Constrained Operational Capacity+Low Wind & Solar | -154.8654 | 494.7855 | 652.1706
2030 | NIWCM | High Demand Growth+Ref Gas Supply+Methanex Stays+Increased Demand Response+Reduced Rankine Availability+Upgraded HVDC+Constrained Operational Capacity+Low Wind & Solar | -603.8607 | 137.6087 | 350.945
2031 | NIWCM | High Demand Growth+Ref Gas Supply+Methanex Stays+Increased Demand Response+Reduced Rankine Availability+Upgraded HVDC+Constrained Operational Capacity+Low Wind & Solar | -864.1907 | -111.9715 | 161.7371
2032 | NIWCM | High Demand Growth+Ref Gas Supply+Methanex Stays+Increased Demand Response+Reduced Rankine Availability+Upgraded HVDC+Constrained Operational Capacity+Low Wind & Solar | -1078.7384 | -324.0986 | -27.0191
2033 | NIWCM | High Demand Growth+Ref Gas Supply+Methanex Stays+Increased Demand Response+Reduced Rankine Availability+Upgraded HVDC+Constrained Operational Capacity+Low Wind & Solar | -1279.3768 | -520.862 | -215.1628
2034 | NIWCM | High Demand Growth+Ref Gas Supply+Methanex Stays+Increased Demand Response+Reduced Rankine Availability+Upgraded HVDC+Constrained Operational Capacity+Low Wind & Solar | -1501.7344 | -705.9906 | -321.421
2035 | NIWCM | High Demand Growth+Ref Gas Supply+Methanex Stays+Increased Demand Response+Reduced Rankine Availability+Upgraded HVDC+Constrained Operational Capacity+Low Wind & Solar | -1612.7925 | -862.4267 | -475.1684
2026 | SIWEM_PERC | High Demand Growth+Ref Gas Supply+Methanex Stays+Increased Demand Response+Reduced Rankine Availability+Upgraded HVDC+Constrained Operational Capacity+Low Wind & Solar | 26.4945 | 26.6351 | 26.6351
2027 | SIWEM_PERC | High Demand Growth+Ref Gas Supply+Methanex Stays+Increased Demand Response+Reduced Rankine Availability+Upgraded HVDC+Constrained Operational Capacity+Low Wind & Solar | 15.8317 | 18.0585 | 18.0585
2028 | SIWEM_PERC | High Demand Growth+Ref Gas Supply+Methanex Stays+Increased Demand Response+Reduced Rankine Availability+Upgraded HVDC+Constrained Operational Capacity+Low Wind & Solar | 10.3616 | 21.025 | 27.0063
2029 | SIWEM_PERC | High Demand Growth+Ref Gas Supply+Methanex Stays+Increased Demand Response+Reduced Rankine Availability+Upgraded HVDC+Constrained Operational Capacity+Low Wind & Solar | 3.3418 | 13.2931 | 25.4917
2030 | SIWEM_PERC | High Demand Growth+Ref Gas Supply+Methanex Stays+Increased Demand Response+Reduced Rankine Availability+Upgraded HVDC+Constrained Operational Capacity+Low Wind & Solar | -4.2769 | 6.3506 | 21.837
2031 | SIWEM_PERC | High Demand Growth+Ref Gas Supply+Methanex Stays+Increased Demand Response+Reduced Rankine Availability+Upgraded HVDC+Constrained Operational Capacity+Low Wind & Solar | -9.5005 | 0.51875 | 21.7766
2032 | SIWEM_PERC | High Demand Growth+Ref Gas Supply+Methanex Stays+Increased Demand Response+Reduced Rankine Availability+Upgraded HVDC+Constrained Operational Capacity+Low Wind & Solar | -11.248 | -1.4502 | 17.4787
2033 | SIWEM_PERC | High Demand Growth+Ref Gas Supply+Methanex Stays+Increased Demand Response+Reduced Rankine Availability+Upgraded HVDC+Constrained Operational Capacity+Low Wind & Solar | -12.8456 | -3.2532 | 14.5528
2034 | SIWEM_PERC | High Demand Growth+Ref Gas Supply+Methanex Stays+Increased Demand Response+Reduced Rankine Availability+Upgraded HVDC+Constrained Operational Capacity+Low Wind & Solar | -14.5725 | -5.2022 | 11.7666
2035 | SIWEM_PERC | High Demand Growth+Ref Gas Supply+Methanex Stays+Increased Demand Response+Reduced Rankine Availability+Upgraded HVDC+Constrained Operational Capacity+Low Wind & Solar | -15.8119 | -6.612 | 10.0483
2026 | NZWEM_PERC | High Demand Growth+Ref Gas Supply+Methanex Stays+Increased Demand Response+Reduced Rankine Availability+Delayed Build | 6.7822 | 6.7822 | 6.7822
2027 | NZWEM_PERC | High Demand Growth+Ref Gas Supply+Methanex Stays+Increased Demand Response+Reduced Rankine Availability+Delayed Build | -4.5016 | -4.3685 | -4.2106
2028 | NZWEM_PERC | High Demand Growth+Ref Gas Supply+Methanex Stays+Increased Demand Response+Reduced Rankine Availability+Delayed Build | -5.1043 | -3.8024 | -3.519
2029 | NZWEM_PERC | High Demand Growth+Ref Gas Supply+Methanex Stays+Increased Demand Response+Reduced Rankine Availability+Delayed Build | -7.7344 | -5.2544 | -4.4841
2030 | NZWEM_PERC | High Demand Growth+Ref Gas Supply+Methanex Stays+Increased Demand Response+Reduced Rankine Availability+Delayed Build | -11.4566 | -3.888 | 2.5097
2031 | NZWEM_PERC | High Demand Growth+Ref Gas Supply+Methanex Stays+Increased Demand Response+Reduced Rankine Availability+Delayed Build | -15.14 | -5.3338 | 1.7493
2032 | NZWEM_PERC | High Demand Growth+Ref Gas Supply+Methanex Stays+Increased Demand Response+Reduced Rankine Availability+Delayed Build | -17.2035 | -7.1196 | 4.391
2033 | NZWEM_PERC | High Demand Growth+Ref Gas Supply+Methanex Stays+Increased Demand Response+Reduced Rankine Availability+Delayed Build | -19.0053 | -9.1066 | 6.8633
2034 | NZWEM_PERC | High Demand Growth+Ref Gas Supply+Methanex Stays+Increased Demand Response+Reduced Rankine Availability+Delayed Build | -20.7301 | -10.814 | 5.4899
2035 | NZWEM_PERC | High Demand Growth+Ref Gas Supply+Methanex Stays+Increased Demand Response+Reduced Rankine Availability+Delayed Build | -22.1222 | -12.0609 | 5.2277
2026 | NIWCM | High Demand Growth+Ref Gas Supply+Methanex Stays+Increased Demand Response+Reduced Rankine Availability+Delayed Build | 741.7097 | 741.7097 | 741.7097
2027 | NIWCM | High Demand Growth+Ref Gas Supply+Methanex Stays+Increased Demand Response+Reduced Rankine Availability+Delayed Build | 543.3008 | 545.3044 | 547.7769
2028 | NIWCM | High Demand Growth+Ref Gas Supply+Methanex Stays+Increased Demand Response+Reduced Rankine Availability+Delayed Build | 570.4704 | 591.0527 | 595.5892
2029 | NIWCM | High Demand Growth+Ref Gas Supply+Methanex Stays+Increased Demand Response+Reduced Rankine Availability+Delayed Build | 309.988 | 438.2941 | 451.8864
2030 | NIWCM | High Demand Growth+Ref Gas Supply+Methanex Stays+Increased Demand Response+Reduced Rankine Availability+Delayed Build | 19.2281 | 745.4805 | 1038.4801
2031 | NIWCM | High Demand Growth+Ref Gas Supply+Methanex Stays+Increased Demand Response+Reduced Rankine Availability+Delayed Build | -256.5236 | 682.0003 | 1043.5201
2032 | NIWCM | High Demand Growth+Ref Gas Supply+Methanex Stays+Increased Demand Response+Reduced Rankine Availability+Delayed Build | -471.415 | 542.8788 | 1131.8408
2033 | NIWCM | High Demand Growth+Ref Gas Supply+Methanex Stays+Increased Demand Response+Reduced Rankine Availability+Delayed Build | -595.3056 | 427.7255 | 1257.4496
2034 | NIWCM | High Demand Growth+Ref Gas Supply+Methanex Stays+Increased Demand Response+Reduced Rankine Availability+Delayed Build | -823.6946 | 220.2272 | 1087.721
2035 | NIWCM | High Demand Growth+Ref Gas Supply+Methanex Stays+Increased Demand Response+Reduced Rankine Availability+Delayed Build | -990.5654 | 84.6259 | 1022.7878
2026 | SIWEM_PERC | High Demand Growth+Ref Gas Supply+Methanex Stays+Increased Demand Response+Reduced Rankine Availability+Delayed Build | 17.6057 | 17.6057 | 17.6057
2027 | SIWEM_PERC | High Demand Growth+Ref Gas Supply+Methanex Stays+Increased Demand Response+Reduced Rankine Availability+Delayed Build | 13.1185 | 13.1862 | 13.1862
2028 | SIWEM_PERC | High Demand Growth+Ref Gas Supply+Methanex Stays+Increased Demand Response+Reduced Rankine Availability+Delayed Build | 9.1882 | 10.9655 | 10.9655
2029 | SIWEM_PERC | High Demand Growth+Ref Gas Supply+Methanex Stays+Increased Demand Response+Reduced Rankine Availability+Delayed Build | 2.6144 | 6.9288 | 6.9288
2030 | SIWEM_PERC | High Demand Growth+Ref Gas Supply+Methanex Stays+Increased Demand Response+Reduced Rankine Availability+Delayed Build | -3.4825 | 6.6977 | 17.5342
2031 | SIWEM_PERC | High Demand Growth+Ref Gas Supply+Methanex Stays+Increased Demand Response+Reduced Rankine Availability+Delayed Build | -8.7515 | 0.84595 | 12.6108
2032 | SIWEM_PERC | High Demand Growth+Ref Gas Supply+Methanex Stays+Increased Demand Response+Reduced Rankine Availability+Delayed Build | -10.5156 | 0.3411 | 16.1139
2033 | SIWEM_PERC | High Demand Growth+Ref Gas Supply+Methanex Stays+Increased Demand Response+Reduced Rankine Availability+Delayed Build | -12.1285 | -1.4995 | 17.7488
2034 | SIWEM_PERC | High Demand Growth+Ref Gas Supply+Methanex Stays+Increased Demand Response+Reduced Rankine Availability+Delayed Build | -13.8721 | -3.4891 | 15.3136
2035 | SIWEM_PERC | High Demand Growth+Ref Gas Supply+Methanex Stays+Increased Demand Response+Reduced Rankine Availability+Delayed Build | -15.1242 | -4.93 | 13.5308
2026 | NZWEM_PERC | High Demand Growth+Ref Gas Supply+Methanex Stays+Increased Demand Response+Reduced Rankine Availability+Delayed Build+Low Wind & Solar | 5.8975 | 5.8975 | 5.8975
2027 | NZWEM_PERC | High Demand Growth+Ref Gas Supply+Methanex Stays+Increased Demand Response+Reduced Rankine Availability+Delayed Build+Low Wind & Solar | -5.4019 | -5.2818 | -5.1393
2028 | NZWEM_PERC | High Demand Growth+Ref Gas Supply+Methanex Stays+Increased Demand Response+Reduced Rankine Availability+Delayed Build+Low Wind & Solar | -6.1891 | -5.0142 | -4.7585
2029 | NZWEM_PERC | High Demand Growth+Ref Gas Supply+Methanex Stays+Increased Demand Response+Reduced Rankine Availability+Delayed Build+Low Wind & Solar | -8.9071 | -6.6689 | -5.9737
2030 | NZWEM_PERC | High Demand Growth+Ref Gas Supply+Methanex Stays+Increased Demand Response+Reduced Rankine Availability+Delayed Build+Low Wind & Solar | -12.6488 | -5.8184 | -0.044643
2031 | NZWEM_PERC | High Demand Growth+Ref Gas Supply+Methanex Stays+Increased Demand Response+Reduced Rankine Availability+Delayed Build+Low Wind & Solar | -16.2825 | -7.4327 | -1.0405
2032 | NZWEM_PERC | High Demand Growth+Ref Gas Supply+Methanex Stays+Increased Demand Response+Reduced Rankine Availability+Delayed Build+Low Wind & Solar | -18.3137 | -9.2133 | 1.2044
2033 | NZWEM_PERC | High Demand Growth+Ref Gas Supply+Methanex Stays+Increased Demand Response+Reduced Rankine Availability+Delayed Build+Low Wind & Solar | -20.0873 | -11.147 | 3.2944
2034 | NZWEM_PERC | High Demand Growth+Ref Gas Supply+Methanex Stays+Increased Demand Response+Reduced Rankine Availability+Delayed Build+Low Wind & Solar | -21.7807 | -12.825 | 1.9453
2035 | NZWEM_PERC | High Demand Growth+Ref Gas Supply+Methanex Stays+Increased Demand Response+Reduced Rankine Availability+Delayed Build+Low Wind & Solar | -23.148 | -14.0244 | 1.6332
2026 | NIWCM | High Demand Growth+Ref Gas Supply+Methanex Stays+Increased Demand Response+Reduced Rankine Availability+Delayed Build+Low Wind & Solar | 741.7097 | 741.7097 | 741.7097
2027 | NIWCM | High Demand Growth+Ref Gas Supply+Methanex Stays+Increased Demand Response+Reduced Rankine Availability+Delayed Build+Low Wind & Solar | 543.3008 | 545.3044 | 547.7769
2028 | NIWCM | High Demand Growth+Ref Gas Supply+Methanex Stays+Increased Demand Response+Reduced Rankine Availability+Delayed Build+Low Wind & Solar | 570.4704 | 591.0527 | 595.5892
2029 | NIWCM | High Demand Growth+Ref Gas Supply+Methanex Stays+Increased Demand Response+Reduced Rankine Availability+Delayed Build+Low Wind & Solar | 309.988 | 438.2941 | 451.8864
2030 | NIWCM | High Demand Growth+Ref Gas Supply+Methanex Stays+Increased Demand Response+Reduced Rankine Availability+Delayed Build+Low Wind & Solar | 19.2281 | 745.4805 | 1038.4801
2031 | NIWCM | High Demand Growth+Ref Gas Supply+Methanex Stays+Increased Demand Response+Reduced Rankine Availability+Delayed Build+Low Wind & Solar | -256.5236 | 682.0003 | 1043.5201
2032 | NIWCM | High Demand Growth+Ref Gas Supply+Methanex Stays+Increased Demand Response+Reduced Rankine Availability+Delayed Build+Low Wind & Solar | -471.415 | 542.8788 | 1131.8408
2033 | NIWCM | High Demand Growth+Ref Gas Supply+Methanex Stays+Increased Demand Response+Reduced Rankine Availability+Delayed Build+Low Wind & Solar | -595.3056 | 427.7255 | 1257.4496
2034 | NIWCM | High Demand Growth+Ref Gas Supply+Methanex Stays+Increased Demand Response+Reduced Rankine Availability+Delayed Build+Low Wind & Solar | -823.6946 | 220.2272 | 1087.721
2035 | NIWCM | High Demand Growth+Ref Gas Supply+Methanex Stays+Increased Demand Response+Reduced Rankine Availability+Delayed Build+Low Wind & Solar | -990.5654 | 84.6259 | 1022.7878
2026 | SIWEM_PERC | High Demand Growth+Ref Gas Supply+Methanex Stays+Increased Demand Response+Reduced Rankine Availability+Delayed Build+Low Wind & Solar | 17.2783 | 17.2783 | 17.2783
2027 | SIWEM_PERC | High Demand Growth+Ref Gas Supply+Methanex Stays+Increased Demand Response+Reduced Rankine Availability+Delayed Build+Low Wind & Solar | 12.6546 | 12.7157 | 12.7157
2028 | SIWEM_PERC | High Demand Growth+Ref Gas Supply+Methanex Stays+Increased Demand Response+Reduced Rankine Availability+Delayed Build+Low Wind & Solar | 8.4705 | 10.0745 | 10.0745
2029 | SIWEM_PERC | High Demand Growth+Ref Gas Supply+Methanex Stays+Increased Demand Response+Reduced Rankine Availability+Delayed Build+Low Wind & Solar | 1.9088 | 5.8024 | 5.8024
2030 | SIWEM_PERC | High Demand Growth+Ref Gas Supply+Methanex Stays+Increased Demand Response+Reduced Rankine Availability+Delayed Build+Low Wind & Solar | -4.2769 | 4.9103 | 14.6899
2031 | SIWEM_PERC | High Demand Growth+Ref Gas Supply+Methanex Stays+Increased Demand Response+Reduced Rankine Availability+Delayed Build+Low Wind & Solar | -9.5005 | -0.8391 | 9.7783
2032 | SIWEM_PERC | High Demand Growth+Ref Gas Supply+Methanex Stays+Increased Demand Response+Reduced Rankine Availability+Delayed Build+Low Wind & Solar | -11.248 | -1.4502 | 12.7842
2033 | SIWEM_PERC | High Demand Growth+Ref Gas Supply+Methanex Stays+Increased Demand Response+Reduced Rankine Availability+Delayed Build+Low Wind & Solar | -12.8456 | -3.2532 | 14.1177
2034 | SIWEM_PERC | High Demand Growth+Ref Gas Supply+Methanex Stays+Increased Demand Response+Reduced Rankine Availability+Delayed Build+Low Wind & Solar | -14.5725 | -5.2022 | 11.7666
2035 | SIWEM_PERC | High Demand Growth+Ref Gas Supply+Methanex Stays+Increased Demand Response+Reduced Rankine Availability+Delayed Build+Low Wind & Solar | -15.8119 | -6.612 | 10.0483
2026 | NZWEM_PERC | High Demand Growth+Ref Gas Supply+Methanex Stays+Increased Demand Response+Reduced Rankine Availability+Delayed Build+Constrained Operational Capacity | 6.7822 | 6.7822 | 6.7822
2027 | NZWEM_PERC | High Demand Growth+Ref Gas Supply+Methanex Stays+Increased Demand Response+Reduced Rankine Availability+Delayed Build+Constrained Operational Capacity | -4.5016 | -4.3685 | -4.2106
2028 | NZWEM_PERC | High Demand Growth+Ref Gas Supply+Methanex Stays+Increased Demand Response+Reduced Rankine Availability+Delayed Build+Constrained Operational Capacity | -5.1043 | -3.8024 | -3.519
2029 | NZWEM_PERC | High Demand Growth+Ref Gas Supply+Methanex Stays+Increased Demand Response+Reduced Rankine Availability+Delayed Build+Constrained Operational Capacity | -7.7344 | -5.2544 | -4.4841
2030 | NZWEM_PERC | High Demand Growth+Ref Gas Supply+Methanex Stays+Increased Demand Response+Reduced Rankine Availability+Delayed Build+Constrained Operational Capacity | -11.4566 | -3.888 | 2.5097
2031 | NZWEM_PERC | High Demand Growth+Ref Gas Supply+Methanex Stays+Increased Demand Response+Reduced Rankine Availability+Delayed Build+Constrained Operational Capacity | -15.14 | -5.3338 | 1.7493
2032 | NZWEM_PERC | High Demand Growth+Ref Gas Supply+Methanex Stays+Increased Demand Response+Reduced Rankine Availability+Delayed Build+Constrained Operational Capacity | -17.2035 | -7.1196 | 4.391
2033 | NZWEM_PERC | High Demand Growth+Ref Gas Supply+Methanex Stays+Increased Demand Response+Reduced Rankine Availability+Delayed Build+Constrained Operational Capacity | -19.0053 | -9.1066 | 6.8633
2034 | NZWEM_PERC | High Demand Growth+Ref Gas Supply+Methanex Stays+Increased Demand Response+Reduced Rankine Availability+Delayed Build+Constrained Operational Capacity | -20.7301 | -10.814 | 5.4899
2035 | NZWEM_PERC | High Demand Growth+Ref Gas Supply+Methanex Stays+Increased Demand Response+Reduced Rankine Availability+Delayed Build+Constrained Operational Capacity | -22.1222 | -12.0609 | 5.2277
2026 | NIWCM | High Demand Growth+Ref Gas Supply+Methanex Stays+Increased Demand Response+Reduced Rankine Availability+Delayed Build+Constrained Operational Capacity | 209.2066 | 209.2066 | 209.2066
2027 | NIWCM | High Demand Growth+Ref Gas Supply+Methanex Stays+Increased Demand Response+Reduced Rankine Availability+Delayed Build+Constrained Operational Capacity | 4.4086 | 4.4086 | 4.4086
2028 | NIWCM | High Demand Growth+Ref Gas Supply+Methanex Stays+Increased Demand Response+Reduced Rankine Availability+Delayed Build+Constrained Operational Capacity | -40.9528 | -40.9528 | -40.9528
2029 | NIWCM | High Demand Growth+Ref Gas Supply+Methanex Stays+Increased Demand Response+Reduced Rankine Availability+Delayed Build+Constrained Operational Capacity | -335.0736 | -252.8911 | -252.8911
2030 | NIWCM | High Demand Growth+Ref Gas Supply+Methanex Stays+Increased Demand Response+Reduced Rankine Availability+Delayed Build+Constrained Operational Capacity | -659.6372 | -145.9704 | -28.0389
2031 | NIWCM | High Demand Growth+Ref Gas Supply+Methanex Stays+Increased Demand Response+Reduced Rankine Availability+Delayed Build+Constrained Operational Capacity | -937.1292 | -284.1864 | -124.8989
2032 | NIWCM | High Demand Growth+Ref Gas Supply+Methanex Stays+Increased Demand Response+Reduced Rankine Availability+Delayed Build+Constrained Operational Capacity | -1151.6769 | -435.8263 | -220.1632
2033 | NIWCM | High Demand Growth+Ref Gas Supply+Methanex Stays+Increased Demand Response+Reduced Rankine Availability+Delayed Build+Constrained Operational Capacity | -1279.3768 | -551.3212 | -277.0745
2034 | NIWCM | High Demand Growth+Ref Gas Supply+Methanex Stays+Increased Demand Response+Reduced Rankine Availability+Delayed Build+Constrained Operational Capacity | -1501.7344 | -776.0798 | -478.7392
2035 | NIWCM | High Demand Growth+Ref Gas Supply+Methanex Stays+Increased Demand Response+Reduced Rankine Availability+Delayed Build+Constrained Operational Capacity | -1612.7925 | -914.7587 | -604.7294
2026 | SIWEM_PERC | High Demand Growth+Ref Gas Supply+Methanex Stays+Increased Demand Response+Reduced Rankine Availability+Delayed Build+Constrained Operational Capacity | 17.6057 | 17.6057 | 17.6057
2027 | SIWEM_PERC | High Demand Growth+Ref Gas Supply+Methanex Stays+Increased Demand Response+Reduced Rankine Availability+Delayed Build+Constrained Operational Capacity | 13.1185 | 13.1862 | 13.1862
2028 | SIWEM_PERC | High Demand Growth+Ref Gas Supply+Methanex Stays+Increased Demand Response+Reduced Rankine Availability+Delayed Build+Constrained Operational Capacity | 9.1882 | 10.9655 | 10.9655
2029 | SIWEM_PERC | High Demand Growth+Ref Gas Supply+Methanex Stays+Increased Demand Response+Reduced Rankine Availability+Delayed Build+Constrained Operational Capacity | 2.6144 | 6.9288 | 6.9288
2030 | SIWEM_PERC | High Demand Growth+Ref Gas Supply+Methanex Stays+Increased Demand Response+Reduced Rankine Availability+Delayed Build+Constrained Operational Capacity | -3.4825 | 6.6977 | 17.5342
2031 | SIWEM_PERC | High Demand Growth+Ref Gas Supply+Methanex Stays+Increased Demand Response+Reduced Rankine Availability+Delayed Build+Constrained Operational Capacity | -8.7515 | 0.84595 | 12.6108
2032 | SIWEM_PERC | High Demand Growth+Ref Gas Supply+Methanex Stays+Increased Demand Response+Reduced Rankine Availability+Delayed Build+Constrained Operational Capacity | -10.5156 | 0.3411 | 16.1139
2033 | SIWEM_PERC | High Demand Growth+Ref Gas Supply+Methanex Stays+Increased Demand Response+Reduced Rankine Availability+Delayed Build+Constrained Operational Capacity | -12.1285 | -1.4995 | 17.7488
2034 | SIWEM_PERC | High Demand Growth+Ref Gas Supply+Methanex Stays+Increased Demand Response+Reduced Rankine Availability+Delayed Build+Constrained Operational Capacity | -13.8721 | -3.4891 | 15.3136
2035 | SIWEM_PERC | High Demand Growth+Ref Gas Supply+Methanex Stays+Increased Demand Response+Reduced Rankine Availability+Delayed Build+Constrained Operational Capacity | -15.1242 | -4.93 | 13.5308
2026 | NZWEM_PERC | High Demand Growth+Ref Gas Supply+Methanex Stays+Increased Demand Response+Reduced Rankine Availability+Delayed Build+Constrained Operational Capacity+Low Wind & Solar | 5.8975 | 5.8975 | 5.8975
2027 | NZWEM_PERC | High Demand Growth+Ref Gas Supply+Methanex Stays+Increased Demand Response+Reduced Rankine Availability+Delayed Build+Constrained Operational Capacity+Low Wind & Solar | -5.4019 | -5.2818 | -5.1393
2028 | NZWEM_PERC | High Demand Growth+Ref Gas Supply+Methanex Stays+Increased Demand Response+Reduced Rankine Availability+Delayed Build+Constrained Operational Capacity+Low Wind & Solar | -6.1891 | -5.0142 | -4.7585
2029 | NZWEM_PERC | High Demand Growth+Ref Gas Supply+Methanex Stays+Increased Demand Response+Reduced Rankine Availability+Delayed Build+Constrained Operational Capacity+Low Wind & Solar | -8.9071 | -6.6689 | -5.9737
2030 | NZWEM_PERC | High Demand Growth+Ref Gas Supply+Methanex Stays+Increased Demand Response+Reduced Rankine Availability+Delayed Build+Constrained Operational Capacity+Low Wind & Solar | -12.6488 | -5.8184 | -0.044643
2031 | NZWEM_PERC | High Demand Growth+Ref Gas Supply+Methanex Stays+Increased Demand Response+Reduced Rankine Availability+Delayed Build+Constrained Operational Capacity+Low Wind & Solar | -16.2825 | -7.4327 | -1.0405
2032 | NZWEM_PERC | High Demand Growth+Ref Gas Supply+Methanex Stays+Increased Demand Response+Reduced Rankine Availability+Delayed Build+Constrained Operational Capacity+Low Wind & Solar | -18.3137 | -9.2133 | 1.2044
2033 | NZWEM_PERC | High Demand Growth+Ref Gas Supply+Methanex Stays+Increased Demand Response+Reduced Rankine Availability+Delayed Build+Constrained Operational Capacity+Low Wind & Solar | -20.0873 | -11.147 | 3.2944
2034 | NZWEM_PERC | High Demand Growth+Ref Gas Supply+Methanex Stays+Increased Demand Response+Reduced Rankine Availability+Delayed Build+Constrained Operational Capacity+Low Wind & Solar | -21.7807 | -12.825 | 1.9453
2035 | NZWEM_PERC | High Demand Growth+Ref Gas Supply+Methanex Stays+Increased Demand Response+Reduced Rankine Availability+Delayed Build+Constrained Operational Capacity+Low Wind & Solar | -23.148 | -14.0244 | 1.6332
2026 | NIWCM | High Demand Growth+Ref Gas Supply+Methanex Stays+Increased Demand Response+Reduced Rankine Availability+Delayed Build+Constrained Operational Capacity+Low Wind & Solar | 209.2066 | 209.2066 | 209.2066
2027 | NIWCM | High Demand Growth+Ref Gas Supply+Methanex Stays+Increased Demand Response+Reduced Rankine Availability+Delayed Build+Constrained Operational Capacity+Low Wind & Solar | 4.4086 | 4.4086 | 4.4086
2028 | NIWCM | High Demand Growth+Ref Gas Supply+Methanex Stays+Increased Demand Response+Reduced Rankine Availability+Delayed Build+Constrained Operational Capacity+Low Wind & Solar | -40.9528 | -40.9528 | -40.9528
2029 | NIWCM | High Demand Growth+Ref Gas Supply+Methanex Stays+Increased Demand Response+Reduced Rankine Availability+Delayed Build+Constrained Operational Capacity+Low Wind & Solar | -335.0736 | -252.8911 | -252.8911
2030 | NIWCM | High Demand Growth+Ref Gas Supply+Methanex Stays+Increased Demand Response+Reduced Rankine Availability+Delayed Build+Constrained Operational Capacity+Low Wind & Solar | -659.6372 | -145.9704 | -28.0389
2031 | NIWCM | High Demand Growth+Ref Gas Supply+Methanex Stays+Increased Demand Response+Reduced Rankine Availability+Delayed Build+Constrained Operational Capacity+Low Wind & Solar | -937.1292 | -284.1864 | -124.8989
2032 | NIWCM | High Demand Growth+Ref Gas Supply+Methanex Stays+Increased Demand Response+Reduced Rankine Availability+Delayed Build+Constrained Operational Capacity+Low Wind & Solar | -1151.6769 | -435.8263 | -220.1632
2033 | NIWCM | High Demand Growth+Ref Gas Supply+Methanex Stays+Increased Demand Response+Reduced Rankine Availability+Delayed Build+Constrained Operational Capacity+Low Wind & Solar | -1279.3768 | -551.3212 | -277.0745
2034 | NIWCM | High Demand Growth+Ref Gas Supply+Methanex Stays+Increased Demand Response+Reduced Rankine Availability+Delayed Build+Constrained Operational Capacity+Low Wind & Solar | -1501.7344 | -776.0798 | -478.7392
2035 | NIWCM | High Demand Growth+Ref Gas Supply+Methanex Stays+Increased Demand Response+Reduced Rankine Availability+Delayed Build+Constrained Operational Capacity+Low Wind & Solar | -1612.7925 | -914.7587 | -604.7294
2026 | SIWEM_PERC | High Demand Growth+Ref Gas Supply+Methanex Stays+Increased Demand Response+Reduced Rankine Availability+Delayed Build+Constrained Operational Capacity+Low Wind & Solar | 17.2783 | 17.2783 | 17.2783
2027 | SIWEM_PERC | High Demand Growth+Ref Gas Supply+Methanex Stays+Increased Demand Response+Reduced Rankine Availability+Delayed Build+Constrained Operational Capacity+Low Wind & Solar | 12.6546 | 12.7157 | 12.7157
2028 | SIWEM_PERC | High Demand Growth+Ref Gas Supply+Methanex Stays+Increased Demand Response+Reduced Rankine Availability+Delayed Build+Constrained Operational Capacity+Low Wind & Solar | 8.4705 | 10.0745 | 10.0745
2029 | SIWEM_PERC | High Demand Growth+Ref Gas Supply+Methanex Stays+Increased Demand Response+Reduced Rankine Availability+Delayed Build+Constrained Operational Capacity+Low Wind & Solar | 1.9088 | 5.8024 | 5.8024
2030 | SIWEM_PERC | High Demand Growth+Ref Gas Supply+Methanex Stays+Increased Demand Response+Reduced Rankine Availability+Delayed Build+Constrained Operational Capacity+Low Wind & Solar | -4.2769 | 4.9103 | 14.6899
2031 | SIWEM_PERC | High Demand Growth+Ref Gas Supply+Methanex Stays+Increased Demand Response+Reduced Rankine Availability+Delayed Build+Constrained Operational Capacity+Low Wind & Solar | -9.5005 | -0.8391 | 9.7783
2032 | SIWEM_PERC | High Demand Growth+Ref Gas Supply+Methanex Stays+Increased Demand Response+Reduced Rankine Availability+Delayed Build+Constrained Operational Capacity+Low Wind & Solar | -11.248 | -1.4502 | 12.7842
2033 | SIWEM_PERC | High Demand Growth+Ref Gas Supply+Methanex Stays+Increased Demand Response+Reduced Rankine Availability+Delayed Build+Constrained Operational Capacity+Low Wind & Solar | -12.8456 | -3.2532 | 14.1177
2034 | SIWEM_PERC | High Demand Growth+Ref Gas Supply+Methanex Stays+Increased Demand Response+Reduced Rankine Availability+Delayed Build+Constrained Operational Capacity+Low Wind & Solar | -14.5725 | -5.2022 | 11.7666
2035 | SIWEM_PERC | High Demand Growth+Ref Gas Supply+Methanex Stays+Increased Demand Response+Reduced Rankine Availability+Delayed Build+Constrained Operational Capacity+Low Wind & Solar | -15.8119 | -6.612 | 10.0483
2026 | NZWEM_PERC | High Demand Growth+Ref Gas Supply+Methanex Stays+Increased Demand Response+Reduced Rankine Availability+Delayed Build+Upgraded HVDC | 6.7822 | 6.7822 | 6.7822
2027 | NZWEM_PERC | High Demand Growth+Ref Gas Supply+Methanex Stays+Increased Demand Response+Reduced Rankine Availability+Delayed Build+Upgraded HVDC | -4.5016 | -4.3685 | -4.2106
2028 | NZWEM_PERC | High Demand Growth+Ref Gas Supply+Methanex Stays+Increased Demand Response+Reduced Rankine Availability+Delayed Build+Upgraded HVDC | -5.1043 | -3.8024 | -3.519
2029 | NZWEM_PERC | High Demand Growth+Ref Gas Supply+Methanex Stays+Increased Demand Response+Reduced Rankine Availability+Delayed Build+Upgraded HVDC | -7.7344 | -5.2544 | -4.4841
2030 | NZWEM_PERC | High Demand Growth+Ref Gas Supply+Methanex Stays+Increased Demand Response+Reduced Rankine Availability+Delayed Build+Upgraded HVDC | -11.4566 | -3.888 | 2.5097
2031 | NZWEM_PERC | High Demand Growth+Ref Gas Supply+Methanex Stays+Increased Demand Response+Reduced Rankine Availability+Delayed Build+Upgraded HVDC | -15.14 | -5.3338 | 1.7493
2032 | NZWEM_PERC | High Demand Growth+Ref Gas Supply+Methanex Stays+Increased Demand Response+Reduced Rankine Availability+Delayed Build+Upgraded HVDC | -17.2035 | -7.1196 | 4.391
2033 | NZWEM_PERC | High Demand Growth+Ref Gas Supply+Methanex Stays+Increased Demand Response+Reduced Rankine Availability+Delayed Build+Upgraded HVDC | -19.0053 | -9.1066 | 6.8633
2034 | NZWEM_PERC | High Demand Growth+Ref Gas Supply+Methanex Stays+Increased Demand Response+Reduced Rankine Availability+Delayed Build+Upgraded HVDC | -20.7301 | -10.814 | 5.4899
2035 | NZWEM_PERC | High Demand Growth+Ref Gas Supply+Methanex Stays+Increased Demand Response+Reduced Rankine Availability+Delayed Build+Upgraded HVDC | -22.1222 | -12.0609 | 5.2277
2026 | NIWCM | High Demand Growth+Ref Gas Supply+Methanex Stays+Increased Demand Response+Reduced Rankine Availability+Delayed Build+Upgraded HVDC | 741.7097 | 741.7097 | 741.7097
2027 | NIWCM | High Demand Growth+Ref Gas Supply+Methanex Stays+Increased Demand Response+Reduced Rankine Availability+Delayed Build+Upgraded HVDC | 543.3008 | 545.3044 | 547.7769
2028 | NIWCM | High Demand Growth+Ref Gas Supply+Methanex Stays+Increased Demand Response+Reduced Rankine Availability+Delayed Build+Upgraded HVDC | 570.4704 | 591.0527 | 595.5892
2029 | NIWCM | High Demand Growth+Ref Gas Supply+Methanex Stays+Increased Demand Response+Reduced Rankine Availability+Delayed Build+Upgraded HVDC | 309.988 | 438.2941 | 451.8864
2030 | NIWCM | High Demand Growth+Ref Gas Supply+Methanex Stays+Increased Demand Response+Reduced Rankine Availability+Delayed Build+Upgraded HVDC | 19.2281 | 745.4805 | 1038.4801
2031 | NIWCM | High Demand Growth+Ref Gas Supply+Methanex Stays+Increased Demand Response+Reduced Rankine Availability+Delayed Build+Upgraded HVDC | -256.5236 | 682.0003 | 1043.5201
2032 | NIWCM | High Demand Growth+Ref Gas Supply+Methanex Stays+Increased Demand Response+Reduced Rankine Availability+Delayed Build+Upgraded HVDC | -471.415 | 542.8788 | 1131.8406
2033 | NIWCM | High Demand Growth+Ref Gas Supply+Methanex Stays+Increased Demand Response+Reduced Rankine Availability+Delayed Build+Upgraded HVDC | -595.3056 | 427.7255 | 1257.4496
2034 | NIWCM | High Demand Growth+Ref Gas Supply+Methanex Stays+Increased Demand Response+Reduced Rankine Availability+Delayed Build+Upgraded HVDC | -823.6946 | 220.2272 | 1087.721
2035 | NIWCM | High Demand Growth+Ref Gas Supply+Methanex Stays+Increased Demand Response+Reduced Rankine Availability+Delayed Build+Upgraded HVDC | -990.5654 | 84.6259 | 1022.7878
2026 | SIWEM_PERC | High Demand Growth+Ref Gas Supply+Methanex Stays+Increased Demand Response+Reduced Rankine Availability+Delayed Build+Upgraded HVDC | 17.6057 | 17.6057 | 17.6057
2027 | SIWEM_PERC | High Demand Growth+Ref Gas Supply+Methanex Stays+Increased Demand Response+Reduced Rankine Availability+Delayed Build+Upgraded HVDC | 13.1185 | 13.1862 | 13.1862
2028 | SIWEM_PERC | High Demand Growth+Ref Gas Supply+Methanex Stays+Increased Demand Response+Reduced Rankine Availability+Delayed Build+Upgraded HVDC | 9.1882 | 10.9655 | 10.9655
2029 | SIWEM_PERC | High Demand Growth+Ref Gas Supply+Methanex Stays+Increased Demand Response+Reduced Rankine Availability+Delayed Build+Upgraded HVDC | 2.6144 | 6.9288 | 6.9288
2030 | SIWEM_PERC | High Demand Growth+Ref Gas Supply+Methanex Stays+Increased Demand Response+Reduced Rankine Availability+Delayed Build+Upgraded HVDC | -3.4825 | 6.6977 | 17.5342
2031 | SIWEM_PERC | High Demand Growth+Ref Gas Supply+Methanex Stays+Increased Demand Response+Reduced Rankine Availability+Delayed Build+Upgraded HVDC | -8.7515 | 0.84595 | 12.6108
2032 | SIWEM_PERC | High Demand Growth+Ref Gas Supply+Methanex Stays+Increased Demand Response+Reduced Rankine Availability+Delayed Build+Upgraded HVDC | -10.5156 | 0.3411 | 16.1139
2033 | SIWEM_PERC | High Demand Growth+Ref Gas Supply+Methanex Stays+Increased Demand Response+Reduced Rankine Availability+Delayed Build+Upgraded HVDC | -12.1285 | -1.4995 | 17.7488
2034 | SIWEM_PERC | High Demand Growth+Ref Gas Supply+Methanex Stays+Increased Demand Response+Reduced Rankine Availability+Delayed Build+Upgraded HVDC | -13.8721 | -3.4891 | 15.3136
2035 | SIWEM_PERC | High Demand Growth+Ref Gas Supply+Methanex Stays+Increased Demand Response+Reduced Rankine Availability+Delayed Build+Upgraded HVDC | -15.1242 | -4.93 | 13.5308
2026 | NZWEM_PERC | High Demand Growth+Ref Gas Supply+Methanex Stays+Increased Demand Response+Reduced Rankine Availability+Delayed Build+Upgraded HVDC+Low Wind & Solar | 5.8975 | 5.8975 | 5.8975
2027 | NZWEM_PERC | High Demand Growth+Ref Gas Supply+Methanex Stays+Increased Demand Response+Reduced Rankine Availability+Delayed Build+Upgraded HVDC+Low Wind & Solar | -5.4019 | -5.2818 | -5.1393
2028 | NZWEM_PERC | High Demand Growth+Ref Gas Supply+Methanex Stays+Increased Demand Response+Reduced Rankine Availability+Delayed Build+Upgraded HVDC+Low Wind & Solar | -6.1891 | -5.0142 | -4.7585
2029 | NZWEM_PERC | High Demand Growth+Ref Gas Supply+Methanex Stays+Increased Demand Response+Reduced Rankine Availability+Delayed Build+Upgraded HVDC+Low Wind & Solar | -8.9071 | -6.6689 | -5.9737
2030 | NZWEM_PERC | High Demand Growth+Ref Gas Supply+Methanex Stays+Increased Demand Response+Reduced Rankine Availability+Delayed Build+Upgraded HVDC+Low Wind & Solar | -12.6488 | -5.8184 | -0.044643
2031 | NZWEM_PERC | High Demand Growth+Ref Gas Supply+Methanex Stays+Increased Demand Response+Reduced Rankine Availability+Delayed Build+Upgraded HVDC+Low Wind & Solar | -16.2825 | -7.4327 | -1.0405
2032 | NZWEM_PERC | High Demand Growth+Ref Gas Supply+Methanex Stays+Increased Demand Response+Reduced Rankine Availability+Delayed Build+Upgraded HVDC+Low Wind & Solar | -18.3137 | -9.2133 | 1.2044
2033 | NZWEM_PERC | High Demand Growth+Ref Gas Supply+Methanex Stays+Increased Demand Response+Reduced Rankine Availability+Delayed Build+Upgraded HVDC+Low Wind & Solar | -20.0873 | -11.147 | 3.2944
2034 | NZWEM_PERC | High Demand Growth+Ref Gas Supply+Methanex Stays+Increased Demand Response+Reduced Rankine Availability+Delayed Build+Upgraded HVDC+Low Wind & Solar | -21.7807 | -12.825 | 1.9453
2035 | NZWEM_PERC | High Demand Growth+Ref Gas Supply+Methanex Stays+Increased Demand Response+Reduced Rankine Availability+Delayed Build+Upgraded HVDC+Low Wind & Solar | -23.148 | -14.0244 | 1.6332
2026 | NIWCM | High Demand Growth+Ref Gas Supply+Methanex Stays+Increased Demand Response+Reduced Rankine Availability+Delayed Build+Upgraded HVDC+Low Wind & Solar | 741.7097 | 741.7097 | 741.7097
2027 | NIWCM | High Demand Growth+Ref Gas Supply+Methanex Stays+Increased Demand Response+Reduced Rankine Availability+Delayed Build+Upgraded HVDC+Low Wind & Solar | 543.3008 | 545.3044 | 547.7769
2028 | NIWCM | High Demand Growth+Ref Gas Supply+Methanex Stays+Increased Demand Response+Reduced Rankine Availability+Delayed Build+Upgraded HVDC+Low Wind & Solar | 570.4704 | 591.0527 | 595.5892
2029 | NIWCM | High Demand Growth+Ref Gas Supply+Methanex Stays+Increased Demand Response+Reduced Rankine Availability+Delayed Build+Upgraded HVDC+Low Wind & Solar | 309.988 | 438.2941 | 451.8864
2030 | NIWCM | High Demand Growth+Ref Gas Supply+Methanex Stays+Increased Demand Response+Reduced Rankine Availability+Delayed Build+Upgraded HVDC+Low Wind & Solar | 19.2281 | 745.4805 | 1038.4801
2031 | NIWCM | High Demand Growth+Ref Gas Supply+Methanex Stays+Increased Demand Response+Reduced Rankine Availability+Delayed Build+Upgraded HVDC+Low Wind & Solar | -256.5236 | 682.0003 | 1043.5201
2032 | NIWCM | High Demand Growth+Ref Gas Supply+Methanex Stays+Increased Demand Response+Reduced Rankine Availability+Delayed Build+Upgraded HVDC+Low Wind & Solar | -471.415 | 542.8788 | 1131.8406
2033 | NIWCM | High Demand Growth+Ref Gas Supply+Methanex Stays+Increased Demand Response+Reduced Rankine Availability+Delayed Build+Upgraded HVDC+Low Wind & Solar | -595.3056 | 427.7255 | 1257.4496
2034 | NIWCM | High Demand Growth+Ref Gas Supply+Methanex Stays+Increased Demand Response+Reduced Rankine Availability+Delayed Build+Upgraded HVDC+Low Wind & Solar | -823.6946 | 220.2272 | 1087.721
2035 | NIWCM | High Demand Growth+Ref Gas Supply+Methanex Stays+Increased Demand Response+Reduced Rankine Availability+Delayed Build+Upgraded HVDC+Low Wind & Solar | -990.5654 | 84.6259 | 1022.7878
2026 | SIWEM_PERC | High Demand Growth+Ref Gas Supply+Methanex Stays+Increased Demand Response+Reduced Rankine Availability+Delayed Build+Upgraded HVDC+Low Wind & Solar | 17.2783 | 17.2783 | 17.2783
2027 | SIWEM_PERC | High Demand Growth+Ref Gas Supply+Methanex Stays+Increased Demand Response+Reduced Rankine Availability+Delayed Build+Upgraded HVDC+Low Wind & Solar | 12.6546 | 12.7157 | 12.7157
2028 | SIWEM_PERC | High Demand Growth+Ref Gas Supply+Methanex Stays+Increased Demand Response+Reduced Rankine Availability+Delayed Build+Upgraded HVDC+Low Wind & Solar | 8.4705 | 10.0745 | 10.0745
2029 | SIWEM_PERC | High Demand Growth+Ref Gas Supply+Methanex Stays+Increased Demand Response+Reduced Rankine Availability+Delayed Build+Upgraded HVDC+Low Wind & Solar | 1.9088 | 5.8024 | 5.8024
2030 | SIWEM_PERC | High Demand Growth+Ref Gas Supply+Methanex Stays+Increased Demand Response+Reduced Rankine Availability+Delayed Build+Upgraded HVDC+Low Wind & Solar | -4.2769 | 4.9103 | 14.6899
2031 | SIWEM_PERC | High Demand Growth+Ref Gas Supply+Methanex Stays+Increased Demand Response+Reduced Rankine Availability+Delayed Build+Upgraded HVDC+Low Wind & Solar | -9.5005 | -0.8391 | 9.7783
2032 | SIWEM_PERC | High Demand Growth+Ref Gas Supply+Methanex Stays+Increased Demand Response+Reduced Rankine Availability+Delayed Build+Upgraded HVDC+Low Wind & Solar | -11.248 | -1.4502 | 12.7842
2033 | SIWEM_PERC | High Demand Growth+Ref Gas Supply+Methanex Stays+Increased Demand Response+Reduced Rankine Availability+Delayed Build+Upgraded HVDC+Low Wind & Solar | -12.8456 | -3.2532 | 14.1177
2034 | SIWEM_PERC | High Demand Growth+Ref Gas Supply+Methanex Stays+Increased Demand Response+Reduced Rankine Availability+Delayed Build+Upgraded HVDC+Low Wind & Solar | -14.5725 | -5.2022 | 11.7666
2035 | SIWEM_PERC | High Demand Growth+Ref Gas Supply+Methanex Stays+Increased Demand Response+Reduced Rankine Availability+Delayed Build+Upgraded HVDC+Low Wind & Solar | -15.8119 | -6.612 | 10.0483
2026 | NZWEM_PERC | High Demand Growth+Ref Gas Supply+Methanex Stays+Increased Demand Response+Reduced Rankine Availability+Delayed Build+Upgraded HVDC+Constrained Operational Capacity | 6.7822 | 6.7822 | 6.7822
2027 | NZWEM_PERC | High Demand Growth+Ref Gas Supply+Methanex Stays+Increased Demand Response+Reduced Rankine Availability+Delayed Build+Upgraded HVDC+Constrained Operational Capacity | -4.5016 | -4.3685 | -4.2106
2028 | NZWEM_PERC | High Demand Growth+Ref Gas Supply+Methanex Stays+Increased Demand Response+Reduced Rankine Availability+Delayed Build+Upgraded HVDC+Constrained Operational Capacity | -5.1043 | -3.8024 | -3.519
2029 | NZWEM_PERC | High Demand Growth+Ref Gas Supply+Methanex Stays+Increased Demand Response+Reduced Rankine Availability+Delayed Build+Upgraded HVDC+Constrained Operational Capacity | -7.7344 | -5.2544 | -4.4841
2030 | NZWEM_PERC | High Demand Growth+Ref Gas Supply+Methanex Stays+Increased Demand Response+Reduced Rankine Availability+Delayed Build+Upgraded HVDC+Constrained Operational Capacity | -11.4566 | -3.888 | 2.5097
2031 | NZWEM_PERC | High Demand Growth+Ref Gas Supply+Methanex Stays+Increased Demand Response+Reduced Rankine Availability+Delayed Build+Upgraded HVDC+Constrained Operational Capacity | -15.14 | -5.3338 | 1.7493
2032 | NZWEM_PERC | High Demand Growth+Ref Gas Supply+Methanex Stays+Increased Demand Response+Reduced Rankine Availability+Delayed Build+Upgraded HVDC+Constrained Operational Capacity | -17.2035 | -7.1196 | 4.391
2033 | NZWEM_PERC | High Demand Growth+Ref Gas Supply+Methanex Stays+Increased Demand Response+Reduced Rankine Availability+Delayed Build+Upgraded HVDC+Constrained Operational Capacity | -19.0053 | -9.1066 | 6.8633
2034 | NZWEM_PERC | High Demand Growth+Ref Gas Supply+Methanex Stays+Increased Demand Response+Reduced Rankine Availability+Delayed Build+Upgraded HVDC+Constrained Operational Capacity | -20.7301 | -10.814 | 5.4899
2035 | NZWEM_PERC | High Demand Growth+Ref Gas Supply+Methanex Stays+Increased Demand Response+Reduced Rankine Availability+Delayed Build+Upgraded HVDC+Constrained Operational Capacity | -22.1222 | -12.0609 | 5.2277
2026 | NIWCM | High Demand Growth+Ref Gas Supply+Methanex Stays+Increased Demand Response+Reduced Rankine Availability+Delayed Build+Upgraded HVDC+Constrained Operational Capacity | 209.2066 | 209.2066 | 209.2066
2027 | NIWCM | High Demand Growth+Ref Gas Supply+Methanex Stays+Increased Demand Response+Reduced Rankine Availability+Delayed Build+Upgraded HVDC+Constrained Operational Capacity | 4.4086 | 4.4086 | 4.4086
2028 | NIWCM | High Demand Growth+Ref Gas Supply+Methanex Stays+Increased Demand Response+Reduced Rankine Availability+Delayed Build+Upgraded HVDC+Constrained Operational Capacity | -40.9528 | -40.9528 | -40.9528
2029 | NIWCM | High Demand Growth+Ref Gas Supply+Methanex Stays+Increased Demand Response+Reduced Rankine Availability+Delayed Build+Upgraded HVDC+Constrained Operational Capacity | -335.0736 | -252.8911 | -252.8911
2030 | NIWCM | High Demand Growth+Ref Gas Supply+Methanex Stays+Increased Demand Response+Reduced Rankine Availability+Delayed Build+Upgraded HVDC+Constrained Operational Capacity | -659.6372 | -145.9704 | -28.0389
2031 | NIWCM | High Demand Growth+Ref Gas Supply+Methanex Stays+Increased Demand Response+Reduced Rankine Availability+Delayed Build+Upgraded HVDC+Constrained Operational Capacity | -937.1292 | -284.1864 | -124.8989
2032 | NIWCM | High Demand Growth+Ref Gas Supply+Methanex Stays+Increased Demand Response+Reduced Rankine Availability+Delayed Build+Upgraded HVDC+Constrained Operational Capacity | -1151.6769 | -435.8263 | -220.1632
2033 | NIWCM | High Demand Growth+Ref Gas Supply+Methanex Stays+Increased Demand Response+Reduced Rankine Availability+Delayed Build+Upgraded HVDC+Constrained Operational Capacity | -1279.3768 | -551.3212 | -277.0745
2034 | NIWCM | High Demand Growth+Ref Gas Supply+Methanex Stays+Increased Demand Response+Reduced Rankine Availability+Delayed Build+Upgraded HVDC+Constrained Operational Capacity | -1501.7344 | -776.0798 | -478.7392
2035 | NIWCM | High Demand Growth+Ref Gas Supply+Methanex Stays+Increased Demand Response+Reduced Rankine Availability+Delayed Build+Upgraded HVDC+Constrained Operational Capacity | -1612.7925 | -914.7587 | -604.7294
2026 | SIWEM_PERC | High Demand Growth+Ref Gas Supply+Methanex Stays+Increased Demand Response+Reduced Rankine Availability+Delayed Build+Upgraded HVDC+Constrained Operational Capacity | 17.6057 | 17.6057 | 17.6057
2027 | SIWEM_PERC | High Demand Growth+Ref Gas Supply+Methanex Stays+Increased Demand Response+Reduced Rankine Availability+Delayed Build+Upgraded HVDC+Constrained Operational Capacity | 13.1185 | 13.1862 | 13.1862
2028 | SIWEM_PERC | High Demand Growth+Ref Gas Supply+Methanex Stays+Increased Demand Response+Reduced Rankine Availability+Delayed Build+Upgraded HVDC+Constrained Operational Capacity | 9.1882 | 10.9655 | 10.9655
2029 | SIWEM_PERC | High Demand Growth+Ref Gas Supply+Methanex Stays+Increased Demand Response+Reduced Rankine Availability+Delayed Build+Upgraded HVDC+Constrained Operational Capacity | 2.6144 | 6.9288 | 6.9288
2030 | SIWEM_PERC | High Demand Growth+Ref Gas Supply+Methanex Stays+Increased Demand Response+Reduced Rankine Availability+Delayed Build+Upgraded HVDC+Constrained Operational Capacity | -3.4825 | 6.6977 | 17.5342
2031 | SIWEM_PERC | High Demand Growth+Ref Gas Supply+Methanex Stays+Increased Demand Response+Reduced Rankine Availability+Delayed Build+Upgraded HVDC+Constrained Operational Capacity | -8.7515 | 0.84595 | 12.6108
2032 | SIWEM_PERC | High Demand Growth+Ref Gas Supply+Methanex Stays+Increased Demand Response+Reduced Rankine Availability+Delayed Build+Upgraded HVDC+Constrained Operational Capacity | -10.5156 | 0.3411 | 16.1139
2033 | SIWEM_PERC | High Demand Growth+Ref Gas Supply+Methanex Stays+Increased Demand Response+Reduced Rankine Availability+Delayed Build+Upgraded HVDC+Constrained Operational Capacity | -12.1285 | -1.4995 | 17.7488
2034 | SIWEM_PERC | High Demand Growth+Ref Gas Supply+Methanex Stays+Increased Demand Response+Reduced Rankine Availability+Delayed Build+Upgraded HVDC+Constrained Operational Capacity | -13.8721 | -3.4891 | 15.3136
2035 | SIWEM_PERC | High Demand Growth+Ref Gas Supply+Methanex Stays+Increased Demand Response+Reduced Rankine Availability+Delayed Build+Upgraded HVDC+Constrained Operational Capacity | -15.1242 | -4.93 | 13.5308
2026 | NZWEM_PERC | High Demand Growth+Ref Gas Supply+Methanex Stays+Increased Demand Response+Reduced Rankine Availability+Delayed Build+Upgraded HVDC+Constrained Operational Capacity+Low Wind & Solar | 5.8975 | 5.8975 | 5.8975
2027 | NZWEM_PERC | High Demand Growth+Ref Gas Supply+Methanex Stays+Increased Demand Response+Reduced Rankine Availability+Delayed Build+Upgraded HVDC+Constrained Operational Capacity+Low Wind & Solar | -5.4019 | -5.2818 | -5.1393
2028 | NZWEM_PERC | High Demand Growth+Ref Gas Supply+Methanex Stays+Increased Demand Response+Reduced Rankine Availability+Delayed Build+Upgraded HVDC+Constrained Operational Capacity+Low Wind & Solar | -6.1891 | -5.0142 | -4.7585
2029 | NZWEM_PERC | High Demand Growth+Ref Gas Supply+Methanex Stays+Increased Demand Response+Reduced Rankine Availability+Delayed Build+Upgraded HVDC+Constrained Operational Capacity+Low Wind & Solar | -8.9071 | -6.6689 | -5.9737
2030 | NZWEM_PERC | High Demand Growth+Ref Gas Supply+Methanex Stays+Increased Demand Response+Reduced Rankine Availability+Delayed Build+Upgraded HVDC+Constrained Operational Capacity+Low Wind & Solar | -12.6488 | -5.8184 | -0.044643
2031 | NZWEM_PERC | High Demand Growth+Ref Gas Supply+Methanex Stays+Increased Demand Response+Reduced Rankine Availability+Delayed Build+Upgraded HVDC+Constrained Operational Capacity+Low Wind & Solar | -16.2825 | -7.4327 | -1.0405
2032 | NZWEM_PERC | High Demand Growth+Ref Gas Supply+Methanex Stays+Increased Demand Response+Reduced Rankine Availability+Delayed Build+Upgraded HVDC+Constrained Operational Capacity+Low Wind & Solar | -18.3137 | -9.2133 | 1.2044
2033 | NZWEM_PERC | High Demand Growth+Ref Gas Supply+Methanex Stays+Increased Demand Response+Reduced Rankine Availability+Delayed Build+Upgraded HVDC+Constrained Operational Capacity+Low Wind & Solar | -20.0873 | -11.147 | 3.2944
2034 | NZWEM_PERC | High Demand Growth+Ref Gas Supply+Methanex Stays+Increased Demand Response+Reduced Rankine Availability+Delayed Build+Upgraded HVDC+Constrained Operational Capacity+Low Wind & Solar | -21.7807 | -12.825 | 1.9453
2035 | NZWEM_PERC | High Demand Growth+Ref Gas Supply+Methanex Stays+Increased Demand Response+Reduced Rankine Availability+Delayed Build+Upgraded HVDC+Constrained Operational Capacity+Low Wind & Solar | -23.148 | -14.0244 | 1.6332
2026 | NIWCM | High Demand Growth+Ref Gas Supply+Methanex Stays+Increased Demand Response+Reduced Rankine Availability+Delayed Build+Upgraded HVDC+Constrained Operational Capacity+Low Wind & Solar | 209.2066 | 209.2066 | 209.2066
2027 | NIWCM | High Demand Growth+Ref Gas Supply+Methanex Stays+Increased Demand Response+Reduced Rankine Availability+Delayed Build+Upgraded HVDC+Constrained Operational Capacity+Low Wind & Solar | 4.4086 | 4.4086 | 4.4086
2028 | NIWCM | High Demand Growth+Ref Gas Supply+Methanex Stays+Increased Demand Response+Reduced Rankine Availability+Delayed Build+Upgraded HVDC+Constrained Operational Capacity+Low Wind & Solar | -40.9528 | -40.9528 | -40.9528
2029 | NIWCM | High Demand Growth+Ref Gas Supply+Methanex Stays+Increased Demand Response+Reduced Rankine Availability+Delayed Build+Upgraded HVDC+Constrained Operational Capacity+Low Wind & Solar | -335.0736 | -252.8911 | -252.8911
2030 | NIWCM | High Demand Growth+Ref Gas Supply+Methanex Stays+Increased Demand Response+Reduced Rankine Availability+Delayed Build+Upgraded HVDC+Constrained Operational Capacity+Low Wind & Solar | -659.6372 | -145.9704 | -28.0389
2031 | NIWCM | High Demand Growth+Ref Gas Supply+Methanex Stays+Increased Demand Response+Reduced Rankine Availability+Delayed Build+Upgraded HVDC+Constrained Operational Capacity+Low Wind & Solar | -937.1292 | -284.1864 | -124.8989
2032 | NIWCM | High Demand Growth+Ref Gas Supply+Methanex Stays+Increased Demand Response+Reduced Rankine Availability+Delayed Build+Upgraded HVDC+Constrained Operational Capacity+Low Wind & Solar | -1151.6769 | -435.8263 | -220.1632
2033 | NIWCM | High Demand Growth+Ref Gas Supply+Methanex Stays+Increased Demand Response+Reduced Rankine Availability+Delayed Build+Upgraded HVDC+Constrained Operational Capacity+Low Wind & Solar | -1279.3768 | -551.3212 | -277.0745
2034 | NIWCM | High Demand Growth+Ref Gas Supply+Methanex Stays+Increased Demand Response+Reduced Rankine Availability+Delayed Build+Upgraded HVDC+Constrained Operational Capacity+Low Wind & Solar | -1501.7344 | -776.0798 | -478.7392
2035 | NIWCM | High Demand Growth+Ref Gas Supply+Methanex Stays+Increased Demand Response+Reduced Rankine Availability+Delayed Build+Upgraded HVDC+Constrained Operational Capacity+Low Wind & Solar | -1612.7925 | -914.7587 | -604.7294
2026 | SIWEM_PERC | High Demand Growth+Ref Gas Supply+Methanex Stays+Increased Demand Response+Reduced Rankine Availability+Delayed Build+Upgraded HVDC+Constrained Operational Capacity+Low Wind & Solar | 17.2783 | 17.2783 | 17.2783
2027 | SIWEM_PERC | High Demand Growth+Ref Gas Supply+Methanex Stays+Increased Demand Response+Reduced Rankine Availability+Delayed Build+Upgraded HVDC+Constrained Operational Capacity+Low Wind & Solar | 12.6546 | 12.7157 | 12.7157
2028 | SIWEM_PERC | High Demand Growth+Ref Gas Supply+Methanex Stays+Increased Demand Response+Reduced Rankine Availability+Delayed Build+Upgraded HVDC+Constrained Operational Capacity+Low Wind & Solar | 8.4705 | 10.0745 | 10.0745
2029 | SIWEM_PERC | High Demand Growth+Ref Gas Supply+Methanex Stays+Increased Demand Response+Reduced Rankine Availability+Delayed Build+Upgraded HVDC+Constrained Operational Capacity+Low Wind & Solar | 1.9088 | 5.8024 | 5.8024
2030 | SIWEM_PERC | High Demand Growth+Ref Gas Supply+Methanex Stays+Increased Demand Response+Reduced Rankine Availability+Delayed Build+Upgraded HVDC+Constrained Operational Capacity+Low Wind & Solar | -4.2769 | 4.9103 | 14.6899
2031 | SIWEM_PERC | High Demand Growth+Ref Gas Supply+Methanex Stays+Increased Demand Response+Reduced Rankine Availability+Delayed Build+Upgraded HVDC+Constrained Operational Capacity+Low Wind & Solar | -9.5005 | -0.8391 | 9.7783
2032 | SIWEM_PERC | High Demand Growth+Ref Gas Supply+Methanex Stays+Increased Demand Response+Reduced Rankine Availability+Delayed Build+Upgraded HVDC+Constrained Operational Capacity+Low Wind & Solar | -11.248 | -1.4502 | 12.7842
2033 | SIWEM_PERC | High Demand Growth+Ref Gas Supply+Methanex Stays+Increased Demand Response+Reduced Rankine Availability+Delayed Build+Upgraded HVDC+Constrained Operational Capacity+Low Wind & Solar | -12.8456 | -3.2532 | 14.1177
2034 | SIWEM_PERC | High Demand Growth+Ref Gas Supply+Methanex Stays+Increased Demand Response+Reduced Rankine Availability+Delayed Build+Upgraded HVDC+Constrained Operational Capacity+Low Wind & Solar | -14.5725 | -5.2022 | 11.7666
2035 | SIWEM_PERC | High Demand Growth+Ref Gas Supply+Methanex Stays+Increased Demand Response+Reduced Rankine Availability+Delayed Build+Upgraded HVDC+Constrained Operational Capacity+Low Wind & Solar | -15.8119 | -6.612 | 10.0483
2026 | NZWEM_PERC | High Demand Growth+Expected Future Gas Supply+Methanex Stays | 14.7124 | 14.7675 | 14.7675
2027 | NZWEM_PERC | High Demand Growth+Expected Future Gas Supply+Methanex Stays | 9.5633 | 11.2842 | 11.5817
2028 | NZWEM_PERC | High Demand Growth+Expected Future Gas Supply+Methanex Stays | 5.4126 | 12.6911 | 16.7279
2029 | NZWEM_PERC | High Demand Growth+Expected Future Gas Supply+Methanex Stays | -0.37374 | 9.5284 | 17.3628
2030 | NZWEM_PERC | High Demand Growth+Expected Future Gas Supply+Methanex Stays | -5.492 | 5.7195 | 18.0168
2031 | NZWEM_PERC | High Demand Growth+Expected Future Gas Supply+Methanex Stays | -9.424 | 1.3955 | 18.1733
2032 | NZWEM_PERC | High Demand Growth+Expected Future Gas Supply+Methanex Stays | -11.6507 | -0.81669 | 16.3254
2033 | NZWEM_PERC | High Demand Growth+Expected Future Gas Supply+Methanex Stays | -13.5955 | -3.0375 | 15.1047
2034 | NZWEM_PERC | High Demand Growth+Expected Future Gas Supply+Methanex Stays | -15.4805 | -4.8828 | 12.7331
2035 | NZWEM_PERC | High Demand Growth+Expected Future Gas Supply+Methanex Stays | -16.9988 | -6.5751 | 10.6253
2026 | NIWCM | High Demand Growth+Expected Future Gas Supply+Methanex Stays | 861.0651 | 861.8649 | 861.8649
2027 | NIWCM | High Demand Growth+Expected Future Gas Supply+Methanex Stays | 989.1942 | 1020.6942 | 1025.2307
2028 | NIWCM | High Demand Growth+Expected Future Gas Supply+Methanex Stays | 852.4837 | 1511.8444 | 1594.489
2029 | NIWCM | High Demand Growth+Expected Future Gas Supply+Methanex Stays | 527.9139 | 1430.6743 | 1770.6082
2030 | NIWCM | High Demand Growth+Expected Future Gas Supply+Methanex Stays | 65.8325 | 1100.6072 | 1676.8574
2031 | NIWCM | High Demand Growth+Expected Future Gas Supply+Methanex Stays | -204.3355 | 846.131 | 1674.2616
2032 | NIWCM | High Demand Growth+Expected Future Gas Supply+Methanex Stays | -425.8464 | 644.3968 | 1511.031
2033 | NIWCM | High Demand Growth+Expected Future Gas Supply+Methanex Stays | -633.9099 | 441.4685 | 1379.8118
2034 | NIWCM | High Demand Growth+Expected Future Gas Supply+Methanex Stays | -835.3482 | 250.4077 | 1270.1977
2035 | NIWCM | High Demand Growth+Expected Future Gas Supply+Methanex Stays | -949.7463 | 92.578 | 1114.3943
2026 | SIWEM_PERC | High Demand Growth+Expected Future Gas Supply+Methanex Stays | 39.3583 | 39.5122 | 39.5122
2027 | SIWEM_PERC | High Demand Growth+Expected Future Gas Supply+Methanex Stays | 24.5043 | 29.2519 | 30.0727
2028 | SIWEM_PERC | High Demand Growth+Expected Future Gas Supply+Methanex Stays | 12.6793 | 32.4823 | 43.4657
2029 | SIWEM_PERC | High Demand Growth+Expected Future Gas Supply+Methanex Stays | 2.2232 | 23.3715 | 44.4108
2030 | SIWEM_PERC | High Demand Growth+Expected Future Gas Supply+Methanex Stays | -5.5519 | 12.6992 | 40.8838
2031 | SIWEM_PERC | High Demand Growth+Expected Future Gas Supply+Methanex Stays | -10.8611 | 1.1598 | 36.7253
2032 | SIWEM_PERC | High Demand Growth+Expected Future Gas Supply+Methanex Stays | -12.6391 | -2.04 | 33.8665
2033 | SIWEM_PERC | High Demand Growth+Expected Future Gas Supply+Methanex Stays | -14.2635 | -3.8927 | 31.2404
2034 | SIWEM_PERC | High Demand Growth+Expected Future Gas Supply+Methanex Stays | -16.0174 | -5.893 | 28.4052
2035 | SIWEM_PERC | High Demand Growth+Expected Future Gas Supply+Methanex Stays | -17.2782 | -7.3427 | 25.2575
2026 | NZWEM_PERC | High Demand Growth+Expected Future Gas Supply+Methanex Stays+Low Wind & Solar | 13.5555 | 13.6052 | 13.6052
2027 | NZWEM_PERC | High Demand Growth+Expected Future Gas Supply+Methanex Stays+Low Wind & Solar | 8.3013 | 9.8543 | 10.1228
2028 | NZWEM_PERC | High Demand Growth+Expected Future Gas Supply+Methanex Stays+Low Wind & Solar | 4.114 | 10.6825 | 14.3257
2029 | NZWEM_PERC | High Demand Growth+Expected Future Gas Supply+Methanex Stays+Low Wind & Solar | -1.6375 | 7.2988 | 14.3692
2030 | NZWEM_PERC | High Demand Growth+Expected Future Gas Supply+Methanex Stays+Low Wind & Solar | -6.6781 | 3.4826 | 14.6124
2031 | NZWEM_PERC | High Demand Growth+Expected Future Gas Supply+Methanex Stays+Low Wind & Solar | -10.5607 | -0.74813 | 14.4238
2032 | NZWEM_PERC | High Demand Growth+Expected Future Gas Supply+Methanex Stays+Low Wind & Solar | -12.7553 | -2.931 | 12.5985
2033 | NZWEM_PERC | High Demand Growth+Expected Future Gas Supply+Methanex Stays+Low Wind & Solar | -14.6719 | -5.0979 | 11.3327
2034 | NZWEM_PERC | High Demand Growth+Expected Future Gas Supply+Methanex Stays+Low Wind & Solar | -16.5257 | -6.8835 | 9.0705
2035 | NZWEM_PERC | High Demand Growth+Expected Future Gas Supply+Methanex Stays+Low Wind & Solar | -18.0193 | -8.5286 | 7.0491
2026 | NIWCM | High Demand Growth+Expected Future Gas Supply+Methanex Stays+Low Wind & Solar | 861.0651 | 861.8649 | 861.8649
2027 | NIWCM | High Demand Growth+Expected Future Gas Supply+Methanex Stays+Low Wind & Solar | 989.1942 | 1020.6942 | 1025.2307
2028 | NIWCM | High Demand Growth+Expected Future Gas Supply+Methanex Stays+Low Wind & Solar | 852.4837 | 1511.8444 | 1594.489
2029 | NIWCM | High Demand Growth+Expected Future Gas Supply+Methanex Stays+Low Wind & Solar | 527.9139 | 1430.6743 | 1770.6082
2030 | NIWCM | High Demand Growth+Expected Future Gas Supply+Methanex Stays+Low Wind & Solar | 65.8325 | 1100.6072 | 1676.8574
2031 | NIWCM | High Demand Growth+Expected Future Gas Supply+Methanex Stays+Low Wind & Solar | -204.3355 | 846.131 | 1674.2616
2032 | NIWCM | High Demand Growth+Expected Future Gas Supply+Methanex Stays+Low Wind & Solar | -425.8464 | 644.3968 | 1511.031
2033 | NIWCM | High Demand Growth+Expected Future Gas Supply+Methanex Stays+Low Wind & Solar | -633.9099 | 441.4685 | 1379.8118
2034 | NIWCM | High Demand Growth+Expected Future Gas Supply+Methanex Stays+Low Wind & Solar | -835.3482 | 250.4077 | 1270.1977
2035 | NIWCM | High Demand Growth+Expected Future Gas Supply+Methanex Stays+Low Wind & Solar | -949.7463 | 92.578 | 1114.3943
2026 | SIWEM_PERC | High Demand Growth+Expected Future Gas Supply+Methanex Stays+Low Wind & Solar | 36.1279 | 36.2667 | 36.2667
2027 | SIWEM_PERC | High Demand Growth+Expected Future Gas Supply+Methanex Stays+Low Wind & Solar | 21.0226 | 25.3072 | 26.0479
2028 | SIWEM_PERC | High Demand Growth+Expected Future Gas Supply+Methanex Stays+Low Wind & Solar | 9.1459 | 27.0174 | 36.9296
2029 | SIWEM_PERC | High Demand Growth+Expected Future Gas Supply+Methanex Stays+Low Wind & Solar | 1.3791 | 17.3842 | 36.3714
2030 | SIWEM_PERC | High Demand Growth+Expected Future Gas Supply+Methanex Stays+Low Wind & Solar | -6.3293 | 6.8053 | 36.1313
2031 | SIWEM_PERC | High Demand Growth+Expected Future Gas Supply+Methanex Stays+Low Wind & Solar | -11.5927 | -1.8051 | 33.0203
2032 | SIWEM_PERC | High Demand Growth+Expected Future Gas Supply+Methanex Stays+Low Wind & Solar | -13.3541 | -3.7888 | 30.241
2033 | SIWEM_PERC | High Demand Growth+Expected Future Gas Supply+Methanex Stays+Low Wind & Solar | -14.9631 | -5.6039 | 26.9846
2034 | SIWEM_PERC | High Demand Growth+Expected Future Gas Supply+Methanex Stays+Low Wind & Solar | -16.7004 | -7.5635 | 21.1085
2035 | SIWEM_PERC | High Demand Growth+Expected Future Gas Supply+Methanex Stays+Low Wind & Solar | -17.9484 | -8.982 | 15.8152
2026 | NZWEM_PERC | High Demand Growth+Expected Future Gas Supply+Methanex Stays+Constrained Operational Capacity | 14.7124 | 14.7675 | 14.7675
2027 | NZWEM_PERC | High Demand Growth+Expected Future Gas Supply+Methanex Stays+Constrained Operational Capacity | 9.5633 | 11.2842 | 11.5817
2028 | NZWEM_PERC | High Demand Growth+Expected Future Gas Supply+Methanex Stays+Constrained Operational Capacity | 5.4126 | 12.6911 | 16.7279
2029 | NZWEM_PERC | High Demand Growth+Expected Future Gas Supply+Methanex Stays+Constrained Operational Capacity | -0.37374 | 9.5284 | 17.3628
2030 | NZWEM_PERC | High Demand Growth+Expected Future Gas Supply+Methanex Stays+Constrained Operational Capacity | -5.492 | 5.7195 | 18.0168
2031 | NZWEM_PERC | High Demand Growth+Expected Future Gas Supply+Methanex Stays+Constrained Operational Capacity | -9.424 | 1.3955 | 18.1733
2032 | NZWEM_PERC | High Demand Growth+Expected Future Gas Supply+Methanex Stays+Constrained Operational Capacity | -11.6507 | -0.81669 | 16.3254
2033 | NZWEM_PERC | High Demand Growth+Expected Future Gas Supply+Methanex Stays+Constrained Operational Capacity | -13.5955 | -3.0375 | 15.1047
2034 | NZWEM_PERC | High Demand Growth+Expected Future Gas Supply+Methanex Stays+Constrained Operational Capacity | -15.4805 | -4.8828 | 12.7331
2035 | NZWEM_PERC | High Demand Growth+Expected Future Gas Supply+Methanex Stays+Constrained Operational Capacity | -16.9988 | -6.5751 | 10.6253
2026 | NIWCM | High Demand Growth+Expected Future Gas Supply+Methanex Stays+Constrained Operational Capacity | 264.1721 | 264.1721 | 264.1721
2027 | NIWCM | High Demand Growth+Expected Future Gas Supply+Methanex Stays+Constrained Operational Capacity | 362.7771 | 366.8832 | 366.8832
2028 | NIWCM | High Demand Growth+Expected Future Gas Supply+Methanex Stays+Constrained Operational Capacity | 192.5593 | 688.5271 | 696.8696
2029 | NIWCM | High Demand Growth+Expected Future Gas Supply+Methanex Stays+Constrained Operational Capacity | -147.8654 | 503.0758 | 660.9188
2030 | NIWCM | High Demand Growth+Expected Future Gas Supply+Methanex Stays+Constrained Operational Capacity | -614.5146 | 128.5492 | 343.1787
2031 | NIWCM | High Demand Growth+Expected Future Gas Supply+Methanex Stays+Constrained Operational Capacity | -887.3439 | -132.9561 | 141.412
2032 | NIWCM | High Demand Growth+Expected Future Gas Supply+Methanex Stays+Constrained Operational Capacity | -1115.4489 | -350.9696 | -54.2768
2033 | NIWCM | High Demand Growth+Expected Future Gas Supply+Methanex Stays+Constrained Operational Capacity | -1253.7986 | -558.0683 | -247.9035
2034 | NIWCM | High Demand Growth+Expected Future Gas Supply+Methanex Stays+Constrained Operational Capacity | -1410.2148 | -732.3396 | -365.9204
2035 | NIWCM | High Demand Growth+Expected Future Gas Supply+Methanex Stays+Constrained Operational Capacity | -1524.6129 | -837.0357 | -524.3017
2026 | SIWEM_PERC | High Demand Growth+Expected Future Gas Supply+Methanex Stays+Constrained Operational Capacity | 39.3583 | 39.5122 | 39.5122
2027 | SIWEM_PERC | High Demand Growth+Expected Future Gas Supply+Methanex Stays+Constrained Operational Capacity | 24.5043 | 29.2519 | 30.0727
2028 | SIWEM_PERC | High Demand Growth+Expected Future Gas Supply+Methanex Stays+Constrained Operational Capacity | 12.6793 | 32.4823 | 43.4657
2029 | SIWEM_PERC | High Demand Growth+Expected Future Gas Supply+Methanex Stays+Constrained Operational Capacity | 2.2232 | 23.3715 | 44.4108
2030 | SIWEM_PERC | High Demand Growth+Expected Future Gas Supply+Methanex Stays+Constrained Operational Capacity | -5.5519 | 12.6992 | 40.8838
2031 | SIWEM_PERC | High Demand Growth+Expected Future Gas Supply+Methanex Stays+Constrained Operational Capacity | -10.8611 | 1.1598 | 36.7253
2032 | SIWEM_PERC | High Demand Growth+Expected Future Gas Supply+Methanex Stays+Constrained Operational Capacity | -12.6391 | -2.04 | 33.8665
2033 | SIWEM_PERC | High Demand Growth+Expected Future Gas Supply+Methanex Stays+Constrained Operational Capacity | -14.2635 | -3.8927 | 31.2404
2034 | SIWEM_PERC | High Demand Growth+Expected Future Gas Supply+Methanex Stays+Constrained Operational Capacity | -16.0174 | -5.893 | 28.4052
2035 | SIWEM_PERC | High Demand Growth+Expected Future Gas Supply+Methanex Stays+Constrained Operational Capacity | -17.2782 | -7.3427 | 25.2575
2026 | NZWEM_PERC | High Demand Growth+Expected Future Gas Supply+Methanex Stays+Constrained Operational Capacity+Low Wind & Solar | 13.5555 | 13.6052 | 13.6052
2027 | NZWEM_PERC | High Demand Growth+Expected Future Gas Supply+Methanex Stays+Constrained Operational Capacity+Low Wind & Solar | 8.3013 | 9.8543 | 10.1228
2028 | NZWEM_PERC | High Demand Growth+Expected Future Gas Supply+Methanex Stays+Constrained Operational Capacity+Low Wind & Solar | 4.114 | 10.6825 | 14.3257
2029 | NZWEM_PERC | High Demand Growth+Expected Future Gas Supply+Methanex Stays+Constrained Operational Capacity+Low Wind & Solar | -1.6375 | 7.2988 | 14.3692
2030 | NZWEM_PERC | High Demand Growth+Expected Future Gas Supply+Methanex Stays+Constrained Operational Capacity+Low Wind & Solar | -6.6781 | 3.4826 | 14.6124
2031 | NZWEM_PERC | High Demand Growth+Expected Future Gas Supply+Methanex Stays+Constrained Operational Capacity+Low Wind & Solar | -10.5607 | -0.74813 | 14.4238
2032 | NZWEM_PERC | High Demand Growth+Expected Future Gas Supply+Methanex Stays+Constrained Operational Capacity+Low Wind & Solar | -12.7553 | -2.931 | 12.5985
2033 | NZWEM_PERC | High Demand Growth+Expected Future Gas Supply+Methanex Stays+Constrained Operational Capacity+Low Wind & Solar | -14.6719 | -5.0979 | 11.3327
2034 | NZWEM_PERC | High Demand Growth+Expected Future Gas Supply+Methanex Stays+Constrained Operational Capacity+Low Wind & Solar | -16.5257 | -6.8835 | 9.0705
2035 | NZWEM_PERC | High Demand Growth+Expected Future Gas Supply+Methanex Stays+Constrained Operational Capacity+Low Wind & Solar | -18.0193 | -8.5286 | 7.0491
2026 | NIWCM | High Demand Growth+Expected Future Gas Supply+Methanex Stays+Constrained Operational Capacity+Low Wind & Solar | 264.1721 | 264.1721 | 264.1721
2027 | NIWCM | High Demand Growth+Expected Future Gas Supply+Methanex Stays+Constrained Operational Capacity+Low Wind & Solar | 362.7771 | 366.8832 | 366.8832
2028 | NIWCM | High Demand Growth+Expected Future Gas Supply+Methanex Stays+Constrained Operational Capacity+Low Wind & Solar | 192.5593 | 688.5271 | 696.8696
2029 | NIWCM | High Demand Growth+Expected Future Gas Supply+Methanex Stays+Constrained Operational Capacity+Low Wind & Solar | -147.8654 | 503.0758 | 660.9188
2030 | NIWCM | High Demand Growth+Expected Future Gas Supply+Methanex Stays+Constrained Operational Capacity+Low Wind & Solar | -614.5146 | 128.5492 | 343.1787
2031 | NIWCM | High Demand Growth+Expected Future Gas Supply+Methanex Stays+Constrained Operational Capacity+Low Wind & Solar | -887.3439 | -132.9561 | 141.412
2032 | NIWCM | High Demand Growth+Expected Future Gas Supply+Methanex Stays+Constrained Operational Capacity+Low Wind & Solar | -1115.4489 | -350.9696 | -54.2768
2033 | NIWCM | High Demand Growth+Expected Future Gas Supply+Methanex Stays+Constrained Operational Capacity+Low Wind & Solar | -1253.7986 | -558.0683 | -247.9035
2034 | NIWCM | High Demand Growth+Expected Future Gas Supply+Methanex Stays+Constrained Operational Capacity+Low Wind & Solar | -1410.2148 | -732.3396 | -365.9204
2035 | NIWCM | High Demand Growth+Expected Future Gas Supply+Methanex Stays+Constrained Operational Capacity+Low Wind & Solar | -1524.6129 | -837.0357 | -524.3017
2026 | SIWEM_PERC | High Demand Growth+Expected Future Gas Supply+Methanex Stays+Constrained Operational Capacity+Low Wind & Solar | 36.1279 | 36.2667 | 36.2667
2027 | SIWEM_PERC | High Demand Growth+Expected Future Gas Supply+Methanex Stays+Constrained Operational Capacity+Low Wind & Solar | 21.0226 | 25.3072 | 26.0479
2028 | SIWEM_PERC | High Demand Growth+Expected Future Gas Supply+Methanex Stays+Constrained Operational Capacity+Low Wind & Solar | 9.1459 | 27.0174 | 36.9296
2029 | SIWEM_PERC | High Demand Growth+Expected Future Gas Supply+Methanex Stays+Constrained Operational Capacity+Low Wind & Solar | 1.3791 | 17.3842 | 36.3714
2030 | SIWEM_PERC | High Demand Growth+Expected Future Gas Supply+Methanex Stays+Constrained Operational Capacity+Low Wind & Solar | -6.3293 | 6.8053 | 36.1313
2031 | SIWEM_PERC | High Demand Growth+Expected Future Gas Supply+Methanex Stays+Constrained Operational Capacity+Low Wind & Solar | -11.5927 | -1.8051 | 33.0203
2032 | SIWEM_PERC | High Demand Growth+Expected Future Gas Supply+Methanex Stays+Constrained Operational Capacity+Low Wind & Solar | -13.3541 | -3.7888 | 30.241
2033 | SIWEM_PERC | High Demand Growth+Expected Future Gas Supply+Methanex Stays+Constrained Operational Capacity+Low Wind & Solar | -14.9631 | -5.6039 | 26.9846
2034 | SIWEM_PERC | High Demand Growth+Expected Future Gas Supply+Methanex Stays+Constrained Operational Capacity+Low Wind & Solar | -16.7004 | -7.5635 | 21.1085
2035 | SIWEM_PERC | High Demand Growth+Expected Future Gas Supply+Methanex Stays+Constrained Operational Capacity+Low Wind & Solar | -17.9484 | -8.982 | 15.8152
2026 | NZWEM_PERC | High Demand Growth+Expected Future Gas Supply+Methanex Stays+Upgraded HVDC | 14.7124 | 14.7675 | 14.7675
2027 | NZWEM_PERC | High Demand Growth+Expected Future Gas Supply+Methanex Stays+Upgraded HVDC | 9.5633 | 11.2842 | 11.5817
2028 | NZWEM_PERC | High Demand Growth+Expected Future Gas Supply+Methanex Stays+Upgraded HVDC | 5.4126 | 12.6911 | 16.7279
2029 | NZWEM_PERC | High Demand Growth+Expected Future Gas Supply+Methanex Stays+Upgraded HVDC | -0.37374 | 9.5284 | 17.3628
2030 | NZWEM_PERC | High Demand Growth+Expected Future Gas Supply+Methanex Stays+Upgraded HVDC | -5.492 | 5.7195 | 18.0168
2031 | NZWEM_PERC | High Demand Growth+Expected Future Gas Supply+Methanex Stays+Upgraded HVDC | -9.424 | 1.3955 | 18.1733
2032 | NZWEM_PERC | High Demand Growth+Expected Future Gas Supply+Methanex Stays+Upgraded HVDC | -11.6507 | -0.81669 | 16.3254
2033 | NZWEM_PERC | High Demand Growth+Expected Future Gas Supply+Methanex Stays+Upgraded HVDC | -13.5955 | -3.0375 | 15.1047
2034 | NZWEM_PERC | High Demand Growth+Expected Future Gas Supply+Methanex Stays+Upgraded HVDC | -15.4805 | -4.8828 | 12.7331
2035 | NZWEM_PERC | High Demand Growth+Expected Future Gas Supply+Methanex Stays+Upgraded HVDC | -16.9988 | -6.5751 | 10.6253
2026 | NIWCM | High Demand Growth+Expected Future Gas Supply+Methanex Stays+Upgraded HVDC | 861.0651 | 861.8649 | 861.8649
2027 | NIWCM | High Demand Growth+Expected Future Gas Supply+Methanex Stays+Upgraded HVDC | 989.1942 | 1020.6942 | 1025.2307
2028 | NIWCM | High Demand Growth+Expected Future Gas Supply+Methanex Stays+Upgraded HVDC | 852.4837 | 1511.8444 | 1594.489
2029 | NIWCM | High Demand Growth+Expected Future Gas Supply+Methanex Stays+Upgraded HVDC | 527.9139 | 1430.6743 | 1770.6082
2030 | NIWCM | High Demand Growth+Expected Future Gas Supply+Methanex Stays+Upgraded HVDC | 65.8325 | 1100.6072 | 1676.8574
2031 | NIWCM | High Demand Growth+Expected Future Gas Supply+Methanex Stays+Upgraded HVDC | -204.3355 | 846.131 | 1674.2614
2032 | NIWCM | High Demand Growth+Expected Future Gas Supply+Methanex Stays+Upgraded HVDC | -425.8464 | 644.3968 | 1511.031
2033 | NIWCM | High Demand Growth+Expected Future Gas Supply+Methanex Stays+Upgraded HVDC | -633.9099 | 441.4685 | 1379.8118
2034 | NIWCM | High Demand Growth+Expected Future Gas Supply+Methanex Stays+Upgraded HVDC | -835.3482 | 250.4077 | 1270.1977
2035 | NIWCM | High Demand Growth+Expected Future Gas Supply+Methanex Stays+Upgraded HVDC | -949.7463 | 92.578 | 1114.3943
2026 | SIWEM_PERC | High Demand Growth+Expected Future Gas Supply+Methanex Stays+Upgraded HVDC | 39.3583 | 39.5122 | 39.5122
2027 | SIWEM_PERC | High Demand Growth+Expected Future Gas Supply+Methanex Stays+Upgraded HVDC | 24.5043 | 29.2519 | 30.0727
2028 | SIWEM_PERC | High Demand Growth+Expected Future Gas Supply+Methanex Stays+Upgraded HVDC | 12.6793 | 32.4823 | 43.4657
2029 | SIWEM_PERC | High Demand Growth+Expected Future Gas Supply+Methanex Stays+Upgraded HVDC | 2.2232 | 23.3715 | 44.4108
2030 | SIWEM_PERC | High Demand Growth+Expected Future Gas Supply+Methanex Stays+Upgraded HVDC | -5.5519 | 12.6992 | 44.7246
2031 | SIWEM_PERC | High Demand Growth+Expected Future Gas Supply+Methanex Stays+Upgraded HVDC | -10.8611 | 1.1598 | 43.8737
2032 | SIWEM_PERC | High Demand Growth+Expected Future Gas Supply+Methanex Stays+Upgraded HVDC | -12.6391 | -2.04 | 39.3971
2033 | SIWEM_PERC | High Demand Growth+Expected Future Gas Supply+Methanex Stays+Upgraded HVDC | -14.2635 | -3.8927 | 36.3402
2034 | SIWEM_PERC | High Demand Growth+Expected Future Gas Supply+Methanex Stays+Upgraded HVDC | -16.0174 | -5.893 | 30.5225
2035 | SIWEM_PERC | High Demand Growth+Expected Future Gas Supply+Methanex Stays+Upgraded HVDC | -17.2782 | -7.3427 | 25.2575
2026 | NZWEM_PERC | High Demand Growth+Expected Future Gas Supply+Methanex Stays+Upgraded HVDC+Low Wind & Solar | 13.5555 | 13.6052 | 13.6052
2027 | NZWEM_PERC | High Demand Growth+Expected Future Gas Supply+Methanex Stays+Upgraded HVDC+Low Wind & Solar | 8.3013 | 9.8543 | 10.1228
2028 | NZWEM_PERC | High Demand Growth+Expected Future Gas Supply+Methanex Stays+Upgraded HVDC+Low Wind & Solar | 4.114 | 10.6825 | 14.3257
2029 | NZWEM_PERC | High Demand Growth+Expected Future Gas Supply+Methanex Stays+Upgraded HVDC+Low Wind & Solar | -1.6375 | 7.2988 | 14.3692
2030 | NZWEM_PERC | High Demand Growth+Expected Future Gas Supply+Methanex Stays+Upgraded HVDC+Low Wind & Solar | -6.6781 | 3.4826 | 14.6124
2031 | NZWEM_PERC | High Demand Growth+Expected Future Gas Supply+Methanex Stays+Upgraded HVDC+Low Wind & Solar | -10.5607 | -0.74813 | 14.4238
2032 | NZWEM_PERC | High Demand Growth+Expected Future Gas Supply+Methanex Stays+Upgraded HVDC+Low Wind & Solar | -12.7553 | -2.931 | 12.5985
2033 | NZWEM_PERC | High Demand Growth+Expected Future Gas Supply+Methanex Stays+Upgraded HVDC+Low Wind & Solar | -14.6719 | -5.0979 | 11.3327
2034 | NZWEM_PERC | High Demand Growth+Expected Future Gas Supply+Methanex Stays+Upgraded HVDC+Low Wind & Solar | -16.5257 | -6.8835 | 9.0705
2035 | NZWEM_PERC | High Demand Growth+Expected Future Gas Supply+Methanex Stays+Upgraded HVDC+Low Wind & Solar | -18.0193 | -8.5286 | 7.0491
2026 | NIWCM | High Demand Growth+Expected Future Gas Supply+Methanex Stays+Upgraded HVDC+Low Wind & Solar | 861.0651 | 861.8649 | 861.8649
2027 | NIWCM | High Demand Growth+Expected Future Gas Supply+Methanex Stays+Upgraded HVDC+Low Wind & Solar | 989.1942 | 1020.6942 | 1025.2307
2028 | NIWCM | High Demand Growth+Expected Future Gas Supply+Methanex Stays+Upgraded HVDC+Low Wind & Solar | 852.4837 | 1511.8444 | 1594.489
2029 | NIWCM | High Demand Growth+Expected Future Gas Supply+Methanex Stays+Upgraded HVDC+Low Wind & Solar | 527.9139 | 1430.6743 | 1770.6082
2030 | NIWCM | High Demand Growth+Expected Future Gas Supply+Methanex Stays+Upgraded HVDC+Low Wind & Solar | 65.8325 | 1100.6072 | 1676.8574
2031 | NIWCM | High Demand Growth+Expected Future Gas Supply+Methanex Stays+Upgraded HVDC+Low Wind & Solar | -204.3355 | 846.131 | 1674.2614
2032 | NIWCM | High Demand Growth+Expected Future Gas Supply+Methanex Stays+Upgraded HVDC+Low Wind & Solar | -425.8464 | 644.3968 | 1511.031
2033 | NIWCM | High Demand Growth+Expected Future Gas Supply+Methanex Stays+Upgraded HVDC+Low Wind & Solar | -633.9099 | 441.4685 | 1379.8118
2034 | NIWCM | High Demand Growth+Expected Future Gas Supply+Methanex Stays+Upgraded HVDC+Low Wind & Solar | -835.3482 | 250.4077 | 1270.1977
2035 | NIWCM | High Demand Growth+Expected Future Gas Supply+Methanex Stays+Upgraded HVDC+Low Wind & Solar | -949.7463 | 92.578 | 1114.3943
2026 | SIWEM_PERC | High Demand Growth+Expected Future Gas Supply+Methanex Stays+Upgraded HVDC+Low Wind & Solar | 36.1279 | 36.2667 | 36.2667
2027 | SIWEM_PERC | High Demand Growth+Expected Future Gas Supply+Methanex Stays+Upgraded HVDC+Low Wind & Solar | 21.0226 | 25.3072 | 26.0479
2028 | SIWEM_PERC | High Demand Growth+Expected Future Gas Supply+Methanex Stays+Upgraded HVDC+Low Wind & Solar | 9.1459 | 27.0174 | 36.9296
2029 | SIWEM_PERC | High Demand Growth+Expected Future Gas Supply+Methanex Stays+Upgraded HVDC+Low Wind & Solar | 1.3791 | 17.3842 | 36.3714
2030 | SIWEM_PERC | High Demand Growth+Expected Future Gas Supply+Methanex Stays+Upgraded HVDC+Low Wind & Solar | -6.3293 | 6.8053 | 36.1313
2031 | SIWEM_PERC | High Demand Growth+Expected Future Gas Supply+Methanex Stays+Upgraded HVDC+Low Wind & Solar | -11.5927 | -1.8051 | 34.7072
2032 | SIWEM_PERC | High Demand Growth+Expected Future Gas Supply+Methanex Stays+Upgraded HVDC+Low Wind & Solar | -13.3541 | -3.7888 | 30.241
2033 | SIWEM_PERC | High Demand Growth+Expected Future Gas Supply+Methanex Stays+Upgraded HVDC+Low Wind & Solar | -14.9631 | -5.6039 | 26.9846
2034 | SIWEM_PERC | High Demand Growth+Expected Future Gas Supply+Methanex Stays+Upgraded HVDC+Low Wind & Solar | -16.7004 | -7.5635 | 21.1085
2035 | SIWEM_PERC | High Demand Growth+Expected Future Gas Supply+Methanex Stays+Upgraded HVDC+Low Wind & Solar | -17.9484 | -8.982 | 15.8152
2026 | NZWEM_PERC | High Demand Growth+Expected Future Gas Supply+Methanex Stays+Upgraded HVDC+Constrained Operational Capacity | 14.7124 | 14.7675 | 14.7675
2027 | NZWEM_PERC | High Demand Growth+Expected Future Gas Supply+Methanex Stays+Upgraded HVDC+Constrained Operational Capacity | 9.5633 | 11.2842 | 11.5817
2028 | NZWEM_PERC | High Demand Growth+Expected Future Gas Supply+Methanex Stays+Upgraded HVDC+Constrained Operational Capacity | 5.4126 | 12.6911 | 16.7279
2029 | NZWEM_PERC | High Demand Growth+Expected Future Gas Supply+Methanex Stays+Upgraded HVDC+Constrained Operational Capacity | -0.37374 | 9.5284 | 17.3628
2030 | NZWEM_PERC | High Demand Growth+Expected Future Gas Supply+Methanex Stays+Upgraded HVDC+Constrained Operational Capacity | -5.492 | 5.7195 | 18.0168
2031 | NZWEM_PERC | High Demand Growth+Expected Future Gas Supply+Methanex Stays+Upgraded HVDC+Constrained Operational Capacity | -9.424 | 1.3955 | 18.1733
2032 | NZWEM_PERC | High Demand Growth+Expected Future Gas Supply+Methanex Stays+Upgraded HVDC+Constrained Operational Capacity | -11.6507 | -0.81669 | 16.3254
2033 | NZWEM_PERC | High Demand Growth+Expected Future Gas Supply+Methanex Stays+Upgraded HVDC+Constrained Operational Capacity | -13.5955 | -3.0375 | 15.1047
2034 | NZWEM_PERC | High Demand Growth+Expected Future Gas Supply+Methanex Stays+Upgraded HVDC+Constrained Operational Capacity | -15.4805 | -4.8828 | 12.7331
2035 | NZWEM_PERC | High Demand Growth+Expected Future Gas Supply+Methanex Stays+Upgraded HVDC+Constrained Operational Capacity | -16.9988 | -6.5751 | 10.6253
2026 | NIWCM | High Demand Growth+Expected Future Gas Supply+Methanex Stays+Upgraded HVDC+Constrained Operational Capacity | 264.1721 | 264.1721 | 264.1721
2027 | NIWCM | High Demand Growth+Expected Future Gas Supply+Methanex Stays+Upgraded HVDC+Constrained Operational Capacity | 362.7771 | 366.8832 | 366.8832
2028 | NIWCM | High Demand Growth+Expected Future Gas Supply+Methanex Stays+Upgraded HVDC+Constrained Operational Capacity | 192.5593 | 688.5271 | 696.8696
2029 | NIWCM | High Demand Growth+Expected Future Gas Supply+Methanex Stays+Upgraded HVDC+Constrained Operational Capacity | -147.8654 | 503.0758 | 660.9188
2030 | NIWCM | High Demand Growth+Expected Future Gas Supply+Methanex Stays+Upgraded HVDC+Constrained Operational Capacity | -614.5146 | 128.5492 | 343.1787
2031 | NIWCM | High Demand Growth+Expected Future Gas Supply+Methanex Stays+Upgraded HVDC+Constrained Operational Capacity | -887.3439 | -132.9561 | 141.412
2032 | NIWCM | High Demand Growth+Expected Future Gas Supply+Methanex Stays+Upgraded HVDC+Constrained Operational Capacity | -1115.4489 | -350.9696 | -54.2768
2033 | NIWCM | High Demand Growth+Expected Future Gas Supply+Methanex Stays+Upgraded HVDC+Constrained Operational Capacity | -1253.7986 | -558.0683 | -247.9035
2034 | NIWCM | High Demand Growth+Expected Future Gas Supply+Methanex Stays+Upgraded HVDC+Constrained Operational Capacity | -1410.2148 | -732.3396 | -365.9204
2035 | NIWCM | High Demand Growth+Expected Future Gas Supply+Methanex Stays+Upgraded HVDC+Constrained Operational Capacity | -1524.6129 | -837.0357 | -524.3017
2026 | SIWEM_PERC | High Demand Growth+Expected Future Gas Supply+Methanex Stays+Upgraded HVDC+Constrained Operational Capacity | 39.3583 | 39.5122 | 39.5122
2027 | SIWEM_PERC | High Demand Growth+Expected Future Gas Supply+Methanex Stays+Upgraded HVDC+Constrained Operational Capacity | 24.5043 | 29.2519 | 30.0727
2028 | SIWEM_PERC | High Demand Growth+Expected Future Gas Supply+Methanex Stays+Upgraded HVDC+Constrained Operational Capacity | 12.6793 | 32.4823 | 43.4657
2029 | SIWEM_PERC | High Demand Growth+Expected Future Gas Supply+Methanex Stays+Upgraded HVDC+Constrained Operational Capacity | 2.2232 | 23.3715 | 44.4108
2030 | SIWEM_PERC | High Demand Growth+Expected Future Gas Supply+Methanex Stays+Upgraded HVDC+Constrained Operational Capacity | -5.5519 | 12.6992 | 44.7246
2031 | SIWEM_PERC | High Demand Growth+Expected Future Gas Supply+Methanex Stays+Upgraded HVDC+Constrained Operational Capacity | -10.8611 | 1.1598 | 43.8737
2032 | SIWEM_PERC | High Demand Growth+Expected Future Gas Supply+Methanex Stays+Upgraded HVDC+Constrained Operational Capacity | -12.6391 | -2.04 | 39.3971
2033 | SIWEM_PERC | High Demand Growth+Expected Future Gas Supply+Methanex Stays+Upgraded HVDC+Constrained Operational Capacity | -14.2635 | -3.8927 | 36.3402
2034 | SIWEM_PERC | High Demand Growth+Expected Future Gas Supply+Methanex Stays+Upgraded HVDC+Constrained Operational Capacity | -16.0174 | -5.893 | 30.5225
2035 | SIWEM_PERC | High Demand Growth+Expected Future Gas Supply+Methanex Stays+Upgraded HVDC+Constrained Operational Capacity | -17.2782 | -7.3427 | 25.2575
2026 | NZWEM_PERC | High Demand Growth+Expected Future Gas Supply+Methanex Stays+Upgraded HVDC+Constrained Operational Capacity+Low Wind & Solar | 13.5555 | 13.6052 | 13.6052
2027 | NZWEM_PERC | High Demand Growth+Expected Future Gas Supply+Methanex Stays+Upgraded HVDC+Constrained Operational Capacity+Low Wind & Solar | 8.3013 | 9.8543 | 10.1228
2028 | NZWEM_PERC | High Demand Growth+Expected Future Gas Supply+Methanex Stays+Upgraded HVDC+Constrained Operational Capacity+Low Wind & Solar | 4.114 | 10.6825 | 14.3257
2029 | NZWEM_PERC | High Demand Growth+Expected Future Gas Supply+Methanex Stays+Upgraded HVDC+Constrained Operational Capacity+Low Wind & Solar | -1.6375 | 7.2988 | 14.3692
2030 | NZWEM_PERC | High Demand Growth+Expected Future Gas Supply+Methanex Stays+Upgraded HVDC+Constrained Operational Capacity+Low Wind & Solar | -6.6781 | 3.4826 | 14.6124
2031 | NZWEM_PERC | High Demand Growth+Expected Future Gas Supply+Methanex Stays+Upgraded HVDC+Constrained Operational Capacity+Low Wind & Solar | -10.5607 | -0.74813 | 14.4238
2032 | NZWEM_PERC | High Demand Growth+Expected Future Gas Supply+Methanex Stays+Upgraded HVDC+Constrained Operational Capacity+Low Wind & Solar | -12.7553 | -2.931 | 12.5985
2033 | NZWEM_PERC | High Demand Growth+Expected Future Gas Supply+Methanex Stays+Upgraded HVDC+Constrained Operational Capacity+Low Wind & Solar | -14.6719 | -5.0979 | 11.3327
2034 | NZWEM_PERC | High Demand Growth+Expected Future Gas Supply+Methanex Stays+Upgraded HVDC+Constrained Operational Capacity+Low Wind & Solar | -16.5257 | -6.8835 | 9.0705
2035 | NZWEM_PERC | High Demand Growth+Expected Future Gas Supply+Methanex Stays+Upgraded HVDC+Constrained Operational Capacity+Low Wind & Solar | -18.0193 | -8.5286 | 7.0491
2026 | NIWCM | High Demand Growth+Expected Future Gas Supply+Methanex Stays+Upgraded HVDC+Constrained Operational Capacity+Low Wind & Solar | 264.1721 | 264.1721 | 264.1721
2027 | NIWCM | High Demand Growth+Expected Future Gas Supply+Methanex Stays+Upgraded HVDC+Constrained Operational Capacity+Low Wind & Solar | 362.7771 | 366.8832 | 366.8832
2028 | NIWCM | High Demand Growth+Expected Future Gas Supply+Methanex Stays+Upgraded HVDC+Constrained Operational Capacity+Low Wind & Solar | 192.5593 | 688.5271 | 696.8696
2029 | NIWCM | High Demand Growth+Expected Future Gas Supply+Methanex Stays+Upgraded HVDC+Constrained Operational Capacity+Low Wind & Solar | -147.8654 | 503.0758 | 660.9188
2030 | NIWCM | High Demand Growth+Expected Future Gas Supply+Methanex Stays+Upgraded HVDC+Constrained Operational Capacity+Low Wind & Solar | -614.5146 | 128.5492 | 343.1787
2031 | NIWCM | High Demand Growth+Expected Future Gas Supply+Methanex Stays+Upgraded HVDC+Constrained Operational Capacity+Low Wind & Solar | -887.3439 | -132.9561 | 141.412
2032 | NIWCM | High Demand Growth+Expected Future Gas Supply+Methanex Stays+Upgraded HVDC+Constrained Operational Capacity+Low Wind & Solar | -1115.4489 | -350.9696 | -54.2768
2033 | NIWCM | High Demand Growth+Expected Future Gas Supply+Methanex Stays+Upgraded HVDC+Constrained Operational Capacity+Low Wind & Solar | -1253.7986 | -558.0683 | -247.9035
2034 | NIWCM | High Demand Growth+Expected Future Gas Supply+Methanex Stays+Upgraded HVDC+Constrained Operational Capacity+Low Wind & Solar | -1410.2148 | -732.3396 | -365.9204
2035 | NIWCM | High Demand Growth+Expected Future Gas Supply+Methanex Stays+Upgraded HVDC+Constrained Operational Capacity+Low Wind & Solar | -1524.6129 | -837.0357 | -524.3017
2026 | SIWEM_PERC | High Demand Growth+Expected Future Gas Supply+Methanex Stays+Upgraded HVDC+Constrained Operational Capacity+Low Wind & Solar | 36.1279 | 36.2667 | 36.2667
2027 | SIWEM_PERC | High Demand Growth+Expected Future Gas Supply+Methanex Stays+Upgraded HVDC+Constrained Operational Capacity+Low Wind & Solar | 21.0226 | 25.3072 | 26.0479
2028 | SIWEM_PERC | High Demand Growth+Expected Future Gas Supply+Methanex Stays+Upgraded HVDC+Constrained Operational Capacity+Low Wind & Solar | 9.1459 | 27.0174 | 36.9296
2029 | SIWEM_PERC | High Demand Growth+Expected Future Gas Supply+Methanex Stays+Upgraded HVDC+Constrained Operational Capacity+Low Wind & Solar | 1.3791 | 17.3842 | 36.3714
2030 | SIWEM_PERC | High Demand Growth+Expected Future Gas Supply+Methanex Stays+Upgraded HVDC+Constrained Operational Capacity+Low Wind & Solar | -6.3293 | 6.8053 | 36.1313
2031 | SIWEM_PERC | High Demand Growth+Expected Future Gas Supply+Methanex Stays+Upgraded HVDC+Constrained Operational Capacity+Low Wind & Solar | -11.5927 | -1.8051 | 34.7072
2032 | SIWEM_PERC | High Demand Growth+Expected Future Gas Supply+Methanex Stays+Upgraded HVDC+Constrained Operational Capacity+Low Wind & Solar | -13.3541 | -3.7888 | 30.241
2033 | SIWEM_PERC | High Demand Growth+Expected Future Gas Supply+Methanex Stays+Upgraded HVDC+Constrained Operational Capacity+Low Wind & Solar | -14.9631 | -5.6039 | 26.9846
2034 | SIWEM_PERC | High Demand Growth+Expected Future Gas Supply+Methanex Stays+Upgraded HVDC+Constrained Operational Capacity+Low Wind & Solar | -16.7004 | -7.5635 | 21.1085
2035 | SIWEM_PERC | High Demand Growth+Expected Future Gas Supply+Methanex Stays+Upgraded HVDC+Constrained Operational Capacity+Low Wind & Solar | -17.9484 | -8.982 | 15.8152
2026 | NZWEM_PERC | High Demand Growth+Expected Future Gas Supply+Methanex Stays+Delayed Build | 10.2418 | 10.2418 | 10.2418
2027 | NZWEM_PERC | High Demand Growth+Expected Future Gas Supply+Methanex Stays+Delayed Build | 2.6598 | 2.7922 | 2.9493
2028 | NZWEM_PERC | High Demand Growth+Expected Future Gas Supply+Methanex Stays+Delayed Build | 1.6587 | 2.954 | 3.2359
2029 | NZWEM_PERC | High Demand Growth+Expected Future Gas Supply+Methanex Stays+Delayed Build | -1.369 | 1.0984 | 1.8648
2030 | NZWEM_PERC | High Demand Growth+Expected Future Gas Supply+Methanex Stays+Delayed Build | -5.492 | 2.038 | 8.4031
2031 | NZWEM_PERC | High Demand Growth+Expected Future Gas Supply+Methanex Stays+Delayed Build | -9.424 | 0.33221 | 7.3791
2032 | NZWEM_PERC | High Demand Growth+Expected Future Gas Supply+Methanex Stays+Delayed Build | -11.6507 | -1.6182 | 9.8336
2033 | NZWEM_PERC | High Demand Growth+Expected Future Gas Supply+Methanex Stays+Delayed Build | -13.5955 | -3.7473 | 12.1411
2034 | NZWEM_PERC | High Demand Growth+Expected Future Gas Supply+Methanex Stays+Delayed Build | -15.4805 | -5.615 | 10.6058
2035 | NZWEM_PERC | High Demand Growth+Expected Future Gas Supply+Methanex Stays+Delayed Build | -16.9988 | -6.9888 | 10.2116
2026 | NIWCM | High Demand Growth+Expected Future Gas Supply+Methanex Stays+Delayed Build | 567.4665 | 567.4665 | 567.4665
2027 | NIWCM | High Demand Growth+Expected Future Gas Supply+Methanex Stays+Delayed Build | 587.7296 | 589.7773 | 592.2498
2028 | NIWCM | High Demand Growth+Expected Future Gas Supply+Methanex Stays+Delayed Build | 595.4577 | 616.3802 | 620.9167
2029 | NIWCM | High Demand Growth+Expected Future Gas Supply+Methanex Stays+Delayed Build | 318.6206 | 448.0526 | 461.6449
2030 | NIWCM | High Demand Growth+Expected Future Gas Supply+Methanex Stays+Delayed Build | 10.056 | 741.2499 | 1040.274
2031 | NIWCM | High Demand Growth+Expected Future Gas Supply+Methanex Stays+Delayed Build | -277.274 | 663.3924 | 1029.8667
2032 | NIWCM | High Demand Growth+Expected Future Gas Supply+Methanex Stays+Delayed Build | -498.7849 | 518.0891 | 1115.8725
2033 | NIWCM | High Demand Growth+Expected Future Gas Supply+Methanex Stays+Delayed Build | -633.9099 | 396.4293 | 1235.3701
2034 | NIWCM | High Demand Growth+Expected Future Gas Supply+Methanex Stays+Delayed Build | -835.3482 | 180.3185 | 1055.6795
2035 | NIWCM | High Demand Growth+Expected Future Gas Supply+Methanex Stays+Delayed Build | -949.7463 | 40.246 | 984.8333
2026 | SIWEM_PERC | High Demand Growth+Expected Future Gas Supply+Methanex Stays+Delayed Build | 26.8747 | 26.8747 | 26.8747
2027 | SIWEM_PERC | High Demand Growth+Expected Future Gas Supply+Methanex Stays+Delayed Build | 11.4933 | 11.56 | 11.56
2028 | SIWEM_PERC | High Demand Growth+Expected Future Gas Supply+Methanex Stays+Delayed Build | 7.3647 | 9.1124 | 9.1124
2029 | SIWEM_PERC | High Demand Growth+Expected Future Gas Supply+Methanex Stays+Delayed Build | 0.6655 | 4.8979 | 4.8979
2030 | SIWEM_PERC | High Demand Growth+Expected Future Gas Supply+Methanex Stays+Delayed Build | -5.5519 | 4.4101 | 19.7703
2031 | SIWEM_PERC | High Demand Growth+Expected Future Gas Supply+Methanex Stays+Delayed Build | -10.8611 | -1.4855 | 16.6434
2032 | SIWEM_PERC | High Demand Growth+Expected Future Gas Supply+Methanex Stays+Delayed Build | -12.6391 | -2.04 | 23.0455
2033 | SIWEM_PERC | High Demand Growth+Expected Future Gas Supply+Methanex Stays+Delayed Build | -14.2635 | -3.8927 | 29.097
2034 | SIWEM_PERC | High Demand Growth+Expected Future Gas Supply+Methanex Stays+Delayed Build | -16.0174 | -5.893 | 25.1419
2035 | SIWEM_PERC | High Demand Growth+Expected Future Gas Supply+Methanex Stays+Delayed Build | -17.2782 | -7.3427 | 24.1652
2026 | NZWEM_PERC | High Demand Growth+Expected Future Gas Supply+Methanex Stays+Delayed Build+Low Wind & Solar | 9.3616 | 9.3616 | 9.3616
2027 | NZWEM_PERC | High Demand Growth+Expected Future Gas Supply+Methanex Stays+Delayed Build+Low Wind & Solar | 1.7641 | 1.8836 | 2.0254
2028 | NZWEM_PERC | High Demand Growth+Expected Future Gas Supply+Methanex Stays+Delayed Build+Low Wind & Solar | 0.57942 | 1.7483 | 2.0027
2029 | NZWEM_PERC | High Demand Growth+Expected Future Gas Supply+Methanex Stays+Delayed Build+Low Wind & Solar | -2.5356 | -0.30889 | 0.38273
2030 | NZWEM_PERC | High Demand Growth+Expected Future Gas Supply+Methanex Stays+Delayed Build+Low Wind & Solar | -6.6781 | 0.11749 | 5.8617
2031 | NZWEM_PERC | High Demand Growth+Expected Future Gas Supply+Methanex Stays+Delayed Build+Low Wind & Solar | -10.5607 | -1.756 | 4.6036
2032 | NZWEM_PERC | High Demand Growth+Expected Future Gas Supply+Methanex Stays+Delayed Build+Low Wind & Solar | -12.7553 | -3.7013 | 6.6633
2033 | NZWEM_PERC | High Demand Growth+Expected Future Gas Supply+Methanex Stays+Delayed Build+Low Wind & Solar | -14.6719 | -5.7773 | 8.5904
2034 | NZWEM_PERC | High Demand Growth+Expected Future Gas Supply+Methanex Stays+Delayed Build+Low Wind & Solar | -16.5257 | -7.6156 | 7.0793
2035 | NZWEM_PERC | High Demand Growth+Expected Future Gas Supply+Methanex Stays+Delayed Build+Low Wind & Solar | -18.0193 | -8.9423 | 6.6354
2026 | NIWCM | High Demand Growth+Expected Future Gas Supply+Methanex Stays+Delayed Build+Low Wind & Solar | 567.4665 | 567.4665 | 567.4665
2027 | NIWCM | High Demand Growth+Expected Future Gas Supply+Methanex Stays+Delayed Build+Low Wind & Solar | 587.7296 | 589.7773 | 592.2498
2028 | NIWCM | High Demand Growth+Expected Future Gas Supply+Methanex Stays+Delayed Build+Low Wind & Solar | 595.4577 | 616.3802 | 620.9167
2029 | NIWCM | High Demand Growth+Expected Future Gas Supply+Methanex Stays+Delayed Build+Low Wind & Solar | 318.6206 | 448.0526 | 461.6449
2030 | NIWCM | High Demand Growth+Expected Future Gas Supply+Methanex Stays+Delayed Build+Low Wind & Solar | 10.056 | 741.2499 | 1040.274
2031 | NIWCM | High Demand Growth+Expected Future Gas Supply+Methanex Stays+Delayed Build+Low Wind & Solar | -277.274 | 663.3924 | 1029.8667
2032 | NIWCM | High Demand Growth+Expected Future Gas Supply+Methanex Stays+Delayed Build+Low Wind & Solar | -498.7849 | 518.0891 | 1115.8725
2033 | NIWCM | High Demand Growth+Expected Future Gas Supply+Methanex Stays+Delayed Build+Low Wind & Solar | -633.9099 | 396.4293 | 1235.3701
2034 | NIWCM | High Demand Growth+Expected Future Gas Supply+Methanex Stays+Delayed Build+Low Wind & Solar | -835.3482 | 180.3185 | 1055.6795
2035 | NIWCM | High Demand Growth+Expected Future Gas Supply+Methanex Stays+Delayed Build+Low Wind & Solar | -949.7463 | 40.246 | 984.8333
2026 | SIWEM_PERC | High Demand Growth+Expected Future Gas Supply+Methanex Stays+Delayed Build+Low Wind & Solar | 24.4171 | 24.4171 | 24.4171
2027 | SIWEM_PERC | High Demand Growth+Expected Future Gas Supply+Methanex Stays+Delayed Build+Low Wind & Solar | 11.0361 | 11.0963 | 11.0963
2028 | SIWEM_PERC | High Demand Growth+Expected Future Gas Supply+Methanex Stays+Delayed Build+Low Wind & Solar | 6.659 | 8.2362 | 8.2362
2029 | SIWEM_PERC | High Demand Growth+Expected Future Gas Supply+Methanex Stays+Delayed Build+Low Wind & Solar | -0.026737 | 3.7929 | 3.7929
2030 | SIWEM_PERC | High Demand Growth+Expected Future Gas Supply+Methanex Stays+Delayed Build+Low Wind & Solar | -6.3293 | 2.661 | 13.0741
2031 | SIWEM_PERC | High Demand Growth+Expected Future Gas Supply+Methanex Stays+Delayed Build+Low Wind & Solar | -11.5927 | -3.1316 | 9.4612
2032 | SIWEM_PERC | High Demand Growth+Expected Future Gas Supply+Methanex Stays+Delayed Build+Low Wind & Solar | -13.3541 | -3.7888 | 14.795
2033 | SIWEM_PERC | High Demand Growth+Expected Future Gas Supply+Methanex Stays+Delayed Build+Low Wind & Solar | -14.9631 | -5.6039 | 19.8192
2034 | SIWEM_PERC | High Demand Growth+Expected Future Gas Supply+Methanex Stays+Delayed Build+Low Wind & Solar | -16.7004 | -7.5635 | 15.8775
2035 | SIWEM_PERC | High Demand Growth+Expected Future Gas Supply+Methanex Stays+Delayed Build+Low Wind & Solar | -17.9484 | -8.982 | 14.7228
2026 | NZWEM_PERC | High Demand Growth+Expected Future Gas Supply+Methanex Stays+Delayed Build+Constrained Operational Capacity | 10.2418 | 10.2418 | 10.2418
2027 | NZWEM_PERC | High Demand Growth+Expected Future Gas Supply+Methanex Stays+Delayed Build+Constrained Operational Capacity | 2.6598 | 2.7922 | 2.9493
2028 | NZWEM_PERC | High Demand Growth+Expected Future Gas Supply+Methanex Stays+Delayed Build+Constrained Operational Capacity | 1.6587 | 2.954 | 3.2359
2029 | NZWEM_PERC | High Demand Growth+Expected Future Gas Supply+Methanex Stays+Delayed Build+Constrained Operational Capacity | -1.369 | 1.0984 | 1.8648
2030 | NZWEM_PERC | High Demand Growth+Expected Future Gas Supply+Methanex Stays+Delayed Build+Constrained Operational Capacity | -5.492 | 2.038 | 8.4031
2031 | NZWEM_PERC | High Demand Growth+Expected Future Gas Supply+Methanex Stays+Delayed Build+Constrained Operational Capacity | -9.424 | 0.33221 | 7.3791
2032 | NZWEM_PERC | High Demand Growth+Expected Future Gas Supply+Methanex Stays+Delayed Build+Constrained Operational Capacity | -11.6507 | -1.6182 | 9.8336
2033 | NZWEM_PERC | High Demand Growth+Expected Future Gas Supply+Methanex Stays+Delayed Build+Constrained Operational Capacity | -13.5955 | -3.7473 | 12.1411
2034 | NZWEM_PERC | High Demand Growth+Expected Future Gas Supply+Methanex Stays+Delayed Build+Constrained Operational Capacity | -15.4805 | -5.615 | 10.6058
2035 | NZWEM_PERC | High Demand Growth+Expected Future Gas Supply+Methanex Stays+Delayed Build+Constrained Operational Capacity | -16.9988 | -6.9888 | 10.2116
2026 | NIWCM | High Demand Growth+Expected Future Gas Supply+Methanex Stays+Delayed Build+Constrained Operational Capacity | 33.1014 | 33.1014 | 33.1014
2027 | NIWCM | High Demand Growth+Expected Future Gas Supply+Methanex Stays+Delayed Build+Constrained Operational Capacity | 43.4476 | 43.4476 | 43.4476
2028 | NIWCM | High Demand Growth+Expected Future Gas Supply+Methanex Stays+Delayed Build+Constrained Operational Capacity | -17.6468 | -17.6468 | -17.6468
2029 | NIWCM | High Demand Growth+Expected Future Gas Supply+Methanex Stays+Delayed Build+Constrained Operational Capacity | -328.1855 | -245.962 | -245.962
2030 | NIWCM | High Demand Growth+Expected Future Gas Supply+Methanex Stays+Delayed Build+Constrained Operational Capacity | -670.2911 | -155.2348 | -37.2556
2031 | NIWCM | High Demand Growth+Expected Future Gas Supply+Methanex Stays+Delayed Build+Constrained Operational Capacity | -960.2824 | -304.5987 | -145.2796
2032 | NIWCM | High Demand Growth+Expected Future Gas Supply+Methanex Stays+Delayed Build+Constrained Operational Capacity | -1188.3874 | -462.6973 | -246.9333
2033 | NIWCM | High Demand Growth+Expected Future Gas Supply+Methanex Stays+Delayed Build+Constrained Operational Capacity | -1253.7986 | -588.5275 | -309.8152
2034 | NIWCM | High Demand Growth+Expected Future Gas Supply+Methanex Stays+Delayed Build+Constrained Operational Capacity | -1410.2148 | -802.4288 | -523.2386
2035 | NIWCM | High Demand Growth+Expected Future Gas Supply+Methanex Stays+Delayed Build+Constrained Operational Capacity | -1524.6129 | -889.3677 | -653.8627
2026 | SIWEM_PERC | High Demand Growth+Expected Future Gas Supply+Methanex Stays+Delayed Build+Constrained Operational Capacity | 26.8747 | 26.8747 | 26.8747
2027 | SIWEM_PERC | High Demand Growth+Expected Future Gas Supply+Methanex Stays+Delayed Build+Constrained Operational Capacity | 11.4933 | 11.56 | 11.56
2028 | SIWEM_PERC | High Demand Growth+Expected Future Gas Supply+Methanex Stays+Delayed Build+Constrained Operational Capacity | 7.3647 | 9.1124 | 9.1124
2029 | SIWEM_PERC | High Demand Growth+Expected Future Gas Supply+Methanex Stays+Delayed Build+Constrained Operational Capacity | 0.6655 | 4.8979 | 4.8979
2030 | SIWEM_PERC | High Demand Growth+Expected Future Gas Supply+Methanex Stays+Delayed Build+Constrained Operational Capacity | -5.5519 | 4.4101 | 19.7703
2031 | SIWEM_PERC | High Demand Growth+Expected Future Gas Supply+Methanex Stays+Delayed Build+Constrained Operational Capacity | -10.8611 | -1.4855 | 16.6434
2032 | SIWEM_PERC | High Demand Growth+Expected Future Gas Supply+Methanex Stays+Delayed Build+Constrained Operational Capacity | -12.6391 | -2.04 | 23.0455
2033 | SIWEM_PERC | High Demand Growth+Expected Future Gas Supply+Methanex Stays+Delayed Build+Constrained Operational Capacity | -14.2635 | -3.8927 | 29.097
2034 | SIWEM_PERC | High Demand Growth+Expected Future Gas Supply+Methanex Stays+Delayed Build+Constrained Operational Capacity | -16.0174 | -5.893 | 25.1419
2035 | SIWEM_PERC | High Demand Growth+Expected Future Gas Supply+Methanex Stays+Delayed Build+Constrained Operational Capacity | -17.2782 | -7.3427 | 24.1652
2026 | NZWEM_PERC | High Demand Growth+Expected Future Gas Supply+Methanex Stays+Delayed Build+Constrained Operational Capacity+Low Wind & Solar | 9.3616 | 9.3616 | 9.3616
2027 | NZWEM_PERC | High Demand Growth+Expected Future Gas Supply+Methanex Stays+Delayed Build+Constrained Operational Capacity+Low Wind & Solar | 1.7641 | 1.8836 | 2.0254
2028 | NZWEM_PERC | High Demand Growth+Expected Future Gas Supply+Methanex Stays+Delayed Build+Constrained Operational Capacity+Low Wind & Solar | 0.57942 | 1.7483 | 2.0027
2029 | NZWEM_PERC | High Demand Growth+Expected Future Gas Supply+Methanex Stays+Delayed Build+Constrained Operational Capacity+Low Wind & Solar | -2.5356 | -0.30889 | 0.38273
2030 | NZWEM_PERC | High Demand Growth+Expected Future Gas Supply+Methanex Stays+Delayed Build+Constrained Operational Capacity+Low Wind & Solar | -6.6781 | 0.11749 | 5.8617
2031 | NZWEM_PERC | High Demand Growth+Expected Future Gas Supply+Methanex Stays+Delayed Build+Constrained Operational Capacity+Low Wind & Solar | -10.5607 | -1.756 | 4.6036
2032 | NZWEM_PERC | High Demand Growth+Expected Future Gas Supply+Methanex Stays+Delayed Build+Constrained Operational Capacity+Low Wind & Solar | -12.7553 | -3.7013 | 6.6633
2033 | NZWEM_PERC | High Demand Growth+Expected Future Gas Supply+Methanex Stays+Delayed Build+Constrained Operational Capacity+Low Wind & Solar | -14.6719 | -5.7773 | 8.5904
2034 | NZWEM_PERC | High Demand Growth+Expected Future Gas Supply+Methanex Stays+Delayed Build+Constrained Operational Capacity+Low Wind & Solar | -16.5257 | -7.6156 | 7.0793
2035 | NZWEM_PERC | High Demand Growth+Expected Future Gas Supply+Methanex Stays+Delayed Build+Constrained Operational Capacity+Low Wind & Solar | -18.0193 | -8.9423 | 6.6354
2026 | NIWCM | High Demand Growth+Expected Future Gas Supply+Methanex Stays+Delayed Build+Constrained Operational Capacity+Low Wind & Solar | 33.1014 | 33.1014 | 33.1014
2027 | NIWCM | High Demand Growth+Expected Future Gas Supply+Methanex Stays+Delayed Build+Constrained Operational Capacity+Low Wind & Solar | 43.4476 | 43.4476 | 43.4476
2028 | NIWCM | High Demand Growth+Expected Future Gas Supply+Methanex Stays+Delayed Build+Constrained Operational Capacity+Low Wind & Solar | -17.6468 | -17.6468 | -17.6468
2029 | NIWCM | High Demand Growth+Expected Future Gas Supply+Methanex Stays+Delayed Build+Constrained Operational Capacity+Low Wind & Solar | -328.1855 | -245.962 | -245.962
2030 | NIWCM | High Demand Growth+Expected Future Gas Supply+Methanex Stays+Delayed Build+Constrained Operational Capacity+Low Wind & Solar | -670.2911 | -155.2348 | -37.2556
2031 | NIWCM | High Demand Growth+Expected Future Gas Supply+Methanex Stays+Delayed Build+Constrained Operational Capacity+Low Wind & Solar | -960.2824 | -304.5987 | -145.2796
2032 | NIWCM | High Demand Growth+Expected Future Gas Supply+Methanex Stays+Delayed Build+Constrained Operational Capacity+Low Wind & Solar | -1188.3874 | -462.6973 | -246.9333
2033 | NIWCM | High Demand Growth+Expected Future Gas Supply+Methanex Stays+Delayed Build+Constrained Operational Capacity+Low Wind & Solar | -1253.7986 | -588.5275 | -309.8152
2034 | NIWCM | High Demand Growth+Expected Future Gas Supply+Methanex Stays+Delayed Build+Constrained Operational Capacity+Low Wind & Solar | -1410.2148 | -802.4288 | -523.2386
2035 | NIWCM | High Demand Growth+Expected Future Gas Supply+Methanex Stays+Delayed Build+Constrained Operational Capacity+Low Wind & Solar | -1524.6129 | -889.3677 | -653.8627
2026 | SIWEM_PERC | High Demand Growth+Expected Future Gas Supply+Methanex Stays+Delayed Build+Constrained Operational Capacity+Low Wind & Solar | 24.4171 | 24.4171 | 24.4171
2027 | SIWEM_PERC | High Demand Growth+Expected Future Gas Supply+Methanex Stays+Delayed Build+Constrained Operational Capacity+Low Wind & Solar | 11.0361 | 11.0963 | 11.0963
2028 | SIWEM_PERC | High Demand Growth+Expected Future Gas Supply+Methanex Stays+Delayed Build+Constrained Operational Capacity+Low Wind & Solar | 6.659 | 8.2362 | 8.2362
2029 | SIWEM_PERC | High Demand Growth+Expected Future Gas Supply+Methanex Stays+Delayed Build+Constrained Operational Capacity+Low Wind & Solar | -0.026737 | 3.7929 | 3.7929
2030 | SIWEM_PERC | High Demand Growth+Expected Future Gas Supply+Methanex Stays+Delayed Build+Constrained Operational Capacity+Low Wind & Solar | -6.3293 | 2.661 | 13.0741
2031 | SIWEM_PERC | High Demand Growth+Expected Future Gas Supply+Methanex Stays+Delayed Build+Constrained Operational Capacity+Low Wind & Solar | -11.5927 | -3.1316 | 9.4612
2032 | SIWEM_PERC | High Demand Growth+Expected Future Gas Supply+Methanex Stays+Delayed Build+Constrained Operational Capacity+Low Wind & Solar | -13.3541 | -3.7888 | 14.795
2033 | SIWEM_PERC | High Demand Growth+Expected Future Gas Supply+Methanex Stays+Delayed Build+Constrained Operational Capacity+Low Wind & Solar | -14.9631 | -5.6039 | 19.8192
2034 | SIWEM_PERC | High Demand Growth+Expected Future Gas Supply+Methanex Stays+Delayed Build+Constrained Operational Capacity+Low Wind & Solar | -16.7004 | -7.5635 | 15.8775
2035 | SIWEM_PERC | High Demand Growth+Expected Future Gas Supply+Methanex Stays+Delayed Build+Constrained Operational Capacity+Low Wind & Solar | -17.9484 | -8.982 | 14.7228
2026 | NZWEM_PERC | High Demand Growth+Expected Future Gas Supply+Methanex Stays+Delayed Build+Upgraded HVDC | 10.2418 | 10.2418 | 10.2418
2027 | NZWEM_PERC | High Demand Growth+Expected Future Gas Supply+Methanex Stays+Delayed Build+Upgraded HVDC | 2.6598 | 2.7922 | 2.9493
2028 | NZWEM_PERC | High Demand Growth+Expected Future Gas Supply+Methanex Stays+Delayed Build+Upgraded HVDC | 1.6587 | 2.954 | 3.2359
2029 | NZWEM_PERC | High Demand Growth+Expected Future Gas Supply+Methanex Stays+Delayed Build+Upgraded HVDC | -1.369 | 1.0984 | 1.8648
2030 | NZWEM_PERC | High Demand Growth+Expected Future Gas Supply+Methanex Stays+Delayed Build+Upgraded HVDC | -5.492 | 2.038 | 8.4031
2031 | NZWEM_PERC | High Demand Growth+Expected Future Gas Supply+Methanex Stays+Delayed Build+Upgraded HVDC | -9.424 | 0.33221 | 7.3791
2032 | NZWEM_PERC | High Demand Growth+Expected Future Gas Supply+Methanex Stays+Delayed Build+Upgraded HVDC | -11.6507 | -1.6182 | 9.8336
2033 | NZWEM_PERC | High Demand Growth+Expected Future Gas Supply+Methanex Stays+Delayed Build+Upgraded HVDC | -13.5955 | -3.7473 | 12.1411
2034 | NZWEM_PERC | High Demand Growth+Expected Future Gas Supply+Methanex Stays+Delayed Build+Upgraded HVDC | -15.4805 | -5.615 | 10.6058
2035 | NZWEM_PERC | High Demand Growth+Expected Future Gas Supply+Methanex Stays+Delayed Build+Upgraded HVDC | -16.9988 | -6.9888 | 10.2116
2026 | NIWCM | High Demand Growth+Expected Future Gas Supply+Methanex Stays+Delayed Build+Upgraded HVDC | 567.4665 | 567.4665 | 567.4665
2027 | NIWCM | High Demand Growth+Expected Future Gas Supply+Methanex Stays+Delayed Build+Upgraded HVDC | 587.7296 | 589.7773 | 592.2498
2028 | NIWCM | High Demand Growth+Expected Future Gas Supply+Methanex Stays+Delayed Build+Upgraded HVDC | 595.4577 | 616.3802 | 620.9167
2029 | NIWCM | High Demand Growth+Expected Future Gas Supply+Methanex Stays+Delayed Build+Upgraded HVDC | 318.6206 | 448.0526 | 461.6449
2030 | NIWCM | High Demand Growth+Expected Future Gas Supply+Methanex Stays+Delayed Build+Upgraded HVDC | 10.056 | 741.2499 | 1040.274
2031 | NIWCM | High Demand Growth+Expected Future Gas Supply+Methanex Stays+Delayed Build+Upgraded HVDC | -277.274 | 663.3924 | 1029.8667
2032 | NIWCM | High Demand Growth+Expected Future Gas Supply+Methanex Stays+Delayed Build+Upgraded HVDC | -498.7849 | 518.0891 | 1115.8725
2033 | NIWCM | High Demand Growth+Expected Future Gas Supply+Methanex Stays+Delayed Build+Upgraded HVDC | -633.9099 | 396.4293 | 1235.3701
2034 | NIWCM | High Demand Growth+Expected Future Gas Supply+Methanex Stays+Delayed Build+Upgraded HVDC | -835.3482 | 180.3185 | 1055.6795
2035 | NIWCM | High Demand Growth+Expected Future Gas Supply+Methanex Stays+Delayed Build+Upgraded HVDC | -949.7463 | 40.246 | 984.8333
2026 | SIWEM_PERC | High Demand Growth+Expected Future Gas Supply+Methanex Stays+Delayed Build+Upgraded HVDC | 26.8747 | 26.8747 | 26.8747
2027 | SIWEM_PERC | High Demand Growth+Expected Future Gas Supply+Methanex Stays+Delayed Build+Upgraded HVDC | 11.4933 | 11.56 | 11.56
2028 | SIWEM_PERC | High Demand Growth+Expected Future Gas Supply+Methanex Stays+Delayed Build+Upgraded HVDC | 7.3647 | 9.1124 | 9.1124
2029 | SIWEM_PERC | High Demand Growth+Expected Future Gas Supply+Methanex Stays+Delayed Build+Upgraded HVDC | 0.6655 | 4.8979 | 4.8979
2030 | SIWEM_PERC | High Demand Growth+Expected Future Gas Supply+Methanex Stays+Delayed Build+Upgraded HVDC | -5.5519 | 4.4101 | 19.7703
2031 | SIWEM_PERC | High Demand Growth+Expected Future Gas Supply+Methanex Stays+Delayed Build+Upgraded HVDC | -10.8611 | -1.4855 | 16.6434
2032 | SIWEM_PERC | High Demand Growth+Expected Future Gas Supply+Methanex Stays+Delayed Build+Upgraded HVDC | -12.6391 | -2.04 | 23.0455
2033 | SIWEM_PERC | High Demand Growth+Expected Future Gas Supply+Methanex Stays+Delayed Build+Upgraded HVDC | -14.2635 | -3.8927 | 29.097
2034 | SIWEM_PERC | High Demand Growth+Expected Future Gas Supply+Methanex Stays+Delayed Build+Upgraded HVDC | -16.0174 | -5.893 | 25.1419
2035 | SIWEM_PERC | High Demand Growth+Expected Future Gas Supply+Methanex Stays+Delayed Build+Upgraded HVDC | -17.2782 | -7.3427 | 24.1652
2026 | NZWEM_PERC | High Demand Growth+Expected Future Gas Supply+Methanex Stays+Delayed Build+Upgraded HVDC+Low Wind & Solar | 9.3616 | 9.3616 | 9.3616
2027 | NZWEM_PERC | High Demand Growth+Expected Future Gas Supply+Methanex Stays+Delayed Build+Upgraded HVDC+Low Wind & Solar | 1.7641 | 1.8836 | 2.0254
2028 | NZWEM_PERC | High Demand Growth+Expected Future Gas Supply+Methanex Stays+Delayed Build+Upgraded HVDC+Low Wind & Solar | 0.57942 | 1.7483 | 2.0027
2029 | NZWEM_PERC | High Demand Growth+Expected Future Gas Supply+Methanex Stays+Delayed Build+Upgraded HVDC+Low Wind & Solar | -2.5356 | -0.30889 | 0.38273
2030 | NZWEM_PERC | High Demand Growth+Expected Future Gas Supply+Methanex Stays+Delayed Build+Upgraded HVDC+Low Wind & Solar | -6.6781 | 0.11749 | 5.8617
2031 | NZWEM_PERC | High Demand Growth+Expected Future Gas Supply+Methanex Stays+Delayed Build+Upgraded HVDC+Low Wind & Solar | -10.5607 | -1.756 | 4.6036
2032 | NZWEM_PERC | High Demand Growth+Expected Future Gas Supply+Methanex Stays+Delayed Build+Upgraded HVDC+Low Wind & Solar | -12.7553 | -3.7013 | 6.6633
2033 | NZWEM_PERC | High Demand Growth+Expected Future Gas Supply+Methanex Stays+Delayed Build+Upgraded HVDC+Low Wind & Solar | -14.6719 | -5.7773 | 8.5904
2034 | NZWEM_PERC | High Demand Growth+Expected Future Gas Supply+Methanex Stays+Delayed Build+Upgraded HVDC+Low Wind & Solar | -16.5257 | -7.6156 | 7.0793
2035 | NZWEM_PERC | High Demand Growth+Expected Future Gas Supply+Methanex Stays+Delayed Build+Upgraded HVDC+Low Wind & Solar | -18.0193 | -8.9423 | 6.6354
2026 | NIWCM | High Demand Growth+Expected Future Gas Supply+Methanex Stays+Delayed Build+Upgraded HVDC+Low Wind & Solar | 567.4665 | 567.4665 | 567.4665
2027 | NIWCM | High Demand Growth+Expected Future Gas Supply+Methanex Stays+Delayed Build+Upgraded HVDC+Low Wind & Solar | 587.7296 | 589.7773 | 592.2498
2028 | NIWCM | High Demand Growth+Expected Future Gas Supply+Methanex Stays+Delayed Build+Upgraded HVDC+Low Wind & Solar | 595.4577 | 616.3802 | 620.9167
2029 | NIWCM | High Demand Growth+Expected Future Gas Supply+Methanex Stays+Delayed Build+Upgraded HVDC+Low Wind & Solar | 318.6206 | 448.0526 | 461.6449
2030 | NIWCM | High Demand Growth+Expected Future Gas Supply+Methanex Stays+Delayed Build+Upgraded HVDC+Low Wind & Solar | 10.056 | 741.2499 | 1040.274
2031 | NIWCM | High Demand Growth+Expected Future Gas Supply+Methanex Stays+Delayed Build+Upgraded HVDC+Low Wind & Solar | -277.274 | 663.3924 | 1029.8667
2032 | NIWCM | High Demand Growth+Expected Future Gas Supply+Methanex Stays+Delayed Build+Upgraded HVDC+Low Wind & Solar | -498.7849 | 518.0891 | 1115.8725
2033 | NIWCM | High Demand Growth+Expected Future Gas Supply+Methanex Stays+Delayed Build+Upgraded HVDC+Low Wind & Solar | -633.9099 | 396.4293 | 1235.3701
2034 | NIWCM | High Demand Growth+Expected Future Gas Supply+Methanex Stays+Delayed Build+Upgraded HVDC+Low Wind & Solar | -835.3482 | 180.3185 | 1055.6795
2035 | NIWCM | High Demand Growth+Expected Future Gas Supply+Methanex Stays+Delayed Build+Upgraded HVDC+Low Wind & Solar | -949.7463 | 40.246 | 984.8333
2026 | SIWEM_PERC | High Demand Growth+Expected Future Gas Supply+Methanex Stays+Delayed Build+Upgraded HVDC+Low Wind & Solar | 24.4171 | 24.4171 | 24.4171
2027 | SIWEM_PERC | High Demand Growth+Expected Future Gas Supply+Methanex Stays+Delayed Build+Upgraded HVDC+Low Wind & Solar | 11.0361 | 11.0963 | 11.0963
2028 | SIWEM_PERC | High Demand Growth+Expected Future Gas Supply+Methanex Stays+Delayed Build+Upgraded HVDC+Low Wind & Solar | 6.659 | 8.2362 | 8.2362
2029 | SIWEM_PERC | High Demand Growth+Expected Future Gas Supply+Methanex Stays+Delayed Build+Upgraded HVDC+Low Wind & Solar | -0.026737 | 3.7929 | 3.7929
2030 | SIWEM_PERC | High Demand Growth+Expected Future Gas Supply+Methanex Stays+Delayed Build+Upgraded HVDC+Low Wind & Solar | -6.3293 | 2.661 | 13.0741
2031 | SIWEM_PERC | High Demand Growth+Expected Future Gas Supply+Methanex Stays+Delayed Build+Upgraded HVDC+Low Wind & Solar | -11.5927 | -3.1316 | 9.4612
2032 | SIWEM_PERC | High Demand Growth+Expected Future Gas Supply+Methanex Stays+Delayed Build+Upgraded HVDC+Low Wind & Solar | -13.3541 | -3.7888 | 14.795
2033 | SIWEM_PERC | High Demand Growth+Expected Future Gas Supply+Methanex Stays+Delayed Build+Upgraded HVDC+Low Wind & Solar | -14.9631 | -5.6039 | 19.8192
2034 | SIWEM_PERC | High Demand Growth+Expected Future Gas Supply+Methanex Stays+Delayed Build+Upgraded HVDC+Low Wind & Solar | -16.7004 | -7.5635 | 15.8775
2035 | SIWEM_PERC | High Demand Growth+Expected Future Gas Supply+Methanex Stays+Delayed Build+Upgraded HVDC+Low Wind & Solar | -17.9484 | -8.982 | 14.7228
2026 | NZWEM_PERC | High Demand Growth+Expected Future Gas Supply+Methanex Stays+Delayed Build+Upgraded HVDC+Constrained Operational Capacity | 10.2418 | 10.2418 | 10.2418
2027 | NZWEM_PERC | High Demand Growth+Expected Future Gas Supply+Methanex Stays+Delayed Build+Upgraded HVDC+Constrained Operational Capacity | 2.6598 | 2.7922 | 2.9493
2028 | NZWEM_PERC | High Demand Growth+Expected Future Gas Supply+Methanex Stays+Delayed Build+Upgraded HVDC+Constrained Operational Capacity | 1.6587 | 2.954 | 3.2359
2029 | NZWEM_PERC | High Demand Growth+Expected Future Gas Supply+Methanex Stays+Delayed Build+Upgraded HVDC+Constrained Operational Capacity | -1.369 | 1.0984 | 1.8648
2030 | NZWEM_PERC | High Demand Growth+Expected Future Gas Supply+Methanex Stays+Delayed Build+Upgraded HVDC+Constrained Operational Capacity | -5.492 | 2.038 | 8.4031
2031 | NZWEM_PERC | High Demand Growth+Expected Future Gas Supply+Methanex Stays+Delayed Build+Upgraded HVDC+Constrained Operational Capacity | -9.424 | 0.33221 | 7.3791
2032 | NZWEM_PERC | High Demand Growth+Expected Future Gas Supply+Methanex Stays+Delayed Build+Upgraded HVDC+Constrained Operational Capacity | -11.6507 | -1.6182 | 9.8336
2033 | NZWEM_PERC | High Demand Growth+Expected Future Gas Supply+Methanex Stays+Delayed Build+Upgraded HVDC+Constrained Operational Capacity | -13.5955 | -3.7473 | 12.1411
2034 | NZWEM_PERC | High Demand Growth+Expected Future Gas Supply+Methanex Stays+Delayed Build+Upgraded HVDC+Constrained Operational Capacity | -15.4805 | -5.615 | 10.6058
2035 | NZWEM_PERC | High Demand Growth+Expected Future Gas Supply+Methanex Stays+Delayed Build+Upgraded HVDC+Constrained Operational Capacity | -16.9988 | -6.9888 | 10.2116
2026 | NIWCM | High Demand Growth+Expected Future Gas Supply+Methanex Stays+Delayed Build+Upgraded HVDC+Constrained Operational Capacity | 33.1014 | 33.1014 | 33.1014
2027 | NIWCM | High Demand Growth+Expected Future Gas Supply+Methanex Stays+Delayed Build+Upgraded HVDC+Constrained Operational Capacity | 43.4476 | 43.4476 | 43.4476
2028 | NIWCM | High Demand Growth+Expected Future Gas Supply+Methanex Stays+Delayed Build+Upgraded HVDC+Constrained Operational Capacity | -17.6468 | -17.6468 | -17.6468
2029 | NIWCM | High Demand Growth+Expected Future Gas Supply+Methanex Stays+Delayed Build+Upgraded HVDC+Constrained Operational Capacity | -328.1855 | -245.962 | -245.962
2030 | NIWCM | High Demand Growth+Expected Future Gas Supply+Methanex Stays+Delayed Build+Upgraded HVDC+Constrained Operational Capacity | -670.2911 | -155.2348 | -37.2556
2031 | NIWCM | High Demand Growth+Expected Future Gas Supply+Methanex Stays+Delayed Build+Upgraded HVDC+Constrained Operational Capacity | -960.2824 | -304.5987 | -145.2796
2032 | NIWCM | High Demand Growth+Expected Future Gas Supply+Methanex Stays+Delayed Build+Upgraded HVDC+Constrained Operational Capacity | -1188.3874 | -462.6973 | -246.9333
2033 | NIWCM | High Demand Growth+Expected Future Gas Supply+Methanex Stays+Delayed Build+Upgraded HVDC+Constrained Operational Capacity | -1253.7986 | -588.5275 | -309.8152
2034 | NIWCM | High Demand Growth+Expected Future Gas Supply+Methanex Stays+Delayed Build+Upgraded HVDC+Constrained Operational Capacity | -1410.2148 | -802.4288 | -523.2386
2035 | NIWCM | High Demand Growth+Expected Future Gas Supply+Methanex Stays+Delayed Build+Upgraded HVDC+Constrained Operational Capacity | -1524.6129 | -889.3677 | -653.8627
2026 | SIWEM_PERC | High Demand Growth+Expected Future Gas Supply+Methanex Stays+Delayed Build+Upgraded HVDC+Constrained Operational Capacity | 26.8747 | 26.8747 | 26.8747
2027 | SIWEM_PERC | High Demand Growth+Expected Future Gas Supply+Methanex Stays+Delayed Build+Upgraded HVDC+Constrained Operational Capacity | 11.4933 | 11.56 | 11.56
2028 | SIWEM_PERC | High Demand Growth+Expected Future Gas Supply+Methanex Stays+Delayed Build+Upgraded HVDC+Constrained Operational Capacity | 7.3647 | 9.1124 | 9.1124
2029 | SIWEM_PERC | High Demand Growth+Expected Future Gas Supply+Methanex Stays+Delayed Build+Upgraded HVDC+Constrained Operational Capacity | 0.6655 | 4.8979 | 4.8979
2030 | SIWEM_PERC | High Demand Growth+Expected Future Gas Supply+Methanex Stays+Delayed Build+Upgraded HVDC+Constrained Operational Capacity | -5.5519 | 4.4101 | 19.7703
2031 | SIWEM_PERC | High Demand Growth+Expected Future Gas Supply+Methanex Stays+Delayed Build+Upgraded HVDC+Constrained Operational Capacity | -10.8611 | -1.4855 | 16.6434
2032 | SIWEM_PERC | High Demand Growth+Expected Future Gas Supply+Methanex Stays+Delayed Build+Upgraded HVDC+Constrained Operational Capacity | -12.6391 | -2.04 | 23.0455
2033 | SIWEM_PERC | High Demand Growth+Expected Future Gas Supply+Methanex Stays+Delayed Build+Upgraded HVDC+Constrained Operational Capacity | -14.2635 | -3.8927 | 29.097
2034 | SIWEM_PERC | High Demand Growth+Expected Future Gas Supply+Methanex Stays+Delayed Build+Upgraded HVDC+Constrained Operational Capacity | -16.0174 | -5.893 | 25.1419
2035 | SIWEM_PERC | High Demand Growth+Expected Future Gas Supply+Methanex Stays+Delayed Build+Upgraded HVDC+Constrained Operational Capacity | -17.2782 | -7.3427 | 24.1652
2026 | NZWEM_PERC | High Demand Growth+Expected Future Gas Supply+Methanex Stays+Delayed Build+Upgraded HVDC+Constrained Operational Capacity+Low Wind & Solar | 9.3616 | 9.3616 | 9.3616
2027 | NZWEM_PERC | High Demand Growth+Expected Future Gas Supply+Methanex Stays+Delayed Build+Upgraded HVDC+Constrained Operational Capacity+Low Wind & Solar | 1.7641 | 1.8836 | 2.0254
2028 | NZWEM_PERC | High Demand Growth+Expected Future Gas Supply+Methanex Stays+Delayed Build+Upgraded HVDC+Constrained Operational Capacity+Low Wind & Solar | 0.57942 | 1.7483 | 2.0027
2029 | NZWEM_PERC | High Demand Growth+Expected Future Gas Supply+Methanex Stays+Delayed Build+Upgraded HVDC+Constrained Operational Capacity+Low Wind & Solar | -2.5356 | -0.30889 | 0.38273
2030 | NZWEM_PERC | High Demand Growth+Expected Future Gas Supply+Methanex Stays+Delayed Build+Upgraded HVDC+Constrained Operational Capacity+Low Wind & Solar | -6.6781 | 0.11749 | 5.8617
2031 | NZWEM_PERC | High Demand Growth+Expected Future Gas Supply+Methanex Stays+Delayed Build+Upgraded HVDC+Constrained Operational Capacity+Low Wind & Solar | -10.5607 | -1.756 | 4.6036
2032 | NZWEM_PERC | High Demand Growth+Expected Future Gas Supply+Methanex Stays+Delayed Build+Upgraded HVDC+Constrained Operational Capacity+Low Wind & Solar | -12.7553 | -3.7013 | 6.6633
2033 | NZWEM_PERC | High Demand Growth+Expected Future Gas Supply+Methanex Stays+Delayed Build+Upgraded HVDC+Constrained Operational Capacity+Low Wind & Solar | -14.6719 | -5.7773 | 8.5904
2034 | NZWEM_PERC | High Demand Growth+Expected Future Gas Supply+Methanex Stays+Delayed Build+Upgraded HVDC+Constrained Operational Capacity+Low Wind & Solar | -16.5257 | -7.6156 | 7.0793
2035 | NZWEM_PERC | High Demand Growth+Expected Future Gas Supply+Methanex Stays+Delayed Build+Upgraded HVDC+Constrained Operational Capacity+Low Wind & Solar | -18.0193 | -8.9423 | 6.6354
2026 | NIWCM | High Demand Growth+Expected Future Gas Supply+Methanex Stays+Delayed Build+Upgraded HVDC+Constrained Operational Capacity+Low Wind & Solar | 33.1014 | 33.1014 | 33.1014
2027 | NIWCM | High Demand Growth+Expected Future Gas Supply+Methanex Stays+Delayed Build+Upgraded HVDC+Constrained Operational Capacity+Low Wind & Solar | 43.4476 | 43.4476 | 43.4476
2028 | NIWCM | High Demand Growth+Expected Future Gas Supply+Methanex Stays+Delayed Build+Upgraded HVDC+Constrained Operational Capacity+Low Wind & Solar | -17.6468 | -17.6468 | -17.6468
2029 | NIWCM | High Demand Growth+Expected Future Gas Supply+Methanex Stays+Delayed Build+Upgraded HVDC+Constrained Operational Capacity+Low Wind & Solar | -328.1855 | -245.962 | -245.962
2030 | NIWCM | High Demand Growth+Expected Future Gas Supply+Methanex Stays+Delayed Build+Upgraded HVDC+Constrained Operational Capacity+Low Wind & Solar | -670.2911 | -155.2348 | -37.2556
2031 | NIWCM | High Demand Growth+Expected Future Gas Supply+Methanex Stays+Delayed Build+Upgraded HVDC+Constrained Operational Capacity+Low Wind & Solar | -960.2824 | -304.5987 | -145.2796
2032 | NIWCM | High Demand Growth+Expected Future Gas Supply+Methanex Stays+Delayed Build+Upgraded HVDC+Constrained Operational Capacity+Low Wind & Solar | -1188.3874 | -462.6973 | -246.9333
2033 | NIWCM | High Demand Growth+Expected Future Gas Supply+Methanex Stays+Delayed Build+Upgraded HVDC+Constrained Operational Capacity+Low Wind & Solar | -1253.7986 | -588.5275 | -309.8152
2034 | NIWCM | High Demand Growth+Expected Future Gas Supply+Methanex Stays+Delayed Build+Upgraded HVDC+Constrained Operational Capacity+Low Wind & Solar | -1410.2148 | -802.4288 | -523.2386
2035 | NIWCM | High Demand Growth+Expected Future Gas Supply+Methanex Stays+Delayed Build+Upgraded HVDC+Constrained Operational Capacity+Low Wind & Solar | -1524.6129 | -889.3677 | -653.8627
2026 | SIWEM_PERC | High Demand Growth+Expected Future Gas Supply+Methanex Stays+Delayed Build+Upgraded HVDC+Constrained Operational Capacity+Low Wind & Solar | 24.4171 | 24.4171 | 24.4171
2027 | SIWEM_PERC | High Demand Growth+Expected Future Gas Supply+Methanex Stays+Delayed Build+Upgraded HVDC+Constrained Operational Capacity+Low Wind & Solar | 11.0361 | 11.0963 | 11.0963
2028 | SIWEM_PERC | High Demand Growth+Expected Future Gas Supply+Methanex Stays+Delayed Build+Upgraded HVDC+Constrained Operational Capacity+Low Wind & Solar | 6.659 | 8.2362 | 8.2362
2029 | SIWEM_PERC | High Demand Growth+Expected Future Gas Supply+Methanex Stays+Delayed Build+Upgraded HVDC+Constrained Operational Capacity+Low Wind & Solar | -0.026737 | 3.7929 | 3.7929
2030 | SIWEM_PERC | High Demand Growth+Expected Future Gas Supply+Methanex Stays+Delayed Build+Upgraded HVDC+Constrained Operational Capacity+Low Wind & Solar | -6.3293 | 2.661 | 13.0741
2031 | SIWEM_PERC | High Demand Growth+Expected Future Gas Supply+Methanex Stays+Delayed Build+Upgraded HVDC+Constrained Operational Capacity+Low Wind & Solar | -11.5927 | -3.1316 | 9.4612
2032 | SIWEM_PERC | High Demand Growth+Expected Future Gas Supply+Methanex Stays+Delayed Build+Upgraded HVDC+Constrained Operational Capacity+Low Wind & Solar | -13.3541 | -3.7888 | 14.795
2033 | SIWEM_PERC | High Demand Growth+Expected Future Gas Supply+Methanex Stays+Delayed Build+Upgraded HVDC+Constrained Operational Capacity+Low Wind & Solar | -14.9631 | -5.6039 | 19.8192
2034 | SIWEM_PERC | High Demand Growth+Expected Future Gas Supply+Methanex Stays+Delayed Build+Upgraded HVDC+Constrained Operational Capacity+Low Wind & Solar | -16.7004 | -7.5635 | 15.8775
2035 | SIWEM_PERC | High Demand Growth+Expected Future Gas Supply+Methanex Stays+Delayed Build+Upgraded HVDC+Constrained Operational Capacity+Low Wind & Solar | -17.9484 | -8.982 | 14.7228
2026 | NZWEM_PERC | High Demand Growth+Expected Future Gas Supply+Methanex Stays+Reduced Rankine Availability | 10.708 | 10.7631 | 10.7631
2027 | NZWEM_PERC | High Demand Growth+Expected Future Gas Supply+Methanex Stays+Reduced Rankine Availability | 1.9146 | 3.6355 | 3.933
2028 | NZWEM_PERC | High Demand Growth+Expected Future Gas Supply+Methanex Stays+Reduced Rankine Availability | -1.8345 | 5.4439 | 9.4808
2029 | NZWEM_PERC | High Demand Growth+Expected Future Gas Supply+Methanex Stays+Reduced Rankine Availability | -7.2099 | 2.6922 | 10.5267
2030 | NZWEM_PERC | High Demand Growth+Expected Future Gas Supply+Methanex Stays+Reduced Rankine Availability | -11.9084 | -0.69689 | 11.6004
2031 | NZWEM_PERC | High Demand Growth+Expected Future Gas Supply+Methanex Stays+Reduced Rankine Availability | -15.5729 | -4.7534 | 12.0243
2032 | NZWEM_PERC | High Demand Growth+Expected Future Gas Supply+Methanex Stays+Reduced Rankine Availability | -17.6259 | -6.7919 | 10.3501
2033 | NZWEM_PERC | High Demand Growth+Expected Future Gas Supply+Methanex Stays+Reduced Rankine Availability | -19.4185 | -8.8605 | 9.2817
2034 | NZWEM_PERC | High Demand Growth+Expected Future Gas Supply+Methanex Stays+Reduced Rankine Availability | -21.1346 | -10.5369 | 7.079
2035 | NZWEM_PERC | High Demand Growth+Expected Future Gas Supply+Methanex Stays+Reduced Rankine Availability | -22.5195 | -12.0958 | 5.1046
2026 | NIWCM | High Demand Growth+Expected Future Gas Supply+Methanex Stays+Reduced Rankine Availability | 861.0651 | 861.8649 | 861.8649
2027 | NIWCM | High Demand Growth+Expected Future Gas Supply+Methanex Stays+Reduced Rankine Availability | 758.7942 | 790.2942 | 794.8307
2028 | NIWCM | High Demand Growth+Expected Future Gas Supply+Methanex Stays+Reduced Rankine Availability | 622.0837 | 1281.4444 | 1364.089
2029 | NIWCM | High Demand Growth+Expected Future Gas Supply+Methanex Stays+Reduced Rankine Availability | 297.5139 | 1200.2743 | 1540.2082
2030 | NIWCM | High Demand Growth+Expected Future Gas Supply+Methanex Stays+Reduced Rankine Availability | -164.5675 | 870.2072 | 1446.4574
2031 | NIWCM | High Demand Growth+Expected Future Gas Supply+Methanex Stays+Reduced Rankine Availability | -434.7355 | 615.731 | 1443.8616
2032 | NIWCM | High Demand Growth+Expected Future Gas Supply+Methanex Stays+Reduced Rankine Availability | -656.2464 | 413.9968 | 1280.631
2033 | NIWCM | High Demand Growth+Expected Future Gas Supply+Methanex Stays+Reduced Rankine Availability | -864.3099 | 211.0685 | 1149.4118
2034 | NIWCM | High Demand Growth+Expected Future Gas Supply+Methanex Stays+Reduced Rankine Availability | -1065.7482 | 20.0077 | 1039.7977
2035 | NIWCM | High Demand Growth+Expected Future Gas Supply+Methanex Stays+Reduced Rankine Availability | -1180.1463 | -137.822 | 883.9943
2026 | SIWEM_PERC | High Demand Growth+Expected Future Gas Supply+Methanex Stays+Reduced Rankine Availability | 28.1766 | 28.3305 | 28.3305
2027 | SIWEM_PERC | High Demand Growth+Expected Future Gas Supply+Methanex Stays+Reduced Rankine Availability | 14.9631 | 17.3952 | 17.3952
2028 | SIWEM_PERC | High Demand Growth+Expected Future Gas Supply+Methanex Stays+Reduced Rankine Availability | 9.4253 | 21.0437 | 27.5608
2029 | SIWEM_PERC | High Demand Growth+Expected Future Gas Supply+Methanex Stays+Reduced Rankine Availability | 2.2232 | 13.0406 | 26.3009
2030 | SIWEM_PERC | High Demand Growth+Expected Future Gas Supply+Methanex Stays+Reduced Rankine Availability | -5.5519 | 5.9718 | 28.1949
2031 | SIWEM_PERC | High Demand Growth+Expected Future Gas Supply+Methanex Stays+Reduced Rankine Availability | -10.8611 | -0.015648 | 28.6637
2032 | SIWEM_PERC | High Demand Growth+Expected Future Gas Supply+Methanex Stays+Reduced Rankine Availability | -12.6391 | -2.04 | 24.3897
2033 | SIWEM_PERC | High Demand Growth+Expected Future Gas Supply+Methanex Stays+Reduced Rankine Availability | -14.2635 | -3.8927 | 21.6255
2034 | SIWEM_PERC | High Demand Growth+Expected Future Gas Supply+Methanex Stays+Reduced Rankine Availability | -16.0174 | -5.893 | 15.8767
2035 | SIWEM_PERC | High Demand Growth+Expected Future Gas Supply+Methanex Stays+Reduced Rankine Availability | -17.2782 | -7.3427 | 10.681
2026 | NZWEM_PERC | High Demand Growth+Expected Future Gas Supply+Methanex Stays+Reduced Rankine Availability+Low Wind & Solar | 9.5511 | 9.6008 | 9.6008
2027 | NZWEM_PERC | High Demand Growth+Expected Future Gas Supply+Methanex Stays+Reduced Rankine Availability+Low Wind & Solar | 0.65263 | 2.2057 | 2.4741
2028 | NZWEM_PERC | High Demand Growth+Expected Future Gas Supply+Methanex Stays+Reduced Rankine Availability+Low Wind & Solar | -3.1332 | 3.4354 | 7.0785
2029 | NZWEM_PERC | High Demand Growth+Expected Future Gas Supply+Methanex Stays+Reduced Rankine Availability+Low Wind & Solar | -8.4736 | 0.46267 | 7.533
2030 | NZWEM_PERC | High Demand Growth+Expected Future Gas Supply+Methanex Stays+Reduced Rankine Availability+Low Wind & Solar | -13.0945 | -2.9337 | 8.196
2031 | NZWEM_PERC | High Demand Growth+Expected Future Gas Supply+Methanex Stays+Reduced Rankine Availability+Low Wind & Solar | -16.7096 | -6.8971 | 8.2749
2032 | NZWEM_PERC | High Demand Growth+Expected Future Gas Supply+Methanex Stays+Reduced Rankine Availability+Low Wind & Solar | -18.7305 | -8.9062 | 6.6233
2033 | NZWEM_PERC | High Demand Growth+Expected Future Gas Supply+Methanex Stays+Reduced Rankine Availability+Low Wind & Solar | -20.495 | -10.921 | 5.5097
2034 | NZWEM_PERC | High Demand Growth+Expected Future Gas Supply+Methanex Stays+Reduced Rankine Availability+Low Wind & Solar | -22.1797 | -12.5376 | 3.4164
2035 | NZWEM_PERC | High Demand Growth+Expected Future Gas Supply+Methanex Stays+Reduced Rankine Availability+Low Wind & Solar | -23.5401 | -14.0493 | 1.5284
2026 | NIWCM | High Demand Growth+Expected Future Gas Supply+Methanex Stays+Reduced Rankine Availability+Low Wind & Solar | 861.0651 | 861.8649 | 861.8649
2027 | NIWCM | High Demand Growth+Expected Future Gas Supply+Methanex Stays+Reduced Rankine Availability+Low Wind & Solar | 758.7942 | 790.2942 | 794.8307
2028 | NIWCM | High Demand Growth+Expected Future Gas Supply+Methanex Stays+Reduced Rankine Availability+Low Wind & Solar | 622.0837 | 1281.4444 | 1364.089
2029 | NIWCM | High Demand Growth+Expected Future Gas Supply+Methanex Stays+Reduced Rankine Availability+Low Wind & Solar | 297.5139 | 1200.2743 | 1540.2082
2030 | NIWCM | High Demand Growth+Expected Future Gas Supply+Methanex Stays+Reduced Rankine Availability+Low Wind & Solar | -164.5675 | 870.2072 | 1446.4574
2031 | NIWCM | High Demand Growth+Expected Future Gas Supply+Methanex Stays+Reduced Rankine Availability+Low Wind & Solar | -434.7355 | 615.731 | 1443.8616
2032 | NIWCM | High Demand Growth+Expected Future Gas Supply+Methanex Stays+Reduced Rankine Availability+Low Wind & Solar | -656.2464 | 413.9968 | 1280.631
2033 | NIWCM | High Demand Growth+Expected Future Gas Supply+Methanex Stays+Reduced Rankine Availability+Low Wind & Solar | -864.3099 | 211.0685 | 1149.4118
2034 | NIWCM | High Demand Growth+Expected Future Gas Supply+Methanex Stays+Reduced Rankine Availability+Low Wind & Solar | -1065.7482 | 20.0077 | 1039.7977
2035 | NIWCM | High Demand Growth+Expected Future Gas Supply+Methanex Stays+Reduced Rankine Availability+Low Wind & Solar | -1180.1463 | -137.822 | 883.9943
2026 | SIWEM_PERC | High Demand Growth+Expected Future Gas Supply+Methanex Stays+Reduced Rankine Availability+Low Wind & Solar | 24.9462 | 25.085 | 25.085
2027 | SIWEM_PERC | High Demand Growth+Expected Future Gas Supply+Methanex Stays+Reduced Rankine Availability+Low Wind & Solar | 14.1675 | 16.3623 | 16.3623
2028 | SIWEM_PERC | High Demand Growth+Expected Future Gas Supply+Methanex Stays+Reduced Rankine Availability+Low Wind & Solar | 8.5186 | 19.0039 | 24.8853
2029 | SIWEM_PERC | High Demand Growth+Expected Future Gas Supply+Methanex Stays+Reduced Rankine Availability+Low Wind & Solar | 1.3791 | 11.1414 | 23.1083
2030 | SIWEM_PERC | High Demand Growth+Expected Future Gas Supply+Methanex Stays+Reduced Rankine Availability+Low Wind & Solar | -6.3293 | 4.0704 | 19.2247
2031 | SIWEM_PERC | High Demand Growth+Expected Future Gas Supply+Methanex Stays+Reduced Rankine Availability+Low Wind & Solar | -11.5927 | -1.8051 | 18.9613
2032 | SIWEM_PERC | High Demand Growth+Expected Future Gas Supply+Methanex Stays+Reduced Rankine Availability+Low Wind & Solar | -13.3541 | -3.7888 | 14.6909
2033 | SIWEM_PERC | High Demand Growth+Expected Future Gas Supply+Methanex Stays+Reduced Rankine Availability+Low Wind & Solar | -14.9631 | -5.6039 | 11.7695
2034 | SIWEM_PERC | High Demand Growth+Expected Future Gas Supply+Methanex Stays+Reduced Rankine Availability+Low Wind & Solar | -16.7004 | -7.5635 | 8.9827
2035 | SIWEM_PERC | High Demand Growth+Expected Future Gas Supply+Methanex Stays+Reduced Rankine Availability+Low Wind & Solar | -17.9484 | -8.982 | 7.2554
2026 | NZWEM_PERC | High Demand Growth+Expected Future Gas Supply+Methanex Stays+Reduced Rankine Availability+Constrained Operational Capacity | 10.708 | 10.7631 | 10.7631
2027 | NZWEM_PERC | High Demand Growth+Expected Future Gas Supply+Methanex Stays+Reduced Rankine Availability+Constrained Operational Capacity | 1.9146 | 3.6355 | 3.933
2028 | NZWEM_PERC | High Demand Growth+Expected Future Gas Supply+Methanex Stays+Reduced Rankine Availability+Constrained Operational Capacity | -1.8345 | 5.4439 | 9.4808
2029 | NZWEM_PERC | High Demand Growth+Expected Future Gas Supply+Methanex Stays+Reduced Rankine Availability+Constrained Operational Capacity | -7.2099 | 2.6922 | 10.5267
2030 | NZWEM_PERC | High Demand Growth+Expected Future Gas Supply+Methanex Stays+Reduced Rankine Availability+Constrained Operational Capacity | -11.9084 | -0.69689 | 11.6004
2031 | NZWEM_PERC | High Demand Growth+Expected Future Gas Supply+Methanex Stays+Reduced Rankine Availability+Constrained Operational Capacity | -15.5729 | -4.7534 | 12.0243
2032 | NZWEM_PERC | High Demand Growth+Expected Future Gas Supply+Methanex Stays+Reduced Rankine Availability+Constrained Operational Capacity | -17.6259 | -6.7919 | 10.3501
2033 | NZWEM_PERC | High Demand Growth+Expected Future Gas Supply+Methanex Stays+Reduced Rankine Availability+Constrained Operational Capacity | -19.4185 | -8.8605 | 9.2817
2034 | NZWEM_PERC | High Demand Growth+Expected Future Gas Supply+Methanex Stays+Reduced Rankine Availability+Constrained Operational Capacity | -21.1346 | -10.5369 | 7.079
2035 | NZWEM_PERC | High Demand Growth+Expected Future Gas Supply+Methanex Stays+Reduced Rankine Availability+Constrained Operational Capacity | -22.5195 | -12.0958 | 5.1046
2026 | NIWCM | High Demand Growth+Expected Future Gas Supply+Methanex Stays+Reduced Rankine Availability+Constrained Operational Capacity | 264.1721 | 264.1721 | 264.1721
2027 | NIWCM | High Demand Growth+Expected Future Gas Supply+Methanex Stays+Reduced Rankine Availability+Constrained Operational Capacity | 132.3771 | 136.4832 | 136.4832
2028 | NIWCM | High Demand Growth+Expected Future Gas Supply+Methanex Stays+Reduced Rankine Availability+Constrained Operational Capacity | -37.8407 | 458.1271 | 466.4696
2029 | NIWCM | High Demand Growth+Expected Future Gas Supply+Methanex Stays+Reduced Rankine Availability+Constrained Operational Capacity | -378.2654 | 272.6758 | 430.5188
2030 | NIWCM | High Demand Growth+Expected Future Gas Supply+Methanex Stays+Reduced Rankine Availability+Constrained Operational Capacity | -844.9146 | -101.8508 | 112.7787
2031 | NIWCM | High Demand Growth+Expected Future Gas Supply+Methanex Stays+Reduced Rankine Availability+Constrained Operational Capacity | -1117.7439 | -363.3561 | -88.988
2032 | NIWCM | High Demand Growth+Expected Future Gas Supply+Methanex Stays+Reduced Rankine Availability+Constrained Operational Capacity | -1345.8489 | -581.3696 | -284.6768
2033 | NIWCM | High Demand Growth+Expected Future Gas Supply+Methanex Stays+Reduced Rankine Availability+Constrained Operational Capacity | -1484.1986 | -788.4683 | -478.3035
2034 | NIWCM | High Demand Growth+Expected Future Gas Supply+Methanex Stays+Reduced Rankine Availability+Constrained Operational Capacity | -1640.6148 | -962.7396 | -596.3204
2035 | NIWCM | High Demand Growth+Expected Future Gas Supply+Methanex Stays+Reduced Rankine Availability+Constrained Operational Capacity | -1755.0129 | -1067.4357 | -754.7017
2026 | SIWEM_PERC | High Demand Growth+Expected Future Gas Supply+Methanex Stays+Reduced Rankine Availability+Constrained Operational Capacity | 28.1766 | 28.3305 | 28.3305
2027 | SIWEM_PERC | High Demand Growth+Expected Future Gas Supply+Methanex Stays+Reduced Rankine Availability+Constrained Operational Capacity | 14.9631 | 17.3952 | 17.3952
2028 | SIWEM_PERC | High Demand Growth+Expected Future Gas Supply+Methanex Stays+Reduced Rankine Availability+Constrained Operational Capacity | 9.4253 | 21.0437 | 27.5608
2029 | SIWEM_PERC | High Demand Growth+Expected Future Gas Supply+Methanex Stays+Reduced Rankine Availability+Constrained Operational Capacity | 2.2232 | 13.0406 | 26.3009
2030 | SIWEM_PERC | High Demand Growth+Expected Future Gas Supply+Methanex Stays+Reduced Rankine Availability+Constrained Operational Capacity | -5.5519 | 5.9718 | 28.1949
2031 | SIWEM_PERC | High Demand Growth+Expected Future Gas Supply+Methanex Stays+Reduced Rankine Availability+Constrained Operational Capacity | -10.8611 | -0.015648 | 28.6637
2032 | SIWEM_PERC | High Demand Growth+Expected Future Gas Supply+Methanex Stays+Reduced Rankine Availability+Constrained Operational Capacity | -12.6391 | -2.04 | 24.3897
2033 | SIWEM_PERC | High Demand Growth+Expected Future Gas Supply+Methanex Stays+Reduced Rankine Availability+Constrained Operational Capacity | -14.2635 | -3.8927 | 21.6255
2034 | SIWEM_PERC | High Demand Growth+Expected Future Gas Supply+Methanex Stays+Reduced Rankine Availability+Constrained Operational Capacity | -16.0174 | -5.893 | 15.8767
2035 | SIWEM_PERC | High Demand Growth+Expected Future Gas Supply+Methanex Stays+Reduced Rankine Availability+Constrained Operational Capacity | -17.2782 | -7.3427 | 10.681
2026 | NZWEM_PERC | High Demand Growth+Expected Future Gas Supply+Methanex Stays+Reduced Rankine Availability+Constrained Operational Capacity+Low Wind & Solar | 9.5511 | 9.6008 | 9.6008
2027 | NZWEM_PERC | High Demand Growth+Expected Future Gas Supply+Methanex Stays+Reduced Rankine Availability+Constrained Operational Capacity+Low Wind & Solar | 0.65263 | 2.2057 | 2.4741
2028 | NZWEM_PERC | High Demand Growth+Expected Future Gas Supply+Methanex Stays+Reduced Rankine Availability+Constrained Operational Capacity+Low Wind & Solar | -3.1332 | 3.4354 | 7.0785
2029 | NZWEM_PERC | High Demand Growth+Expected Future Gas Supply+Methanex Stays+Reduced Rankine Availability+Constrained Operational Capacity+Low Wind & Solar | -8.4736 | 0.46267 | 7.533
2030 | NZWEM_PERC | High Demand Growth+Expected Future Gas Supply+Methanex Stays+Reduced Rankine Availability+Constrained Operational Capacity+Low Wind & Solar | -13.0945 | -2.9337 | 8.196
2031 | NZWEM_PERC | High Demand Growth+Expected Future Gas Supply+Methanex Stays+Reduced Rankine Availability+Constrained Operational Capacity+Low Wind & Solar | -16.7096 | -6.8971 | 8.2749
2032 | NZWEM_PERC | High Demand Growth+Expected Future Gas Supply+Methanex Stays+Reduced Rankine Availability+Constrained Operational Capacity+Low Wind & Solar | -18.7305 | -8.9062 | 6.6233
2033 | NZWEM_PERC | High Demand Growth+Expected Future Gas Supply+Methanex Stays+Reduced Rankine Availability+Constrained Operational Capacity+Low Wind & Solar | -20.495 | -10.921 | 5.5097
2034 | NZWEM_PERC | High Demand Growth+Expected Future Gas Supply+Methanex Stays+Reduced Rankine Availability+Constrained Operational Capacity+Low Wind & Solar | -22.1797 | -12.5376 | 3.4164
2035 | NZWEM_PERC | High Demand Growth+Expected Future Gas Supply+Methanex Stays+Reduced Rankine Availability+Constrained Operational Capacity+Low Wind & Solar | -23.5401 | -14.0493 | 1.5284
2026 | NIWCM | High Demand Growth+Expected Future Gas Supply+Methanex Stays+Reduced Rankine Availability+Constrained Operational Capacity+Low Wind & Solar | 264.1721 | 264.1721 | 264.1721
2027 | NIWCM | High Demand Growth+Expected Future Gas Supply+Methanex Stays+Reduced Rankine Availability+Constrained Operational Capacity+Low Wind & Solar | 132.3771 | 136.4832 | 136.4832
2028 | NIWCM | High Demand Growth+Expected Future Gas Supply+Methanex Stays+Reduced Rankine Availability+Constrained Operational Capacity+Low Wind & Solar | -37.8407 | 458.1271 | 466.4696
2029 | NIWCM | High Demand Growth+Expected Future Gas Supply+Methanex Stays+Reduced Rankine Availability+Constrained Operational Capacity+Low Wind & Solar | -378.2654 | 272.6758 | 430.5188
2030 | NIWCM | High Demand Growth+Expected Future Gas Supply+Methanex Stays+Reduced Rankine Availability+Constrained Operational Capacity+Low Wind & Solar | -844.9146 | -101.8508 | 112.7787
2031 | NIWCM | High Demand Growth+Expected Future Gas Supply+Methanex Stays+Reduced Rankine Availability+Constrained Operational Capacity+Low Wind & Solar | -1117.7439 | -363.3561 | -88.988
2032 | NIWCM | High Demand Growth+Expected Future Gas Supply+Methanex Stays+Reduced Rankine Availability+Constrained Operational Capacity+Low Wind & Solar | -1345.8489 | -581.3696 | -284.6768
2033 | NIWCM | High Demand Growth+Expected Future Gas Supply+Methanex Stays+Reduced Rankine Availability+Constrained Operational Capacity+Low Wind & Solar | -1484.1986 | -788.4683 | -478.3035
2034 | NIWCM | High Demand Growth+Expected Future Gas Supply+Methanex Stays+Reduced Rankine Availability+Constrained Operational Capacity+Low Wind & Solar | -1640.6148 | -962.7396 | -596.3204
2035 | NIWCM | High Demand Growth+Expected Future Gas Supply+Methanex Stays+Reduced Rankine Availability+Constrained Operational Capacity+Low Wind & Solar | -1755.0129 | -1067.4357 | -754.7017
2026 | SIWEM_PERC | High Demand Growth+Expected Future Gas Supply+Methanex Stays+Reduced Rankine Availability+Constrained Operational Capacity+Low Wind & Solar | 24.9462 | 25.085 | 25.085
2027 | SIWEM_PERC | High Demand Growth+Expected Future Gas Supply+Methanex Stays+Reduced Rankine Availability+Constrained Operational Capacity+Low Wind & Solar | 14.1675 | 16.3623 | 16.3623
2028 | SIWEM_PERC | High Demand Growth+Expected Future Gas Supply+Methanex Stays+Reduced Rankine Availability+Constrained Operational Capacity+Low Wind & Solar | 8.5186 | 19.0039 | 24.8853
2029 | SIWEM_PERC | High Demand Growth+Expected Future Gas Supply+Methanex Stays+Reduced Rankine Availability+Constrained Operational Capacity+Low Wind & Solar | 1.3791 | 11.1414 | 23.1083
2030 | SIWEM_PERC | High Demand Growth+Expected Future Gas Supply+Methanex Stays+Reduced Rankine Availability+Constrained Operational Capacity+Low Wind & Solar | -6.3293 | 4.0704 | 19.2247
2031 | SIWEM_PERC | High Demand Growth+Expected Future Gas Supply+Methanex Stays+Reduced Rankine Availability+Constrained Operational Capacity+Low Wind & Solar | -11.5927 | -1.8051 | 18.9613
2032 | SIWEM_PERC | High Demand Growth+Expected Future Gas Supply+Methanex Stays+Reduced Rankine Availability+Constrained Operational Capacity+Low Wind & Solar | -13.3541 | -3.7888 | 14.6909
2033 | SIWEM_PERC | High Demand Growth+Expected Future Gas Supply+Methanex Stays+Reduced Rankine Availability+Constrained Operational Capacity+Low Wind & Solar | -14.9631 | -5.6039 | 11.7695
2034 | SIWEM_PERC | High Demand Growth+Expected Future Gas Supply+Methanex Stays+Reduced Rankine Availability+Constrained Operational Capacity+Low Wind & Solar | -16.7004 | -7.5635 | 8.9827
2035 | SIWEM_PERC | High Demand Growth+Expected Future Gas Supply+Methanex Stays+Reduced Rankine Availability+Constrained Operational Capacity+Low Wind & Solar | -17.9484 | -8.982 | 7.2554
2026 | NZWEM_PERC | High Demand Growth+Expected Future Gas Supply+Methanex Stays+Reduced Rankine Availability+Upgraded HVDC | 10.708 | 10.7631 | 10.7631
2027 | NZWEM_PERC | High Demand Growth+Expected Future Gas Supply+Methanex Stays+Reduced Rankine Availability+Upgraded HVDC | 1.9146 | 3.6355 | 3.933
2028 | NZWEM_PERC | High Demand Growth+Expected Future Gas Supply+Methanex Stays+Reduced Rankine Availability+Upgraded HVDC | -1.8345 | 5.4439 | 9.4808
2029 | NZWEM_PERC | High Demand Growth+Expected Future Gas Supply+Methanex Stays+Reduced Rankine Availability+Upgraded HVDC | -7.2099 | 2.6922 | 10.5267
2030 | NZWEM_PERC | High Demand Growth+Expected Future Gas Supply+Methanex Stays+Reduced Rankine Availability+Upgraded HVDC | -11.9084 | -0.69689 | 11.6004
2031 | NZWEM_PERC | High Demand Growth+Expected Future Gas Supply+Methanex Stays+Reduced Rankine Availability+Upgraded HVDC | -15.5729 | -4.7534 | 12.0243
2032 | NZWEM_PERC | High Demand Growth+Expected Future Gas Supply+Methanex Stays+Reduced Rankine Availability+Upgraded HVDC | -17.6259 | -6.7919 | 10.3501
2033 | NZWEM_PERC | High Demand Growth+Expected Future Gas Supply+Methanex Stays+Reduced Rankine Availability+Upgraded HVDC | -19.4185 | -8.8605 | 9.2817
2034 | NZWEM_PERC | High Demand Growth+Expected Future Gas Supply+Methanex Stays+Reduced Rankine Availability+Upgraded HVDC | -21.1346 | -10.5369 | 7.079
2035 | NZWEM_PERC | High Demand Growth+Expected Future Gas Supply+Methanex Stays+Reduced Rankine Availability+Upgraded HVDC | -22.5195 | -12.0958 | 5.1046
2026 | NIWCM | High Demand Growth+Expected Future Gas Supply+Methanex Stays+Reduced Rankine Availability+Upgraded HVDC | 861.0651 | 861.8649 | 861.8649
2027 | NIWCM | High Demand Growth+Expected Future Gas Supply+Methanex Stays+Reduced Rankine Availability+Upgraded HVDC | 758.7942 | 790.2942 | 794.8307
2028 | NIWCM | High Demand Growth+Expected Future Gas Supply+Methanex Stays+Reduced Rankine Availability+Upgraded HVDC | 622.0837 | 1281.4444 | 1364.089
2029 | NIWCM | High Demand Growth+Expected Future Gas Supply+Methanex Stays+Reduced Rankine Availability+Upgraded HVDC | 297.5139 | 1200.2743 | 1540.2082
2030 | NIWCM | High Demand Growth+Expected Future Gas Supply+Methanex Stays+Reduced Rankine Availability+Upgraded HVDC | -164.5675 | 870.2072 | 1446.4574
2031 | NIWCM | High Demand Growth+Expected Future Gas Supply+Methanex Stays+Reduced Rankine Availability+Upgraded HVDC | -434.7355 | 615.731 | 1443.8614
2032 | NIWCM | High Demand Growth+Expected Future Gas Supply+Methanex Stays+Reduced Rankine Availability+Upgraded HVDC | -656.2464 | 413.9968 | 1280.631
2033 | NIWCM | High Demand Growth+Expected Future Gas Supply+Methanex Stays+Reduced Rankine Availability+Upgraded HVDC | -864.3099 | 211.0685 | 1149.4118
2034 | NIWCM | High Demand Growth+Expected Future Gas Supply+Methanex Stays+Reduced Rankine Availability+Upgraded HVDC | -1065.7482 | 20.0077 | 1039.7977
2035 | NIWCM | High Demand Growth+Expected Future Gas Supply+Methanex Stays+Reduced Rankine Availability+Upgraded HVDC | -1180.1463 | -137.822 | 883.9943
2026 | SIWEM_PERC | High Demand Growth+Expected Future Gas Supply+Methanex Stays+Reduced Rankine Availability+Upgraded HVDC | 28.1766 | 28.3305 | 28.3305
2027 | SIWEM_PERC | High Demand Growth+Expected Future Gas Supply+Methanex Stays+Reduced Rankine Availability+Upgraded HVDC | 14.9631 | 17.3952 | 17.3952
2028 | SIWEM_PERC | High Demand Growth+Expected Future Gas Supply+Methanex Stays+Reduced Rankine Availability+Upgraded HVDC | 9.4253 | 21.0437 | 27.5608
2029 | SIWEM_PERC | High Demand Growth+Expected Future Gas Supply+Methanex Stays+Reduced Rankine Availability+Upgraded HVDC | 2.2232 | 13.0406 | 26.3009
2030 | SIWEM_PERC | High Demand Growth+Expected Future Gas Supply+Methanex Stays+Reduced Rankine Availability+Upgraded HVDC | -5.5519 | 5.9718 | 28.1949
2031 | SIWEM_PERC | High Demand Growth+Expected Future Gas Supply+Methanex Stays+Reduced Rankine Availability+Upgraded HVDC | -10.8611 | -0.015648 | 28.6637
2032 | SIWEM_PERC | High Demand Growth+Expected Future Gas Supply+Methanex Stays+Reduced Rankine Availability+Upgraded HVDC | -12.6391 | -2.04 | 24.3897
2033 | SIWEM_PERC | High Demand Growth+Expected Future Gas Supply+Methanex Stays+Reduced Rankine Availability+Upgraded HVDC | -14.2635 | -3.8927 | 21.6255
2034 | SIWEM_PERC | High Demand Growth+Expected Future Gas Supply+Methanex Stays+Reduced Rankine Availability+Upgraded HVDC | -16.0174 | -5.893 | 15.8767
2035 | SIWEM_PERC | High Demand Growth+Expected Future Gas Supply+Methanex Stays+Reduced Rankine Availability+Upgraded HVDC | -17.2782 | -7.3427 | 10.681
2026 | NZWEM_PERC | High Demand Growth+Expected Future Gas Supply+Methanex Stays+Reduced Rankine Availability+Upgraded HVDC+Low Wind & Solar | 9.5511 | 9.6008 | 9.6008
2027 | NZWEM_PERC | High Demand Growth+Expected Future Gas Supply+Methanex Stays+Reduced Rankine Availability+Upgraded HVDC+Low Wind & Solar | 0.65263 | 2.2057 | 2.4741
2028 | NZWEM_PERC | High Demand Growth+Expected Future Gas Supply+Methanex Stays+Reduced Rankine Availability+Upgraded HVDC+Low Wind & Solar | -3.1332 | 3.4354 | 7.0785
2029 | NZWEM_PERC | High Demand Growth+Expected Future Gas Supply+Methanex Stays+Reduced Rankine Availability+Upgraded HVDC+Low Wind & Solar | -8.4736 | 0.46267 | 7.533
2030 | NZWEM_PERC | High Demand Growth+Expected Future Gas Supply+Methanex Stays+Reduced Rankine Availability+Upgraded HVDC+Low Wind & Solar | -13.0945 | -2.9337 | 8.196
2031 | NZWEM_PERC | High Demand Growth+Expected Future Gas Supply+Methanex Stays+Reduced Rankine Availability+Upgraded HVDC+Low Wind & Solar | -16.7096 | -6.8971 | 8.2749
2032 | NZWEM_PERC | High Demand Growth+Expected Future Gas Supply+Methanex Stays+Reduced Rankine Availability+Upgraded HVDC+Low Wind & Solar | -18.7305 | -8.9062 | 6.6233
2033 | NZWEM_PERC | High Demand Growth+Expected Future Gas Supply+Methanex Stays+Reduced Rankine Availability+Upgraded HVDC+Low Wind & Solar | -20.495 | -10.921 | 5.5097
2034 | NZWEM_PERC | High Demand Growth+Expected Future Gas Supply+Methanex Stays+Reduced Rankine Availability+Upgraded HVDC+Low Wind & Solar | -22.1797 | -12.5376 | 3.4164
2035 | NZWEM_PERC | High Demand Growth+Expected Future Gas Supply+Methanex Stays+Reduced Rankine Availability+Upgraded HVDC+Low Wind & Solar | -23.5401 | -14.0493 | 1.5284
2026 | NIWCM | High Demand Growth+Expected Future Gas Supply+Methanex Stays+Reduced Rankine Availability+Upgraded HVDC+Low Wind & Solar | 861.0651 | 861.8649 | 861.8649
2027 | NIWCM | High Demand Growth+Expected Future Gas Supply+Methanex Stays+Reduced Rankine Availability+Upgraded HVDC+Low Wind & Solar | 758.7942 | 790.2942 | 794.8307
2028 | NIWCM | High Demand Growth+Expected Future Gas Supply+Methanex Stays+Reduced Rankine Availability+Upgraded HVDC+Low Wind & Solar | 622.0837 | 1281.4444 | 1364.089
2029 | NIWCM | High Demand Growth+Expected Future Gas Supply+Methanex Stays+Reduced Rankine Availability+Upgraded HVDC+Low Wind & Solar | 297.5139 | 1200.2743 | 1540.2082
2030 | NIWCM | High Demand Growth+Expected Future Gas Supply+Methanex Stays+Reduced Rankine Availability+Upgraded HVDC+Low Wind & Solar | -164.5675 | 870.2072 | 1446.4574
2031 | NIWCM | High Demand Growth+Expected Future Gas Supply+Methanex Stays+Reduced Rankine Availability+Upgraded HVDC+Low Wind & Solar | -434.7355 | 615.731 | 1443.8614
2032 | NIWCM | High Demand Growth+Expected Future Gas Supply+Methanex Stays+Reduced Rankine Availability+Upgraded HVDC+Low Wind & Solar | -656.2464 | 413.9968 | 1280.631
2033 | NIWCM | High Demand Growth+Expected Future Gas Supply+Methanex Stays+Reduced Rankine Availability+Upgraded HVDC+Low Wind & Solar | -864.3099 | 211.0685 | 1149.4118
2034 | NIWCM | High Demand Growth+Expected Future Gas Supply+Methanex Stays+Reduced Rankine Availability+Upgraded HVDC+Low Wind & Solar | -1065.7482 | 20.0077 | 1039.7977
2035 | NIWCM | High Demand Growth+Expected Future Gas Supply+Methanex Stays+Reduced Rankine Availability+Upgraded HVDC+Low Wind & Solar | -1180.1463 | -137.822 | 883.9943
2026 | SIWEM_PERC | High Demand Growth+Expected Future Gas Supply+Methanex Stays+Reduced Rankine Availability+Upgraded HVDC+Low Wind & Solar | 24.9462 | 25.085 | 25.085
2027 | SIWEM_PERC | High Demand Growth+Expected Future Gas Supply+Methanex Stays+Reduced Rankine Availability+Upgraded HVDC+Low Wind & Solar | 14.1675 | 16.3623 | 16.3623
2028 | SIWEM_PERC | High Demand Growth+Expected Future Gas Supply+Methanex Stays+Reduced Rankine Availability+Upgraded HVDC+Low Wind & Solar | 8.5186 | 19.0039 | 24.8853
2029 | SIWEM_PERC | High Demand Growth+Expected Future Gas Supply+Methanex Stays+Reduced Rankine Availability+Upgraded HVDC+Low Wind & Solar | 1.3791 | 11.1414 | 23.1083
2030 | SIWEM_PERC | High Demand Growth+Expected Future Gas Supply+Methanex Stays+Reduced Rankine Availability+Upgraded HVDC+Low Wind & Solar | -6.3293 | 4.0704 | 19.2247
2031 | SIWEM_PERC | High Demand Growth+Expected Future Gas Supply+Methanex Stays+Reduced Rankine Availability+Upgraded HVDC+Low Wind & Solar | -11.5927 | -1.8051 | 18.9613
2032 | SIWEM_PERC | High Demand Growth+Expected Future Gas Supply+Methanex Stays+Reduced Rankine Availability+Upgraded HVDC+Low Wind & Solar | -13.3541 | -3.7888 | 14.6909
2033 | SIWEM_PERC | High Demand Growth+Expected Future Gas Supply+Methanex Stays+Reduced Rankine Availability+Upgraded HVDC+Low Wind & Solar | -14.9631 | -5.6039 | 11.7695
2034 | SIWEM_PERC | High Demand Growth+Expected Future Gas Supply+Methanex Stays+Reduced Rankine Availability+Upgraded HVDC+Low Wind & Solar | -16.7004 | -7.5635 | 8.9827
2035 | SIWEM_PERC | High Demand Growth+Expected Future Gas Supply+Methanex Stays+Reduced Rankine Availability+Upgraded HVDC+Low Wind & Solar | -17.9484 | -8.982 | 7.2554
2026 | NZWEM_PERC | High Demand Growth+Expected Future Gas Supply+Methanex Stays+Reduced Rankine Availability+Upgraded HVDC+Constrained Operational Capacity | 10.708 | 10.7631 | 10.7631
2027 | NZWEM_PERC | High Demand Growth+Expected Future Gas Supply+Methanex Stays+Reduced Rankine Availability+Upgraded HVDC+Constrained Operational Capacity | 1.9146 | 3.6355 | 3.933
2028 | NZWEM_PERC | High Demand Growth+Expected Future Gas Supply+Methanex Stays+Reduced Rankine Availability+Upgraded HVDC+Constrained Operational Capacity | -1.8345 | 5.4439 | 9.4808
2029 | NZWEM_PERC | High Demand Growth+Expected Future Gas Supply+Methanex Stays+Reduced Rankine Availability+Upgraded HVDC+Constrained Operational Capacity | -7.2099 | 2.6922 | 10.5267
2030 | NZWEM_PERC | High Demand Growth+Expected Future Gas Supply+Methanex Stays+Reduced Rankine Availability+Upgraded HVDC+Constrained Operational Capacity | -11.9084 | -0.69689 | 11.6004
2031 | NZWEM_PERC | High Demand Growth+Expected Future Gas Supply+Methanex Stays+Reduced Rankine Availability+Upgraded HVDC+Constrained Operational Capacity | -15.5729 | -4.7534 | 12.0243
2032 | NZWEM_PERC | High Demand Growth+Expected Future Gas Supply+Methanex Stays+Reduced Rankine Availability+Upgraded HVDC+Constrained Operational Capacity | -17.6259 | -6.7919 | 10.3501
2033 | NZWEM_PERC | High Demand Growth+Expected Future Gas Supply+Methanex Stays+Reduced Rankine Availability+Upgraded HVDC+Constrained Operational Capacity | -19.4185 | -8.8605 | 9.2817
2034 | NZWEM_PERC | High Demand Growth+Expected Future Gas Supply+Methanex Stays+Reduced Rankine Availability+Upgraded HVDC+Constrained Operational Capacity | -21.1346 | -10.5369 | 7.079
2035 | NZWEM_PERC | High Demand Growth+Expected Future Gas Supply+Methanex Stays+Reduced Rankine Availability+Upgraded HVDC+Constrained Operational Capacity | -22.5195 | -12.0958 | 5.1046
2026 | NIWCM | High Demand Growth+Expected Future Gas Supply+Methanex Stays+Reduced Rankine Availability+Upgraded HVDC+Constrained Operational Capacity | 264.1721 | 264.1721 | 264.1721
2027 | NIWCM | High Demand Growth+Expected Future Gas Supply+Methanex Stays+Reduced Rankine Availability+Upgraded HVDC+Constrained Operational Capacity | 132.3771 | 136.4832 | 136.4832
2028 | NIWCM | High Demand Growth+Expected Future Gas Supply+Methanex Stays+Reduced Rankine Availability+Upgraded HVDC+Constrained Operational Capacity | -37.8407 | 458.1271 | 466.4696
2029 | NIWCM | High Demand Growth+Expected Future Gas Supply+Methanex Stays+Reduced Rankine Availability+Upgraded HVDC+Constrained Operational Capacity | -378.2654 | 272.6758 | 430.5188
2030 | NIWCM | High Demand Growth+Expected Future Gas Supply+Methanex Stays+Reduced Rankine Availability+Upgraded HVDC+Constrained Operational Capacity | -844.9146 | -101.8508 | 112.7787
2031 | NIWCM | High Demand Growth+Expected Future Gas Supply+Methanex Stays+Reduced Rankine Availability+Upgraded HVDC+Constrained Operational Capacity | -1117.7439 | -363.3561 | -88.988
2032 | NIWCM | High Demand Growth+Expected Future Gas Supply+Methanex Stays+Reduced Rankine Availability+Upgraded HVDC+Constrained Operational Capacity | -1345.8489 | -581.3696 | -284.6768
2033 | NIWCM | High Demand Growth+Expected Future Gas Supply+Methanex Stays+Reduced Rankine Availability+Upgraded HVDC+Constrained Operational Capacity | -1484.1986 | -788.4683 | -478.3035
2034 | NIWCM | High Demand Growth+Expected Future Gas Supply+Methanex Stays+Reduced Rankine Availability+Upgraded HVDC+Constrained Operational Capacity | -1640.6148 | -962.7396 | -596.3204
2035 | NIWCM | High Demand Growth+Expected Future Gas Supply+Methanex Stays+Reduced Rankine Availability+Upgraded HVDC+Constrained Operational Capacity | -1755.0129 | -1067.4357 | -754.7017
2026 | SIWEM_PERC | High Demand Growth+Expected Future Gas Supply+Methanex Stays+Reduced Rankine Availability+Upgraded HVDC+Constrained Operational Capacity | 28.1766 | 28.3305 | 28.3305
2027 | SIWEM_PERC | High Demand Growth+Expected Future Gas Supply+Methanex Stays+Reduced Rankine Availability+Upgraded HVDC+Constrained Operational Capacity | 14.9631 | 17.3952 | 17.3952
2028 | SIWEM_PERC | High Demand Growth+Expected Future Gas Supply+Methanex Stays+Reduced Rankine Availability+Upgraded HVDC+Constrained Operational Capacity | 9.4253 | 21.0437 | 27.5608
2029 | SIWEM_PERC | High Demand Growth+Expected Future Gas Supply+Methanex Stays+Reduced Rankine Availability+Upgraded HVDC+Constrained Operational Capacity | 2.2232 | 13.0406 | 26.3009
2030 | SIWEM_PERC | High Demand Growth+Expected Future Gas Supply+Methanex Stays+Reduced Rankine Availability+Upgraded HVDC+Constrained Operational Capacity | -5.5519 | 5.9718 | 28.1949
2031 | SIWEM_PERC | High Demand Growth+Expected Future Gas Supply+Methanex Stays+Reduced Rankine Availability+Upgraded HVDC+Constrained Operational Capacity | -10.8611 | -0.015648 | 28.6637
2032 | SIWEM_PERC | High Demand Growth+Expected Future Gas Supply+Methanex Stays+Reduced Rankine Availability+Upgraded HVDC+Constrained Operational Capacity | -12.6391 | -2.04 | 24.3897
2033 | SIWEM_PERC | High Demand Growth+Expected Future Gas Supply+Methanex Stays+Reduced Rankine Availability+Upgraded HVDC+Constrained Operational Capacity | -14.2635 | -3.8927 | 21.6255
2034 | SIWEM_PERC | High Demand Growth+Expected Future Gas Supply+Methanex Stays+Reduced Rankine Availability+Upgraded HVDC+Constrained Operational Capacity | -16.0174 | -5.893 | 15.8767
2035 | SIWEM_PERC | High Demand Growth+Expected Future Gas Supply+Methanex Stays+Reduced Rankine Availability+Upgraded HVDC+Constrained Operational Capacity | -17.2782 | -7.3427 | 10.681
2026 | NZWEM_PERC | High Demand Growth+Expected Future Gas Supply+Methanex Stays+Reduced Rankine Availability+Upgraded HVDC+Constrained Operational Capacity+Low Wind & Solar | 9.5511 | 9.6008 | 9.6008
2027 | NZWEM_PERC | High Demand Growth+Expected Future Gas Supply+Methanex Stays+Reduced Rankine Availability+Upgraded HVDC+Constrained Operational Capacity+Low Wind & Solar | 0.65263 | 2.2057 | 2.4741
2028 | NZWEM_PERC | High Demand Growth+Expected Future Gas Supply+Methanex Stays+Reduced Rankine Availability+Upgraded HVDC+Constrained Operational Capacity+Low Wind & Solar | -3.1332 | 3.4354 | 7.0785
2029 | NZWEM_PERC | High Demand Growth+Expected Future Gas Supply+Methanex Stays+Reduced Rankine Availability+Upgraded HVDC+Constrained Operational Capacity+Low Wind & Solar | -8.4736 | 0.46267 | 7.533
2030 | NZWEM_PERC | High Demand Growth+Expected Future Gas Supply+Methanex Stays+Reduced Rankine Availability+Upgraded HVDC+Constrained Operational Capacity+Low Wind & Solar | -13.0945 | -2.9337 | 8.196
2031 | NZWEM_PERC | High Demand Growth+Expected Future Gas Supply+Methanex Stays+Reduced Rankine Availability+Upgraded HVDC+Constrained Operational Capacity+Low Wind & Solar | -16.7096 | -6.8971 | 8.2749
2032 | NZWEM_PERC | High Demand Growth+Expected Future Gas Supply+Methanex Stays+Reduced Rankine Availability+Upgraded HVDC+Constrained Operational Capacity+Low Wind & Solar | -18.7305 | -8.9062 | 6.6233
2033 | NZWEM_PERC | High Demand Growth+Expected Future Gas Supply+Methanex Stays+Reduced Rankine Availability+Upgraded HVDC+Constrained Operational Capacity+Low Wind & Solar | -20.495 | -10.921 | 5.5097
2034 | NZWEM_PERC | High Demand Growth+Expected Future Gas Supply+Methanex Stays+Reduced Rankine Availability+Upgraded HVDC+Constrained Operational Capacity+Low Wind & Solar | -22.1797 | -12.5376 | 3.4164
2035 | NZWEM_PERC | High Demand Growth+Expected Future Gas Supply+Methanex Stays+Reduced Rankine Availability+Upgraded HVDC+Constrained Operational Capacity+Low Wind & Solar | -23.5401 | -14.0493 | 1.5284
2026 | NIWCM | High Demand Growth+Expected Future Gas Supply+Methanex Stays+Reduced Rankine Availability+Upgraded HVDC+Constrained Operational Capacity+Low Wind & Solar | 264.1721 | 264.1721 | 264.1721
2027 | NIWCM | High Demand Growth+Expected Future Gas Supply+Methanex Stays+Reduced Rankine Availability+Upgraded HVDC+Constrained Operational Capacity+Low Wind & Solar | 132.3771 | 136.4832 | 136.4832
2028 | NIWCM | High Demand Growth+Expected Future Gas Supply+Methanex Stays+Reduced Rankine Availability+Upgraded HVDC+Constrained Operational Capacity+Low Wind & Solar | -37.8407 | 458.1271 | 466.4696
2029 | NIWCM | High Demand Growth+Expected Future Gas Supply+Methanex Stays+Reduced Rankine Availability+Upgraded HVDC+Constrained Operational Capacity+Low Wind & Solar | -378.2654 | 272.6758 | 430.5188
2030 | NIWCM | High Demand Growth+Expected Future Gas Supply+Methanex Stays+Reduced Rankine Availability+Upgraded HVDC+Constrained Operational Capacity+Low Wind & Solar | -844.9146 | -101.8508 | 112.7787
2031 | NIWCM | High Demand Growth+Expected Future Gas Supply+Methanex Stays+Reduced Rankine Availability+Upgraded HVDC+Constrained Operational Capacity+Low Wind & Solar | -1117.7439 | -363.3561 | -88.988
2032 | NIWCM | High Demand Growth+Expected Future Gas Supply+Methanex Stays+Reduced Rankine Availability+Upgraded HVDC+Constrained Operational Capacity+Low Wind & Solar | -1345.8489 | -581.3696 | -284.6768
2033 | NIWCM | High Demand Growth+Expected Future Gas Supply+Methanex Stays+Reduced Rankine Availability+Upgraded HVDC+Constrained Operational Capacity+Low Wind & Solar | -1484.1986 | -788.4683 | -478.3035
2034 | NIWCM | High Demand Growth+Expected Future Gas Supply+Methanex Stays+Reduced Rankine Availability+Upgraded HVDC+Constrained Operational Capacity+Low Wind & Solar | -1640.6148 | -962.7396 | -596.3204
2035 | NIWCM | High Demand Growth+Expected Future Gas Supply+Methanex Stays+Reduced Rankine Availability+Upgraded HVDC+Constrained Operational Capacity+Low Wind & Solar | -1755.0129 | -1067.4357 | -754.7017
2026 | SIWEM_PERC | High Demand Growth+Expected Future Gas Supply+Methanex Stays+Reduced Rankine Availability+Upgraded HVDC+Constrained Operational Capacity+Low Wind & Solar | 24.9462 | 25.085 | 25.085
2027 | SIWEM_PERC | High Demand Growth+Expected Future Gas Supply+Methanex Stays+Reduced Rankine Availability+Upgraded HVDC+Constrained Operational Capacity+Low Wind & Solar | 14.1675 | 16.3623 | 16.3623
2028 | SIWEM_PERC | High Demand Growth+Expected Future Gas Supply+Methanex Stays+Reduced Rankine Availability+Upgraded HVDC+Constrained Operational Capacity+Low Wind & Solar | 8.5186 | 19.0039 | 24.8853
2029 | SIWEM_PERC | High Demand Growth+Expected Future Gas Supply+Methanex Stays+Reduced Rankine Availability+Upgraded HVDC+Constrained Operational Capacity+Low Wind & Solar | 1.3791 | 11.1414 | 23.1083
2030 | SIWEM_PERC | High Demand Growth+Expected Future Gas Supply+Methanex Stays+Reduced Rankine Availability+Upgraded HVDC+Constrained Operational Capacity+Low Wind & Solar | -6.3293 | 4.0704 | 19.2247
2031 | SIWEM_PERC | High Demand Growth+Expected Future Gas Supply+Methanex Stays+Reduced Rankine Availability+Upgraded HVDC+Constrained Operational Capacity+Low Wind & Solar | -11.5927 | -1.8051 | 18.9613
2032 | SIWEM_PERC | High Demand Growth+Expected Future Gas Supply+Methanex Stays+Reduced Rankine Availability+Upgraded HVDC+Constrained Operational Capacity+Low Wind & Solar | -13.3541 | -3.7888 | 14.6909
2033 | SIWEM_PERC | High Demand Growth+Expected Future Gas Supply+Methanex Stays+Reduced Rankine Availability+Upgraded HVDC+Constrained Operational Capacity+Low Wind & Solar | -14.9631 | -5.6039 | 11.7695
2034 | SIWEM_PERC | High Demand Growth+Expected Future Gas Supply+Methanex Stays+Reduced Rankine Availability+Upgraded HVDC+Constrained Operational Capacity+Low Wind & Solar | -16.7004 | -7.5635 | 8.9827
2035 | SIWEM_PERC | High Demand Growth+Expected Future Gas Supply+Methanex Stays+Reduced Rankine Availability+Upgraded HVDC+Constrained Operational Capacity+Low Wind & Solar | -17.9484 | -8.982 | 7.2554
2026 | NZWEM_PERC | High Demand Growth+Expected Future Gas Supply+Methanex Stays+Reduced Rankine Availability+Delayed Build | 6.2374 | 6.2374 | 6.2374
2027 | NZWEM_PERC | High Demand Growth+Expected Future Gas Supply+Methanex Stays+Reduced Rankine Availability+Delayed Build | -4.9889 | -4.8565 | -4.6993
2028 | NZWEM_PERC | High Demand Growth+Expected Future Gas Supply+Methanex Stays+Reduced Rankine Availability+Delayed Build | -5.5884 | -4.2932 | -4.0113
2029 | NZWEM_PERC | High Demand Growth+Expected Future Gas Supply+Methanex Stays+Reduced Rankine Availability+Delayed Build | -8.2052 | -5.7378 | -4.9714
2030 | NZWEM_PERC | High Demand Growth+Expected Future Gas Supply+Methanex Stays+Reduced Rankine Availability+Delayed Build | -11.9084 | -4.3783 | 1.9867
2031 | NZWEM_PERC | High Demand Growth+Expected Future Gas Supply+Methanex Stays+Reduced Rankine Availability+Delayed Build | -15.5729 | -5.8167 | 1.2302
2032 | NZWEM_PERC | High Demand Growth+Expected Future Gas Supply+Methanex Stays+Reduced Rankine Availability+Delayed Build | -17.6259 | -7.5934 | 3.8584
2033 | NZWEM_PERC | High Demand Growth+Expected Future Gas Supply+Methanex Stays+Reduced Rankine Availability+Delayed Build | -19.4185 | -9.5704 | 6.3181
2034 | NZWEM_PERC | High Demand Growth+Expected Future Gas Supply+Methanex Stays+Reduced Rankine Availability+Delayed Build | -21.1346 | -11.2691 | 4.9517
2035 | NZWEM_PERC | High Demand Growth+Expected Future Gas Supply+Methanex Stays+Reduced Rankine Availability+Delayed Build | -22.5195 | -12.5096 | 4.6908
2026 | NIWCM | High Demand Growth+Expected Future Gas Supply+Methanex Stays+Reduced Rankine Availability+Delayed Build | 567.4665 | 567.4665 | 567.4665
2027 | NIWCM | High Demand Growth+Expected Future Gas Supply+Methanex Stays+Reduced Rankine Availability+Delayed Build | 357.3296 | 359.3773 | 361.8498
2028 | NIWCM | High Demand Growth+Expected Future Gas Supply+Methanex Stays+Reduced Rankine Availability+Delayed Build | 365.0577 | 385.9802 | 390.5167
2029 | NIWCM | High Demand Growth+Expected Future Gas Supply+Methanex Stays+Reduced Rankine Availability+Delayed Build | 88.2206 | 217.6526 | 231.2449
2030 | NIWCM | High Demand Growth+Expected Future Gas Supply+Methanex Stays+Reduced Rankine Availability+Delayed Build | -220.344 | 510.8499 | 809.874
2031 | NIWCM | High Demand Growth+Expected Future Gas Supply+Methanex Stays+Reduced Rankine Availability+Delayed Build | -507.674 | 432.9924 | 799.4667
2032 | NIWCM | High Demand Growth+Expected Future Gas Supply+Methanex Stays+Reduced Rankine Availability+Delayed Build | -729.1849 | 287.6891 | 885.4725
2033 | NIWCM | High Demand Growth+Expected Future Gas Supply+Methanex Stays+Reduced Rankine Availability+Delayed Build | -864.3099 | 166.0293 | 1004.9701
2034 | NIWCM | High Demand Growth+Expected Future Gas Supply+Methanex Stays+Reduced Rankine Availability+Delayed Build | -1065.7482 | -50.0815 | 825.2795
2035 | NIWCM | High Demand Growth+Expected Future Gas Supply+Methanex Stays+Reduced Rankine Availability+Delayed Build | -1180.1463 | -190.154 | 754.4333
2026 | SIWEM_PERC | High Demand Growth+Expected Future Gas Supply+Methanex Stays+Reduced Rankine Availability+Delayed Build | 16.1662 | 16.1662 | 16.1662
2027 | SIWEM_PERC | High Demand Growth+Expected Future Gas Supply+Methanex Stays+Reduced Rankine Availability+Delayed Build | 11.4933 | 11.56 | 11.56
2028 | SIWEM_PERC | High Demand Growth+Expected Future Gas Supply+Methanex Stays+Reduced Rankine Availability+Delayed Build | 7.3647 | 9.1124 | 9.1124
2029 | SIWEM_PERC | High Demand Growth+Expected Future Gas Supply+Methanex Stays+Reduced Rankine Availability+Delayed Build | 0.6655 | 4.8979 | 4.8979
2030 | SIWEM_PERC | High Demand Growth+Expected Future Gas Supply+Methanex Stays+Reduced Rankine Availability+Delayed Build | -5.5519 | 4.4101 | 15.0142
2031 | SIWEM_PERC | High Demand Growth+Expected Future Gas Supply+Methanex Stays+Reduced Rankine Availability+Delayed Build | -10.8611 | -1.4855 | 10.0074
2032 | SIWEM_PERC | High Demand Growth+Expected Future Gas Supply+Methanex Stays+Reduced Rankine Availability+Delayed Build | -12.6391 | -2.04 | 13.3585
2033 | SIWEM_PERC | High Demand Growth+Expected Future Gas Supply+Methanex Stays+Reduced Rankine Availability+Delayed Build | -14.2635 | -3.8927 | 14.8879
2034 | SIWEM_PERC | High Demand Growth+Expected Future Gas Supply+Methanex Stays+Reduced Rankine Availability+Delayed Build | -16.0174 | -5.893 | 12.4414
2035 | SIWEM_PERC | High Demand Growth+Expected Future Gas Supply+Methanex Stays+Reduced Rankine Availability+Delayed Build | -17.2782 | -7.3427 | 10.6496
2026 | NZWEM_PERC | High Demand Growth+Expected Future Gas Supply+Methanex Stays+Reduced Rankine Availability+Delayed Build+Low Wind & Solar | 5.3572 | 5.3572 | 5.3572
2027 | NZWEM_PERC | High Demand Growth+Expected Future Gas Supply+Methanex Stays+Reduced Rankine Availability+Delayed Build+Low Wind & Solar | -5.8846 | -5.7651 | -5.6233
2028 | NZWEM_PERC | High Demand Growth+Expected Future Gas Supply+Methanex Stays+Reduced Rankine Availability+Delayed Build+Low Wind & Solar | -6.6677 | -5.4988 | -5.2444
2029 | NZWEM_PERC | High Demand Growth+Expected Future Gas Supply+Methanex Stays+Reduced Rankine Availability+Delayed Build+Low Wind & Solar | -9.3718 | -7.1451 | -6.4535
2030 | NZWEM_PERC | High Demand Growth+Expected Future Gas Supply+Methanex Stays+Reduced Rankine Availability+Delayed Build+Low Wind & Solar | -13.0945 | -6.2989 | -0.55462
2031 | NZWEM_PERC | High Demand Growth+Expected Future Gas Supply+Methanex Stays+Reduced Rankine Availability+Delayed Build+Low Wind & Solar | -16.7096 | -7.905 | -1.5454
2032 | NZWEM_PERC | High Demand Growth+Expected Future Gas Supply+Methanex Stays+Reduced Rankine Availability+Delayed Build+Low Wind & Solar | -18.7305 | -9.6765 | 0.68808
2033 | NZWEM_PERC | High Demand Growth+Expected Future Gas Supply+Methanex Stays+Reduced Rankine Availability+Delayed Build+Low Wind & Solar | -20.495 | -11.6004 | 2.7674
2034 | NZWEM_PERC | High Demand Growth+Expected Future Gas Supply+Methanex Stays+Reduced Rankine Availability+Delayed Build+Low Wind & Solar | -22.1797 | -13.2697 | 1.4252
2035 | NZWEM_PERC | High Demand Growth+Expected Future Gas Supply+Methanex Stays+Reduced Rankine Availability+Delayed Build+Low Wind & Solar | -23.5401 | -14.4631 | 1.1146
2026 | NIWCM | High Demand Growth+Expected Future Gas Supply+Methanex Stays+Reduced Rankine Availability+Delayed Build+Low Wind & Solar | 567.4665 | 567.4665 | 567.4665
2027 | NIWCM | High Demand Growth+Expected Future Gas Supply+Methanex Stays+Reduced Rankine Availability+Delayed Build+Low Wind & Solar | 357.3296 | 359.3773 | 361.8498
2028 | NIWCM | High Demand Growth+Expected Future Gas Supply+Methanex Stays+Reduced Rankine Availability+Delayed Build+Low Wind & Solar | 365.0577 | 385.9802 | 390.5167
2029 | NIWCM | High Demand Growth+Expected Future Gas Supply+Methanex Stays+Reduced Rankine Availability+Delayed Build+Low Wind & Solar | 88.2206 | 217.6526 | 231.2449
2030 | NIWCM | High Demand Growth+Expected Future Gas Supply+Methanex Stays+Reduced Rankine Availability+Delayed Build+Low Wind & Solar | -220.344 | 510.8499 | 809.874
2031 | NIWCM | High Demand Growth+Expected Future Gas Supply+Methanex Stays+Reduced Rankine Availability+Delayed Build+Low Wind & Solar | -507.674 | 432.9924 | 799.4667
2032 | NIWCM | High Demand Growth+Expected Future Gas Supply+Methanex Stays+Reduced Rankine Availability+Delayed Build+Low Wind & Solar | -729.1849 | 287.6891 | 885.4725
2033 | NIWCM | High Demand Growth+Expected Future Gas Supply+Methanex Stays+Reduced Rankine Availability+Delayed Build+Low Wind & Solar | -864.3099 | 166.0293 | 1004.9701
2034 | NIWCM | High Demand Growth+Expected Future Gas Supply+Methanex Stays+Reduced Rankine Availability+Delayed Build+Low Wind & Solar | -1065.7482 | -50.0815 | 825.2795
2035 | NIWCM | High Demand Growth+Expected Future Gas Supply+Methanex Stays+Reduced Rankine Availability+Delayed Build+Low Wind & Solar | -1180.1463 | -190.154 | 754.4333
2026 | SIWEM_PERC | High Demand Growth+Expected Future Gas Supply+Methanex Stays+Reduced Rankine Availability+Delayed Build+Low Wind & Solar | 15.8428 | 15.8428 | 15.8428
2027 | SIWEM_PERC | High Demand Growth+Expected Future Gas Supply+Methanex Stays+Reduced Rankine Availability+Delayed Build+Low Wind & Solar | 11.0361 | 11.0963 | 11.0963
2028 | SIWEM_PERC | High Demand Growth+Expected Future Gas Supply+Methanex Stays+Reduced Rankine Availability+Delayed Build+Low Wind & Solar | 6.659 | 8.2362 | 8.2362
2029 | SIWEM_PERC | High Demand Growth+Expected Future Gas Supply+Methanex Stays+Reduced Rankine Availability+Delayed Build+Low Wind & Solar | -0.026737 | 3.7929 | 3.7929
2030 | SIWEM_PERC | High Demand Growth+Expected Future Gas Supply+Methanex Stays+Reduced Rankine Availability+Delayed Build+Low Wind & Solar | -6.3293 | 2.661 | 12.2309
2031 | SIWEM_PERC | High Demand Growth+Expected Future Gas Supply+Methanex Stays+Reduced Rankine Availability+Delayed Build+Low Wind & Solar | -11.5927 | -3.1316 | 7.2404
2032 | SIWEM_PERC | High Demand Growth+Expected Future Gas Supply+Methanex Stays+Reduced Rankine Availability+Delayed Build+Low Wind & Solar | -13.3541 | -3.7888 | 10.1078
2033 | SIWEM_PERC | High Demand Growth+Expected Future Gas Supply+Methanex Stays+Reduced Rankine Availability+Delayed Build+Low Wind & Solar | -14.9631 | -5.6039 | 11.345
2034 | SIWEM_PERC | High Demand Growth+Expected Future Gas Supply+Methanex Stays+Reduced Rankine Availability+Delayed Build+Low Wind & Solar | -16.7004 | -7.5635 | 8.9827
2035 | SIWEM_PERC | High Demand Growth+Expected Future Gas Supply+Methanex Stays+Reduced Rankine Availability+Delayed Build+Low Wind & Solar | -17.9484 | -8.982 | 7.2554
2026 | NZWEM_PERC | High Demand Growth+Expected Future Gas Supply+Methanex Stays+Reduced Rankine Availability+Delayed Build+Constrained Operational Capacity | 6.2374 | 6.2374 | 6.2374
2027 | NZWEM_PERC | High Demand Growth+Expected Future Gas Supply+Methanex Stays+Reduced Rankine Availability+Delayed Build+Constrained Operational Capacity | -4.9889 | -4.8565 | -4.6993
2028 | NZWEM_PERC | High Demand Growth+Expected Future Gas Supply+Methanex Stays+Reduced Rankine Availability+Delayed Build+Constrained Operational Capacity | -5.5884 | -4.2932 | -4.0113
2029 | NZWEM_PERC | High Demand Growth+Expected Future Gas Supply+Methanex Stays+Reduced Rankine Availability+Delayed Build+Constrained Operational Capacity | -8.2052 | -5.7378 | -4.9714
2030 | NZWEM_PERC | High Demand Growth+Expected Future Gas Supply+Methanex Stays+Reduced Rankine Availability+Delayed Build+Constrained Operational Capacity | -11.9084 | -4.3783 | 1.9867
2031 | NZWEM_PERC | High Demand Growth+Expected Future Gas Supply+Methanex Stays+Reduced Rankine Availability+Delayed Build+Constrained Operational Capacity | -15.5729 | -5.8167 | 1.2302
2032 | NZWEM_PERC | High Demand Growth+Expected Future Gas Supply+Methanex Stays+Reduced Rankine Availability+Delayed Build+Constrained Operational Capacity | -17.6259 | -7.5934 | 3.8584
2033 | NZWEM_PERC | High Demand Growth+Expected Future Gas Supply+Methanex Stays+Reduced Rankine Availability+Delayed Build+Constrained Operational Capacity | -19.4185 | -9.5704 | 6.3181
2034 | NZWEM_PERC | High Demand Growth+Expected Future Gas Supply+Methanex Stays+Reduced Rankine Availability+Delayed Build+Constrained Operational Capacity | -21.1346 | -11.2691 | 4.9517
2035 | NZWEM_PERC | High Demand Growth+Expected Future Gas Supply+Methanex Stays+Reduced Rankine Availability+Delayed Build+Constrained Operational Capacity | -22.5195 | -12.5096 | 4.6908
2026 | NIWCM | High Demand Growth+Expected Future Gas Supply+Methanex Stays+Reduced Rankine Availability+Delayed Build+Constrained Operational Capacity | 33.1014 | 33.1014 | 33.1014
2027 | NIWCM | High Demand Growth+Expected Future Gas Supply+Methanex Stays+Reduced Rankine Availability+Delayed Build+Constrained Operational Capacity | -186.9524 | -186.9524 | -186.9524
2028 | NIWCM | High Demand Growth+Expected Future Gas Supply+Methanex Stays+Reduced Rankine Availability+Delayed Build+Constrained Operational Capacity | -248.0468 | -248.0468 | -248.0468
2029 | NIWCM | High Demand Growth+Expected Future Gas Supply+Methanex Stays+Reduced Rankine Availability+Delayed Build+Constrained Operational Capacity | -558.5855 | -476.362 | -476.362
2030 | NIWCM | High Demand Growth+Expected Future Gas Supply+Methanex Stays+Reduced Rankine Availability+Delayed Build+Constrained Operational Capacity | -900.6911 | -385.6348 | -267.6556
2031 | NIWCM | High Demand Growth+Expected Future Gas Supply+Methanex Stays+Reduced Rankine Availability+Delayed Build+Constrained Operational Capacity | -1190.6824 | -534.9987 | -375.6796
2032 | NIWCM | High Demand Growth+Expected Future Gas Supply+Methanex Stays+Reduced Rankine Availability+Delayed Build+Constrained Operational Capacity | -1418.7874 | -693.0973 | -477.3333
2033 | NIWCM | High Demand Growth+Expected Future Gas Supply+Methanex Stays+Reduced Rankine Availability+Delayed Build+Constrained Operational Capacity | -1484.1986 | -818.9275 | -540.2152
2034 | NIWCM | High Demand Growth+Expected Future Gas Supply+Methanex Stays+Reduced Rankine Availability+Delayed Build+Constrained Operational Capacity | -1640.6148 | -1032.8288 | -753.6386
2035 | NIWCM | High Demand Growth+Expected Future Gas Supply+Methanex Stays+Reduced Rankine Availability+Delayed Build+Constrained Operational Capacity | -1755.0129 | -1119.7677 | -884.2627
2026 | SIWEM_PERC | High Demand Growth+Expected Future Gas Supply+Methanex Stays+Reduced Rankine Availability+Delayed Build+Constrained Operational Capacity | 16.1662 | 16.1662 | 16.1662
2027 | SIWEM_PERC | High Demand Growth+Expected Future Gas Supply+Methanex Stays+Reduced Rankine Availability+Delayed Build+Constrained Operational Capacity | 11.4933 | 11.56 | 11.56
2028 | SIWEM_PERC | High Demand Growth+Expected Future Gas Supply+Methanex Stays+Reduced Rankine Availability+Delayed Build+Constrained Operational Capacity | 7.3647 | 9.1124 | 9.1124
2029 | SIWEM_PERC | High Demand Growth+Expected Future Gas Supply+Methanex Stays+Reduced Rankine Availability+Delayed Build+Constrained Operational Capacity | 0.6655 | 4.8979 | 4.8979
2030 | SIWEM_PERC | High Demand Growth+Expected Future Gas Supply+Methanex Stays+Reduced Rankine Availability+Delayed Build+Constrained Operational Capacity | -5.5519 | 4.4101 | 15.0142
2031 | SIWEM_PERC | High Demand Growth+Expected Future Gas Supply+Methanex Stays+Reduced Rankine Availability+Delayed Build+Constrained Operational Capacity | -10.8611 | -1.4855 | 10.0074
2032 | SIWEM_PERC | High Demand Growth+Expected Future Gas Supply+Methanex Stays+Reduced Rankine Availability+Delayed Build+Constrained Operational Capacity | -12.6391 | -2.04 | 13.3585
2033 | SIWEM_PERC | High Demand Growth+Expected Future Gas Supply+Methanex Stays+Reduced Rankine Availability+Delayed Build+Constrained Operational Capacity | -14.2635 | -3.8927 | 14.8879
2034 | SIWEM_PERC | High Demand Growth+Expected Future Gas Supply+Methanex Stays+Reduced Rankine Availability+Delayed Build+Constrained Operational Capacity | -16.0174 | -5.893 | 12.4414
2035 | SIWEM_PERC | High Demand Growth+Expected Future Gas Supply+Methanex Stays+Reduced Rankine Availability+Delayed Build+Constrained Operational Capacity | -17.2782 | -7.3427 | 10.6496
2026 | NZWEM_PERC | High Demand Growth+Expected Future Gas Supply+Methanex Stays+Reduced Rankine Availability+Delayed Build+Constrained Operational Capacity+Low Wind & Solar | 5.3572 | 5.3572 | 5.3572
2027 | NZWEM_PERC | High Demand Growth+Expected Future Gas Supply+Methanex Stays+Reduced Rankine Availability+Delayed Build+Constrained Operational Capacity+Low Wind & Solar | -5.8846 | -5.7651 | -5.6233
2028 | NZWEM_PERC | High Demand Growth+Expected Future Gas Supply+Methanex Stays+Reduced Rankine Availability+Delayed Build+Constrained Operational Capacity+Low Wind & Solar | -6.6677 | -5.4988 | -5.2444
2029 | NZWEM_PERC | High Demand Growth+Expected Future Gas Supply+Methanex Stays+Reduced Rankine Availability+Delayed Build+Constrained Operational Capacity+Low Wind & Solar | -9.3718 | -7.1451 | -6.4535
2030 | NZWEM_PERC | High Demand Growth+Expected Future Gas Supply+Methanex Stays+Reduced Rankine Availability+Delayed Build+Constrained Operational Capacity+Low Wind & Solar | -13.0945 | -6.2989 | -0.55462
2031 | NZWEM_PERC | High Demand Growth+Expected Future Gas Supply+Methanex Stays+Reduced Rankine Availability+Delayed Build+Constrained Operational Capacity+Low Wind & Solar | -16.7096 | -7.905 | -1.5454
2032 | NZWEM_PERC | High Demand Growth+Expected Future Gas Supply+Methanex Stays+Reduced Rankine Availability+Delayed Build+Constrained Operational Capacity+Low Wind & Solar | -18.7305 | -9.6765 | 0.68808
2033 | NZWEM_PERC | High Demand Growth+Expected Future Gas Supply+Methanex Stays+Reduced Rankine Availability+Delayed Build+Constrained Operational Capacity+Low Wind & Solar | -20.495 | -11.6004 | 2.7674
2034 | NZWEM_PERC | High Demand Growth+Expected Future Gas Supply+Methanex Stays+Reduced Rankine Availability+Delayed Build+Constrained Operational Capacity+Low Wind & Solar | -22.1797 | -13.2697 | 1.4252
2035 | NZWEM_PERC | High Demand Growth+Expected Future Gas Supply+Methanex Stays+Reduced Rankine Availability+Delayed Build+Constrained Operational Capacity+Low Wind & Solar | -23.5401 | -14.4631 | 1.1146
2026 | NIWCM | High Demand Growth+Expected Future Gas Supply+Methanex Stays+Reduced Rankine Availability+Delayed Build+Constrained Operational Capacity+Low Wind & Solar | 33.1014 | 33.1014 | 33.1014
2027 | NIWCM | High Demand Growth+Expected Future Gas Supply+Methanex Stays+Reduced Rankine Availability+Delayed Build+Constrained Operational Capacity+Low Wind & Solar | -186.9524 | -186.9524 | -186.9524
2028 | NIWCM | High Demand Growth+Expected Future Gas Supply+Methanex Stays+Reduced Rankine Availability+Delayed Build+Constrained Operational Capacity+Low Wind & Solar | -248.0468 | -248.0468 | -248.0468
2029 | NIWCM | High Demand Growth+Expected Future Gas Supply+Methanex Stays+Reduced Rankine Availability+Delayed Build+Constrained Operational Capacity+Low Wind & Solar | -558.5855 | -476.362 | -476.362
2030 | NIWCM | High Demand Growth+Expected Future Gas Supply+Methanex Stays+Reduced Rankine Availability+Delayed Build+Constrained Operational Capacity+Low Wind & Solar | -900.6911 | -385.6348 | -267.6556
2031 | NIWCM | High Demand Growth+Expected Future Gas Supply+Methanex Stays+Reduced Rankine Availability+Delayed Build+Constrained Operational Capacity+Low Wind & Solar | -1190.6824 | -534.9987 | -375.6796
2032 | NIWCM | High Demand Growth+Expected Future Gas Supply+Methanex Stays+Reduced Rankine Availability+Delayed Build+Constrained Operational Capacity+Low Wind & Solar | -1418.7874 | -693.0973 | -477.3333
2033 | NIWCM | High Demand Growth+Expected Future Gas Supply+Methanex Stays+Reduced Rankine Availability+Delayed Build+Constrained Operational Capacity+Low Wind & Solar | -1484.1986 | -818.9275 | -540.2152
2034 | NIWCM | High Demand Growth+Expected Future Gas Supply+Methanex Stays+Reduced Rankine Availability+Delayed Build+Constrained Operational Capacity+Low Wind & Solar | -1640.6148 | -1032.8288 | -753.6386
2035 | NIWCM | High Demand Growth+Expected Future Gas Supply+Methanex Stays+Reduced Rankine Availability+Delayed Build+Constrained Operational Capacity+Low Wind & Solar | -1755.0129 | -1119.7677 | -884.2627
2026 | SIWEM_PERC | High Demand Growth+Expected Future Gas Supply+Methanex Stays+Reduced Rankine Availability+Delayed Build+Constrained Operational Capacity+Low Wind & Solar | 15.8428 | 15.8428 | 15.8428
2027 | SIWEM_PERC | High Demand Growth+Expected Future Gas Supply+Methanex Stays+Reduced Rankine Availability+Delayed Build+Constrained Operational Capacity+Low Wind & Solar | 11.0361 | 11.0963 | 11.0963
2028 | SIWEM_PERC | High Demand Growth+Expected Future Gas Supply+Methanex Stays+Reduced Rankine Availability+Delayed Build+Constrained Operational Capacity+Low Wind & Solar | 6.659 | 8.2362 | 8.2362
2029 | SIWEM_PERC | High Demand Growth+Expected Future Gas Supply+Methanex Stays+Reduced Rankine Availability+Delayed Build+Constrained Operational Capacity+Low Wind & Solar | -0.026737 | 3.7929 | 3.7929
2030 | SIWEM_PERC | High Demand Growth+Expected Future Gas Supply+Methanex Stays+Reduced Rankine Availability+Delayed Build+Constrained Operational Capacity+Low Wind & Solar | -6.3293 | 2.661 | 12.2309
2031 | SIWEM_PERC | High Demand Growth+Expected Future Gas Supply+Methanex Stays+Reduced Rankine Availability+Delayed Build+Constrained Operational Capacity+Low Wind & Solar | -11.5927 | -3.1316 | 7.2404
2032 | SIWEM_PERC | High Demand Growth+Expected Future Gas Supply+Methanex Stays+Reduced Rankine Availability+Delayed Build+Constrained Operational Capacity+Low Wind & Solar | -13.3541 | -3.7888 | 10.1078
2033 | SIWEM_PERC | High Demand Growth+Expected Future Gas Supply+Methanex Stays+Reduced Rankine Availability+Delayed Build+Constrained Operational Capacity+Low Wind & Solar | -14.9631 | -5.6039 | 11.345
2034 | SIWEM_PERC | High Demand Growth+Expected Future Gas Supply+Methanex Stays+Reduced Rankine Availability+Delayed Build+Constrained Operational Capacity+Low Wind & Solar | -16.7004 | -7.5635 | 8.9827
2035 | SIWEM_PERC | High Demand Growth+Expected Future Gas Supply+Methanex Stays+Reduced Rankine Availability+Delayed Build+Constrained Operational Capacity+Low Wind & Solar | -17.9484 | -8.982 | 7.2554
2026 | NZWEM_PERC | High Demand Growth+Expected Future Gas Supply+Methanex Stays+Reduced Rankine Availability+Delayed Build+Upgraded HVDC | 6.2374 | 6.2374 | 6.2374
2027 | NZWEM_PERC | High Demand Growth+Expected Future Gas Supply+Methanex Stays+Reduced Rankine Availability+Delayed Build+Upgraded HVDC | -4.9889 | -4.8565 | -4.6993
2028 | NZWEM_PERC | High Demand Growth+Expected Future Gas Supply+Methanex Stays+Reduced Rankine Availability+Delayed Build+Upgraded HVDC | -5.5884 | -4.2932 | -4.0113
2029 | NZWEM_PERC | High Demand Growth+Expected Future Gas Supply+Methanex Stays+Reduced Rankine Availability+Delayed Build+Upgraded HVDC | -8.2052 | -5.7378 | -4.9714
2030 | NZWEM_PERC | High Demand Growth+Expected Future Gas Supply+Methanex Stays+Reduced Rankine Availability+Delayed Build+Upgraded HVDC | -11.9084 | -4.3783 | 1.9867
2031 | NZWEM_PERC | High Demand Growth+Expected Future Gas Supply+Methanex Stays+Reduced Rankine Availability+Delayed Build+Upgraded HVDC | -15.5729 | -5.8167 | 1.2302
2032 | NZWEM_PERC | High Demand Growth+Expected Future Gas Supply+Methanex Stays+Reduced Rankine Availability+Delayed Build+Upgraded HVDC | -17.6259 | -7.5934 | 3.8584
2033 | NZWEM_PERC | High Demand Growth+Expected Future Gas Supply+Methanex Stays+Reduced Rankine Availability+Delayed Build+Upgraded HVDC | -19.4185 | -9.5704 | 6.3181
2034 | NZWEM_PERC | High Demand Growth+Expected Future Gas Supply+Methanex Stays+Reduced Rankine Availability+Delayed Build+Upgraded HVDC | -21.1346 | -11.2691 | 4.9517
2035 | NZWEM_PERC | High Demand Growth+Expected Future Gas Supply+Methanex Stays+Reduced Rankine Availability+Delayed Build+Upgraded HVDC | -22.5195 | -12.5096 | 4.6908
2026 | NIWCM | High Demand Growth+Expected Future Gas Supply+Methanex Stays+Reduced Rankine Availability+Delayed Build+Upgraded HVDC | 567.4665 | 567.4665 | 567.4665
2027 | NIWCM | High Demand Growth+Expected Future Gas Supply+Methanex Stays+Reduced Rankine Availability+Delayed Build+Upgraded HVDC | 357.3296 | 359.3773 | 361.8498
2028 | NIWCM | High Demand Growth+Expected Future Gas Supply+Methanex Stays+Reduced Rankine Availability+Delayed Build+Upgraded HVDC | 365.0577 | 385.9802 | 390.5167
2029 | NIWCM | High Demand Growth+Expected Future Gas Supply+Methanex Stays+Reduced Rankine Availability+Delayed Build+Upgraded HVDC | 88.2206 | 217.6526 | 231.2449
2030 | NIWCM | High Demand Growth+Expected Future Gas Supply+Methanex Stays+Reduced Rankine Availability+Delayed Build+Upgraded HVDC | -220.344 | 510.8499 | 809.874
2031 | NIWCM | High Demand Growth+Expected Future Gas Supply+Methanex Stays+Reduced Rankine Availability+Delayed Build+Upgraded HVDC | -507.674 | 432.9924 | 799.4667
2032 | NIWCM | High Demand Growth+Expected Future Gas Supply+Methanex Stays+Reduced Rankine Availability+Delayed Build+Upgraded HVDC | -729.1849 | 287.6891 | 885.4725
2033 | NIWCM | High Demand Growth+Expected Future Gas Supply+Methanex Stays+Reduced Rankine Availability+Delayed Build+Upgraded HVDC | -864.3099 | 166.0293 | 1004.9701
2034 | NIWCM | High Demand Growth+Expected Future Gas Supply+Methanex Stays+Reduced Rankine Availability+Delayed Build+Upgraded HVDC | -1065.7482 | -50.0815 | 825.2795
2035 | NIWCM | High Demand Growth+Expected Future Gas Supply+Methanex Stays+Reduced Rankine Availability+Delayed Build+Upgraded HVDC | -1180.1463 | -190.154 | 754.4333
2026 | SIWEM_PERC | High Demand Growth+Expected Future Gas Supply+Methanex Stays+Reduced Rankine Availability+Delayed Build+Upgraded HVDC | 16.1662 | 16.1662 | 16.1662
2027 | SIWEM_PERC | High Demand Growth+Expected Future Gas Supply+Methanex Stays+Reduced Rankine Availability+Delayed Build+Upgraded HVDC | 11.4933 | 11.56 | 11.56
2028 | SIWEM_PERC | High Demand Growth+Expected Future Gas Supply+Methanex Stays+Reduced Rankine Availability+Delayed Build+Upgraded HVDC | 7.3647 | 9.1124 | 9.1124
2029 | SIWEM_PERC | High Demand Growth+Expected Future Gas Supply+Methanex Stays+Reduced Rankine Availability+Delayed Build+Upgraded HVDC | 0.6655 | 4.8979 | 4.8979
2030 | SIWEM_PERC | High Demand Growth+Expected Future Gas Supply+Methanex Stays+Reduced Rankine Availability+Delayed Build+Upgraded HVDC | -5.5519 | 4.4101 | 15.0142
2031 | SIWEM_PERC | High Demand Growth+Expected Future Gas Supply+Methanex Stays+Reduced Rankine Availability+Delayed Build+Upgraded HVDC | -10.8611 | -1.4855 | 10.0074
2032 | SIWEM_PERC | High Demand Growth+Expected Future Gas Supply+Methanex Stays+Reduced Rankine Availability+Delayed Build+Upgraded HVDC | -12.6391 | -2.04 | 13.3585
2033 | SIWEM_PERC | High Demand Growth+Expected Future Gas Supply+Methanex Stays+Reduced Rankine Availability+Delayed Build+Upgraded HVDC | -14.2635 | -3.8927 | 14.8879
2034 | SIWEM_PERC | High Demand Growth+Expected Future Gas Supply+Methanex Stays+Reduced Rankine Availability+Delayed Build+Upgraded HVDC | -16.0174 | -5.893 | 12.4414
2035 | SIWEM_PERC | High Demand Growth+Expected Future Gas Supply+Methanex Stays+Reduced Rankine Availability+Delayed Build+Upgraded HVDC | -17.2782 | -7.3427 | 10.6496
2026 | NZWEM_PERC | High Demand Growth+Expected Future Gas Supply+Methanex Stays+Reduced Rankine Availability+Delayed Build+Upgraded HVDC+Low Wind & Solar | 5.3572 | 5.3572 | 5.3572
2027 | NZWEM_PERC | High Demand Growth+Expected Future Gas Supply+Methanex Stays+Reduced Rankine Availability+Delayed Build+Upgraded HVDC+Low Wind & Solar | -5.8846 | -5.7651 | -5.6233
2028 | NZWEM_PERC | High Demand Growth+Expected Future Gas Supply+Methanex Stays+Reduced Rankine Availability+Delayed Build+Upgraded HVDC+Low Wind & Solar | -6.6677 | -5.4988 | -5.2444
2029 | NZWEM_PERC | High Demand Growth+Expected Future Gas Supply+Methanex Stays+Reduced Rankine Availability+Delayed Build+Upgraded HVDC+Low Wind & Solar | -9.3718 | -7.1451 | -6.4535
2030 | NZWEM_PERC | High Demand Growth+Expected Future Gas Supply+Methanex Stays+Reduced Rankine Availability+Delayed Build+Upgraded HVDC+Low Wind & Solar | -13.0945 | -6.2989 | -0.55462
2031 | NZWEM_PERC | High Demand Growth+Expected Future Gas Supply+Methanex Stays+Reduced Rankine Availability+Delayed Build+Upgraded HVDC+Low Wind & Solar | -16.7096 | -7.905 | -1.5454
2032 | NZWEM_PERC | High Demand Growth+Expected Future Gas Supply+Methanex Stays+Reduced Rankine Availability+Delayed Build+Upgraded HVDC+Low Wind & Solar | -18.7305 | -9.6765 | 0.68808
2033 | NZWEM_PERC | High Demand Growth+Expected Future Gas Supply+Methanex Stays+Reduced Rankine Availability+Delayed Build+Upgraded HVDC+Low Wind & Solar | -20.495 | -11.6004 | 2.7674
2034 | NZWEM_PERC | High Demand Growth+Expected Future Gas Supply+Methanex Stays+Reduced Rankine Availability+Delayed Build+Upgraded HVDC+Low Wind & Solar | -22.1797 | -13.2697 | 1.4252
2035 | NZWEM_PERC | High Demand Growth+Expected Future Gas Supply+Methanex Stays+Reduced Rankine Availability+Delayed Build+Upgraded HVDC+Low Wind & Solar | -23.5401 | -14.4631 | 1.1146
2026 | NIWCM | High Demand Growth+Expected Future Gas Supply+Methanex Stays+Reduced Rankine Availability+Delayed Build+Upgraded HVDC+Low Wind & Solar | 567.4665 | 567.4665 | 567.4665
2027 | NIWCM | High Demand Growth+Expected Future Gas Supply+Methanex Stays+Reduced Rankine Availability+Delayed Build+Upgraded HVDC+Low Wind & Solar | 357.3296 | 359.3773 | 361.8498
2028 | NIWCM | High Demand Growth+Expected Future Gas Supply+Methanex Stays+Reduced Rankine Availability+Delayed Build+Upgraded HVDC+Low Wind & Solar | 365.0577 | 385.9802 | 390.5167
2029 | NIWCM | High Demand Growth+Expected Future Gas Supply+Methanex Stays+Reduced Rankine Availability+Delayed Build+Upgraded HVDC+Low Wind & Solar | 88.2206 | 217.6526 | 231.2449
2030 | NIWCM | High Demand Growth+Expected Future Gas Supply+Methanex Stays+Reduced Rankine Availability+Delayed Build+Upgraded HVDC+Low Wind & Solar | -220.344 | 510.8499 | 809.874
2031 | NIWCM | High Demand Growth+Expected Future Gas Supply+Methanex Stays+Reduced Rankine Availability+Delayed Build+Upgraded HVDC+Low Wind & Solar | -507.674 | 432.9924 | 799.4667
2032 | NIWCM | High Demand Growth+Expected Future Gas Supply+Methanex Stays+Reduced Rankine Availability+Delayed Build+Upgraded HVDC+Low Wind & Solar | -729.1849 | 287.6891 | 885.4725
2033 | NIWCM | High Demand Growth+Expected Future Gas Supply+Methanex Stays+Reduced Rankine Availability+Delayed Build+Upgraded HVDC+Low Wind & Solar | -864.3099 | 166.0293 | 1004.9701
2034 | NIWCM | High Demand Growth+Expected Future Gas Supply+Methanex Stays+Reduced Rankine Availability+Delayed Build+Upgraded HVDC+Low Wind & Solar | -1065.7482 | -50.0815 | 825.2795
2035 | NIWCM | High Demand Growth+Expected Future Gas Supply+Methanex Stays+Reduced Rankine Availability+Delayed Build+Upgraded HVDC+Low Wind & Solar | -1180.1463 | -190.154 | 754.4333
2026 | SIWEM_PERC | High Demand Growth+Expected Future Gas Supply+Methanex Stays+Reduced Rankine Availability+Delayed Build+Upgraded HVDC+Low Wind & Solar | 15.8428 | 15.8428 | 15.8428
2027 | SIWEM_PERC | High Demand Growth+Expected Future Gas Supply+Methanex Stays+Reduced Rankine Availability+Delayed Build+Upgraded HVDC+Low Wind & Solar | 11.0361 | 11.0963 | 11.0963
2028 | SIWEM_PERC | High Demand Growth+Expected Future Gas Supply+Methanex Stays+Reduced Rankine Availability+Delayed Build+Upgraded HVDC+Low Wind & Solar | 6.659 | 8.2362 | 8.2362
2029 | SIWEM_PERC | High Demand Growth+Expected Future Gas Supply+Methanex Stays+Reduced Rankine Availability+Delayed Build+Upgraded HVDC+Low Wind & Solar | -0.026737 | 3.7929 | 3.7929
2030 | SIWEM_PERC | High Demand Growth+Expected Future Gas Supply+Methanex Stays+Reduced Rankine Availability+Delayed Build+Upgraded HVDC+Low Wind & Solar | -6.3293 | 2.661 | 12.2309
2031 | SIWEM_PERC | High Demand Growth+Expected Future Gas Supply+Methanex Stays+Reduced Rankine Availability+Delayed Build+Upgraded HVDC+Low Wind & Solar | -11.5927 | -3.1316 | 7.2404
2032 | SIWEM_PERC | High Demand Growth+Expected Future Gas Supply+Methanex Stays+Reduced Rankine Availability+Delayed Build+Upgraded HVDC+Low Wind & Solar | -13.3541 | -3.7888 | 10.1078
2033 | SIWEM_PERC | High Demand Growth+Expected Future Gas Supply+Methanex Stays+Reduced Rankine Availability+Delayed Build+Upgraded HVDC+Low Wind & Solar | -14.9631 | -5.6039 | 11.345
2034 | SIWEM_PERC | High Demand Growth+Expected Future Gas Supply+Methanex Stays+Reduced Rankine Availability+Delayed Build+Upgraded HVDC+Low Wind & Solar | -16.7004 | -7.5635 | 8.9827
2035 | SIWEM_PERC | High Demand Growth+Expected Future Gas Supply+Methanex Stays+Reduced Rankine Availability+Delayed Build+Upgraded HVDC+Low Wind & Solar | -17.9484 | -8.982 | 7.2554
2026 | NZWEM_PERC | High Demand Growth+Expected Future Gas Supply+Methanex Stays+Reduced Rankine Availability+Delayed Build+Upgraded HVDC+Constrained Operational Capacity | 6.2374 | 6.2374 | 6.2374
2027 | NZWEM_PERC | High Demand Growth+Expected Future Gas Supply+Methanex Stays+Reduced Rankine Availability+Delayed Build+Upgraded HVDC+Constrained Operational Capacity | -4.9889 | -4.8565 | -4.6993
2028 | NZWEM_PERC | High Demand Growth+Expected Future Gas Supply+Methanex Stays+Reduced Rankine Availability+Delayed Build+Upgraded HVDC+Constrained Operational Capacity | -5.5884 | -4.2932 | -4.0113
2029 | NZWEM_PERC | High Demand Growth+Expected Future Gas Supply+Methanex Stays+Reduced Rankine Availability+Delayed Build+Upgraded HVDC+Constrained Operational Capacity | -8.2052 | -5.7378 | -4.9714
2030 | NZWEM_PERC | High Demand Growth+Expected Future Gas Supply+Methanex Stays+Reduced Rankine Availability+Delayed Build+Upgraded HVDC+Constrained Operational Capacity | -11.9084 | -4.3783 | 1.9867
2031 | NZWEM_PERC | High Demand Growth+Expected Future Gas Supply+Methanex Stays+Reduced Rankine Availability+Delayed Build+Upgraded HVDC+Constrained Operational Capacity | -15.5729 | -5.8167 | 1.2302
2032 | NZWEM_PERC | High Demand Growth+Expected Future Gas Supply+Methanex Stays+Reduced Rankine Availability+Delayed Build+Upgraded HVDC+Constrained Operational Capacity | -17.6259 | -7.5934 | 3.8584
2033 | NZWEM_PERC | High Demand Growth+Expected Future Gas Supply+Methanex Stays+Reduced Rankine Availability+Delayed Build+Upgraded HVDC+Constrained Operational Capacity | -19.4185 | -9.5704 | 6.3181
2034 | NZWEM_PERC | High Demand Growth+Expected Future Gas Supply+Methanex Stays+Reduced Rankine Availability+Delayed Build+Upgraded HVDC+Constrained Operational Capacity | -21.1346 | -11.2691 | 4.9517
2035 | NZWEM_PERC | High Demand Growth+Expected Future Gas Supply+Methanex Stays+Reduced Rankine Availability+Delayed Build+Upgraded HVDC+Constrained Operational Capacity | -22.5195 | -12.5096 | 4.6908
2026 | NIWCM | High Demand Growth+Expected Future Gas Supply+Methanex Stays+Reduced Rankine Availability+Delayed Build+Upgraded HVDC+Constrained Operational Capacity | 33.1014 | 33.1014 | 33.1014
2027 | NIWCM | High Demand Growth+Expected Future Gas Supply+Methanex Stays+Reduced Rankine Availability+Delayed Build+Upgraded HVDC+Constrained Operational Capacity | -186.9524 | -186.9524 | -186.9524
2028 | NIWCM | High Demand Growth+Expected Future Gas Supply+Methanex Stays+Reduced Rankine Availability+Delayed Build+Upgraded HVDC+Constrained Operational Capacity | -248.0468 | -248.0468 | -248.0468
2029 | NIWCM | High Demand Growth+Expected Future Gas Supply+Methanex Stays+Reduced Rankine Availability+Delayed Build+Upgraded HVDC+Constrained Operational Capacity | -558.5855 | -476.362 | -476.362
2030 | NIWCM | High Demand Growth+Expected Future Gas Supply+Methanex Stays+Reduced Rankine Availability+Delayed Build+Upgraded HVDC+Constrained Operational Capacity | -900.6911 | -385.6348 | -267.6556
2031 | NIWCM | High Demand Growth+Expected Future Gas Supply+Methanex Stays+Reduced Rankine Availability+Delayed Build+Upgraded HVDC+Constrained Operational Capacity | -1190.6824 | -534.9987 | -375.6796
2032 | NIWCM | High Demand Growth+Expected Future Gas Supply+Methanex Stays+Reduced Rankine Availability+Delayed Build+Upgraded HVDC+Constrained Operational Capacity | -1418.7874 | -693.0973 | -477.3333
2033 | NIWCM | High Demand Growth+Expected Future Gas Supply+Methanex Stays+Reduced Rankine Availability+Delayed Build+Upgraded HVDC+Constrained Operational Capacity | -1484.1986 | -818.9275 | -540.2152
2034 | NIWCM | High Demand Growth+Expected Future Gas Supply+Methanex Stays+Reduced Rankine Availability+Delayed Build+Upgraded HVDC+Constrained Operational Capacity | -1640.6148 | -1032.8288 | -753.6386
2035 | NIWCM | High Demand Growth+Expected Future Gas Supply+Methanex Stays+Reduced Rankine Availability+Delayed Build+Upgraded HVDC+Constrained Operational Capacity | -1755.0129 | -1119.7677 | -884.2627
2026 | SIWEM_PERC | High Demand Growth+Expected Future Gas Supply+Methanex Stays+Reduced Rankine Availability+Delayed Build+Upgraded HVDC+Constrained Operational Capacity | 16.1662 | 16.1662 | 16.1662
2027 | SIWEM_PERC | High Demand Growth+Expected Future Gas Supply+Methanex Stays+Reduced Rankine Availability+Delayed Build+Upgraded HVDC+Constrained Operational Capacity | 11.4933 | 11.56 | 11.56
2028 | SIWEM_PERC | High Demand Growth+Expected Future Gas Supply+Methanex Stays+Reduced Rankine Availability+Delayed Build+Upgraded HVDC+Constrained Operational Capacity | 7.3647 | 9.1124 | 9.1124
2029 | SIWEM_PERC | High Demand Growth+Expected Future Gas Supply+Methanex Stays+Reduced Rankine Availability+Delayed Build+Upgraded HVDC+Constrained Operational Capacity | 0.6655 | 4.8979 | 4.8979
2030 | SIWEM_PERC | High Demand Growth+Expected Future Gas Supply+Methanex Stays+Reduced Rankine Availability+Delayed Build+Upgraded HVDC+Constrained Operational Capacity | -5.5519 | 4.4101 | 15.0142
2031 | SIWEM_PERC | High Demand Growth+Expected Future Gas Supply+Methanex Stays+Reduced Rankine Availability+Delayed Build+Upgraded HVDC+Constrained Operational Capacity | -10.8611 | -1.4855 | 10.0074
2032 | SIWEM_PERC | High Demand Growth+Expected Future Gas Supply+Methanex Stays+Reduced Rankine Availability+Delayed Build+Upgraded HVDC+Constrained Operational Capacity | -12.6391 | -2.04 | 13.3585
2033 | SIWEM_PERC | High Demand Growth+Expected Future Gas Supply+Methanex Stays+Reduced Rankine Availability+Delayed Build+Upgraded HVDC+Constrained Operational Capacity | -14.2635 | -3.8927 | 14.8879
2034 | SIWEM_PERC | High Demand Growth+Expected Future Gas Supply+Methanex Stays+Reduced Rankine Availability+Delayed Build+Upgraded HVDC+Constrained Operational Capacity | -16.0174 | -5.893 | 12.4414
2035 | SIWEM_PERC | High Demand Growth+Expected Future Gas Supply+Methanex Stays+Reduced Rankine Availability+Delayed Build+Upgraded HVDC+Constrained Operational Capacity | -17.2782 | -7.3427 | 10.6496
2026 | NZWEM_PERC | High Demand Growth+Expected Future Gas Supply+Methanex Stays+Reduced Rankine Availability+Delayed Build+Upgraded HVDC+Constrained Operational Capacity+Low Wind & Solar | 5.3572 | 5.3572 | 5.3572
2027 | NZWEM_PERC | High Demand Growth+Expected Future Gas Supply+Methanex Stays+Reduced Rankine Availability+Delayed Build+Upgraded HVDC+Constrained Operational Capacity+Low Wind & Solar | -5.8846 | -5.7651 | -5.6233
2028 | NZWEM_PERC | High Demand Growth+Expected Future Gas Supply+Methanex Stays+Reduced Rankine Availability+Delayed Build+Upgraded HVDC+Constrained Operational Capacity+Low Wind & Solar | -6.6677 | -5.4988 | -5.2444
2029 | NZWEM_PERC | High Demand Growth+Expected Future Gas Supply+Methanex Stays+Reduced Rankine Availability+Delayed Build+Upgraded HVDC+Constrained Operational Capacity+Low Wind & Solar | -9.3718 | -7.1451 | -6.4535
2030 | NZWEM_PERC | High Demand Growth+Expected Future Gas Supply+Methanex Stays+Reduced Rankine Availability+Delayed Build+Upgraded HVDC+Constrained Operational Capacity+Low Wind & Solar | -13.0945 | -6.2989 | -0.55462
2031 | NZWEM_PERC | High Demand Growth+Expected Future Gas Supply+Methanex Stays+Reduced Rankine Availability+Delayed Build+Upgraded HVDC+Constrained Operational Capacity+Low Wind & Solar | -16.7096 | -7.905 | -1.5454
2032 | NZWEM_PERC | High Demand Growth+Expected Future Gas Supply+Methanex Stays+Reduced Rankine Availability+Delayed Build+Upgraded HVDC+Constrained Operational Capacity+Low Wind & Solar | -18.7305 | -9.6765 | 0.68808
2033 | NZWEM_PERC | High Demand Growth+Expected Future Gas Supply+Methanex Stays+Reduced Rankine Availability+Delayed Build+Upgraded HVDC+Constrained Operational Capacity+Low Wind & Solar | -20.495 | -11.6004 | 2.7674
2034 | NZWEM_PERC | High Demand Growth+Expected Future Gas Supply+Methanex Stays+Reduced Rankine Availability+Delayed Build+Upgraded HVDC+Constrained Operational Capacity+Low Wind & Solar | -22.1797 | -13.2697 | 1.4252
2035 | NZWEM_PERC | High Demand Growth+Expected Future Gas Supply+Methanex Stays+Reduced Rankine Availability+Delayed Build+Upgraded HVDC+Constrained Operational Capacity+Low Wind & Solar | -23.5401 | -14.4631 | 1.1146
2026 | NIWCM | High Demand Growth+Expected Future Gas Supply+Methanex Stays+Reduced Rankine Availability+Delayed Build+Upgraded HVDC+Constrained Operational Capacity+Low Wind & Solar | 33.1014 | 33.1014 | 33.1014
2027 | NIWCM | High Demand Growth+Expected Future Gas Supply+Methanex Stays+Reduced Rankine Availability+Delayed Build+Upgraded HVDC+Constrained Operational Capacity+Low Wind & Solar | -186.9524 | -186.9524 | -186.9524
2028 | NIWCM | High Demand Growth+Expected Future Gas Supply+Methanex Stays+Reduced Rankine Availability+Delayed Build+Upgraded HVDC+Constrained Operational Capacity+Low Wind & Solar | -248.0468 | -248.0468 | -248.0468
2029 | NIWCM | High Demand Growth+Expected Future Gas Supply+Methanex Stays+Reduced Rankine Availability+Delayed Build+Upgraded HVDC+Constrained Operational Capacity+Low Wind & Solar | -558.5855 | -476.362 | -476.362
2030 | NIWCM | High Demand Growth+Expected Future Gas Supply+Methanex Stays+Reduced Rankine Availability+Delayed Build+Upgraded HVDC+Constrained Operational Capacity+Low Wind & Solar | -900.6911 | -385.6348 | -267.6556
2031 | NIWCM | High Demand Growth+Expected Future Gas Supply+Methanex Stays+Reduced Rankine Availability+Delayed Build+Upgraded HVDC+Constrained Operational Capacity+Low Wind & Solar | -1190.6824 | -534.9987 | -375.6796
2032 | NIWCM | High Demand Growth+Expected Future Gas Supply+Methanex Stays+Reduced Rankine Availability+Delayed Build+Upgraded HVDC+Constrained Operational Capacity+Low Wind & Solar | -1418.7874 | -693.0973 | -477.3333
2033 | NIWCM | High Demand Growth+Expected Future Gas Supply+Methanex Stays+Reduced Rankine Availability+Delayed Build+Upgraded HVDC+Constrained Operational Capacity+Low Wind & Solar | -1484.1986 | -818.9275 | -540.2152
2034 | NIWCM | High Demand Growth+Expected Future Gas Supply+Methanex Stays+Reduced Rankine Availability+Delayed Build+Upgraded HVDC+Constrained Operational Capacity+Low Wind & Solar | -1640.6148 | -1032.8288 | -753.6386
2035 | NIWCM | High Demand Growth+Expected Future Gas Supply+Methanex Stays+Reduced Rankine Availability+Delayed Build+Upgraded HVDC+Constrained Operational Capacity+Low Wind & Solar | -1755.0129 | -1119.7677 | -884.2627
2026 | SIWEM_PERC | High Demand Growth+Expected Future Gas Supply+Methanex Stays+Reduced Rankine Availability+Delayed Build+Upgraded HVDC+Constrained Operational Capacity+Low Wind & Solar | 15.8428 | 15.8428 | 15.8428
2027 | SIWEM_PERC | High Demand Growth+Expected Future Gas Supply+Methanex Stays+Reduced Rankine Availability+Delayed Build+Upgraded HVDC+Constrained Operational Capacity+Low Wind & Solar | 11.0361 | 11.0963 | 11.0963
2028 | SIWEM_PERC | High Demand Growth+Expected Future Gas Supply+Methanex Stays+Reduced Rankine Availability+Delayed Build+Upgraded HVDC+Constrained Operational Capacity+Low Wind & Solar | 6.659 | 8.2362 | 8.2362
2029 | SIWEM_PERC | High Demand Growth+Expected Future Gas Supply+Methanex Stays+Reduced Rankine Availability+Delayed Build+Upgraded HVDC+Constrained Operational Capacity+Low Wind & Solar | -0.026737 | 3.7929 | 3.7929
2030 | SIWEM_PERC | High Demand Growth+Expected Future Gas Supply+Methanex Stays+Reduced Rankine Availability+Delayed Build+Upgraded HVDC+Constrained Operational Capacity+Low Wind & Solar | -6.3293 | 2.661 | 12.2309
2031 | SIWEM_PERC | High Demand Growth+Expected Future Gas Supply+Methanex Stays+Reduced Rankine Availability+Delayed Build+Upgraded HVDC+Constrained Operational Capacity+Low Wind & Solar | -11.5927 | -3.1316 | 7.2404
2032 | SIWEM_PERC | High Demand Growth+Expected Future Gas Supply+Methanex Stays+Reduced Rankine Availability+Delayed Build+Upgraded HVDC+Constrained Operational Capacity+Low Wind & Solar | -13.3541 | -3.7888 | 10.1078
2033 | SIWEM_PERC | High Demand Growth+Expected Future Gas Supply+Methanex Stays+Reduced Rankine Availability+Delayed Build+Upgraded HVDC+Constrained Operational Capacity+Low Wind & Solar | -14.9631 | -5.6039 | 11.345
2034 | SIWEM_PERC | High Demand Growth+Expected Future Gas Supply+Methanex Stays+Reduced Rankine Availability+Delayed Build+Upgraded HVDC+Constrained Operational Capacity+Low Wind & Solar | -16.7004 | -7.5635 | 8.9827
2035 | SIWEM_PERC | High Demand Growth+Expected Future Gas Supply+Methanex Stays+Reduced Rankine Availability+Delayed Build+Upgraded HVDC+Constrained Operational Capacity+Low Wind & Solar | -17.9484 | -8.982 | 7.2554
2026 | NZWEM_PERC | High Demand Growth+Expected Future Gas Supply+Methanex Stays+Increased Demand Response | 15.3007 | 15.356 | 15.356
2027 | NZWEM_PERC | High Demand Growth+Expected Future Gas Supply+Methanex Stays+Increased Demand Response | 10.1252 | 11.8548 | 12.1539
2028 | NZWEM_PERC | High Demand Growth+Expected Future Gas Supply+Methanex Stays+Increased Demand Response | 5.9532 | 13.269 | 17.3265
2029 | NZWEM_PERC | High Demand Growth+Expected Future Gas Supply+Methanex Stays+Increased Demand Response | 0.13716 | 10.09 | 17.9647
2030 | NZWEM_PERC | High Demand Growth+Expected Future Gas Supply+Methanex Stays+Increased Demand Response | -5.0074 | 6.2616 | 18.622
2031 | NZWEM_PERC | High Demand Growth+Expected Future Gas Supply+Methanex Stays+Increased Demand Response | -8.9595 | 1.9155 | 18.7793
2032 | NZWEM_PERC | High Demand Growth+Expected Future Gas Supply+Methanex Stays+Increased Demand Response | -11.1976 | -0.30806 | 16.9219
2033 | NZWEM_PERC | High Demand Growth+Expected Future Gas Supply+Methanex Stays+Increased Demand Response | -13.1524 | -2.5402 | 15.695
2034 | NZWEM_PERC | High Demand Growth+Expected Future Gas Supply+Methanex Stays+Increased Demand Response | -15.047 | -4.395 | 13.3112
2035 | NZWEM_PERC | High Demand Growth+Expected Future Gas Supply+Methanex Stays+Increased Demand Response | -16.5731 | -6.096 | 11.1926
2026 | NIWCM | High Demand Growth+Expected Future Gas Supply+Methanex Stays+Increased Demand Response | 1020.1216 | 1020.9214 | 1020.9214
2027 | NIWCM | High Demand Growth+Expected Future Gas Supply+Methanex Stays+Increased Demand Response | 1173.2326 | 1204.8335 | 1209.37
2028 | NIWCM | High Demand Growth+Expected Future Gas Supply+Methanex Stays+Increased Demand Response | 1056.3289 | 1704.7514 | 1774.7903
2029 | NIWCM | High Demand Growth+Expected Future Gas Supply+Methanex Stays+Increased Demand Response | 748.8543 | 1643.9768 | 1973.0064
2030 | NIWCM | High Demand Growth+Expected Future Gas Supply+Methanex Stays+Increased Demand Response | 305.4046 | 1332.1085 | 1892.2351
2031 | NIWCM | High Demand Growth+Expected Future Gas Supply+Methanex Stays+Increased Demand Response | 46.8149 | 1093.2736 | 1908.8663
2032 | NIWCM | High Demand Growth+Expected Future Gas Supply+Methanex Stays+Increased Demand Response | -168.0765 | 899.5865 | 1755.2112
2033 | NIWCM | High Demand Growth+Expected Future Gas Supply+Methanex Stays+Increased Demand Response | -364.9056 | 703.1647 | 1632.2913
2034 | NIWCM | High Demand Growth+Expected Future Gas Supply+Methanex Stays+Increased Demand Response | -593.2946 | 520.7164 | 1532.6392
2035 | NIWCM | High Demand Growth+Expected Future Gas Supply+Methanex Stays+Increased Demand Response | -760.1654 | 367.3579 | 1382.7488
2026 | SIWEM_PERC | High Demand Growth+Expected Future Gas Supply+Methanex Stays+Increased Demand Response | 41.0852 | 41.241 | 41.241
2027 | SIWEM_PERC | High Demand Growth+Expected Future Gas Supply+Methanex Stays+Increased Demand Response | 26.3192 | 31.136 | 31.9688
2028 | SIWEM_PERC | High Demand Growth+Expected Future Gas Supply+Methanex Stays+Increased Demand Response | 14.593 | 34.7323 | 45.9023
2029 | SIWEM_PERC | High Demand Growth+Expected Future Gas Supply+Methanex Stays+Increased Demand Response | 4.2023 | 25.76 | 47.2066
2030 | SIWEM_PERC | High Demand Growth+Expected Future Gas Supply+Methanex Stays+Increased Demand Response | -3.4825 | 15.1685 | 43.9706
2031 | SIWEM_PERC | High Demand Growth+Expected Future Gas Supply+Methanex Stays+Increased Demand Response | -8.7515 | 3.5538 | 39.961
2032 | SIWEM_PERC | High Demand Growth+Expected Future Gas Supply+Methanex Stays+Increased Demand Response | -10.5156 | 0.3411 | 37.1204
2033 | SIWEM_PERC | High Demand Growth+Expected Future Gas Supply+Methanex Stays+Increased Demand Response | -12.1285 | -1.4995 | 34.5085
2034 | SIWEM_PERC | High Demand Growth+Expected Future Gas Supply+Methanex Stays+Increased Demand Response | -13.8721 | -3.4891 | 31.6853
2035 | SIWEM_PERC | High Demand Growth+Expected Future Gas Supply+Methanex Stays+Increased Demand Response | -15.1242 | -4.93 | 28.5191
2026 | NZWEM_PERC | High Demand Growth+Expected Future Gas Supply+Methanex Stays+Increased Demand Response+Low Wind & Solar | 14.1378 | 14.1878 | 14.1878
2027 | NZWEM_PERC | High Demand Growth+Expected Future Gas Supply+Methanex Stays+Increased Demand Response+Low Wind & Solar | 8.8567 | 10.4177 | 10.6875
2028 | NZWEM_PERC | High Demand Growth+Expected Future Gas Supply+Methanex Stays+Increased Demand Response+Low Wind & Solar | 4.6479 | 11.2501 | 14.9119
2029 | NZWEM_PERC | High Demand Growth+Expected Future Gas Supply+Methanex Stays+Increased Demand Response+Low Wind & Solar | -1.133 | 7.8491 | 14.9557
2030 | NZWEM_PERC | High Demand Growth+Expected Future Gas Supply+Methanex Stays+Increased Demand Response+Low Wind & Solar | -6.1996 | 4.0133 | 15.2002
2031 | NZWEM_PERC | High Demand Growth+Expected Future Gas Supply+Methanex Stays+Increased Demand Response+Low Wind & Solar | -10.102 | -0.23914 | 15.0106
2032 | NZWEM_PERC | High Demand Growth+Expected Future Gas Supply+Methanex Stays+Increased Demand Response+Low Wind & Solar | -12.3079 | -2.4332 | 13.176
2033 | NZWEM_PERC | High Demand Growth+Expected Future Gas Supply+Methanex Stays+Increased Demand Response+Low Wind & Solar | -14.2344 | -4.6113 | 11.9036
2034 | NZWEM_PERC | High Demand Growth+Expected Future Gas Supply+Methanex Stays+Increased Demand Response+Low Wind & Solar | -16.0976 | -6.406 | 9.6298
2035 | NZWEM_PERC | High Demand Growth+Expected Future Gas Supply+Methanex Stays+Increased Demand Response+Low Wind & Solar | -17.5989 | -8.0595 | 7.5981
2026 | NIWCM | High Demand Growth+Expected Future Gas Supply+Methanex Stays+Increased Demand Response+Low Wind & Solar | 1020.1216 | 1020.9214 | 1020.9214
2027 | NIWCM | High Demand Growth+Expected Future Gas Supply+Methanex Stays+Increased Demand Response+Low Wind & Solar | 1173.2326 | 1204.8335 | 1209.37
2028 | NIWCM | High Demand Growth+Expected Future Gas Supply+Methanex Stays+Increased Demand Response+Low Wind & Solar | 1056.3289 | 1704.7514 | 1774.7903
2029 | NIWCM | High Demand Growth+Expected Future Gas Supply+Methanex Stays+Increased Demand Response+Low Wind & Solar | 748.8543 | 1643.9768 | 1973.0064
2030 | NIWCM | High Demand Growth+Expected Future Gas Supply+Methanex Stays+Increased Demand Response+Low Wind & Solar | 305.4046 | 1332.1085 | 1892.2351
2031 | NIWCM | High Demand Growth+Expected Future Gas Supply+Methanex Stays+Increased Demand Response+Low Wind & Solar | 46.8149 | 1093.2736 | 1908.8663
2032 | NIWCM | High Demand Growth+Expected Future Gas Supply+Methanex Stays+Increased Demand Response+Low Wind & Solar | -168.0765 | 899.5865 | 1755.2112
2033 | NIWCM | High Demand Growth+Expected Future Gas Supply+Methanex Stays+Increased Demand Response+Low Wind & Solar | -364.9056 | 703.1647 | 1632.2913
2034 | NIWCM | High Demand Growth+Expected Future Gas Supply+Methanex Stays+Increased Demand Response+Low Wind & Solar | -593.2946 | 520.7164 | 1532.6392
2035 | NIWCM | High Demand Growth+Expected Future Gas Supply+Methanex Stays+Increased Demand Response+Low Wind & Solar | -760.1654 | 367.3579 | 1382.7488
2026 | SIWEM_PERC | High Demand Growth+Expected Future Gas Supply+Methanex Stays+Increased Demand Response+Low Wind & Solar | 37.8147 | 37.9553 | 37.9553
2027 | SIWEM_PERC | High Demand Growth+Expected Future Gas Supply+Methanex Stays+Increased Demand Response+Low Wind & Solar | 22.7868 | 27.1338 | 27.8853
2028 | SIWEM_PERC | High Demand Growth+Expected Future Gas Supply+Methanex Stays+Increased Demand Response+Low Wind & Solar | 10.9996 | 29.1747 | 39.2552
2029 | SIWEM_PERC | High Demand Growth+Expected Future Gas Supply+Methanex Stays+Increased Demand Response+Low Wind & Solar | 3.3418 | 19.6568 | 39.0117
2030 | SIWEM_PERC | High Demand Growth+Expected Future Gas Supply+Methanex Stays+Increased Demand Response+Low Wind & Solar | -4.2769 | 9.1454 | 39.1139
2031 | SIWEM_PERC | High Demand Growth+Expected Future Gas Supply+Methanex Stays+Increased Demand Response+Low Wind & Solar | -9.5005 | 0.51875 | 36.1683
2032 | SIWEM_PERC | High Demand Growth+Expected Future Gas Supply+Methanex Stays+Increased Demand Response+Low Wind & Solar | -11.248 | -1.4502 | 33.4067
2033 | SIWEM_PERC | High Demand Growth+Expected Future Gas Supply+Methanex Stays+Increased Demand Response+Low Wind & Solar | -12.8456 | -3.2532 | 30.1468
2034 | SIWEM_PERC | High Demand Growth+Expected Future Gas Supply+Methanex Stays+Increased Demand Response+Low Wind & Solar | -14.5725 | -5.2022 | 24.2022
2035 | SIWEM_PERC | High Demand Growth+Expected Future Gas Supply+Methanex Stays+Increased Demand Response+Low Wind & Solar | -15.8119 | -6.612 | 18.8309
2026 | NZWEM_PERC | High Demand Growth+Expected Future Gas Supply+Methanex Stays+Increased Demand Response+Constrained Operational Capacity | 15.3007 | 15.356 | 15.356
2027 | NZWEM_PERC | High Demand Growth+Expected Future Gas Supply+Methanex Stays+Increased Demand Response+Constrained Operational Capacity | 10.1252 | 11.8548 | 12.1539
2028 | NZWEM_PERC | High Demand Growth+Expected Future Gas Supply+Methanex Stays+Increased Demand Response+Constrained Operational Capacity | 5.9532 | 13.269 | 17.3265
2029 | NZWEM_PERC | High Demand Growth+Expected Future Gas Supply+Methanex Stays+Increased Demand Response+Constrained Operational Capacity | 0.13716 | 10.09 | 17.9647
2030 | NZWEM_PERC | High Demand Growth+Expected Future Gas Supply+Methanex Stays+Increased Demand Response+Constrained Operational Capacity | -5.0074 | 6.2616 | 18.622
2031 | NZWEM_PERC | High Demand Growth+Expected Future Gas Supply+Methanex Stays+Increased Demand Response+Constrained Operational Capacity | -8.9595 | 1.9155 | 18.7793
2032 | NZWEM_PERC | High Demand Growth+Expected Future Gas Supply+Methanex Stays+Increased Demand Response+Constrained Operational Capacity | -11.1976 | -0.30806 | 16.9219
2033 | NZWEM_PERC | High Demand Growth+Expected Future Gas Supply+Methanex Stays+Increased Demand Response+Constrained Operational Capacity | -13.1524 | -2.5402 | 15.695
2034 | NZWEM_PERC | High Demand Growth+Expected Future Gas Supply+Methanex Stays+Increased Demand Response+Constrained Operational Capacity | -15.047 | -4.395 | 13.3112
2035 | NZWEM_PERC | High Demand Growth+Expected Future Gas Supply+Methanex Stays+Increased Demand Response+Constrained Operational Capacity | -16.5731 | -6.096 | 11.1926
2026 | NIWCM | High Demand Growth+Expected Future Gas Supply+Methanex Stays+Increased Demand Response+Constrained Operational Capacity | 439.5221 | 439.5221 | 439.5221
2027 | NIWCM | High Demand Growth+Expected Future Gas Supply+Methanex Stays+Increased Demand Response+Constrained Operational Capacity | 551.3465 | 555.2176 | 555.2176
2028 | NIWCM | High Demand Growth+Expected Future Gas Supply+Methanex Stays+Increased Demand Response+Constrained Operational Capacity | 399.4221 | 894.0563 | 902.3906
2029 | NIWCM | High Demand Growth+Expected Future Gas Supply+Methanex Stays+Increased Demand Response+Constrained Operational Capacity | 75.5346 | 725.1855 | 882.5706
2030 | NIWCM | High Demand Growth+Expected Future Gas Supply+Methanex Stays+Increased Demand Response+Constrained Operational Capacity | -373.4607 | 368.0087 | 581.345
2031 | NIWCM | High Demand Growth+Expected Future Gas Supply+Methanex Stays+Increased Demand Response+Constrained Operational Capacity | -633.7907 | 118.4285 | 392.1371
2032 | NIWCM | High Demand Growth+Expected Future Gas Supply+Methanex Stays+Increased Demand Response+Constrained Operational Capacity | -848.3384 | -93.6986 | 203.3809
2033 | NIWCM | High Demand Growth+Expected Future Gas Supply+Methanex Stays+Increased Demand Response+Constrained Operational Capacity | -1048.9768 | -290.462 | 15.2372
2034 | NIWCM | High Demand Growth+Expected Future Gas Supply+Methanex Stays+Increased Demand Response+Constrained Operational Capacity | -1271.3344 | -475.5906 | -91.021
2035 | NIWCM | High Demand Growth+Expected Future Gas Supply+Methanex Stays+Increased Demand Response+Constrained Operational Capacity | -1382.3925 | -632.0267 | -244.7684
2026 | SIWEM_PERC | High Demand Growth+Expected Future Gas Supply+Methanex Stays+Increased Demand Response+Constrained Operational Capacity | 41.0852 | 41.241 | 41.241
2027 | SIWEM_PERC | High Demand Growth+Expected Future Gas Supply+Methanex Stays+Increased Demand Response+Constrained Operational Capacity | 26.3192 | 31.136 | 31.9688
2028 | SIWEM_PERC | High Demand Growth+Expected Future Gas Supply+Methanex Stays+Increased Demand Response+Constrained Operational Capacity | 14.593 | 34.7323 | 45.9023
2029 | SIWEM_PERC | High Demand Growth+Expected Future Gas Supply+Methanex Stays+Increased Demand Response+Constrained Operational Capacity | 4.2023 | 25.76 | 47.2066
2030 | SIWEM_PERC | High Demand Growth+Expected Future Gas Supply+Methanex Stays+Increased Demand Response+Constrained Operational Capacity | -3.4825 | 15.1685 | 43.9706
2031 | SIWEM_PERC | High Demand Growth+Expected Future Gas Supply+Methanex Stays+Increased Demand Response+Constrained Operational Capacity | -8.7515 | 3.5538 | 39.961
2032 | SIWEM_PERC | High Demand Growth+Expected Future Gas Supply+Methanex Stays+Increased Demand Response+Constrained Operational Capacity | -10.5156 | 0.3411 | 37.1204
2033 | SIWEM_PERC | High Demand Growth+Expected Future Gas Supply+Methanex Stays+Increased Demand Response+Constrained Operational Capacity | -12.1285 | -1.4995 | 34.5085
2034 | SIWEM_PERC | High Demand Growth+Expected Future Gas Supply+Methanex Stays+Increased Demand Response+Constrained Operational Capacity | -13.8721 | -3.4891 | 31.6853
2035 | SIWEM_PERC | High Demand Growth+Expected Future Gas Supply+Methanex Stays+Increased Demand Response+Constrained Operational Capacity | -15.1242 | -4.93 | 28.5191
2026 | NZWEM_PERC | High Demand Growth+Expected Future Gas Supply+Methanex Stays+Increased Demand Response+Constrained Operational Capacity+Low Wind & Solar | 14.1378 | 14.1878 | 14.1878
2027 | NZWEM_PERC | High Demand Growth+Expected Future Gas Supply+Methanex Stays+Increased Demand Response+Constrained Operational Capacity+Low Wind & Solar | 8.8567 | 10.4177 | 10.6875
2028 | NZWEM_PERC | High Demand Growth+Expected Future Gas Supply+Methanex Stays+Increased Demand Response+Constrained Operational Capacity+Low Wind & Solar | 4.6479 | 11.2501 | 14.9119
2029 | NZWEM_PERC | High Demand Growth+Expected Future Gas Supply+Methanex Stays+Increased Demand Response+Constrained Operational Capacity+Low Wind & Solar | -1.133 | 7.8491 | 14.9557
2030 | NZWEM_PERC | High Demand Growth+Expected Future Gas Supply+Methanex Stays+Increased Demand Response+Constrained Operational Capacity+Low Wind & Solar | -6.1996 | 4.0133 | 15.2002
2031 | NZWEM_PERC | High Demand Growth+Expected Future Gas Supply+Methanex Stays+Increased Demand Response+Constrained Operational Capacity+Low Wind & Solar | -10.102 | -0.23914 | 15.0106
2032 | NZWEM_PERC | High Demand Growth+Expected Future Gas Supply+Methanex Stays+Increased Demand Response+Constrained Operational Capacity+Low Wind & Solar | -12.3079 | -2.4332 | 13.176
2033 | NZWEM_PERC | High Demand Growth+Expected Future Gas Supply+Methanex Stays+Increased Demand Response+Constrained Operational Capacity+Low Wind & Solar | -14.2344 | -4.6113 | 11.9036
2034 | NZWEM_PERC | High Demand Growth+Expected Future Gas Supply+Methanex Stays+Increased Demand Response+Constrained Operational Capacity+Low Wind & Solar | -16.0976 | -6.406 | 9.6298
2035 | NZWEM_PERC | High Demand Growth+Expected Future Gas Supply+Methanex Stays+Increased Demand Response+Constrained Operational Capacity+Low Wind & Solar | -17.5989 | -8.0595 | 7.5981
2026 | NIWCM | High Demand Growth+Expected Future Gas Supply+Methanex Stays+Increased Demand Response+Constrained Operational Capacity+Low Wind & Solar | 439.5221 | 439.5221 | 439.5221
2027 | NIWCM | High Demand Growth+Expected Future Gas Supply+Methanex Stays+Increased Demand Response+Constrained Operational Capacity+Low Wind & Solar | 551.3465 | 555.2176 | 555.2176
2028 | NIWCM | High Demand Growth+Expected Future Gas Supply+Methanex Stays+Increased Demand Response+Constrained Operational Capacity+Low Wind & Solar | 399.4221 | 894.0563 | 902.3906
2029 | NIWCM | High Demand Growth+Expected Future Gas Supply+Methanex Stays+Increased Demand Response+Constrained Operational Capacity+Low Wind & Solar | 75.5346 | 725.1855 | 882.5706
2030 | NIWCM | High Demand Growth+Expected Future Gas Supply+Methanex Stays+Increased Demand Response+Constrained Operational Capacity+Low Wind & Solar | -373.4607 | 368.0087 | 581.345
2031 | NIWCM | High Demand Growth+Expected Future Gas Supply+Methanex Stays+Increased Demand Response+Constrained Operational Capacity+Low Wind & Solar | -633.7907 | 118.4285 | 392.1371
2032 | NIWCM | High Demand Growth+Expected Future Gas Supply+Methanex Stays+Increased Demand Response+Constrained Operational Capacity+Low Wind & Solar | -848.3384 | -93.6986 | 203.3809
2033 | NIWCM | High Demand Growth+Expected Future Gas Supply+Methanex Stays+Increased Demand Response+Constrained Operational Capacity+Low Wind & Solar | -1048.9768 | -290.462 | 15.2372
2034 | NIWCM | High Demand Growth+Expected Future Gas Supply+Methanex Stays+Increased Demand Response+Constrained Operational Capacity+Low Wind & Solar | -1271.3344 | -475.5906 | -91.021
2035 | NIWCM | High Demand Growth+Expected Future Gas Supply+Methanex Stays+Increased Demand Response+Constrained Operational Capacity+Low Wind & Solar | -1382.3925 | -632.0267 | -244.7684
2026 | SIWEM_PERC | High Demand Growth+Expected Future Gas Supply+Methanex Stays+Increased Demand Response+Constrained Operational Capacity+Low Wind & Solar | 37.8147 | 37.9553 | 37.9553
2027 | SIWEM_PERC | High Demand Growth+Expected Future Gas Supply+Methanex Stays+Increased Demand Response+Constrained Operational Capacity+Low Wind & Solar | 22.7868 | 27.1338 | 27.8853
2028 | SIWEM_PERC | High Demand Growth+Expected Future Gas Supply+Methanex Stays+Increased Demand Response+Constrained Operational Capacity+Low Wind & Solar | 10.9996 | 29.1747 | 39.2552
2029 | SIWEM_PERC | High Demand Growth+Expected Future Gas Supply+Methanex Stays+Increased Demand Response+Constrained Operational Capacity+Low Wind & Solar | 3.3418 | 19.6568 | 39.0117
2030 | SIWEM_PERC | High Demand Growth+Expected Future Gas Supply+Methanex Stays+Increased Demand Response+Constrained Operational Capacity+Low Wind & Solar | -4.2769 | 9.1454 | 39.1139
2031 | SIWEM_PERC | High Demand Growth+Expected Future Gas Supply+Methanex Stays+Increased Demand Response+Constrained Operational Capacity+Low Wind & Solar | -9.5005 | 0.51875 | 36.1683
2032 | SIWEM_PERC | High Demand Growth+Expected Future Gas Supply+Methanex Stays+Increased Demand Response+Constrained Operational Capacity+Low Wind & Solar | -11.248 | -1.4502 | 33.4067
2033 | SIWEM_PERC | High Demand Growth+Expected Future Gas Supply+Methanex Stays+Increased Demand Response+Constrained Operational Capacity+Low Wind & Solar | -12.8456 | -3.2532 | 30.1468
2034 | SIWEM_PERC | High Demand Growth+Expected Future Gas Supply+Methanex Stays+Increased Demand Response+Constrained Operational Capacity+Low Wind & Solar | -14.5725 | -5.2022 | 24.2022
2035 | SIWEM_PERC | High Demand Growth+Expected Future Gas Supply+Methanex Stays+Increased Demand Response+Constrained Operational Capacity+Low Wind & Solar | -15.8119 | -6.612 | 18.8309
2026 | NZWEM_PERC | High Demand Growth+Expected Future Gas Supply+Methanex Stays+Increased Demand Response+Upgraded HVDC | 15.3007 | 15.356 | 15.356
2027 | NZWEM_PERC | High Demand Growth+Expected Future Gas Supply+Methanex Stays+Increased Demand Response+Upgraded HVDC | 10.1252 | 11.8548 | 12.1539
2028 | NZWEM_PERC | High Demand Growth+Expected Future Gas Supply+Methanex Stays+Increased Demand Response+Upgraded HVDC | 5.9532 | 13.269 | 17.3265
2029 | NZWEM_PERC | High Demand Growth+Expected Future Gas Supply+Methanex Stays+Increased Demand Response+Upgraded HVDC | 0.13716 | 10.09 | 17.9647
2030 | NZWEM_PERC | High Demand Growth+Expected Future Gas Supply+Methanex Stays+Increased Demand Response+Upgraded HVDC | -5.0074 | 6.2616 | 18.622
2031 | NZWEM_PERC | High Demand Growth+Expected Future Gas Supply+Methanex Stays+Increased Demand Response+Upgraded HVDC | -8.9595 | 1.9155 | 18.7793
2032 | NZWEM_PERC | High Demand Growth+Expected Future Gas Supply+Methanex Stays+Increased Demand Response+Upgraded HVDC | -11.1976 | -0.30806 | 16.9219
2033 | NZWEM_PERC | High Demand Growth+Expected Future Gas Supply+Methanex Stays+Increased Demand Response+Upgraded HVDC | -13.1524 | -2.5402 | 15.695
2034 | NZWEM_PERC | High Demand Growth+Expected Future Gas Supply+Methanex Stays+Increased Demand Response+Upgraded HVDC | -15.047 | -4.395 | 13.3112
2035 | NZWEM_PERC | High Demand Growth+Expected Future Gas Supply+Methanex Stays+Increased Demand Response+Upgraded HVDC | -16.5731 | -6.096 | 11.1926
2026 | NIWCM | High Demand Growth+Expected Future Gas Supply+Methanex Stays+Increased Demand Response+Upgraded HVDC | 1020.1216 | 1020.9214 | 1020.9214
2027 | NIWCM | High Demand Growth+Expected Future Gas Supply+Methanex Stays+Increased Demand Response+Upgraded HVDC | 1173.2326 | 1204.8335 | 1209.37
2028 | NIWCM | High Demand Growth+Expected Future Gas Supply+Methanex Stays+Increased Demand Response+Upgraded HVDC | 1056.3289 | 1704.7514 | 1774.7903
2029 | NIWCM | High Demand Growth+Expected Future Gas Supply+Methanex Stays+Increased Demand Response+Upgraded HVDC | 748.8543 | 1643.9768 | 1973.0064
2030 | NIWCM | High Demand Growth+Expected Future Gas Supply+Methanex Stays+Increased Demand Response+Upgraded HVDC | 305.4046 | 1332.1085 | 1892.2351
2031 | NIWCM | High Demand Growth+Expected Future Gas Supply+Methanex Stays+Increased Demand Response+Upgraded HVDC | 46.8149 | 1093.2736 | 1908.8641
2032 | NIWCM | High Demand Growth+Expected Future Gas Supply+Methanex Stays+Increased Demand Response+Upgraded HVDC | -168.0765 | 899.5865 | 1755.212
2033 | NIWCM | High Demand Growth+Expected Future Gas Supply+Methanex Stays+Increased Demand Response+Upgraded HVDC | -364.9056 | 703.1647 | 1632.2913
2034 | NIWCM | High Demand Growth+Expected Future Gas Supply+Methanex Stays+Increased Demand Response+Upgraded HVDC | -593.2946 | 520.7164 | 1532.6392
2035 | NIWCM | High Demand Growth+Expected Future Gas Supply+Methanex Stays+Increased Demand Response+Upgraded HVDC | -760.1654 | 367.3579 | 1382.7488
2026 | SIWEM_PERC | High Demand Growth+Expected Future Gas Supply+Methanex Stays+Increased Demand Response+Upgraded HVDC | 41.0852 | 41.241 | 41.241
2027 | SIWEM_PERC | High Demand Growth+Expected Future Gas Supply+Methanex Stays+Increased Demand Response+Upgraded HVDC | 26.3192 | 31.136 | 31.9688
2028 | SIWEM_PERC | High Demand Growth+Expected Future Gas Supply+Methanex Stays+Increased Demand Response+Upgraded HVDC | 14.593 | 34.7323 | 45.9023
2029 | SIWEM_PERC | High Demand Growth+Expected Future Gas Supply+Methanex Stays+Increased Demand Response+Upgraded HVDC | 4.2023 | 25.76 | 47.2066
2030 | SIWEM_PERC | High Demand Growth+Expected Future Gas Supply+Methanex Stays+Increased Demand Response+Upgraded HVDC | -3.4825 | 15.1685 | 47.8955
2031 | SIWEM_PERC | High Demand Growth+Expected Future Gas Supply+Methanex Stays+Increased Demand Response+Upgraded HVDC | -8.7515 | 3.5538 | 47.2786
2032 | SIWEM_PERC | High Demand Growth+Expected Future Gas Supply+Methanex Stays+Increased Demand Response+Upgraded HVDC | -10.5156 | 0.3411 | 42.7853
2033 | SIWEM_PERC | High Demand Growth+Expected Future Gas Supply+Methanex Stays+Increased Demand Response+Upgraded HVDC | -12.1285 | -1.4995 | 39.7353
2034 | SIWEM_PERC | High Demand Growth+Expected Future Gas Supply+Methanex Stays+Increased Demand Response+Upgraded HVDC | -13.8721 | -3.4891 | 33.8567
2035 | SIWEM_PERC | High Demand Growth+Expected Future Gas Supply+Methanex Stays+Increased Demand Response+Upgraded HVDC | -15.1242 | -4.93 | 28.5191
2026 | NZWEM_PERC | High Demand Growth+Expected Future Gas Supply+Methanex Stays+Increased Demand Response+Upgraded HVDC+Low Wind & Solar | 14.1378 | 14.1878 | 14.1878
2027 | NZWEM_PERC | High Demand Growth+Expected Future Gas Supply+Methanex Stays+Increased Demand Response+Upgraded HVDC+Low Wind & Solar | 8.8567 | 10.4177 | 10.6875
2028 | NZWEM_PERC | High Demand Growth+Expected Future Gas Supply+Methanex Stays+Increased Demand Response+Upgraded HVDC+Low Wind & Solar | 4.6479 | 11.2501 | 14.9119
2029 | NZWEM_PERC | High Demand Growth+Expected Future Gas Supply+Methanex Stays+Increased Demand Response+Upgraded HVDC+Low Wind & Solar | -1.133 | 7.8491 | 14.9557
2030 | NZWEM_PERC | High Demand Growth+Expected Future Gas Supply+Methanex Stays+Increased Demand Response+Upgraded HVDC+Low Wind & Solar | -6.1996 | 4.0133 | 15.2002
2031 | NZWEM_PERC | High Demand Growth+Expected Future Gas Supply+Methanex Stays+Increased Demand Response+Upgraded HVDC+Low Wind & Solar | -10.102 | -0.23914 | 15.0106
2032 | NZWEM_PERC | High Demand Growth+Expected Future Gas Supply+Methanex Stays+Increased Demand Response+Upgraded HVDC+Low Wind & Solar | -12.3079 | -2.4332 | 13.176
2033 | NZWEM_PERC | High Demand Growth+Expected Future Gas Supply+Methanex Stays+Increased Demand Response+Upgraded HVDC+Low Wind & Solar | -14.2344 | -4.6113 | 11.9036
2034 | NZWEM_PERC | High Demand Growth+Expected Future Gas Supply+Methanex Stays+Increased Demand Response+Upgraded HVDC+Low Wind & Solar | -16.0976 | -6.406 | 9.6298
2035 | NZWEM_PERC | High Demand Growth+Expected Future Gas Supply+Methanex Stays+Increased Demand Response+Upgraded HVDC+Low Wind & Solar | -17.5989 | -8.0595 | 7.5981
2026 | NIWCM | High Demand Growth+Expected Future Gas Supply+Methanex Stays+Increased Demand Response+Upgraded HVDC+Low Wind & Solar | 1020.1216 | 1020.9214 | 1020.9214
2027 | NIWCM | High Demand Growth+Expected Future Gas Supply+Methanex Stays+Increased Demand Response+Upgraded HVDC+Low Wind & Solar | 1173.2326 | 1204.8335 | 1209.37
2028 | NIWCM | High Demand Growth+Expected Future Gas Supply+Methanex Stays+Increased Demand Response+Upgraded HVDC+Low Wind & Solar | 1056.3289 | 1704.7514 | 1774.7903
2029 | NIWCM | High Demand Growth+Expected Future Gas Supply+Methanex Stays+Increased Demand Response+Upgraded HVDC+Low Wind & Solar | 748.8543 | 1643.9768 | 1973.0064
2030 | NIWCM | High Demand Growth+Expected Future Gas Supply+Methanex Stays+Increased Demand Response+Upgraded HVDC+Low Wind & Solar | 305.4046 | 1332.1085 | 1892.2351
2031 | NIWCM | High Demand Growth+Expected Future Gas Supply+Methanex Stays+Increased Demand Response+Upgraded HVDC+Low Wind & Solar | 46.8149 | 1093.2736 | 1908.8641
2032 | NIWCM | High Demand Growth+Expected Future Gas Supply+Methanex Stays+Increased Demand Response+Upgraded HVDC+Low Wind & Solar | -168.0765 | 899.5865 | 1755.212
2033 | NIWCM | High Demand Growth+Expected Future Gas Supply+Methanex Stays+Increased Demand Response+Upgraded HVDC+Low Wind & Solar | -364.9056 | 703.1647 | 1632.2913
2034 | NIWCM | High Demand Growth+Expected Future Gas Supply+Methanex Stays+Increased Demand Response+Upgraded HVDC+Low Wind & Solar | -593.2946 | 520.7164 | 1532.6392
2035 | NIWCM | High Demand Growth+Expected Future Gas Supply+Methanex Stays+Increased Demand Response+Upgraded HVDC+Low Wind & Solar | -760.1654 | 367.3579 | 1382.7488
2026 | SIWEM_PERC | High Demand Growth+Expected Future Gas Supply+Methanex Stays+Increased Demand Response+Upgraded HVDC+Low Wind & Solar | 37.8147 | 37.9553 | 37.9553
2027 | SIWEM_PERC | High Demand Growth+Expected Future Gas Supply+Methanex Stays+Increased Demand Response+Upgraded HVDC+Low Wind & Solar | 22.7868 | 27.1338 | 27.8853
2028 | SIWEM_PERC | High Demand Growth+Expected Future Gas Supply+Methanex Stays+Increased Demand Response+Upgraded HVDC+Low Wind & Solar | 10.9996 | 29.1747 | 39.2552
2029 | SIWEM_PERC | High Demand Growth+Expected Future Gas Supply+Methanex Stays+Increased Demand Response+Upgraded HVDC+Low Wind & Solar | 3.3418 | 19.6568 | 39.0117
2030 | SIWEM_PERC | High Demand Growth+Expected Future Gas Supply+Methanex Stays+Increased Demand Response+Upgraded HVDC+Low Wind & Solar | -4.2769 | 9.1454 | 39.1139
2031 | SIWEM_PERC | High Demand Growth+Expected Future Gas Supply+Methanex Stays+Increased Demand Response+Upgraded HVDC+Low Wind & Solar | -9.5005 | 0.51875 | 37.8952
2032 | SIWEM_PERC | High Demand Growth+Expected Future Gas Supply+Methanex Stays+Increased Demand Response+Upgraded HVDC+Low Wind & Solar | -11.248 | -1.4502 | 33.4067
2033 | SIWEM_PERC | High Demand Growth+Expected Future Gas Supply+Methanex Stays+Increased Demand Response+Upgraded HVDC+Low Wind & Solar | -12.8456 | -3.2532 | 30.1468
2034 | SIWEM_PERC | High Demand Growth+Expected Future Gas Supply+Methanex Stays+Increased Demand Response+Upgraded HVDC+Low Wind & Solar | -14.5725 | -5.2022 | 24.2022
2035 | SIWEM_PERC | High Demand Growth+Expected Future Gas Supply+Methanex Stays+Increased Demand Response+Upgraded HVDC+Low Wind & Solar | -15.8119 | -6.612 | 18.8309
2026 | NZWEM_PERC | High Demand Growth+Expected Future Gas Supply+Methanex Stays+Increased Demand Response+Upgraded HVDC+Constrained Operational Capacity | 15.3007 | 15.356 | 15.356
2027 | NZWEM_PERC | High Demand Growth+Expected Future Gas Supply+Methanex Stays+Increased Demand Response+Upgraded HVDC+Constrained Operational Capacity | 10.1252 | 11.8548 | 12.1539
2028 | NZWEM_PERC | High Demand Growth+Expected Future Gas Supply+Methanex Stays+Increased Demand Response+Upgraded HVDC+Constrained Operational Capacity | 5.9532 | 13.269 | 17.3265
2029 | NZWEM_PERC | High Demand Growth+Expected Future Gas Supply+Methanex Stays+Increased Demand Response+Upgraded HVDC+Constrained Operational Capacity | 0.13716 | 10.09 | 17.9647
2030 | NZWEM_PERC | High Demand Growth+Expected Future Gas Supply+Methanex Stays+Increased Demand Response+Upgraded HVDC+Constrained Operational Capacity | -5.0074 | 6.2616 | 18.622
2031 | NZWEM_PERC | High Demand Growth+Expected Future Gas Supply+Methanex Stays+Increased Demand Response+Upgraded HVDC+Constrained Operational Capacity | -8.9595 | 1.9155 | 18.7793
2032 | NZWEM_PERC | High Demand Growth+Expected Future Gas Supply+Methanex Stays+Increased Demand Response+Upgraded HVDC+Constrained Operational Capacity | -11.1976 | -0.30806 | 16.9219
2033 | NZWEM_PERC | High Demand Growth+Expected Future Gas Supply+Methanex Stays+Increased Demand Response+Upgraded HVDC+Constrained Operational Capacity | -13.1524 | -2.5402 | 15.695
2034 | NZWEM_PERC | High Demand Growth+Expected Future Gas Supply+Methanex Stays+Increased Demand Response+Upgraded HVDC+Constrained Operational Capacity | -15.047 | -4.395 | 13.3112
2035 | NZWEM_PERC | High Demand Growth+Expected Future Gas Supply+Methanex Stays+Increased Demand Response+Upgraded HVDC+Constrained Operational Capacity | -16.5731 | -6.096 | 11.1926
2026 | NIWCM | High Demand Growth+Expected Future Gas Supply+Methanex Stays+Increased Demand Response+Upgraded HVDC+Constrained Operational Capacity | 439.5221 | 439.5221 | 439.5221
2027 | NIWCM | High Demand Growth+Expected Future Gas Supply+Methanex Stays+Increased Demand Response+Upgraded HVDC+Constrained Operational Capacity | 551.3465 | 555.2176 | 555.2176
2028 | NIWCM | High Demand Growth+Expected Future Gas Supply+Methanex Stays+Increased Demand Response+Upgraded HVDC+Constrained Operational Capacity | 399.4221 | 894.0563 | 902.3906
2029 | NIWCM | High Demand Growth+Expected Future Gas Supply+Methanex Stays+Increased Demand Response+Upgraded HVDC+Constrained Operational Capacity | 75.5346 | 725.1855 | 882.5706
2030 | NIWCM | High Demand Growth+Expected Future Gas Supply+Methanex Stays+Increased Demand Response+Upgraded HVDC+Constrained Operational Capacity | -373.4607 | 368.0087 | 581.345
2031 | NIWCM | High Demand Growth+Expected Future Gas Supply+Methanex Stays+Increased Demand Response+Upgraded HVDC+Constrained Operational Capacity | -633.7907 | 118.4285 | 392.1371
2032 | NIWCM | High Demand Growth+Expected Future Gas Supply+Methanex Stays+Increased Demand Response+Upgraded HVDC+Constrained Operational Capacity | -848.3384 | -93.6986 | 203.3809
2033 | NIWCM | High Demand Growth+Expected Future Gas Supply+Methanex Stays+Increased Demand Response+Upgraded HVDC+Constrained Operational Capacity | -1048.9768 | -290.462 | 15.2372
2034 | NIWCM | High Demand Growth+Expected Future Gas Supply+Methanex Stays+Increased Demand Response+Upgraded HVDC+Constrained Operational Capacity | -1271.3344 | -475.5906 | -91.021
2035 | NIWCM | High Demand Growth+Expected Future Gas Supply+Methanex Stays+Increased Demand Response+Upgraded HVDC+Constrained Operational Capacity | -1382.3925 | -632.0267 | -244.7684
2026 | SIWEM_PERC | High Demand Growth+Expected Future Gas Supply+Methanex Stays+Increased Demand Response+Upgraded HVDC+Constrained Operational Capacity | 41.0852 | 41.241 | 41.241
2027 | SIWEM_PERC | High Demand Growth+Expected Future Gas Supply+Methanex Stays+Increased Demand Response+Upgraded HVDC+Constrained Operational Capacity | 26.3192 | 31.136 | 31.9688
2028 | SIWEM_PERC | High Demand Growth+Expected Future Gas Supply+Methanex Stays+Increased Demand Response+Upgraded HVDC+Constrained Operational Capacity | 14.593 | 34.7323 | 45.9023
2029 | SIWEM_PERC | High Demand Growth+Expected Future Gas Supply+Methanex Stays+Increased Demand Response+Upgraded HVDC+Constrained Operational Capacity | 4.2023 | 25.76 | 47.2066
2030 | SIWEM_PERC | High Demand Growth+Expected Future Gas Supply+Methanex Stays+Increased Demand Response+Upgraded HVDC+Constrained Operational Capacity | -3.4825 | 15.1685 | 47.8955
2031 | SIWEM_PERC | High Demand Growth+Expected Future Gas Supply+Methanex Stays+Increased Demand Response+Upgraded HVDC+Constrained Operational Capacity | -8.7515 | 3.5538 | 47.2786
2032 | SIWEM_PERC | High Demand Growth+Expected Future Gas Supply+Methanex Stays+Increased Demand Response+Upgraded HVDC+Constrained Operational Capacity | -10.5156 | 0.3411 | 42.7853
2033 | SIWEM_PERC | High Demand Growth+Expected Future Gas Supply+Methanex Stays+Increased Demand Response+Upgraded HVDC+Constrained Operational Capacity | -12.1285 | -1.4995 | 39.7353
2034 | SIWEM_PERC | High Demand Growth+Expected Future Gas Supply+Methanex Stays+Increased Demand Response+Upgraded HVDC+Constrained Operational Capacity | -13.8721 | -3.4891 | 33.8567
2035 | SIWEM_PERC | High Demand Growth+Expected Future Gas Supply+Methanex Stays+Increased Demand Response+Upgraded HVDC+Constrained Operational Capacity | -15.1242 | -4.93 | 28.5191
2026 | NZWEM_PERC | High Demand Growth+Expected Future Gas Supply+Methanex Stays+Increased Demand Response+Upgraded HVDC+Constrained Operational Capacity+Low Wind & Solar | 14.1378 | 14.1878 | 14.1878
2027 | NZWEM_PERC | High Demand Growth+Expected Future Gas Supply+Methanex Stays+Increased Demand Response+Upgraded HVDC+Constrained Operational Capacity+Low Wind & Solar | 8.8567 | 10.4177 | 10.6875
2028 | NZWEM_PERC | High Demand Growth+Expected Future Gas Supply+Methanex Stays+Increased Demand Response+Upgraded HVDC+Constrained Operational Capacity+Low Wind & Solar | 4.6479 | 11.2501 | 14.9119
2029 | NZWEM_PERC | High Demand Growth+Expected Future Gas Supply+Methanex Stays+Increased Demand Response+Upgraded HVDC+Constrained Operational Capacity+Low Wind & Solar | -1.133 | 7.8491 | 14.9557
2030 | NZWEM_PERC | High Demand Growth+Expected Future Gas Supply+Methanex Stays+Increased Demand Response+Upgraded HVDC+Constrained Operational Capacity+Low Wind & Solar | -6.1996 | 4.0133 | 15.2002
2031 | NZWEM_PERC | High Demand Growth+Expected Future Gas Supply+Methanex Stays+Increased Demand Response+Upgraded HVDC+Constrained Operational Capacity+Low Wind & Solar | -10.102 | -0.23914 | 15.0106
2032 | NZWEM_PERC | High Demand Growth+Expected Future Gas Supply+Methanex Stays+Increased Demand Response+Upgraded HVDC+Constrained Operational Capacity+Low Wind & Solar | -12.3079 | -2.4332 | 13.176
2033 | NZWEM_PERC | High Demand Growth+Expected Future Gas Supply+Methanex Stays+Increased Demand Response+Upgraded HVDC+Constrained Operational Capacity+Low Wind & Solar | -14.2344 | -4.6113 | 11.9036
2034 | NZWEM_PERC | High Demand Growth+Expected Future Gas Supply+Methanex Stays+Increased Demand Response+Upgraded HVDC+Constrained Operational Capacity+Low Wind & Solar | -16.0976 | -6.406 | 9.6298
2035 | NZWEM_PERC | High Demand Growth+Expected Future Gas Supply+Methanex Stays+Increased Demand Response+Upgraded HVDC+Constrained Operational Capacity+Low Wind & Solar | -17.5989 | -8.0595 | 7.5981
2026 | NIWCM | High Demand Growth+Expected Future Gas Supply+Methanex Stays+Increased Demand Response+Upgraded HVDC+Constrained Operational Capacity+Low Wind & Solar | 439.5221 | 439.5221 | 439.5221
2027 | NIWCM | High Demand Growth+Expected Future Gas Supply+Methanex Stays+Increased Demand Response+Upgraded HVDC+Constrained Operational Capacity+Low Wind & Solar | 551.3465 | 555.2176 | 555.2176
2028 | NIWCM | High Demand Growth+Expected Future Gas Supply+Methanex Stays+Increased Demand Response+Upgraded HVDC+Constrained Operational Capacity+Low Wind & Solar | 399.4221 | 894.0563 | 902.3906
2029 | NIWCM | High Demand Growth+Expected Future Gas Supply+Methanex Stays+Increased Demand Response+Upgraded HVDC+Constrained Operational Capacity+Low Wind & Solar | 75.5346 | 725.1855 | 882.5706
2030 | NIWCM | High Demand Growth+Expected Future Gas Supply+Methanex Stays+Increased Demand Response+Upgraded HVDC+Constrained Operational Capacity+Low Wind & Solar | -373.4607 | 368.0087 | 581.345
2031 | NIWCM | High Demand Growth+Expected Future Gas Supply+Methanex Stays+Increased Demand Response+Upgraded HVDC+Constrained Operational Capacity+Low Wind & Solar | -633.7907 | 118.4285 | 392.1371
2032 | NIWCM | High Demand Growth+Expected Future Gas Supply+Methanex Stays+Increased Demand Response+Upgraded HVDC+Constrained Operational Capacity+Low Wind & Solar | -848.3384 | -93.6986 | 203.3809
2033 | NIWCM | High Demand Growth+Expected Future Gas Supply+Methanex Stays+Increased Demand Response+Upgraded HVDC+Constrained Operational Capacity+Low Wind & Solar | -1048.9768 | -290.462 | 15.2372
2034 | NIWCM | High Demand Growth+Expected Future Gas Supply+Methanex Stays+Increased Demand Response+Upgraded HVDC+Constrained Operational Capacity+Low Wind & Solar | -1271.3344 | -475.5906 | -91.021
2035 | NIWCM | High Demand Growth+Expected Future Gas Supply+Methanex Stays+Increased Demand Response+Upgraded HVDC+Constrained Operational Capacity+Low Wind & Solar | -1382.3925 | -632.0267 | -244.7684
2026 | SIWEM_PERC | High Demand Growth+Expected Future Gas Supply+Methanex Stays+Increased Demand Response+Upgraded HVDC+Constrained Operational Capacity+Low Wind & Solar | 37.8147 | 37.9553 | 37.9553
2027 | SIWEM_PERC | High Demand Growth+Expected Future Gas Supply+Methanex Stays+Increased Demand Response+Upgraded HVDC+Constrained Operational Capacity+Low Wind & Solar | 22.7868 | 27.1338 | 27.8853
2028 | SIWEM_PERC | High Demand Growth+Expected Future Gas Supply+Methanex Stays+Increased Demand Response+Upgraded HVDC+Constrained Operational Capacity+Low Wind & Solar | 10.9996 | 29.1747 | 39.2552
2029 | SIWEM_PERC | High Demand Growth+Expected Future Gas Supply+Methanex Stays+Increased Demand Response+Upgraded HVDC+Constrained Operational Capacity+Low Wind & Solar | 3.3418 | 19.6568 | 39.0117
2030 | SIWEM_PERC | High Demand Growth+Expected Future Gas Supply+Methanex Stays+Increased Demand Response+Upgraded HVDC+Constrained Operational Capacity+Low Wind & Solar | -4.2769 | 9.1454 | 39.1139
2031 | SIWEM_PERC | High Demand Growth+Expected Future Gas Supply+Methanex Stays+Increased Demand Response+Upgraded HVDC+Constrained Operational Capacity+Low Wind & Solar | -9.5005 | 0.51875 | 37.8952
2032 | SIWEM_PERC | High Demand Growth+Expected Future Gas Supply+Methanex Stays+Increased Demand Response+Upgraded HVDC+Constrained Operational Capacity+Low Wind & Solar | -11.248 | -1.4502 | 33.4067
2033 | SIWEM_PERC | High Demand Growth+Expected Future Gas Supply+Methanex Stays+Increased Demand Response+Upgraded HVDC+Constrained Operational Capacity+Low Wind & Solar | -12.8456 | -3.2532 | 30.1468
2034 | SIWEM_PERC | High Demand Growth+Expected Future Gas Supply+Methanex Stays+Increased Demand Response+Upgraded HVDC+Constrained Operational Capacity+Low Wind & Solar | -14.5725 | -5.2022 | 24.2022
2035 | SIWEM_PERC | High Demand Growth+Expected Future Gas Supply+Methanex Stays+Increased Demand Response+Upgraded HVDC+Constrained Operational Capacity+Low Wind & Solar | -15.8119 | -6.612 | 18.8309
2026 | NZWEM_PERC | High Demand Growth+Expected Future Gas Supply+Methanex Stays+Increased Demand Response+Delayed Build | 10.8071 | 10.8071 | 10.8071
2027 | NZWEM_PERC | High Demand Growth+Expected Future Gas Supply+Methanex Stays+Increased Demand Response+Delayed Build | 3.1863 | 3.3194 | 3.4773
2028 | NZWEM_PERC | High Demand Growth+Expected Future Gas Supply+Methanex Stays+Increased Demand Response+Delayed Build | 2.18 | 3.4819 | 3.7653
2029 | NZWEM_PERC | High Demand Growth+Expected Future Gas Supply+Methanex Stays+Increased Demand Response+Delayed Build | -0.86321 | 1.6169 | 2.3872
2030 | NZWEM_PERC | High Demand Growth+Expected Future Gas Supply+Methanex Stays+Increased Demand Response+Delayed Build | -5.0074 | 2.5613 | 8.959
2031 | NZWEM_PERC | High Demand Growth+Expected Future Gas Supply+Methanex Stays+Increased Demand Response+Delayed Build | -8.9595 | 0.84674 | 7.9298
2032 | NZWEM_PERC | High Demand Growth+Expected Future Gas Supply+Methanex Stays+Increased Demand Response+Delayed Build | -11.1976 | -1.1137 | 10.3969
2033 | NZWEM_PERC | High Demand Growth+Expected Future Gas Supply+Methanex Stays+Increased Demand Response+Delayed Build | -13.1524 | -3.2537 | 12.7162
2034 | NZWEM_PERC | High Demand Growth+Expected Future Gas Supply+Methanex Stays+Increased Demand Response+Delayed Build | -15.047 | -5.1309 | 11.173
2035 | NZWEM_PERC | High Demand Growth+Expected Future Gas Supply+Methanex Stays+Increased Demand Response+Delayed Build | -16.5731 | -6.5119 | 10.7768
2026 | NIWCM | High Demand Growth+Expected Future Gas Supply+Methanex Stays+Increased Demand Response+Delayed Build | 741.7097 | 741.7097 | 741.7097
2027 | NIWCM | High Demand Growth+Expected Future Gas Supply+Methanex Stays+Increased Demand Response+Delayed Build | 773.7008 | 775.7044 | 778.1769
2028 | NIWCM | High Demand Growth+Expected Future Gas Supply+Methanex Stays+Increased Demand Response+Delayed Build | 800.8704 | 821.4527 | 825.9892
2029 | NIWCM | High Demand Growth+Expected Future Gas Supply+Methanex Stays+Increased Demand Response+Delayed Build | 540.388 | 668.6941 | 682.2864
2030 | NIWCM | High Demand Growth+Expected Future Gas Supply+Methanex Stays+Increased Demand Response+Delayed Build | 249.6281 | 975.8805 | 1268.8801
2031 | NIWCM | High Demand Growth+Expected Future Gas Supply+Methanex Stays+Increased Demand Response+Delayed Build | -26.1236 | 912.4003 | 1273.9201
2032 | NIWCM | High Demand Growth+Expected Future Gas Supply+Methanex Stays+Increased Demand Response+Delayed Build | -241.015 | 773.2788 | 1362.2408
2033 | NIWCM | High Demand Growth+Expected Future Gas Supply+Methanex Stays+Increased Demand Response+Delayed Build | -364.9056 | 658.1255 | 1487.8496
2034 | NIWCM | High Demand Growth+Expected Future Gas Supply+Methanex Stays+Increased Demand Response+Delayed Build | -593.2946 | 450.6272 | 1318.121
2035 | NIWCM | High Demand Growth+Expected Future Gas Supply+Methanex Stays+Increased Demand Response+Delayed Build | -760.1654 | 315.0259 | 1253.1878
2026 | SIWEM_PERC | High Demand Growth+Expected Future Gas Supply+Methanex Stays+Increased Demand Response+Delayed Build | 28.4469 | 28.4469 | 28.4469
2027 | SIWEM_PERC | High Demand Growth+Expected Future Gas Supply+Methanex Stays+Increased Demand Response+Delayed Build | 13.1185 | 13.1862 | 13.1862
2028 | SIWEM_PERC | High Demand Growth+Expected Future Gas Supply+Methanex Stays+Increased Demand Response+Delayed Build | 9.1882 | 10.9655 | 10.9655
2029 | SIWEM_PERC | High Demand Growth+Expected Future Gas Supply+Methanex Stays+Increased Demand Response+Delayed Build | 2.6144 | 6.9288 | 6.9288
2030 | SIWEM_PERC | High Demand Growth+Expected Future Gas Supply+Methanex Stays+Increased Demand Response+Delayed Build | -3.4825 | 6.6977 | 22.3945
2031 | SIWEM_PERC | High Demand Growth+Expected Future Gas Supply+Methanex Stays+Increased Demand Response+Delayed Build | -8.7515 | 0.84595 | 19.4038
2032 | SIWEM_PERC | High Demand Growth+Expected Future Gas Supply+Methanex Stays+Increased Demand Response+Delayed Build | -10.5156 | 0.3411 | 26.0363
2033 | SIWEM_PERC | High Demand Growth+Expected Future Gas Supply+Methanex Stays+Increased Demand Response+Delayed Build | -12.1285 | -1.4995 | 32.3117
2034 | SIWEM_PERC | High Demand Growth+Expected Future Gas Supply+Methanex Stays+Increased Demand Response+Delayed Build | -13.8721 | -3.4891 | 28.3386
2035 | SIWEM_PERC | High Demand Growth+Expected Future Gas Supply+Methanex Stays+Increased Demand Response+Delayed Build | -15.1242 | -4.93 | 27.3983
2026 | NZWEM_PERC | High Demand Growth+Expected Future Gas Supply+Methanex Stays+Increased Demand Response+Delayed Build+Low Wind & Solar | 9.9225 | 9.9225 | 9.9225
2027 | NZWEM_PERC | High Demand Growth+Expected Future Gas Supply+Methanex Stays+Increased Demand Response+Delayed Build+Low Wind & Solar | 2.286 | 2.4061 | 2.5486
2028 | NZWEM_PERC | High Demand Growth+Expected Future Gas Supply+Methanex Stays+Increased Demand Response+Delayed Build+Low Wind & Solar | 1.0952 | 2.2701 | 2.5258
2029 | NZWEM_PERC | High Demand Growth+Expected Future Gas Supply+Methanex Stays+Increased Demand Response+Delayed Build+Low Wind & Solar | -2.0358 | 0.20235 | 0.89751
2030 | NZWEM_PERC | High Demand Growth+Expected Future Gas Supply+Methanex Stays+Increased Demand Response+Delayed Build+Low Wind & Solar | -6.1996 | 0.63091 | 6.4046
2031 | NZWEM_PERC | High Demand Growth+Expected Future Gas Supply+Methanex Stays+Increased Demand Response+Delayed Build+Low Wind & Solar | -10.102 | -1.2522 | 5.14
2032 | NZWEM_PERC | High Demand Growth+Expected Future Gas Supply+Methanex Stays+Increased Demand Response+Delayed Build+Low Wind & Solar | -12.3079 | -3.2074 | 7.2103
2033 | NZWEM_PERC | High Demand Growth+Expected Future Gas Supply+Methanex Stays+Increased Demand Response+Delayed Build+Low Wind & Solar | -14.2344 | -5.2942 | 9.1473
2034 | NZWEM_PERC | High Demand Growth+Expected Future Gas Supply+Methanex Stays+Increased Demand Response+Delayed Build+Low Wind & Solar | -16.0976 | -7.1419 | 7.6284
2035 | NZWEM_PERC | High Demand Growth+Expected Future Gas Supply+Methanex Stays+Increased Demand Response+Delayed Build+Low Wind & Solar | -17.5989 | -8.4754 | 7.1822
2026 | NIWCM | High Demand Growth+Expected Future Gas Supply+Methanex Stays+Increased Demand Response+Delayed Build+Low Wind & Solar | 741.7097 | 741.7097 | 741.7097
2027 | NIWCM | High Demand Growth+Expected Future Gas Supply+Methanex Stays+Increased Demand Response+Delayed Build+Low Wind & Solar | 773.7008 | 775.7044 | 778.1769
2028 | NIWCM | High Demand Growth+Expected Future Gas Supply+Methanex Stays+Increased Demand Response+Delayed Build+Low Wind & Solar | 800.8704 | 821.4527 | 825.9892
2029 | NIWCM | High Demand Growth+Expected Future Gas Supply+Methanex Stays+Increased Demand Response+Delayed Build+Low Wind & Solar | 540.388 | 668.6941 | 682.2864
2030 | NIWCM | High Demand Growth+Expected Future Gas Supply+Methanex Stays+Increased Demand Response+Delayed Build+Low Wind & Solar | 249.6281 | 975.8805 | 1268.8801
2031 | NIWCM | High Demand Growth+Expected Future Gas Supply+Methanex Stays+Increased Demand Response+Delayed Build+Low Wind & Solar | -26.1236 | 912.4003 | 1273.9201
2032 | NIWCM | High Demand Growth+Expected Future Gas Supply+Methanex Stays+Increased Demand Response+Delayed Build+Low Wind & Solar | -241.015 | 773.2788 | 1362.2408
2033 | NIWCM | High Demand Growth+Expected Future Gas Supply+Methanex Stays+Increased Demand Response+Delayed Build+Low Wind & Solar | -364.9056 | 658.1255 | 1487.8496
2034 | NIWCM | High Demand Growth+Expected Future Gas Supply+Methanex Stays+Increased Demand Response+Delayed Build+Low Wind & Solar | -593.2946 | 450.6272 | 1318.121
2035 | NIWCM | High Demand Growth+Expected Future Gas Supply+Methanex Stays+Increased Demand Response+Delayed Build+Low Wind & Solar | -760.1654 | 315.0259 | 1253.1878
2026 | SIWEM_PERC | High Demand Growth+Expected Future Gas Supply+Methanex Stays+Increased Demand Response+Delayed Build+Low Wind & Solar | 25.9588 | 25.9588 | 25.9588
2027 | SIWEM_PERC | High Demand Growth+Expected Future Gas Supply+Methanex Stays+Increased Demand Response+Delayed Build+Low Wind & Solar | 12.6546 | 12.7157 | 12.7157
2028 | SIWEM_PERC | High Demand Growth+Expected Future Gas Supply+Methanex Stays+Increased Demand Response+Delayed Build+Low Wind & Solar | 8.4705 | 10.0745 | 10.0745
2029 | SIWEM_PERC | High Demand Growth+Expected Future Gas Supply+Methanex Stays+Increased Demand Response+Delayed Build+Low Wind & Solar | 1.9088 | 5.8024 | 5.8024
2030 | SIWEM_PERC | High Demand Growth+Expected Future Gas Supply+Methanex Stays+Increased Demand Response+Delayed Build+Low Wind & Solar | -4.2769 | 4.9103 | 15.5516
2031 | SIWEM_PERC | High Demand Growth+Expected Future Gas Supply+Methanex Stays+Increased Demand Response+Delayed Build+Low Wind & Solar | -9.5005 | -0.8391 | 12.0517
2032 | SIWEM_PERC | High Demand Growth+Expected Future Gas Supply+Methanex Stays+Increased Demand Response+Delayed Build+Low Wind & Solar | -11.248 | -1.4502 | 17.5853
2033 | SIWEM_PERC | High Demand Growth+Expected Future Gas Supply+Methanex Stays+Increased Demand Response+Delayed Build+Low Wind & Solar | -12.8456 | -3.2532 | 22.8029
2034 | SIWEM_PERC | High Demand Growth+Expected Future Gas Supply+Methanex Stays+Increased Demand Response+Delayed Build+Low Wind & Solar | -14.5725 | -5.2022 | 18.8376
2035 | SIWEM_PERC | High Demand Growth+Expected Future Gas Supply+Methanex Stays+Increased Demand Response+Delayed Build+Low Wind & Solar | -15.8119 | -6.612 | 17.7101
2026 | NZWEM_PERC | High Demand Growth+Expected Future Gas Supply+Methanex Stays+Increased Demand Response+Delayed Build+Constrained Operational Capacity | 10.8071 | 10.8071 | 10.8071
2027 | NZWEM_PERC | High Demand Growth+Expected Future Gas Supply+Methanex Stays+Increased Demand Response+Delayed Build+Constrained Operational Capacity | 3.1863 | 3.3194 | 3.4773
2028 | NZWEM_PERC | High Demand Growth+Expected Future Gas Supply+Methanex Stays+Increased Demand Response+Delayed Build+Constrained Operational Capacity | 2.18 | 3.4819 | 3.7653
2029 | NZWEM_PERC | High Demand Growth+Expected Future Gas Supply+Methanex Stays+Increased Demand Response+Delayed Build+Constrained Operational Capacity | -0.86321 | 1.6169 | 2.3872
2030 | NZWEM_PERC | High Demand Growth+Expected Future Gas Supply+Methanex Stays+Increased Demand Response+Delayed Build+Constrained Operational Capacity | -5.0074 | 2.5613 | 8.959
2031 | NZWEM_PERC | High Demand Growth+Expected Future Gas Supply+Methanex Stays+Increased Demand Response+Delayed Build+Constrained Operational Capacity | -8.9595 | 0.84674 | 7.9298
2032 | NZWEM_PERC | High Demand Growth+Expected Future Gas Supply+Methanex Stays+Increased Demand Response+Delayed Build+Constrained Operational Capacity | -11.1976 | -1.1137 | 10.3969
2033 | NZWEM_PERC | High Demand Growth+Expected Future Gas Supply+Methanex Stays+Increased Demand Response+Delayed Build+Constrained Operational Capacity | -13.1524 | -3.2537 | 12.7162
2034 | NZWEM_PERC | High Demand Growth+Expected Future Gas Supply+Methanex Stays+Increased Demand Response+Delayed Build+Constrained Operational Capacity | -15.047 | -5.1309 | 11.173
2035 | NZWEM_PERC | High Demand Growth+Expected Future Gas Supply+Methanex Stays+Increased Demand Response+Delayed Build+Constrained Operational Capacity | -16.5731 | -6.5119 | 10.7768
2026 | NIWCM | High Demand Growth+Expected Future Gas Supply+Methanex Stays+Increased Demand Response+Delayed Build+Constrained Operational Capacity | 209.2066 | 209.2066 | 209.2066
2027 | NIWCM | High Demand Growth+Expected Future Gas Supply+Methanex Stays+Increased Demand Response+Delayed Build+Constrained Operational Capacity | 234.8086 | 234.8086 | 234.8086
2028 | NIWCM | High Demand Growth+Expected Future Gas Supply+Methanex Stays+Increased Demand Response+Delayed Build+Constrained Operational Capacity | 189.4472 | 189.4472 | 189.4472
2029 | NIWCM | High Demand Growth+Expected Future Gas Supply+Methanex Stays+Increased Demand Response+Delayed Build+Constrained Operational Capacity | -104.6736 | -22.4911 | -22.4911
2030 | NIWCM | High Demand Growth+Expected Future Gas Supply+Methanex Stays+Increased Demand Response+Delayed Build+Constrained Operational Capacity | -429.2372 | 84.4296 | 202.3611
2031 | NIWCM | High Demand Growth+Expected Future Gas Supply+Methanex Stays+Increased Demand Response+Delayed Build+Constrained Operational Capacity | -706.7292 | -53.7864 | 105.5011
2032 | NIWCM | High Demand Growth+Expected Future Gas Supply+Methanex Stays+Increased Demand Response+Delayed Build+Constrained Operational Capacity | -921.2769 | -205.4263 | 10.2368
2033 | NIWCM | High Demand Growth+Expected Future Gas Supply+Methanex Stays+Increased Demand Response+Delayed Build+Constrained Operational Capacity | -1048.9768 | -320.9212 | -46.6745
2034 | NIWCM | High Demand Growth+Expected Future Gas Supply+Methanex Stays+Increased Demand Response+Delayed Build+Constrained Operational Capacity | -1271.3344 | -545.6798 | -248.3392
2035 | NIWCM | High Demand Growth+Expected Future Gas Supply+Methanex Stays+Increased Demand Response+Delayed Build+Constrained Operational Capacity | -1382.3925 | -684.3587 | -374.3294
2026 | SIWEM_PERC | High Demand Growth+Expected Future Gas Supply+Methanex Stays+Increased Demand Response+Delayed Build+Constrained Operational Capacity | 28.4469 | 28.4469 | 28.4469
2027 | SIWEM_PERC | High Demand Growth+Expected Future Gas Supply+Methanex Stays+Increased Demand Response+Delayed Build+Constrained Operational Capacity | 13.1185 | 13.1862 | 13.1862
2028 | SIWEM_PERC | High Demand Growth+Expected Future Gas Supply+Methanex Stays+Increased Demand Response+Delayed Build+Constrained Operational Capacity | 9.1882 | 10.9655 | 10.9655
2029 | SIWEM_PERC | High Demand Growth+Expected Future Gas Supply+Methanex Stays+Increased Demand Response+Delayed Build+Constrained Operational Capacity | 2.6144 | 6.9288 | 6.9288
2030 | SIWEM_PERC | High Demand Growth+Expected Future Gas Supply+Methanex Stays+Increased Demand Response+Delayed Build+Constrained Operational Capacity | -3.4825 | 6.6977 | 22.3945
2031 | SIWEM_PERC | High Demand Growth+Expected Future Gas Supply+Methanex Stays+Increased Demand Response+Delayed Build+Constrained Operational Capacity | -8.7515 | 0.84595 | 19.4038
2032 | SIWEM_PERC | High Demand Growth+Expected Future Gas Supply+Methanex Stays+Increased Demand Response+Delayed Build+Constrained Operational Capacity | -10.5156 | 0.3411 | 26.0363
2033 | SIWEM_PERC | High Demand Growth+Expected Future Gas Supply+Methanex Stays+Increased Demand Response+Delayed Build+Constrained Operational Capacity | -12.1285 | -1.4995 | 32.3117
2034 | SIWEM_PERC | High Demand Growth+Expected Future Gas Supply+Methanex Stays+Increased Demand Response+Delayed Build+Constrained Operational Capacity | -13.8721 | -3.4891 | 28.3386
2035 | SIWEM_PERC | High Demand Growth+Expected Future Gas Supply+Methanex Stays+Increased Demand Response+Delayed Build+Constrained Operational Capacity | -15.1242 | -4.93 | 27.3983
2026 | NZWEM_PERC | High Demand Growth+Expected Future Gas Supply+Methanex Stays+Increased Demand Response+Delayed Build+Constrained Operational Capacity+Low Wind & Solar | 9.9225 | 9.9225 | 9.9225
2027 | NZWEM_PERC | High Demand Growth+Expected Future Gas Supply+Methanex Stays+Increased Demand Response+Delayed Build+Constrained Operational Capacity+Low Wind & Solar | 2.286 | 2.4061 | 2.5486
2028 | NZWEM_PERC | High Demand Growth+Expected Future Gas Supply+Methanex Stays+Increased Demand Response+Delayed Build+Constrained Operational Capacity+Low Wind & Solar | 1.0952 | 2.2701 | 2.5258
2029 | NZWEM_PERC | High Demand Growth+Expected Future Gas Supply+Methanex Stays+Increased Demand Response+Delayed Build+Constrained Operational Capacity+Low Wind & Solar | -2.0358 | 0.20235 | 0.89751
2030 | NZWEM_PERC | High Demand Growth+Expected Future Gas Supply+Methanex Stays+Increased Demand Response+Delayed Build+Constrained Operational Capacity+Low Wind & Solar | -6.1996 | 0.63091 | 6.4046
2031 | NZWEM_PERC | High Demand Growth+Expected Future Gas Supply+Methanex Stays+Increased Demand Response+Delayed Build+Constrained Operational Capacity+Low Wind & Solar | -10.102 | -1.2522 | 5.14
2032 | NZWEM_PERC | High Demand Growth+Expected Future Gas Supply+Methanex Stays+Increased Demand Response+Delayed Build+Constrained Operational Capacity+Low Wind & Solar | -12.3079 | -3.2074 | 7.2103
2033 | NZWEM_PERC | High Demand Growth+Expected Future Gas Supply+Methanex Stays+Increased Demand Response+Delayed Build+Constrained Operational Capacity+Low Wind & Solar | -14.2344 | -5.2942 | 9.1473
2034 | NZWEM_PERC | High Demand Growth+Expected Future Gas Supply+Methanex Stays+Increased Demand Response+Delayed Build+Constrained Operational Capacity+Low Wind & Solar | -16.0976 | -7.1419 | 7.6284
2035 | NZWEM_PERC | High Demand Growth+Expected Future Gas Supply+Methanex Stays+Increased Demand Response+Delayed Build+Constrained Operational Capacity+Low Wind & Solar | -17.5989 | -8.4754 | 7.1822
2026 | NIWCM | High Demand Growth+Expected Future Gas Supply+Methanex Stays+Increased Demand Response+Delayed Build+Constrained Operational Capacity+Low Wind & Solar | 209.2066 | 209.2066 | 209.2066
2027 | NIWCM | High Demand Growth+Expected Future Gas Supply+Methanex Stays+Increased Demand Response+Delayed Build+Constrained Operational Capacity+Low Wind & Solar | 234.8086 | 234.8086 | 234.8086
2028 | NIWCM | High Demand Growth+Expected Future Gas Supply+Methanex Stays+Increased Demand Response+Delayed Build+Constrained Operational Capacity+Low Wind & Solar | 189.4472 | 189.4472 | 189.4472
2029 | NIWCM | High Demand Growth+Expected Future Gas Supply+Methanex Stays+Increased Demand Response+Delayed Build+Constrained Operational Capacity+Low Wind & Solar | -104.6736 | -22.4911 | -22.4911
2030 | NIWCM | High Demand Growth+Expected Future Gas Supply+Methanex Stays+Increased Demand Response+Delayed Build+Constrained Operational Capacity+Low Wind & Solar | -429.2372 | 84.4296 | 202.3611
2031 | NIWCM | High Demand Growth+Expected Future Gas Supply+Methanex Stays+Increased Demand Response+Delayed Build+Constrained Operational Capacity+Low Wind & Solar | -706.7292 | -53.7864 | 105.5011
2032 | NIWCM | High Demand Growth+Expected Future Gas Supply+Methanex Stays+Increased Demand Response+Delayed Build+Constrained Operational Capacity+Low Wind & Solar | -921.2769 | -205.4263 | 10.2368
2033 | NIWCM | High Demand Growth+Expected Future Gas Supply+Methanex Stays+Increased Demand Response+Delayed Build+Constrained Operational Capacity+Low Wind & Solar | -1048.9768 | -320.9212 | -46.6745
2034 | NIWCM | High Demand Growth+Expected Future Gas Supply+Methanex Stays+Increased Demand Response+Delayed Build+Constrained Operational Capacity+Low Wind & Solar | -1271.3344 | -545.6798 | -248.3392
2035 | NIWCM | High Demand Growth+Expected Future Gas Supply+Methanex Stays+Increased Demand Response+Delayed Build+Constrained Operational Capacity+Low Wind & Solar | -1382.3925 | -684.3587 | -374.3294
2026 | SIWEM_PERC | High Demand Growth+Expected Future Gas Supply+Methanex Stays+Increased Demand Response+Delayed Build+Constrained Operational Capacity+Low Wind & Solar | 25.9588 | 25.9588 | 25.9588
2027 | SIWEM_PERC | High Demand Growth+Expected Future Gas Supply+Methanex Stays+Increased Demand Response+Delayed Build+Constrained Operational Capacity+Low Wind & Solar | 12.6546 | 12.7157 | 12.7157
2028 | SIWEM_PERC | High Demand Growth+Expected Future Gas Supply+Methanex Stays+Increased Demand Response+Delayed Build+Constrained Operational Capacity+Low Wind & Solar | 8.4705 | 10.0745 | 10.0745
2029 | SIWEM_PERC | High Demand Growth+Expected Future Gas Supply+Methanex Stays+Increased Demand Response+Delayed Build+Constrained Operational Capacity+Low Wind & Solar | 1.9088 | 5.8024 | 5.8024
2030 | SIWEM_PERC | High Demand Growth+Expected Future Gas Supply+Methanex Stays+Increased Demand Response+Delayed Build+Constrained Operational Capacity+Low Wind & Solar | -4.2769 | 4.9103 | 15.5516
2031 | SIWEM_PERC | High Demand Growth+Expected Future Gas Supply+Methanex Stays+Increased Demand Response+Delayed Build+Constrained Operational Capacity+Low Wind & Solar | -9.5005 | -0.8391 | 12.0517
2032 | SIWEM_PERC | High Demand Growth+Expected Future Gas Supply+Methanex Stays+Increased Demand Response+Delayed Build+Constrained Operational Capacity+Low Wind & Solar | -11.248 | -1.4502 | 17.5853
2033 | SIWEM_PERC | High Demand Growth+Expected Future Gas Supply+Methanex Stays+Increased Demand Response+Delayed Build+Constrained Operational Capacity+Low Wind & Solar | -12.8456 | -3.2532 | 22.8029
2034 | SIWEM_PERC | High Demand Growth+Expected Future Gas Supply+Methanex Stays+Increased Demand Response+Delayed Build+Constrained Operational Capacity+Low Wind & Solar | -14.5725 | -5.2022 | 18.8376
2035 | SIWEM_PERC | High Demand Growth+Expected Future Gas Supply+Methanex Stays+Increased Demand Response+Delayed Build+Constrained Operational Capacity+Low Wind & Solar | -15.8119 | -6.612 | 17.7101
2026 | NZWEM_PERC | High Demand Growth+Expected Future Gas Supply+Methanex Stays+Increased Demand Response+Delayed Build+Upgraded HVDC | 10.8071 | 10.8071 | 10.8071
2027 | NZWEM_PERC | High Demand Growth+Expected Future Gas Supply+Methanex Stays+Increased Demand Response+Delayed Build+Upgraded HVDC | 3.1863 | 3.3194 | 3.4773
2028 | NZWEM_PERC | High Demand Growth+Expected Future Gas Supply+Methanex Stays+Increased Demand Response+Delayed Build+Upgraded HVDC | 2.18 | 3.4819 | 3.7653
2029 | NZWEM_PERC | High Demand Growth+Expected Future Gas Supply+Methanex Stays+Increased Demand Response+Delayed Build+Upgraded HVDC | -0.86321 | 1.6169 | 2.3872
2030 | NZWEM_PERC | High Demand Growth+Expected Future Gas Supply+Methanex Stays+Increased Demand Response+Delayed Build+Upgraded HVDC | -5.0074 | 2.5613 | 8.959
2031 | NZWEM_PERC | High Demand Growth+Expected Future Gas Supply+Methanex Stays+Increased Demand Response+Delayed Build+Upgraded HVDC | -8.9595 | 0.84674 | 7.9298
2032 | NZWEM_PERC | High Demand Growth+Expected Future Gas Supply+Methanex Stays+Increased Demand Response+Delayed Build+Upgraded HVDC | -11.1976 | -1.1137 | 10.3969
2033 | NZWEM_PERC | High Demand Growth+Expected Future Gas Supply+Methanex Stays+Increased Demand Response+Delayed Build+Upgraded HVDC | -13.1524 | -3.2537 | 12.7162
2034 | NZWEM_PERC | High Demand Growth+Expected Future Gas Supply+Methanex Stays+Increased Demand Response+Delayed Build+Upgraded HVDC | -15.047 | -5.1309 | 11.173
2035 | NZWEM_PERC | High Demand Growth+Expected Future Gas Supply+Methanex Stays+Increased Demand Response+Delayed Build+Upgraded HVDC | -16.5731 | -6.5119 | 10.7768
2026 | NIWCM | High Demand Growth+Expected Future Gas Supply+Methanex Stays+Increased Demand Response+Delayed Build+Upgraded HVDC | 741.7097 | 741.7097 | 741.7097
2027 | NIWCM | High Demand Growth+Expected Future Gas Supply+Methanex Stays+Increased Demand Response+Delayed Build+Upgraded HVDC | 773.7008 | 775.7044 | 778.1769
2028 | NIWCM | High Demand Growth+Expected Future Gas Supply+Methanex Stays+Increased Demand Response+Delayed Build+Upgraded HVDC | 800.8704 | 821.4527 | 825.9892
2029 | NIWCM | High Demand Growth+Expected Future Gas Supply+Methanex Stays+Increased Demand Response+Delayed Build+Upgraded HVDC | 540.388 | 668.6941 | 682.2864
2030 | NIWCM | High Demand Growth+Expected Future Gas Supply+Methanex Stays+Increased Demand Response+Delayed Build+Upgraded HVDC | 249.6281 | 975.8805 | 1268.8801
2031 | NIWCM | High Demand Growth+Expected Future Gas Supply+Methanex Stays+Increased Demand Response+Delayed Build+Upgraded HVDC | -26.1236 | 912.4003 | 1273.9201
2032 | NIWCM | High Demand Growth+Expected Future Gas Supply+Methanex Stays+Increased Demand Response+Delayed Build+Upgraded HVDC | -241.015 | 773.2788 | 1362.2406
2033 | NIWCM | High Demand Growth+Expected Future Gas Supply+Methanex Stays+Increased Demand Response+Delayed Build+Upgraded HVDC | -364.9056 | 658.1255 | 1487.8496
2034 | NIWCM | High Demand Growth+Expected Future Gas Supply+Methanex Stays+Increased Demand Response+Delayed Build+Upgraded HVDC | -593.2946 | 450.6272 | 1318.121
2035 | NIWCM | High Demand Growth+Expected Future Gas Supply+Methanex Stays+Increased Demand Response+Delayed Build+Upgraded HVDC | -760.1654 | 315.0259 | 1253.1878
2026 | SIWEM_PERC | High Demand Growth+Expected Future Gas Supply+Methanex Stays+Increased Demand Response+Delayed Build+Upgraded HVDC | 28.4469 | 28.4469 | 28.4469
2027 | SIWEM_PERC | High Demand Growth+Expected Future Gas Supply+Methanex Stays+Increased Demand Response+Delayed Build+Upgraded HVDC | 13.1185 | 13.1862 | 13.1862
2028 | SIWEM_PERC | High Demand Growth+Expected Future Gas Supply+Methanex Stays+Increased Demand Response+Delayed Build+Upgraded HVDC | 9.1882 | 10.9655 | 10.9655
2029 | SIWEM_PERC | High Demand Growth+Expected Future Gas Supply+Methanex Stays+Increased Demand Response+Delayed Build+Upgraded HVDC | 2.6144 | 6.9288 | 6.9288
2030 | SIWEM_PERC | High Demand Growth+Expected Future Gas Supply+Methanex Stays+Increased Demand Response+Delayed Build+Upgraded HVDC | -3.4825 | 6.6977 | 22.3945
2031 | SIWEM_PERC | High Demand Growth+Expected Future Gas Supply+Methanex Stays+Increased Demand Response+Delayed Build+Upgraded HVDC | -8.7515 | 0.84595 | 19.4038
2032 | SIWEM_PERC | High Demand Growth+Expected Future Gas Supply+Methanex Stays+Increased Demand Response+Delayed Build+Upgraded HVDC | -10.5156 | 0.3411 | 26.0363
2033 | SIWEM_PERC | High Demand Growth+Expected Future Gas Supply+Methanex Stays+Increased Demand Response+Delayed Build+Upgraded HVDC | -12.1285 | -1.4995 | 32.3117
2034 | SIWEM_PERC | High Demand Growth+Expected Future Gas Supply+Methanex Stays+Increased Demand Response+Delayed Build+Upgraded HVDC | -13.8721 | -3.4891 | 28.3386
2035 | SIWEM_PERC | High Demand Growth+Expected Future Gas Supply+Methanex Stays+Increased Demand Response+Delayed Build+Upgraded HVDC | -15.1242 | -4.93 | 27.3983
2026 | NZWEM_PERC | High Demand Growth+Expected Future Gas Supply+Methanex Stays+Increased Demand Response+Delayed Build+Upgraded HVDC+Low Wind & Solar | 9.9225 | 9.9225 | 9.9225
2027 | NZWEM_PERC | High Demand Growth+Expected Future Gas Supply+Methanex Stays+Increased Demand Response+Delayed Build+Upgraded HVDC+Low Wind & Solar | 2.286 | 2.4061 | 2.5486
2028 | NZWEM_PERC | High Demand Growth+Expected Future Gas Supply+Methanex Stays+Increased Demand Response+Delayed Build+Upgraded HVDC+Low Wind & Solar | 1.0952 | 2.2701 | 2.5258
2029 | NZWEM_PERC | High Demand Growth+Expected Future Gas Supply+Methanex Stays+Increased Demand Response+Delayed Build+Upgraded HVDC+Low Wind & Solar | -2.0358 | 0.20235 | 0.89751
2030 | NZWEM_PERC | High Demand Growth+Expected Future Gas Supply+Methanex Stays+Increased Demand Response+Delayed Build+Upgraded HVDC+Low Wind & Solar | -6.1996 | 0.63091 | 6.4046
2031 | NZWEM_PERC | High Demand Growth+Expected Future Gas Supply+Methanex Stays+Increased Demand Response+Delayed Build+Upgraded HVDC+Low Wind & Solar | -10.102 | -1.2522 | 5.14
2032 | NZWEM_PERC | High Demand Growth+Expected Future Gas Supply+Methanex Stays+Increased Demand Response+Delayed Build+Upgraded HVDC+Low Wind & Solar | -12.3079 | -3.2074 | 7.2103
2033 | NZWEM_PERC | High Demand Growth+Expected Future Gas Supply+Methanex Stays+Increased Demand Response+Delayed Build+Upgraded HVDC+Low Wind & Solar | -14.2344 | -5.2942 | 9.1473
2034 | NZWEM_PERC | High Demand Growth+Expected Future Gas Supply+Methanex Stays+Increased Demand Response+Delayed Build+Upgraded HVDC+Low Wind & Solar | -16.0976 | -7.1419 | 7.6284
2035 | NZWEM_PERC | High Demand Growth+Expected Future Gas Supply+Methanex Stays+Increased Demand Response+Delayed Build+Upgraded HVDC+Low Wind & Solar | -17.5989 | -8.4754 | 7.1822
2026 | NIWCM | High Demand Growth+Expected Future Gas Supply+Methanex Stays+Increased Demand Response+Delayed Build+Upgraded HVDC+Low Wind & Solar | 741.7097 | 741.7097 | 741.7097
2027 | NIWCM | High Demand Growth+Expected Future Gas Supply+Methanex Stays+Increased Demand Response+Delayed Build+Upgraded HVDC+Low Wind & Solar | 773.7008 | 775.7044 | 778.1769
2028 | NIWCM | High Demand Growth+Expected Future Gas Supply+Methanex Stays+Increased Demand Response+Delayed Build+Upgraded HVDC+Low Wind & Solar | 800.8704 | 821.4527 | 825.9892
2029 | NIWCM | High Demand Growth+Expected Future Gas Supply+Methanex Stays+Increased Demand Response+Delayed Build+Upgraded HVDC+Low Wind & Solar | 540.388 | 668.6941 | 682.2864
2030 | NIWCM | High Demand Growth+Expected Future Gas Supply+Methanex Stays+Increased Demand Response+Delayed Build+Upgraded HVDC+Low Wind & Solar | 249.6281 | 975.8805 | 1268.8801
2031 | NIWCM | High Demand Growth+Expected Future Gas Supply+Methanex Stays+Increased Demand Response+Delayed Build+Upgraded HVDC+Low Wind & Solar | -26.1236 | 912.4003 | 1273.9201
2032 | NIWCM | High Demand Growth+Expected Future Gas Supply+Methanex Stays+Increased Demand Response+Delayed Build+Upgraded HVDC+Low Wind & Solar | -241.015 | 773.2788 | 1362.2406
2033 | NIWCM | High Demand Growth+Expected Future Gas Supply+Methanex Stays+Increased Demand Response+Delayed Build+Upgraded HVDC+Low Wind & Solar | -364.9056 | 658.1255 | 1487.8496
2034 | NIWCM | High Demand Growth+Expected Future Gas Supply+Methanex Stays+Increased Demand Response+Delayed Build+Upgraded HVDC+Low Wind & Solar | -593.2946 | 450.6272 | 1318.121
2035 | NIWCM | High Demand Growth+Expected Future Gas Supply+Methanex Stays+Increased Demand Response+Delayed Build+Upgraded HVDC+Low Wind & Solar | -760.1654 | 315.0259 | 1253.1878
2026 | SIWEM_PERC | High Demand Growth+Expected Future Gas Supply+Methanex Stays+Increased Demand Response+Delayed Build+Upgraded HVDC+Low Wind & Solar | 25.9588 | 25.9588 | 25.9588
2027 | SIWEM_PERC | High Demand Growth+Expected Future Gas Supply+Methanex Stays+Increased Demand Response+Delayed Build+Upgraded HVDC+Low Wind & Solar | 12.6546 | 12.7157 | 12.7157
2028 | SIWEM_PERC | High Demand Growth+Expected Future Gas Supply+Methanex Stays+Increased Demand Response+Delayed Build+Upgraded HVDC+Low Wind & Solar | 8.4705 | 10.0745 | 10.0745
2029 | SIWEM_PERC | High Demand Growth+Expected Future Gas Supply+Methanex Stays+Increased Demand Response+Delayed Build+Upgraded HVDC+Low Wind & Solar | 1.9088 | 5.8024 | 5.8024
2030 | SIWEM_PERC | High Demand Growth+Expected Future Gas Supply+Methanex Stays+Increased Demand Response+Delayed Build+Upgraded HVDC+Low Wind & Solar | -4.2769 | 4.9103 | 15.5516
2031 | SIWEM_PERC | High Demand Growth+Expected Future Gas Supply+Methanex Stays+Increased Demand Response+Delayed Build+Upgraded HVDC+Low Wind & Solar | -9.5005 | -0.8391 | 12.0517
2032 | SIWEM_PERC | High Demand Growth+Expected Future Gas Supply+Methanex Stays+Increased Demand Response+Delayed Build+Upgraded HVDC+Low Wind & Solar | -11.248 | -1.4502 | 17.5853
2033 | SIWEM_PERC | High Demand Growth+Expected Future Gas Supply+Methanex Stays+Increased Demand Response+Delayed Build+Upgraded HVDC+Low Wind & Solar | -12.8456 | -3.2532 | 22.8029
2034 | SIWEM_PERC | High Demand Growth+Expected Future Gas Supply+Methanex Stays+Increased Demand Response+Delayed Build+Upgraded HVDC+Low Wind & Solar | -14.5725 | -5.2022 | 18.8376
2035 | SIWEM_PERC | High Demand Growth+Expected Future Gas Supply+Methanex Stays+Increased Demand Response+Delayed Build+Upgraded HVDC+Low Wind & Solar | -15.8119 | -6.612 | 17.7101
2026 | NZWEM_PERC | High Demand Growth+Expected Future Gas Supply+Methanex Stays+Increased Demand Response+Delayed Build+Upgraded HVDC+Constrained Operational Capacity | 10.8071 | 10.8071 | 10.8071
2027 | NZWEM_PERC | High Demand Growth+Expected Future Gas Supply+Methanex Stays+Increased Demand Response+Delayed Build+Upgraded HVDC+Constrained Operational Capacity | 3.1863 | 3.3194 | 3.4773
2028 | NZWEM_PERC | High Demand Growth+Expected Future Gas Supply+Methanex Stays+Increased Demand Response+Delayed Build+Upgraded HVDC+Constrained Operational Capacity | 2.18 | 3.4819 | 3.7653
2029 | NZWEM_PERC | High Demand Growth+Expected Future Gas Supply+Methanex Stays+Increased Demand Response+Delayed Build+Upgraded HVDC+Constrained Operational Capacity | -0.86321 | 1.6169 | 2.3872
2030 | NZWEM_PERC | High Demand Growth+Expected Future Gas Supply+Methanex Stays+Increased Demand Response+Delayed Build+Upgraded HVDC+Constrained Operational Capacity | -5.0074 | 2.5613 | 8.959
2031 | NZWEM_PERC | High Demand Growth+Expected Future Gas Supply+Methanex Stays+Increased Demand Response+Delayed Build+Upgraded HVDC+Constrained Operational Capacity | -8.9595 | 0.84674 | 7.9298
2032 | NZWEM_PERC | High Demand Growth+Expected Future Gas Supply+Methanex Stays+Increased Demand Response+Delayed Build+Upgraded HVDC+Constrained Operational Capacity | -11.1976 | -1.1137 | 10.3969
2033 | NZWEM_PERC | High Demand Growth+Expected Future Gas Supply+Methanex Stays+Increased Demand Response+Delayed Build+Upgraded HVDC+Constrained Operational Capacity | -13.1524 | -3.2537 | 12.7162
2034 | NZWEM_PERC | High Demand Growth+Expected Future Gas Supply+Methanex Stays+Increased Demand Response+Delayed Build+Upgraded HVDC+Constrained Operational Capacity | -15.047 | -5.1309 | 11.173
2035 | NZWEM_PERC | High Demand Growth+Expected Future Gas Supply+Methanex Stays+Increased Demand Response+Delayed Build+Upgraded HVDC+Constrained Operational Capacity | -16.5731 | -6.5119 | 10.7768
2026 | NIWCM | High Demand Growth+Expected Future Gas Supply+Methanex Stays+Increased Demand Response+Delayed Build+Upgraded HVDC+Constrained Operational Capacity | 209.2066 | 209.2066 | 209.2066
2027 | NIWCM | High Demand Growth+Expected Future Gas Supply+Methanex Stays+Increased Demand Response+Delayed Build+Upgraded HVDC+Constrained Operational Capacity | 234.8086 | 234.8086 | 234.8086
2028 | NIWCM | High Demand Growth+Expected Future Gas Supply+Methanex Stays+Increased Demand Response+Delayed Build+Upgraded HVDC+Constrained Operational Capacity | 189.4472 | 189.4472 | 189.4472
2029 | NIWCM | High Demand Growth+Expected Future Gas Supply+Methanex Stays+Increased Demand Response+Delayed Build+Upgraded HVDC+Constrained Operational Capacity | -104.6736 | -22.4911 | -22.4911
2030 | NIWCM | High Demand Growth+Expected Future Gas Supply+Methanex Stays+Increased Demand Response+Delayed Build+Upgraded HVDC+Constrained Operational Capacity | -429.2372 | 84.4296 | 202.3611
2031 | NIWCM | High Demand Growth+Expected Future Gas Supply+Methanex Stays+Increased Demand Response+Delayed Build+Upgraded HVDC+Constrained Operational Capacity | -706.7292 | -53.7864 | 105.5011
2032 | NIWCM | High Demand Growth+Expected Future Gas Supply+Methanex Stays+Increased Demand Response+Delayed Build+Upgraded HVDC+Constrained Operational Capacity | -921.2769 | -205.4263 | 10.2368
2033 | NIWCM | High Demand Growth+Expected Future Gas Supply+Methanex Stays+Increased Demand Response+Delayed Build+Upgraded HVDC+Constrained Operational Capacity | -1048.9768 | -320.9212 | -46.6745
2034 | NIWCM | High Demand Growth+Expected Future Gas Supply+Methanex Stays+Increased Demand Response+Delayed Build+Upgraded HVDC+Constrained Operational Capacity | -1271.3344 | -545.6798 | -248.3392
2035 | NIWCM | High Demand Growth+Expected Future Gas Supply+Methanex Stays+Increased Demand Response+Delayed Build+Upgraded HVDC+Constrained Operational Capacity | -1382.3925 | -684.3587 | -374.3294
2026 | SIWEM_PERC | High Demand Growth+Expected Future Gas Supply+Methanex Stays+Increased Demand Response+Delayed Build+Upgraded HVDC+Constrained Operational Capacity | 28.4469 | 28.4469 | 28.4469
2027 | SIWEM_PERC | High Demand Growth+Expected Future Gas Supply+Methanex Stays+Increased Demand Response+Delayed Build+Upgraded HVDC+Constrained Operational Capacity | 13.1185 | 13.1862 | 13.1862
2028 | SIWEM_PERC | High Demand Growth+Expected Future Gas Supply+Methanex Stays+Increased Demand Response+Delayed Build+Upgraded HVDC+Constrained Operational Capacity | 9.1882 | 10.9655 | 10.9655
2029 | SIWEM_PERC | High Demand Growth+Expected Future Gas Supply+Methanex Stays+Increased Demand Response+Delayed Build+Upgraded HVDC+Constrained Operational Capacity | 2.6144 | 6.9288 | 6.9288
2030 | SIWEM_PERC | High Demand Growth+Expected Future Gas Supply+Methanex Stays+Increased Demand Response+Delayed Build+Upgraded HVDC+Constrained Operational Capacity | -3.4825 | 6.6977 | 22.3945
2031 | SIWEM_PERC | High Demand Growth+Expected Future Gas Supply+Methanex Stays+Increased Demand Response+Delayed Build+Upgraded HVDC+Constrained Operational Capacity | -8.7515 | 0.84595 | 19.4038
2032 | SIWEM_PERC | High Demand Growth+Expected Future Gas Supply+Methanex Stays+Increased Demand Response+Delayed Build+Upgraded HVDC+Constrained Operational Capacity | -10.5156 | 0.3411 | 26.0363
2033 | SIWEM_PERC | High Demand Growth+Expected Future Gas Supply+Methanex Stays+Increased Demand Response+Delayed Build+Upgraded HVDC+Constrained Operational Capacity | -12.1285 | -1.4995 | 32.3117
2034 | SIWEM_PERC | High Demand Growth+Expected Future Gas Supply+Methanex Stays+Increased Demand Response+Delayed Build+Upgraded HVDC+Constrained Operational Capacity | -13.8721 | -3.4891 | 28.3386
2035 | SIWEM_PERC | High Demand Growth+Expected Future Gas Supply+Methanex Stays+Increased Demand Response+Delayed Build+Upgraded HVDC+Constrained Operational Capacity | -15.1242 | -4.93 | 27.3983
2026 | NZWEM_PERC | High Demand Growth+Expected Future Gas Supply+Methanex Stays+Increased Demand Response+Delayed Build+Upgraded HVDC+Constrained Operational Capacity+Low Wind & Solar | 9.9225 | 9.9225 | 9.9225
2027 | NZWEM_PERC | High Demand Growth+Expected Future Gas Supply+Methanex Stays+Increased Demand Response+Delayed Build+Upgraded HVDC+Constrained Operational Capacity+Low Wind & Solar | 2.286 | 2.4061 | 2.5486
2028 | NZWEM_PERC | High Demand Growth+Expected Future Gas Supply+Methanex Stays+Increased Demand Response+Delayed Build+Upgraded HVDC+Constrained Operational Capacity+Low Wind & Solar | 1.0952 | 2.2701 | 2.5258
2029 | NZWEM_PERC | High Demand Growth+Expected Future Gas Supply+Methanex Stays+Increased Demand Response+Delayed Build+Upgraded HVDC+Constrained Operational Capacity+Low Wind & Solar | -2.0358 | 0.20235 | 0.89751
2030 | NZWEM_PERC | High Demand Growth+Expected Future Gas Supply+Methanex Stays+Increased Demand Response+Delayed Build+Upgraded HVDC+Constrained Operational Capacity+Low Wind & Solar | -6.1996 | 0.63091 | 6.4046
2031 | NZWEM_PERC | High Demand Growth+Expected Future Gas Supply+Methanex Stays+Increased Demand Response+Delayed Build+Upgraded HVDC+Constrained Operational Capacity+Low Wind & Solar | -10.102 | -1.2522 | 5.14
2032 | NZWEM_PERC | High Demand Growth+Expected Future Gas Supply+Methanex Stays+Increased Demand Response+Delayed Build+Upgraded HVDC+Constrained Operational Capacity+Low Wind & Solar | -12.3079 | -3.2074 | 7.2103
2033 | NZWEM_PERC | High Demand Growth+Expected Future Gas Supply+Methanex Stays+Increased Demand Response+Delayed Build+Upgraded HVDC+Constrained Operational Capacity+Low Wind & Solar | -14.2344 | -5.2942 | 9.1473
2034 | NZWEM_PERC | High Demand Growth+Expected Future Gas Supply+Methanex Stays+Increased Demand Response+Delayed Build+Upgraded HVDC+Constrained Operational Capacity+Low Wind & Solar | -16.0976 | -7.1419 | 7.6284
2035 | NZWEM_PERC | High Demand Growth+Expected Future Gas Supply+Methanex Stays+Increased Demand Response+Delayed Build+Upgraded HVDC+Constrained Operational Capacity+Low Wind & Solar | -17.5989 | -8.4754 | 7.1822
2026 | NIWCM | High Demand Growth+Expected Future Gas Supply+Methanex Stays+Increased Demand Response+Delayed Build+Upgraded HVDC+Constrained Operational Capacity+Low Wind & Solar | 209.2066 | 209.2066 | 209.2066
2027 | NIWCM | High Demand Growth+Expected Future Gas Supply+Methanex Stays+Increased Demand Response+Delayed Build+Upgraded HVDC+Constrained Operational Capacity+Low Wind & Solar | 234.8086 | 234.8086 | 234.8086
2028 | NIWCM | High Demand Growth+Expected Future Gas Supply+Methanex Stays+Increased Demand Response+Delayed Build+Upgraded HVDC+Constrained Operational Capacity+Low Wind & Solar | 189.4472 | 189.4472 | 189.4472
2029 | NIWCM | High Demand Growth+Expected Future Gas Supply+Methanex Stays+Increased Demand Response+Delayed Build+Upgraded HVDC+Constrained Operational Capacity+Low Wind & Solar | -104.6736 | -22.4911 | -22.4911
2030 | NIWCM | High Demand Growth+Expected Future Gas Supply+Methanex Stays+Increased Demand Response+Delayed Build+Upgraded HVDC+Constrained Operational Capacity+Low Wind & Solar | -429.2372 | 84.4296 | 202.3611
2031 | NIWCM | High Demand Growth+Expected Future Gas Supply+Methanex Stays+Increased Demand Response+Delayed Build+Upgraded HVDC+Constrained Operational Capacity+Low Wind & Solar | -706.7292 | -53.7864 | 105.5011
2032 | NIWCM | High Demand Growth+Expected Future Gas Supply+Methanex Stays+Increased Demand Response+Delayed Build+Upgraded HVDC+Constrained Operational Capacity+Low Wind & Solar | -921.2769 | -205.4263 | 10.2368
2033 | NIWCM | High Demand Growth+Expected Future Gas Supply+Methanex Stays+Increased Demand Response+Delayed Build+Upgraded HVDC+Constrained Operational Capacity+Low Wind & Solar | -1048.9768 | -320.9212 | -46.6745
2034 | NIWCM | High Demand Growth+Expected Future Gas Supply+Methanex Stays+Increased Demand Response+Delayed Build+Upgraded HVDC+Constrained Operational Capacity+Low Wind & Solar | -1271.3344 | -545.6798 | -248.3392
2035 | NIWCM | High Demand Growth+Expected Future Gas Supply+Methanex Stays+Increased Demand Response+Delayed Build+Upgraded HVDC+Constrained Operational Capacity+Low Wind & Solar | -1382.3925 | -684.3587 | -374.3294
2026 | SIWEM_PERC | High Demand Growth+Expected Future Gas Supply+Methanex Stays+Increased Demand Response+Delayed Build+Upgraded HVDC+Constrained Operational Capacity+Low Wind & Solar | 25.9588 | 25.9588 | 25.9588
2027 | SIWEM_PERC | High Demand Growth+Expected Future Gas Supply+Methanex Stays+Increased Demand Response+Delayed Build+Upgraded HVDC+Constrained Operational Capacity+Low Wind & Solar | 12.6546 | 12.7157 | 12.7157
2028 | SIWEM_PERC | High Demand Growth+Expected Future Gas Supply+Methanex Stays+Increased Demand Response+Delayed Build+Upgraded HVDC+Constrained Operational Capacity+Low Wind & Solar | 8.4705 | 10.0745 | 10.0745
2029 | SIWEM_PERC | High Demand Growth+Expected Future Gas Supply+Methanex Stays+Increased Demand Response+Delayed Build+Upgraded HVDC+Constrained Operational Capacity+Low Wind & Solar | 1.9088 | 5.8024 | 5.8024
2030 | SIWEM_PERC | High Demand Growth+Expected Future Gas Supply+Methanex Stays+Increased Demand Response+Delayed Build+Upgraded HVDC+Constrained Operational Capacity+Low Wind & Solar | -4.2769 | 4.9103 | 15.5516
2031 | SIWEM_PERC | High Demand Growth+Expected Future Gas Supply+Methanex Stays+Increased Demand Response+Delayed Build+Upgraded HVDC+Constrained Operational Capacity+Low Wind & Solar | -9.5005 | -0.8391 | 12.0517
2032 | SIWEM_PERC | High Demand Growth+Expected Future Gas Supply+Methanex Stays+Increased Demand Response+Delayed Build+Upgraded HVDC+Constrained Operational Capacity+Low Wind & Solar | -11.248 | -1.4502 | 17.5853
2033 | SIWEM_PERC | High Demand Growth+Expected Future Gas Supply+Methanex Stays+Increased Demand Response+Delayed Build+Upgraded HVDC+Constrained Operational Capacity+Low Wind & Solar | -12.8456 | -3.2532 | 22.8029
2034 | SIWEM_PERC | High Demand Growth+Expected Future Gas Supply+Methanex Stays+Increased Demand Response+Delayed Build+Upgraded HVDC+Constrained Operational Capacity+Low Wind & Solar | -14.5725 | -5.2022 | 18.8376
2035 | SIWEM_PERC | High Demand Growth+Expected Future Gas Supply+Methanex Stays+Increased Demand Response+Delayed Build+Upgraded HVDC+Constrained Operational Capacity+Low Wind & Solar | -15.8119 | -6.612 | 17.7101
2026 | NZWEM_PERC | High Demand Growth+Expected Future Gas Supply+Methanex Stays+Increased Demand Response+Reduced Rankine Availability | 11.2757 | 11.3311 | 11.3311
2027 | NZWEM_PERC | High Demand Growth+Expected Future Gas Supply+Methanex Stays+Increased Demand Response+Reduced Rankine Availability | 2.4373 | 4.167 | 4.466
2028 | NZWEM_PERC | High Demand Growth+Expected Future Gas Supply+Methanex Stays+Increased Demand Response+Reduced Rankine Availability | -1.3311 | 5.9847 | 10.0422
2029 | NZWEM_PERC | High Demand Growth+Expected Future Gas Supply+Methanex Stays+Increased Demand Response+Reduced Rankine Availability | -6.7341 | 3.2188 | 11.0935
2030 | NZWEM_PERC | High Demand Growth+Expected Future Gas Supply+Methanex Stays+Increased Demand Response+Reduced Rankine Availability | -11.4566 | -0.18764 | 12.1727
2031 | NZWEM_PERC | High Demand Growth+Expected Future Gas Supply+Methanex Stays+Increased Demand Response+Reduced Rankine Availability | -15.14 | -4.265 | 12.5988
2032 | NZWEM_PERC | High Demand Growth+Expected Future Gas Supply+Methanex Stays+Increased Demand Response+Reduced Rankine Availability | -17.2035 | -6.3139 | 10.916
2033 | NZWEM_PERC | High Demand Growth+Expected Future Gas Supply+Methanex Stays+Increased Demand Response+Reduced Rankine Availability | -19.0053 | -8.3931 | 9.8421
2034 | NZWEM_PERC | High Demand Growth+Expected Future Gas Supply+Methanex Stays+Increased Demand Response+Reduced Rankine Availability | -20.7301 | -10.0781 | 7.6281
2035 | NZWEM_PERC | High Demand Growth+Expected Future Gas Supply+Methanex Stays+Increased Demand Response+Reduced Rankine Availability | -22.1222 | -11.6451 | 5.6436
2026 | NIWCM | High Demand Growth+Expected Future Gas Supply+Methanex Stays+Increased Demand Response+Reduced Rankine Availability | 1020.1216 | 1020.9214 | 1020.9214
2027 | NIWCM | High Demand Growth+Expected Future Gas Supply+Methanex Stays+Increased Demand Response+Reduced Rankine Availability | 942.8326 | 974.4335 | 978.97
2028 | NIWCM | High Demand Growth+Expected Future Gas Supply+Methanex Stays+Increased Demand Response+Reduced Rankine Availability | 825.9289 | 1474.3514 | 1544.3903
2029 | NIWCM | High Demand Growth+Expected Future Gas Supply+Methanex Stays+Increased Demand Response+Reduced Rankine Availability | 518.4543 | 1413.5768 | 1742.6064
2030 | NIWCM | High Demand Growth+Expected Future Gas Supply+Methanex Stays+Increased Demand Response+Reduced Rankine Availability | 75.0046 | 1101.7085 | 1661.8351
2031 | NIWCM | High Demand Growth+Expected Future Gas Supply+Methanex Stays+Increased Demand Response+Reduced Rankine Availability | -183.5851 | 862.8736 | 1678.4663
2032 | NIWCM | High Demand Growth+Expected Future Gas Supply+Methanex Stays+Increased Demand Response+Reduced Rankine Availability | -398.4765 | 669.1865 | 1524.8112
2033 | NIWCM | High Demand Growth+Expected Future Gas Supply+Methanex Stays+Increased Demand Response+Reduced Rankine Availability | -595.3056 | 472.7647 | 1401.8913
2034 | NIWCM | High Demand Growth+Expected Future Gas Supply+Methanex Stays+Increased Demand Response+Reduced Rankine Availability | -823.6946 | 290.3164 | 1302.2392
2035 | NIWCM | High Demand Growth+Expected Future Gas Supply+Methanex Stays+Increased Demand Response+Reduced Rankine Availability | -990.5654 | 136.9579 | 1152.3488
2026 | SIWEM_PERC | High Demand Growth+Expected Future Gas Supply+Methanex Stays+Increased Demand Response+Reduced Rankine Availability | 29.7649 | 29.9207 | 29.9207
2027 | SIWEM_PERC | High Demand Growth+Expected Future Gas Supply+Methanex Stays+Increased Demand Response+Reduced Rankine Availability | 16.6389 | 19.1065 | 19.1065
2028 | SIWEM_PERC | High Demand Growth+Expected Future Gas Supply+Methanex Stays+Increased Demand Response+Reduced Rankine Availability | 11.2837 | 23.0995 | 29.7273
2029 | SIWEM_PERC | High Demand Growth+Expected Future Gas Supply+Methanex Stays+Increased Demand Response+Reduced Rankine Availability | 4.2023 | 15.2291 | 28.7461
2030 | SIWEM_PERC | High Demand Growth+Expected Future Gas Supply+Methanex Stays+Increased Demand Response+Reduced Rankine Availability | -3.4825 | 8.2937 | 31.0037
2031 | SIWEM_PERC | High Demand Growth+Expected Future Gas Supply+Methanex Stays+Increased Demand Response+Reduced Rankine Availability | -8.7515 | 2.3505 | 31.7086
2032 | SIWEM_PERC | High Demand Growth+Expected Future Gas Supply+Methanex Stays+Increased Demand Response+Reduced Rankine Availability | -10.5156 | 0.3411 | 27.4132
2033 | SIWEM_PERC | High Demand Growth+Expected Future Gas Supply+Methanex Stays+Increased Demand Response+Reduced Rankine Availability | -12.1285 | -1.4995 | 24.6542
2034 | SIWEM_PERC | High Demand Growth+Expected Future Gas Supply+Methanex Stays+Increased Demand Response+Reduced Rankine Availability | -13.8721 | -3.4891 | 18.8368
2035 | SIWEM_PERC | High Demand Growth+Expected Future Gas Supply+Methanex Stays+Increased Demand Response+Reduced Rankine Availability | -15.1242 | -4.93 | 13.5631
2026 | NZWEM_PERC | High Demand Growth+Expected Future Gas Supply+Methanex Stays+Increased Demand Response+Reduced Rankine Availability+Low Wind & Solar | 10.1129 | 10.1629 | 10.1629
2027 | NZWEM_PERC | High Demand Growth+Expected Future Gas Supply+Methanex Stays+Increased Demand Response+Reduced Rankine Availability+Low Wind & Solar | 1.1688 | 2.7298 | 2.9996
2028 | NZWEM_PERC | High Demand Growth+Expected Future Gas Supply+Methanex Stays+Increased Demand Response+Reduced Rankine Availability+Low Wind & Solar | -2.6364 | 3.9658 | 7.6276
2029 | NZWEM_PERC | High Demand Growth+Expected Future Gas Supply+Methanex Stays+Increased Demand Response+Reduced Rankine Availability+Low Wind & Solar | -8.0043 | 0.97786 | 8.0845
2030 | NZWEM_PERC | High Demand Growth+Expected Future Gas Supply+Methanex Stays+Increased Demand Response+Reduced Rankine Availability+Low Wind & Solar | -12.6488 | -2.436 | 8.7509
2031 | NZWEM_PERC | High Demand Growth+Expected Future Gas Supply+Methanex Stays+Increased Demand Response+Reduced Rankine Availability+Low Wind & Solar | -16.2825 | -6.4196 | 8.8301
2032 | NZWEM_PERC | High Demand Growth+Expected Future Gas Supply+Methanex Stays+Increased Demand Response+Reduced Rankine Availability+Low Wind & Solar | -18.3137 | -8.4391 | 7.1701
2033 | NZWEM_PERC | High Demand Growth+Expected Future Gas Supply+Methanex Stays+Increased Demand Response+Reduced Rankine Availability+Low Wind & Solar | -20.0873 | -10.4641 | 6.0508
2034 | NZWEM_PERC | High Demand Growth+Expected Future Gas Supply+Methanex Stays+Increased Demand Response+Reduced Rankine Availability+Low Wind & Solar | -21.7807 | -12.0891 | 3.9467
2035 | NZWEM_PERC | High Demand Growth+Expected Future Gas Supply+Methanex Stays+Increased Demand Response+Reduced Rankine Availability+Low Wind & Solar | -23.148 | -13.6086 | 2.049
2026 | NIWCM | High Demand Growth+Expected Future Gas Supply+Methanex Stays+Increased Demand Response+Reduced Rankine Availability+Low Wind & Solar | 1020.1216 | 1020.9214 | 1020.9214
2027 | NIWCM | High Demand Growth+Expected Future Gas Supply+Methanex Stays+Increased Demand Response+Reduced Rankine Availability+Low Wind & Solar | 942.8326 | 974.4335 | 978.97
2028 | NIWCM | High Demand Growth+Expected Future Gas Supply+Methanex Stays+Increased Demand Response+Reduced Rankine Availability+Low Wind & Solar | 825.9289 | 1474.3514 | 1544.3903
2029 | NIWCM | High Demand Growth+Expected Future Gas Supply+Methanex Stays+Increased Demand Response+Reduced Rankine Availability+Low Wind & Solar | 518.4543 | 1413.5768 | 1742.6064
2030 | NIWCM | High Demand Growth+Expected Future Gas Supply+Methanex Stays+Increased Demand Response+Reduced Rankine Availability+Low Wind & Solar | 75.0046 | 1101.7085 | 1661.8351
2031 | NIWCM | High Demand Growth+Expected Future Gas Supply+Methanex Stays+Increased Demand Response+Reduced Rankine Availability+Low Wind & Solar | -183.5851 | 862.8736 | 1678.4663
2032 | NIWCM | High Demand Growth+Expected Future Gas Supply+Methanex Stays+Increased Demand Response+Reduced Rankine Availability+Low Wind & Solar | -398.4765 | 669.1865 | 1524.8112
2033 | NIWCM | High Demand Growth+Expected Future Gas Supply+Methanex Stays+Increased Demand Response+Reduced Rankine Availability+Low Wind & Solar | -595.3056 | 472.7647 | 1401.8913
2034 | NIWCM | High Demand Growth+Expected Future Gas Supply+Methanex Stays+Increased Demand Response+Reduced Rankine Availability+Low Wind & Solar | -823.6946 | 290.3164 | 1302.2392
2035 | NIWCM | High Demand Growth+Expected Future Gas Supply+Methanex Stays+Increased Demand Response+Reduced Rankine Availability+Low Wind & Solar | -990.5654 | 136.9579 | 1152.3488
2026 | SIWEM_PERC | High Demand Growth+Expected Future Gas Supply+Methanex Stays+Increased Demand Response+Reduced Rankine Availability+Low Wind & Solar | 26.4945 | 26.6351 | 26.6351
2027 | SIWEM_PERC | High Demand Growth+Expected Future Gas Supply+Methanex Stays+Increased Demand Response+Reduced Rankine Availability+Low Wind & Solar | 15.8317 | 18.0585 | 18.0585
2028 | SIWEM_PERC | High Demand Growth+Expected Future Gas Supply+Methanex Stays+Increased Demand Response+Reduced Rankine Availability+Low Wind & Solar | 10.3616 | 21.025 | 27.0063
2029 | SIWEM_PERC | High Demand Growth+Expected Future Gas Supply+Methanex Stays+Increased Demand Response+Reduced Rankine Availability+Low Wind & Solar | 3.3418 | 13.2931 | 25.4917
2030 | SIWEM_PERC | High Demand Growth+Expected Future Gas Supply+Methanex Stays+Increased Demand Response+Reduced Rankine Availability+Low Wind & Solar | -4.2769 | 6.3506 | 21.837
2031 | SIWEM_PERC | High Demand Growth+Expected Future Gas Supply+Methanex Stays+Increased Demand Response+Reduced Rankine Availability+Low Wind & Solar | -9.5005 | 0.51875 | 21.7766
2032 | SIWEM_PERC | High Demand Growth+Expected Future Gas Supply+Methanex Stays+Increased Demand Response+Reduced Rankine Availability+Low Wind & Solar | -11.248 | -1.4502 | 17.4787
2033 | SIWEM_PERC | High Demand Growth+Expected Future Gas Supply+Methanex Stays+Increased Demand Response+Reduced Rankine Availability+Low Wind & Solar | -12.8456 | -3.2532 | 14.5528
2034 | SIWEM_PERC | High Demand Growth+Expected Future Gas Supply+Methanex Stays+Increased Demand Response+Reduced Rankine Availability+Low Wind & Solar | -14.5725 | -5.2022 | 11.7666
2035 | SIWEM_PERC | High Demand Growth+Expected Future Gas Supply+Methanex Stays+Increased Demand Response+Reduced Rankine Availability+Low Wind & Solar | -15.8119 | -6.612 | 10.0483
2026 | NZWEM_PERC | High Demand Growth+Expected Future Gas Supply+Methanex Stays+Increased Demand Response+Reduced Rankine Availability+Constrained Operational Capacity | 11.2757 | 11.3311 | 11.3311
2027 | NZWEM_PERC | High Demand Growth+Expected Future Gas Supply+Methanex Stays+Increased Demand Response+Reduced Rankine Availability+Constrained Operational Capacity | 2.4373 | 4.167 | 4.466
2028 | NZWEM_PERC | High Demand Growth+Expected Future Gas Supply+Methanex Stays+Increased Demand Response+Reduced Rankine Availability+Constrained Operational Capacity | -1.3311 | 5.9847 | 10.0422
2029 | NZWEM_PERC | High Demand Growth+Expected Future Gas Supply+Methanex Stays+Increased Demand Response+Reduced Rankine Availability+Constrained Operational Capacity | -6.7341 | 3.2188 | 11.0935
2030 | NZWEM_PERC | High Demand Growth+Expected Future Gas Supply+Methanex Stays+Increased Demand Response+Reduced Rankine Availability+Constrained Operational Capacity | -11.4566 | -0.18764 | 12.1727
2031 | NZWEM_PERC | High Demand Growth+Expected Future Gas Supply+Methanex Stays+Increased Demand Response+Reduced Rankine Availability+Constrained Operational Capacity | -15.14 | -4.265 | 12.5988
2032 | NZWEM_PERC | High Demand Growth+Expected Future Gas Supply+Methanex Stays+Increased Demand Response+Reduced Rankine Availability+Constrained Operational Capacity | -17.2035 | -6.3139 | 10.916
2033 | NZWEM_PERC | High Demand Growth+Expected Future Gas Supply+Methanex Stays+Increased Demand Response+Reduced Rankine Availability+Constrained Operational Capacity | -19.0053 | -8.3931 | 9.8421
2034 | NZWEM_PERC | High Demand Growth+Expected Future Gas Supply+Methanex Stays+Increased Demand Response+Reduced Rankine Availability+Constrained Operational Capacity | -20.7301 | -10.0781 | 7.6281
2035 | NZWEM_PERC | High Demand Growth+Expected Future Gas Supply+Methanex Stays+Increased Demand Response+Reduced Rankine Availability+Constrained Operational Capacity | -22.1222 | -11.6451 | 5.6436
2026 | NIWCM | High Demand Growth+Expected Future Gas Supply+Methanex Stays+Increased Demand Response+Reduced Rankine Availability+Constrained Operational Capacity | 439.5221 | 439.5221 | 439.5221
2027 | NIWCM | High Demand Growth+Expected Future Gas Supply+Methanex Stays+Increased Demand Response+Reduced Rankine Availability+Constrained Operational Capacity | 320.9465 | 324.8176 | 324.8176
2028 | NIWCM | High Demand Growth+Expected Future Gas Supply+Methanex Stays+Increased Demand Response+Reduced Rankine Availability+Constrained Operational Capacity | 169.0221 | 663.6563 | 671.9906
2029 | NIWCM | High Demand Growth+Expected Future Gas Supply+Methanex Stays+Increased Demand Response+Reduced Rankine Availability+Constrained Operational Capacity | -154.8654 | 494.7855 | 652.1706
2030 | NIWCM | High Demand Growth+Expected Future Gas Supply+Methanex Stays+Increased Demand Response+Reduced Rankine Availability+Constrained Operational Capacity | -603.8607 | 137.6087 | 350.945
2031 | NIWCM | High Demand Growth+Expected Future Gas Supply+Methanex Stays+Increased Demand Response+Reduced Rankine Availability+Constrained Operational Capacity | -864.1907 | -111.9715 | 161.7371
2032 | NIWCM | High Demand Growth+Expected Future Gas Supply+Methanex Stays+Increased Demand Response+Reduced Rankine Availability+Constrained Operational Capacity | -1078.7384 | -324.0986 | -27.0191
2033 | NIWCM | High Demand Growth+Expected Future Gas Supply+Methanex Stays+Increased Demand Response+Reduced Rankine Availability+Constrained Operational Capacity | -1279.3768 | -520.862 | -215.1628
2034 | NIWCM | High Demand Growth+Expected Future Gas Supply+Methanex Stays+Increased Demand Response+Reduced Rankine Availability+Constrained Operational Capacity | -1501.7344 | -705.9906 | -321.421
2035 | NIWCM | High Demand Growth+Expected Future Gas Supply+Methanex Stays+Increased Demand Response+Reduced Rankine Availability+Constrained Operational Capacity | -1612.7925 | -862.4267 | -475.1684
2026 | SIWEM_PERC | High Demand Growth+Expected Future Gas Supply+Methanex Stays+Increased Demand Response+Reduced Rankine Availability+Constrained Operational Capacity | 29.7649 | 29.9207 | 29.9207
2027 | SIWEM_PERC | High Demand Growth+Expected Future Gas Supply+Methanex Stays+Increased Demand Response+Reduced Rankine Availability+Constrained Operational Capacity | 16.6389 | 19.1065 | 19.1065
2028 | SIWEM_PERC | High Demand Growth+Expected Future Gas Supply+Methanex Stays+Increased Demand Response+Reduced Rankine Availability+Constrained Operational Capacity | 11.2837 | 23.0995 | 29.7273
2029 | SIWEM_PERC | High Demand Growth+Expected Future Gas Supply+Methanex Stays+Increased Demand Response+Reduced Rankine Availability+Constrained Operational Capacity | 4.2023 | 15.2291 | 28.7461
2030 | SIWEM_PERC | High Demand Growth+Expected Future Gas Supply+Methanex Stays+Increased Demand Response+Reduced Rankine Availability+Constrained Operational Capacity | -3.4825 | 8.2937 | 31.0037
2031 | SIWEM_PERC | High Demand Growth+Expected Future Gas Supply+Methanex Stays+Increased Demand Response+Reduced Rankine Availability+Constrained Operational Capacity | -8.7515 | 2.3505 | 31.7086
2032 | SIWEM_PERC | High Demand Growth+Expected Future Gas Supply+Methanex Stays+Increased Demand Response+Reduced Rankine Availability+Constrained Operational Capacity | -10.5156 | 0.3411 | 27.4132
2033 | SIWEM_PERC | High Demand Growth+Expected Future Gas Supply+Methanex Stays+Increased Demand Response+Reduced Rankine Availability+Constrained Operational Capacity | -12.1285 | -1.4995 | 24.6542
2034 | SIWEM_PERC | High Demand Growth+Expected Future Gas Supply+Methanex Stays+Increased Demand Response+Reduced Rankine Availability+Constrained Operational Capacity | -13.8721 | -3.4891 | 18.8368
2035 | SIWEM_PERC | High Demand Growth+Expected Future Gas Supply+Methanex Stays+Increased Demand Response+Reduced Rankine Availability+Constrained Operational Capacity | -15.1242 | -4.93 | 13.5631
2026 | NZWEM_PERC | High Demand Growth+Expected Future Gas Supply+Methanex Stays+Increased Demand Response+Reduced Rankine Availability+Constrained Operational Capacity+Low Wind & Solar | 10.1129 | 10.1629 | 10.1629
2027 | NZWEM_PERC | High Demand Growth+Expected Future Gas Supply+Methanex Stays+Increased Demand Response+Reduced Rankine Availability+Constrained Operational Capacity+Low Wind & Solar | 1.1688 | 2.7298 | 2.9996
2028 | NZWEM_PERC | High Demand Growth+Expected Future Gas Supply+Methanex Stays+Increased Demand Response+Reduced Rankine Availability+Constrained Operational Capacity+Low Wind & Solar | -2.6364 | 3.9658 | 7.6276
2029 | NZWEM_PERC | High Demand Growth+Expected Future Gas Supply+Methanex Stays+Increased Demand Response+Reduced Rankine Availability+Constrained Operational Capacity+Low Wind & Solar | -8.0043 | 0.97786 | 8.0845
2030 | NZWEM_PERC | High Demand Growth+Expected Future Gas Supply+Methanex Stays+Increased Demand Response+Reduced Rankine Availability+Constrained Operational Capacity+Low Wind & Solar | -12.6488 | -2.436 | 8.7509
2031 | NZWEM_PERC | High Demand Growth+Expected Future Gas Supply+Methanex Stays+Increased Demand Response+Reduced Rankine Availability+Constrained Operational Capacity+Low Wind & Solar | -16.2825 | -6.4196 | 8.8301
2032 | NZWEM_PERC | High Demand Growth+Expected Future Gas Supply+Methanex Stays+Increased Demand Response+Reduced Rankine Availability+Constrained Operational Capacity+Low Wind & Solar | -18.3137 | -8.4391 | 7.1701
2033 | NZWEM_PERC | High Demand Growth+Expected Future Gas Supply+Methanex Stays+Increased Demand Response+Reduced Rankine Availability+Constrained Operational Capacity+Low Wind & Solar | -20.0873 | -10.4641 | 6.0508
2034 | NZWEM_PERC | High Demand Growth+Expected Future Gas Supply+Methanex Stays+Increased Demand Response+Reduced Rankine Availability+Constrained Operational Capacity+Low Wind & Solar | -21.7807 | -12.0891 | 3.9467
2035 | NZWEM_PERC | High Demand Growth+Expected Future Gas Supply+Methanex Stays+Increased Demand Response+Reduced Rankine Availability+Constrained Operational Capacity+Low Wind & Solar | -23.148 | -13.6086 | 2.049
2026 | NIWCM | High Demand Growth+Expected Future Gas Supply+Methanex Stays+Increased Demand Response+Reduced Rankine Availability+Constrained Operational Capacity+Low Wind & Solar | 439.5221 | 439.5221 | 439.5221
2027 | NIWCM | High Demand Growth+Expected Future Gas Supply+Methanex Stays+Increased Demand Response+Reduced Rankine Availability+Constrained Operational Capacity+Low Wind & Solar | 320.9465 | 324.8176 | 324.8176
2028 | NIWCM | High Demand Growth+Expected Future Gas Supply+Methanex Stays+Increased Demand Response+Reduced Rankine Availability+Constrained Operational Capacity+Low Wind & Solar | 169.0221 | 663.6563 | 671.9906
2029 | NIWCM | High Demand Growth+Expected Future Gas Supply+Methanex Stays+Increased Demand Response+Reduced Rankine Availability+Constrained Operational Capacity+Low Wind & Solar | -154.8654 | 494.7855 | 652.1706
2030 | NIWCM | High Demand Growth+Expected Future Gas Supply+Methanex Stays+Increased Demand Response+Reduced Rankine Availability+Constrained Operational Capacity+Low Wind & Solar | -603.8607 | 137.6087 | 350.945
2031 | NIWCM | High Demand Growth+Expected Future Gas Supply+Methanex Stays+Increased Demand Response+Reduced Rankine Availability+Constrained Operational Capacity+Low Wind & Solar | -864.1907 | -111.9715 | 161.7371
2032 | NIWCM | High Demand Growth+Expected Future Gas Supply+Methanex Stays+Increased Demand Response+Reduced Rankine Availability+Constrained Operational Capacity+Low Wind & Solar | -1078.7384 | -324.0986 | -27.0191
2033 | NIWCM | High Demand Growth+Expected Future Gas Supply+Methanex Stays+Increased Demand Response+Reduced Rankine Availability+Constrained Operational Capacity+Low Wind & Solar | -1279.3768 | -520.862 | -215.1628
2034 | NIWCM | High Demand Growth+Expected Future Gas Supply+Methanex Stays+Increased Demand Response+Reduced Rankine Availability+Constrained Operational Capacity+Low Wind & Solar | -1501.7344 | -705.9906 | -321.421
2035 | NIWCM | High Demand Growth+Expected Future Gas Supply+Methanex Stays+Increased Demand Response+Reduced Rankine Availability+Constrained Operational Capacity+Low Wind & Solar | -1612.7925 | -862.4267 | -475.1684
2026 | SIWEM_PERC | High Demand Growth+Expected Future Gas Supply+Methanex Stays+Increased Demand Response+Reduced Rankine Availability+Constrained Operational Capacity+Low Wind & Solar | 26.4945 | 26.6351 | 26.6351
2027 | SIWEM_PERC | High Demand Growth+Expected Future Gas Supply+Methanex Stays+Increased Demand Response+Reduced Rankine Availability+Constrained Operational Capacity+Low Wind & Solar | 15.8317 | 18.0585 | 18.0585
2028 | SIWEM_PERC | High Demand Growth+Expected Future Gas Supply+Methanex Stays+Increased Demand Response+Reduced Rankine Availability+Constrained Operational Capacity+Low Wind & Solar | 10.3616 | 21.025 | 27.0063
2029 | SIWEM_PERC | High Demand Growth+Expected Future Gas Supply+Methanex Stays+Increased Demand Response+Reduced Rankine Availability+Constrained Operational Capacity+Low Wind & Solar | 3.3418 | 13.2931 | 25.4917
2030 | SIWEM_PERC | High Demand Growth+Expected Future Gas Supply+Methanex Stays+Increased Demand Response+Reduced Rankine Availability+Constrained Operational Capacity+Low Wind & Solar | -4.2769 | 6.3506 | 21.837
2031 | SIWEM_PERC | High Demand Growth+Expected Future Gas Supply+Methanex Stays+Increased Demand Response+Reduced Rankine Availability+Constrained Operational Capacity+Low Wind & Solar | -9.5005 | 0.51875 | 21.7766
2032 | SIWEM_PERC | High Demand Growth+Expected Future Gas Supply+Methanex Stays+Increased Demand Response+Reduced Rankine Availability+Constrained Operational Capacity+Low Wind & Solar | -11.248 | -1.4502 | 17.4787
2033 | SIWEM_PERC | High Demand Growth+Expected Future Gas Supply+Methanex Stays+Increased Demand Response+Reduced Rankine Availability+Constrained Operational Capacity+Low Wind & Solar | -12.8456 | -3.2532 | 14.5528
2034 | SIWEM_PERC | High Demand Growth+Expected Future Gas Supply+Methanex Stays+Increased Demand Response+Reduced Rankine Availability+Constrained Operational Capacity+Low Wind & Solar | -14.5725 | -5.2022 | 11.7666
2035 | SIWEM_PERC | High Demand Growth+Expected Future Gas Supply+Methanex Stays+Increased Demand Response+Reduced Rankine Availability+Constrained Operational Capacity+Low Wind & Solar | -15.8119 | -6.612 | 10.0483
2026 | NZWEM_PERC | High Demand Growth+Expected Future Gas Supply+Methanex Stays+Increased Demand Response+Reduced Rankine Availability+Upgraded HVDC | 11.2757 | 11.3311 | 11.3311
2027 | NZWEM_PERC | High Demand Growth+Expected Future Gas Supply+Methanex Stays+Increased Demand Response+Reduced Rankine Availability+Upgraded HVDC | 2.4373 | 4.167 | 4.466
2028 | NZWEM_PERC | High Demand Growth+Expected Future Gas Supply+Methanex Stays+Increased Demand Response+Reduced Rankine Availability+Upgraded HVDC | -1.3311 | 5.9847 | 10.0422
2029 | NZWEM_PERC | High Demand Growth+Expected Future Gas Supply+Methanex Stays+Increased Demand Response+Reduced Rankine Availability+Upgraded HVDC | -6.7341 | 3.2188 | 11.0935
2030 | NZWEM_PERC | High Demand Growth+Expected Future Gas Supply+Methanex Stays+Increased Demand Response+Reduced Rankine Availability+Upgraded HVDC | -11.4566 | -0.18764 | 12.1727
2031 | NZWEM_PERC | High Demand Growth+Expected Future Gas Supply+Methanex Stays+Increased Demand Response+Reduced Rankine Availability+Upgraded HVDC | -15.14 | -4.265 | 12.5988
2032 | NZWEM_PERC | High Demand Growth+Expected Future Gas Supply+Methanex Stays+Increased Demand Response+Reduced Rankine Availability+Upgraded HVDC | -17.2035 | -6.3139 | 10.916
2033 | NZWEM_PERC | High Demand Growth+Expected Future Gas Supply+Methanex Stays+Increased Demand Response+Reduced Rankine Availability+Upgraded HVDC | -19.0053 | -8.3931 | 9.8421
2034 | NZWEM_PERC | High Demand Growth+Expected Future Gas Supply+Methanex Stays+Increased Demand Response+Reduced Rankine Availability+Upgraded HVDC | -20.7301 | -10.0781 | 7.6281
2035 | NZWEM_PERC | High Demand Growth+Expected Future Gas Supply+Methanex Stays+Increased Demand Response+Reduced Rankine Availability+Upgraded HVDC | -22.1222 | -11.6451 | 5.6436
2026 | NIWCM | High Demand Growth+Expected Future Gas Supply+Methanex Stays+Increased Demand Response+Reduced Rankine Availability+Upgraded HVDC | 1020.1216 | 1020.9214 | 1020.9214
2027 | NIWCM | High Demand Growth+Expected Future Gas Supply+Methanex Stays+Increased Demand Response+Reduced Rankine Availability+Upgraded HVDC | 942.8326 | 974.4335 | 978.97
2028 | NIWCM | High Demand Growth+Expected Future Gas Supply+Methanex Stays+Increased Demand Response+Reduced Rankine Availability+Upgraded HVDC | 825.9289 | 1474.3514 | 1544.3903
2029 | NIWCM | High Demand Growth+Expected Future Gas Supply+Methanex Stays+Increased Demand Response+Reduced Rankine Availability+Upgraded HVDC | 518.4543 | 1413.5768 | 1742.6064
2030 | NIWCM | High Demand Growth+Expected Future Gas Supply+Methanex Stays+Increased Demand Response+Reduced Rankine Availability+Upgraded HVDC | 75.0046 | 1101.7085 | 1661.8351
2031 | NIWCM | High Demand Growth+Expected Future Gas Supply+Methanex Stays+Increased Demand Response+Reduced Rankine Availability+Upgraded HVDC | -183.5851 | 862.8736 | 1678.4641
2032 | NIWCM | High Demand Growth+Expected Future Gas Supply+Methanex Stays+Increased Demand Response+Reduced Rankine Availability+Upgraded HVDC | -398.4765 | 669.1865 | 1524.812
2033 | NIWCM | High Demand Growth+Expected Future Gas Supply+Methanex Stays+Increased Demand Response+Reduced Rankine Availability+Upgraded HVDC | -595.3056 | 472.7647 | 1401.8913
2034 | NIWCM | High Demand Growth+Expected Future Gas Supply+Methanex Stays+Increased Demand Response+Reduced Rankine Availability+Upgraded HVDC | -823.6946 | 290.3164 | 1302.2392
2035 | NIWCM | High Demand Growth+Expected Future Gas Supply+Methanex Stays+Increased Demand Response+Reduced Rankine Availability+Upgraded HVDC | -990.5654 | 136.9579 | 1152.3488
2026 | SIWEM_PERC | High Demand Growth+Expected Future Gas Supply+Methanex Stays+Increased Demand Response+Reduced Rankine Availability+Upgraded HVDC | 29.7649 | 29.9207 | 29.9207
2027 | SIWEM_PERC | High Demand Growth+Expected Future Gas Supply+Methanex Stays+Increased Demand Response+Reduced Rankine Availability+Upgraded HVDC | 16.6389 | 19.1065 | 19.1065
2028 | SIWEM_PERC | High Demand Growth+Expected Future Gas Supply+Methanex Stays+Increased Demand Response+Reduced Rankine Availability+Upgraded HVDC | 11.2837 | 23.0995 | 29.7273
2029 | SIWEM_PERC | High Demand Growth+Expected Future Gas Supply+Methanex Stays+Increased Demand Response+Reduced Rankine Availability+Upgraded HVDC | 4.2023 | 15.2291 | 28.7461
2030 | SIWEM_PERC | High Demand Growth+Expected Future Gas Supply+Methanex Stays+Increased Demand Response+Reduced Rankine Availability+Upgraded HVDC | -3.4825 | 8.2937 | 31.0037
2031 | SIWEM_PERC | High Demand Growth+Expected Future Gas Supply+Methanex Stays+Increased Demand Response+Reduced Rankine Availability+Upgraded HVDC | -8.7515 | 2.3505 | 31.7086
2032 | SIWEM_PERC | High Demand Growth+Expected Future Gas Supply+Methanex Stays+Increased Demand Response+Reduced Rankine Availability+Upgraded HVDC | -10.5156 | 0.3411 | 27.4132
2033 | SIWEM_PERC | High Demand Growth+Expected Future Gas Supply+Methanex Stays+Increased Demand Response+Reduced Rankine Availability+Upgraded HVDC | -12.1285 | -1.4995 | 24.6542
2034 | SIWEM_PERC | High Demand Growth+Expected Future Gas Supply+Methanex Stays+Increased Demand Response+Reduced Rankine Availability+Upgraded HVDC | -13.8721 | -3.4891 | 18.8368
2035 | SIWEM_PERC | High Demand Growth+Expected Future Gas Supply+Methanex Stays+Increased Demand Response+Reduced Rankine Availability+Upgraded HVDC | -15.1242 | -4.93 | 13.5631
2026 | NZWEM_PERC | High Demand Growth+Expected Future Gas Supply+Methanex Stays+Increased Demand Response+Reduced Rankine Availability+Upgraded HVDC+Low Wind & Solar | 10.1129 | 10.1629 | 10.1629
2027 | NZWEM_PERC | High Demand Growth+Expected Future Gas Supply+Methanex Stays+Increased Demand Response+Reduced Rankine Availability+Upgraded HVDC+Low Wind & Solar | 1.1688 | 2.7298 | 2.9996
2028 | NZWEM_PERC | High Demand Growth+Expected Future Gas Supply+Methanex Stays+Increased Demand Response+Reduced Rankine Availability+Upgraded HVDC+Low Wind & Solar | -2.6364 | 3.9658 | 7.6276
2029 | NZWEM_PERC | High Demand Growth+Expected Future Gas Supply+Methanex Stays+Increased Demand Response+Reduced Rankine Availability+Upgraded HVDC+Low Wind & Solar | -8.0043 | 0.97786 | 8.0845
2030 | NZWEM_PERC | High Demand Growth+Expected Future Gas Supply+Methanex Stays+Increased Demand Response+Reduced Rankine Availability+Upgraded HVDC+Low Wind & Solar | -12.6488 | -2.436 | 8.7509
2031 | NZWEM_PERC | High Demand Growth+Expected Future Gas Supply+Methanex Stays+Increased Demand Response+Reduced Rankine Availability+Upgraded HVDC+Low Wind & Solar | -16.2825 | -6.4196 | 8.8301
2032 | NZWEM_PERC | High Demand Growth+Expected Future Gas Supply+Methanex Stays+Increased Demand Response+Reduced Rankine Availability+Upgraded HVDC+Low Wind & Solar | -18.3137 | -8.4391 | 7.1701
2033 | NZWEM_PERC | High Demand Growth+Expected Future Gas Supply+Methanex Stays+Increased Demand Response+Reduced Rankine Availability+Upgraded HVDC+Low Wind & Solar | -20.0873 | -10.4641 | 6.0508
2034 | NZWEM_PERC | High Demand Growth+Expected Future Gas Supply+Methanex Stays+Increased Demand Response+Reduced Rankine Availability+Upgraded HVDC+Low Wind & Solar | -21.7807 | -12.0891 | 3.9467
2035 | NZWEM_PERC | High Demand Growth+Expected Future Gas Supply+Methanex Stays+Increased Demand Response+Reduced Rankine Availability+Upgraded HVDC+Low Wind & Solar | -23.148 | -13.6086 | 2.049
2026 | NIWCM | High Demand Growth+Expected Future Gas Supply+Methanex Stays+Increased Demand Response+Reduced Rankine Availability+Upgraded HVDC+Low Wind & Solar | 1020.1216 | 1020.9214 | 1020.9214
2027 | NIWCM | High Demand Growth+Expected Future Gas Supply+Methanex Stays+Increased Demand Response+Reduced Rankine Availability+Upgraded HVDC+Low Wind & Solar | 942.8326 | 974.4335 | 978.97
2028 | NIWCM | High Demand Growth+Expected Future Gas Supply+Methanex Stays+Increased Demand Response+Reduced Rankine Availability+Upgraded HVDC+Low Wind & Solar | 825.9289 | 1474.3514 | 1544.3903
2029 | NIWCM | High Demand Growth+Expected Future Gas Supply+Methanex Stays+Increased Demand Response+Reduced Rankine Availability+Upgraded HVDC+Low Wind & Solar | 518.4543 | 1413.5768 | 1742.6064
2030 | NIWCM | High Demand Growth+Expected Future Gas Supply+Methanex Stays+Increased Demand Response+Reduced Rankine Availability+Upgraded HVDC+Low Wind & Solar | 75.0046 | 1101.7085 | 1661.8351
2031 | NIWCM | High Demand Growth+Expected Future Gas Supply+Methanex Stays+Increased Demand Response+Reduced Rankine Availability+Upgraded HVDC+Low Wind & Solar | -183.5851 | 862.8736 | 1678.4641
2032 | NIWCM | High Demand Growth+Expected Future Gas Supply+Methanex Stays+Increased Demand Response+Reduced Rankine Availability+Upgraded HVDC+Low Wind & Solar | -398.4765 | 669.1865 | 1524.812
2033 | NIWCM | High Demand Growth+Expected Future Gas Supply+Methanex Stays+Increased Demand Response+Reduced Rankine Availability+Upgraded HVDC+Low Wind & Solar | -595.3056 | 472.7647 | 1401.8913
2034 | NIWCM | High Demand Growth+Expected Future Gas Supply+Methanex Stays+Increased Demand Response+Reduced Rankine Availability+Upgraded HVDC+Low Wind & Solar | -823.6946 | 290.3164 | 1302.2392
2035 | NIWCM | High Demand Growth+Expected Future Gas Supply+Methanex Stays+Increased Demand Response+Reduced Rankine Availability+Upgraded HVDC+Low Wind & Solar | -990.5654 | 136.9579 | 1152.3488
2026 | SIWEM_PERC | High Demand Growth+Expected Future Gas Supply+Methanex Stays+Increased Demand Response+Reduced Rankine Availability+Upgraded HVDC+Low Wind & Solar | 26.4945 | 26.6351 | 26.6351
2027 | SIWEM_PERC | High Demand Growth+Expected Future Gas Supply+Methanex Stays+Increased Demand Response+Reduced Rankine Availability+Upgraded HVDC+Low Wind & Solar | 15.8317 | 18.0585 | 18.0585
2028 | SIWEM_PERC | High Demand Growth+Expected Future Gas Supply+Methanex Stays+Increased Demand Response+Reduced Rankine Availability+Upgraded HVDC+Low Wind & Solar | 10.3616 | 21.025 | 27.0063
2029 | SIWEM_PERC | High Demand Growth+Expected Future Gas Supply+Methanex Stays+Increased Demand Response+Reduced Rankine Availability+Upgraded HVDC+Low Wind & Solar | 3.3418 | 13.2931 | 25.4917
2030 | SIWEM_PERC | High Demand Growth+Expected Future Gas Supply+Methanex Stays+Increased Demand Response+Reduced Rankine Availability+Upgraded HVDC+Low Wind & Solar | -4.2769 | 6.3506 | 21.837
2031 | SIWEM_PERC | High Demand Growth+Expected Future Gas Supply+Methanex Stays+Increased Demand Response+Reduced Rankine Availability+Upgraded HVDC+Low Wind & Solar | -9.5005 | 0.51875 | 21.7766
2032 | SIWEM_PERC | High Demand Growth+Expected Future Gas Supply+Methanex Stays+Increased Demand Response+Reduced Rankine Availability+Upgraded HVDC+Low Wind & Solar | -11.248 | -1.4502 | 17.4787
2033 | SIWEM_PERC | High Demand Growth+Expected Future Gas Supply+Methanex Stays+Increased Demand Response+Reduced Rankine Availability+Upgraded HVDC+Low Wind & Solar | -12.8456 | -3.2532 | 14.5528
2034 | SIWEM_PERC | High Demand Growth+Expected Future Gas Supply+Methanex Stays+Increased Demand Response+Reduced Rankine Availability+Upgraded HVDC+Low Wind & Solar | -14.5725 | -5.2022 | 11.7666
2035 | SIWEM_PERC | High Demand Growth+Expected Future Gas Supply+Methanex Stays+Increased Demand Response+Reduced Rankine Availability+Upgraded HVDC+Low Wind & Solar | -15.8119 | -6.612 | 10.0483
2026 | NZWEM_PERC | High Demand Growth+Expected Future Gas Supply+Methanex Stays+Increased Demand Response+Reduced Rankine Availability+Upgraded HVDC+Constrained Operational Capacity | 11.2757 | 11.3311 | 11.3311
2027 | NZWEM_PERC | High Demand Growth+Expected Future Gas Supply+Methanex Stays+Increased Demand Response+Reduced Rankine Availability+Upgraded HVDC+Constrained Operational Capacity | 2.4373 | 4.167 | 4.466
2028 | NZWEM_PERC | High Demand Growth+Expected Future Gas Supply+Methanex Stays+Increased Demand Response+Reduced Rankine Availability+Upgraded HVDC+Constrained Operational Capacity | -1.3311 | 5.9847 | 10.0422
2029 | NZWEM_PERC | High Demand Growth+Expected Future Gas Supply+Methanex Stays+Increased Demand Response+Reduced Rankine Availability+Upgraded HVDC+Constrained Operational Capacity | -6.7341 | 3.2188 | 11.0935
2030 | NZWEM_PERC | High Demand Growth+Expected Future Gas Supply+Methanex Stays+Increased Demand Response+Reduced Rankine Availability+Upgraded HVDC+Constrained Operational Capacity | -11.4566 | -0.18764 | 12.1727
2031 | NZWEM_PERC | High Demand Growth+Expected Future Gas Supply+Methanex Stays+Increased Demand Response+Reduced Rankine Availability+Upgraded HVDC+Constrained Operational Capacity | -15.14 | -4.265 | 12.5988
2032 | NZWEM_PERC | High Demand Growth+Expected Future Gas Supply+Methanex Stays+Increased Demand Response+Reduced Rankine Availability+Upgraded HVDC+Constrained Operational Capacity | -17.2035 | -6.3139 | 10.916
2033 | NZWEM_PERC | High Demand Growth+Expected Future Gas Supply+Methanex Stays+Increased Demand Response+Reduced Rankine Availability+Upgraded HVDC+Constrained Operational Capacity | -19.0053 | -8.3931 | 9.8421
2034 | NZWEM_PERC | High Demand Growth+Expected Future Gas Supply+Methanex Stays+Increased Demand Response+Reduced Rankine Availability+Upgraded HVDC+Constrained Operational Capacity | -20.7301 | -10.0781 | 7.6281
2035 | NZWEM_PERC | High Demand Growth+Expected Future Gas Supply+Methanex Stays+Increased Demand Response+Reduced Rankine Availability+Upgraded HVDC+Constrained Operational Capacity | -22.1222 | -11.6451 | 5.6436
2026 | NIWCM | High Demand Growth+Expected Future Gas Supply+Methanex Stays+Increased Demand Response+Reduced Rankine Availability+Upgraded HVDC+Constrained Operational Capacity | 439.5221 | 439.5221 | 439.5221
2027 | NIWCM | High Demand Growth+Expected Future Gas Supply+Methanex Stays+Increased Demand Response+Reduced Rankine Availability+Upgraded HVDC+Constrained Operational Capacity | 320.9465 | 324.8176 | 324.8176
2028 | NIWCM | High Demand Growth+Expected Future Gas Supply+Methanex Stays+Increased Demand Response+Reduced Rankine Availability+Upgraded HVDC+Constrained Operational Capacity | 169.0221 | 663.6563 | 671.9906
2029 | NIWCM | High Demand Growth+Expected Future Gas Supply+Methanex Stays+Increased Demand Response+Reduced Rankine Availability+Upgraded HVDC+Constrained Operational Capacity | -154.8654 | 494.7855 | 652.1706
2030 | NIWCM | High Demand Growth+Expected Future Gas Supply+Methanex Stays+Increased Demand Response+Reduced Rankine Availability+Upgraded HVDC+Constrained Operational Capacity | -603.8607 | 137.6087 | 350.945
2031 | NIWCM | High Demand Growth+Expected Future Gas Supply+Methanex Stays+Increased Demand Response+Reduced Rankine Availability+Upgraded HVDC+Constrained Operational Capacity | -864.1907 | -111.9715 | 161.7371
2032 | NIWCM | High Demand Growth+Expected Future Gas Supply+Methanex Stays+Increased Demand Response+Reduced Rankine Availability+Upgraded HVDC+Constrained Operational Capacity | -1078.7384 | -324.0986 | -27.0191
2033 | NIWCM | High Demand Growth+Expected Future Gas Supply+Methanex Stays+Increased Demand Response+Reduced Rankine Availability+Upgraded HVDC+Constrained Operational Capacity | -1279.3768 | -520.862 | -215.1628
2034 | NIWCM | High Demand Growth+Expected Future Gas Supply+Methanex Stays+Increased Demand Response+Reduced Rankine Availability+Upgraded HVDC+Constrained Operational Capacity | -1501.7344 | -705.9906 | -321.421
2035 | NIWCM | High Demand Growth+Expected Future Gas Supply+Methanex Stays+Increased Demand Response+Reduced Rankine Availability+Upgraded HVDC+Constrained Operational Capacity | -1612.7925 | -862.4267 | -475.1684
2026 | SIWEM_PERC | High Demand Growth+Expected Future Gas Supply+Methanex Stays+Increased Demand Response+Reduced Rankine Availability+Upgraded HVDC+Constrained Operational Capacity | 29.7649 | 29.9207 | 29.9207
2027 | SIWEM_PERC | High Demand Growth+Expected Future Gas Supply+Methanex Stays+Increased Demand Response+Reduced Rankine Availability+Upgraded HVDC+Constrained Operational Capacity | 16.6389 | 19.1065 | 19.1065
2028 | SIWEM_PERC | High Demand Growth+Expected Future Gas Supply+Methanex Stays+Increased Demand Response+Reduced Rankine Availability+Upgraded HVDC+Constrained Operational Capacity | 11.2837 | 23.0995 | 29.7273
2029 | SIWEM_PERC | High Demand Growth+Expected Future Gas Supply+Methanex Stays+Increased Demand Response+Reduced Rankine Availability+Upgraded HVDC+Constrained Operational Capacity | 4.2023 | 15.2291 | 28.7461
2030 | SIWEM_PERC | High Demand Growth+Expected Future Gas Supply+Methanex Stays+Increased Demand Response+Reduced Rankine Availability+Upgraded HVDC+Constrained Operational Capacity | -3.4825 | 8.2937 | 31.0037
2031 | SIWEM_PERC | High Demand Growth+Expected Future Gas Supply+Methanex Stays+Increased Demand Response+Reduced Rankine Availability+Upgraded HVDC+Constrained Operational Capacity | -8.7515 | 2.3505 | 31.7086
2032 | SIWEM_PERC | High Demand Growth+Expected Future Gas Supply+Methanex Stays+Increased Demand Response+Reduced Rankine Availability+Upgraded HVDC+Constrained Operational Capacity | -10.5156 | 0.3411 | 27.4132
2033 | SIWEM_PERC | High Demand Growth+Expected Future Gas Supply+Methanex Stays+Increased Demand Response+Reduced Rankine Availability+Upgraded HVDC+Constrained Operational Capacity | -12.1285 | -1.4995 | 24.6542
2034 | SIWEM_PERC | High Demand Growth+Expected Future Gas Supply+Methanex Stays+Increased Demand Response+Reduced Rankine Availability+Upgraded HVDC+Constrained Operational Capacity | -13.8721 | -3.4891 | 18.8368
2035 | SIWEM_PERC | High Demand Growth+Expected Future Gas Supply+Methanex Stays+Increased Demand Response+Reduced Rankine Availability+Upgraded HVDC+Constrained Operational Capacity | -15.1242 | -4.93 | 13.5631
2026 | NZWEM_PERC | High Demand Growth+Expected Future Gas Supply+Methanex Stays+Increased Demand Response+Reduced Rankine Availability+Upgraded HVDC+Constrained Operational Capacity+Low Wind & Solar | 10.1129 | 10.1629 | 10.1629
2027 | NZWEM_PERC | High Demand Growth+Expected Future Gas Supply+Methanex Stays+Increased Demand Response+Reduced Rankine Availability+Upgraded HVDC+Constrained Operational Capacity+Low Wind & Solar | 1.1688 | 2.7298 | 2.9996
2028 | NZWEM_PERC | High Demand Growth+Expected Future Gas Supply+Methanex Stays+Increased Demand Response+Reduced Rankine Availability+Upgraded HVDC+Constrained Operational Capacity+Low Wind & Solar | -2.6364 | 3.9658 | 7.6276
2029 | NZWEM_PERC | High Demand Growth+Expected Future Gas Supply+Methanex Stays+Increased Demand Response+Reduced Rankine Availability+Upgraded HVDC+Constrained Operational Capacity+Low Wind & Solar | -8.0043 | 0.97786 | 8.0845
2030 | NZWEM_PERC | High Demand Growth+Expected Future Gas Supply+Methanex Stays+Increased Demand Response+Reduced Rankine Availability+Upgraded HVDC+Constrained Operational Capacity+Low Wind & Solar | -12.6488 | -2.436 | 8.7509
2031 | NZWEM_PERC | High Demand Growth+Expected Future Gas Supply+Methanex Stays+Increased Demand Response+Reduced Rankine Availability+Upgraded HVDC+Constrained Operational Capacity+Low Wind & Solar | -16.2825 | -6.4196 | 8.8301
2032 | NZWEM_PERC | High Demand Growth+Expected Future Gas Supply+Methanex Stays+Increased Demand Response+Reduced Rankine Availability+Upgraded HVDC+Constrained Operational Capacity+Low Wind & Solar | -18.3137 | -8.4391 | 7.1701
2033 | NZWEM_PERC | High Demand Growth+Expected Future Gas Supply+Methanex Stays+Increased Demand Response+Reduced Rankine Availability+Upgraded HVDC+Constrained Operational Capacity+Low Wind & Solar | -20.0873 | -10.4641 | 6.0508
2034 | NZWEM_PERC | High Demand Growth+Expected Future Gas Supply+Methanex Stays+Increased Demand Response+Reduced Rankine Availability+Upgraded HVDC+Constrained Operational Capacity+Low Wind & Solar | -21.7807 | -12.0891 | 3.9467
2035 | NZWEM_PERC | High Demand Growth+Expected Future Gas Supply+Methanex Stays+Increased Demand Response+Reduced Rankine Availability+Upgraded HVDC+Constrained Operational Capacity+Low Wind & Solar | -23.148 | -13.6086 | 2.049
2026 | NIWCM | High Demand Growth+Expected Future Gas Supply+Methanex Stays+Increased Demand Response+Reduced Rankine Availability+Upgraded HVDC+Constrained Operational Capacity+Low Wind & Solar | 439.5221 | 439.5221 | 439.5221
2027 | NIWCM | High Demand Growth+Expected Future Gas Supply+Methanex Stays+Increased Demand Response+Reduced Rankine Availability+Upgraded HVDC+Constrained Operational Capacity+Low Wind & Solar | 320.9465 | 324.8176 | 324.8176
2028 | NIWCM | High Demand Growth+Expected Future Gas Supply+Methanex Stays+Increased Demand Response+Reduced Rankine Availability+Upgraded HVDC+Constrained Operational Capacity+Low Wind & Solar | 169.0221 | 663.6563 | 671.9906
2029 | NIWCM | High Demand Growth+Expected Future Gas Supply+Methanex Stays+Increased Demand Response+Reduced Rankine Availability+Upgraded HVDC+Constrained Operational Capacity+Low Wind & Solar | -154.8654 | 494.7855 | 652.1706
2030 | NIWCM | High Demand Growth+Expected Future Gas Supply+Methanex Stays+Increased Demand Response+Reduced Rankine Availability+Upgraded HVDC+Constrained Operational Capacity+Low Wind & Solar | -603.8607 | 137.6087 | 350.945
2031 | NIWCM | High Demand Growth+Expected Future Gas Supply+Methanex Stays+Increased Demand Response+Reduced Rankine Availability+Upgraded HVDC+Constrained Operational Capacity+Low Wind & Solar | -864.1907 | -111.9715 | 161.7371
2032 | NIWCM | High Demand Growth+Expected Future Gas Supply+Methanex Stays+Increased Demand Response+Reduced Rankine Availability+Upgraded HVDC+Constrained Operational Capacity+Low Wind & Solar | -1078.7384 | -324.0986 | -27.0191
2033 | NIWCM | High Demand Growth+Expected Future Gas Supply+Methanex Stays+Increased Demand Response+Reduced Rankine Availability+Upgraded HVDC+Constrained Operational Capacity+Low Wind & Solar | -1279.3768 | -520.862 | -215.1628
2034 | NIWCM | High Demand Growth+Expected Future Gas Supply+Methanex Stays+Increased Demand Response+Reduced Rankine Availability+Upgraded HVDC+Constrained Operational Capacity+Low Wind & Solar | -1501.7344 | -705.9906 | -321.421
2035 | NIWCM | High Demand Growth+Expected Future Gas Supply+Methanex Stays+Increased Demand Response+Reduced Rankine Availability+Upgraded HVDC+Constrained Operational Capacity+Low Wind & Solar | -1612.7925 | -862.4267 | -475.1684
2026 | SIWEM_PERC | High Demand Growth+Expected Future Gas Supply+Methanex Stays+Increased Demand Response+Reduced Rankine Availability+Upgraded HVDC+Constrained Operational Capacity+Low Wind & Solar | 26.4945 | 26.6351 | 26.6351
2027 | SIWEM_PERC | High Demand Growth+Expected Future Gas Supply+Methanex Stays+Increased Demand Response+Reduced Rankine Availability+Upgraded HVDC+Constrained Operational Capacity+Low Wind & Solar | 15.8317 | 18.0585 | 18.0585
2028 | SIWEM_PERC | High Demand Growth+Expected Future Gas Supply+Methanex Stays+Increased Demand Response+Reduced Rankine Availability+Upgraded HVDC+Constrained Operational Capacity+Low Wind & Solar | 10.3616 | 21.025 | 27.0063
2029 | SIWEM_PERC | High Demand Growth+Expected Future Gas Supply+Methanex Stays+Increased Demand Response+Reduced Rankine Availability+Upgraded HVDC+Constrained Operational Capacity+Low Wind & Solar | 3.3418 | 13.2931 | 25.4917
2030 | SIWEM_PERC | High Demand Growth+Expected Future Gas Supply+Methanex Stays+Increased Demand Response+Reduced Rankine Availability+Upgraded HVDC+Constrained Operational Capacity+Low Wind & Solar | -4.2769 | 6.3506 | 21.837
2031 | SIWEM_PERC | High Demand Growth+Expected Future Gas Supply+Methanex Stays+Increased Demand Response+Reduced Rankine Availability+Upgraded HVDC+Constrained Operational Capacity+Low Wind & Solar | -9.5005 | 0.51875 | 21.7766
2032 | SIWEM_PERC | High Demand Growth+Expected Future Gas Supply+Methanex Stays+Increased Demand Response+Reduced Rankine Availability+Upgraded HVDC+Constrained Operational Capacity+Low Wind & Solar | -11.248 | -1.4502 | 17.4787
2033 | SIWEM_PERC | High Demand Growth+Expected Future Gas Supply+Methanex Stays+Increased Demand Response+Reduced Rankine Availability+Upgraded HVDC+Constrained Operational Capacity+Low Wind & Solar | -12.8456 | -3.2532 | 14.5528
2034 | SIWEM_PERC | High Demand Growth+Expected Future Gas Supply+Methanex Stays+Increased Demand Response+Reduced Rankine Availability+Upgraded HVDC+Constrained Operational Capacity+Low Wind & Solar | -14.5725 | -5.2022 | 11.7666
2035 | SIWEM_PERC | High Demand Growth+Expected Future Gas Supply+Methanex Stays+Increased Demand Response+Reduced Rankine Availability+Upgraded HVDC+Constrained Operational Capacity+Low Wind & Solar | -15.8119 | -6.612 | 10.0483
2026 | NZWEM_PERC | High Demand Growth+Expected Future Gas Supply+Methanex Stays+Increased Demand Response+Reduced Rankine Availability+Delayed Build | 6.7822 | 6.7822 | 6.7822
2027 | NZWEM_PERC | High Demand Growth+Expected Future Gas Supply+Methanex Stays+Increased Demand Response+Reduced Rankine Availability+Delayed Build | -4.5016 | -4.3685 | -4.2106
2028 | NZWEM_PERC | High Demand Growth+Expected Future Gas Supply+Methanex Stays+Increased Demand Response+Reduced Rankine Availability+Delayed Build | -5.1043 | -3.8024 | -3.519
2029 | NZWEM_PERC | High Demand Growth+Expected Future Gas Supply+Methanex Stays+Increased Demand Response+Reduced Rankine Availability+Delayed Build | -7.7344 | -5.2544 | -4.4841
2030 | NZWEM_PERC | High Demand Growth+Expected Future Gas Supply+Methanex Stays+Increased Demand Response+Reduced Rankine Availability+Delayed Build | -11.4566 | -3.888 | 2.5097
2031 | NZWEM_PERC | High Demand Growth+Expected Future Gas Supply+Methanex Stays+Increased Demand Response+Reduced Rankine Availability+Delayed Build | -15.14 | -5.3338 | 1.7493
2032 | NZWEM_PERC | High Demand Growth+Expected Future Gas Supply+Methanex Stays+Increased Demand Response+Reduced Rankine Availability+Delayed Build | -17.2035 | -7.1196 | 4.391
2033 | NZWEM_PERC | High Demand Growth+Expected Future Gas Supply+Methanex Stays+Increased Demand Response+Reduced Rankine Availability+Delayed Build | -19.0053 | -9.1066 | 6.8633
2034 | NZWEM_PERC | High Demand Growth+Expected Future Gas Supply+Methanex Stays+Increased Demand Response+Reduced Rankine Availability+Delayed Build | -20.7301 | -10.814 | 5.4899
2035 | NZWEM_PERC | High Demand Growth+Expected Future Gas Supply+Methanex Stays+Increased Demand Response+Reduced Rankine Availability+Delayed Build | -22.1222 | -12.0609 | 5.2277
2026 | NIWCM | High Demand Growth+Expected Future Gas Supply+Methanex Stays+Increased Demand Response+Reduced Rankine Availability+Delayed Build | 741.7097 | 741.7097 | 741.7097
2027 | NIWCM | High Demand Growth+Expected Future Gas Supply+Methanex Stays+Increased Demand Response+Reduced Rankine Availability+Delayed Build | 543.3008 | 545.3044 | 547.7769
2028 | NIWCM | High Demand Growth+Expected Future Gas Supply+Methanex Stays+Increased Demand Response+Reduced Rankine Availability+Delayed Build | 570.4704 | 591.0527 | 595.5892
2029 | NIWCM | High Demand Growth+Expected Future Gas Supply+Methanex Stays+Increased Demand Response+Reduced Rankine Availability+Delayed Build | 309.988 | 438.2941 | 451.8864
2030 | NIWCM | High Demand Growth+Expected Future Gas Supply+Methanex Stays+Increased Demand Response+Reduced Rankine Availability+Delayed Build | 19.2281 | 745.4805 | 1038.4801
2031 | NIWCM | High Demand Growth+Expected Future Gas Supply+Methanex Stays+Increased Demand Response+Reduced Rankine Availability+Delayed Build | -256.5236 | 682.0003 | 1043.5201
2032 | NIWCM | High Demand Growth+Expected Future Gas Supply+Methanex Stays+Increased Demand Response+Reduced Rankine Availability+Delayed Build | -471.415 | 542.8788 | 1131.8408
2033 | NIWCM | High Demand Growth+Expected Future Gas Supply+Methanex Stays+Increased Demand Response+Reduced Rankine Availability+Delayed Build | -595.3056 | 427.7255 | 1257.4496
2034 | NIWCM | High Demand Growth+Expected Future Gas Supply+Methanex Stays+Increased Demand Response+Reduced Rankine Availability+Delayed Build | -823.6946 | 220.2272 | 1087.721
2035 | NIWCM | High Demand Growth+Expected Future Gas Supply+Methanex Stays+Increased Demand Response+Reduced Rankine Availability+Delayed Build | -990.5654 | 84.6259 | 1022.7878
2026 | SIWEM_PERC | High Demand Growth+Expected Future Gas Supply+Methanex Stays+Increased Demand Response+Reduced Rankine Availability+Delayed Build | 17.6057 | 17.6057 | 17.6057
2027 | SIWEM_PERC | High Demand Growth+Expected Future Gas Supply+Methanex Stays+Increased Demand Response+Reduced Rankine Availability+Delayed Build | 13.1185 | 13.1862 | 13.1862
2028 | SIWEM_PERC | High Demand Growth+Expected Future Gas Supply+Methanex Stays+Increased Demand Response+Reduced Rankine Availability+Delayed Build | 9.1882 | 10.9655 | 10.9655
2029 | SIWEM_PERC | High Demand Growth+Expected Future Gas Supply+Methanex Stays+Increased Demand Response+Reduced Rankine Availability+Delayed Build | 2.6144 | 6.9288 | 6.9288
2030 | SIWEM_PERC | High Demand Growth+Expected Future Gas Supply+Methanex Stays+Increased Demand Response+Reduced Rankine Availability+Delayed Build | -3.4825 | 6.6977 | 17.5342
2031 | SIWEM_PERC | High Demand Growth+Expected Future Gas Supply+Methanex Stays+Increased Demand Response+Reduced Rankine Availability+Delayed Build | -8.7515 | 0.84595 | 12.6108
2032 | SIWEM_PERC | High Demand Growth+Expected Future Gas Supply+Methanex Stays+Increased Demand Response+Reduced Rankine Availability+Delayed Build | -10.5156 | 0.3411 | 16.1139
2033 | SIWEM_PERC | High Demand Growth+Expected Future Gas Supply+Methanex Stays+Increased Demand Response+Reduced Rankine Availability+Delayed Build | -12.1285 | -1.4995 | 17.7488
2034 | SIWEM_PERC | High Demand Growth+Expected Future Gas Supply+Methanex Stays+Increased Demand Response+Reduced Rankine Availability+Delayed Build | -13.8721 | -3.4891 | 15.3136
2035 | SIWEM_PERC | High Demand Growth+Expected Future Gas Supply+Methanex Stays+Increased Demand Response+Reduced Rankine Availability+Delayed Build | -15.1242 | -4.93 | 13.5308
2026 | NZWEM_PERC | High Demand Growth+Expected Future Gas Supply+Methanex Stays+Increased Demand Response+Reduced Rankine Availability+Delayed Build+Low Wind & Solar | 5.8975 | 5.8975 | 5.8975
2027 | NZWEM_PERC | High Demand Growth+Expected Future Gas Supply+Methanex Stays+Increased Demand Response+Reduced Rankine Availability+Delayed Build+Low Wind & Solar | -5.4019 | -5.2818 | -5.1393
2028 | NZWEM_PERC | High Demand Growth+Expected Future Gas Supply+Methanex Stays+Increased Demand Response+Reduced Rankine Availability+Delayed Build+Low Wind & Solar | -6.1891 | -5.0142 | -4.7585
2029 | NZWEM_PERC | High Demand Growth+Expected Future Gas Supply+Methanex Stays+Increased Demand Response+Reduced Rankine Availability+Delayed Build+Low Wind & Solar | -8.9071 | -6.6689 | -5.9737
2030 | NZWEM_PERC | High Demand Growth+Expected Future Gas Supply+Methanex Stays+Increased Demand Response+Reduced Rankine Availability+Delayed Build+Low Wind & Solar | -12.6488 | -5.8184 | -0.044643
2031 | NZWEM_PERC | High Demand Growth+Expected Future Gas Supply+Methanex Stays+Increased Demand Response+Reduced Rankine Availability+Delayed Build+Low Wind & Solar | -16.2825 | -7.4327 | -1.0405
2032 | NZWEM_PERC | High Demand Growth+Expected Future Gas Supply+Methanex Stays+Increased Demand Response+Reduced Rankine Availability+Delayed Build+Low Wind & Solar | -18.3137 | -9.2133 | 1.2044
2033 | NZWEM_PERC | High Demand Growth+Expected Future Gas Supply+Methanex Stays+Increased Demand Response+Reduced Rankine Availability+Delayed Build+Low Wind & Solar | -20.0873 | -11.147 | 3.2944
2034 | NZWEM_PERC | High Demand Growth+Expected Future Gas Supply+Methanex Stays+Increased Demand Response+Reduced Rankine Availability+Delayed Build+Low Wind & Solar | -21.7807 | -12.825 | 1.9453
2035 | NZWEM_PERC | High Demand Growth+Expected Future Gas Supply+Methanex Stays+Increased Demand Response+Reduced Rankine Availability+Delayed Build+Low Wind & Solar | -23.148 | -14.0244 | 1.6332
2026 | NIWCM | High Demand Growth+Expected Future Gas Supply+Methanex Stays+Increased Demand Response+Reduced Rankine Availability+Delayed Build+Low Wind & Solar | 741.7097 | 741.7097 | 741.7097
2027 | NIWCM | High Demand Growth+Expected Future Gas Supply+Methanex Stays+Increased Demand Response+Reduced Rankine Availability+Delayed Build+Low Wind & Solar | 543.3008 | 545.3044 | 547.7769
2028 | NIWCM | High Demand Growth+Expected Future Gas Supply+Methanex Stays+Increased Demand Response+Reduced Rankine Availability+Delayed Build+Low Wind & Solar | 570.4704 | 591.0527 | 595.5892
2029 | NIWCM | High Demand Growth+Expected Future Gas Supply+Methanex Stays+Increased Demand Response+Reduced Rankine Availability+Delayed Build+Low Wind & Solar | 309.988 | 438.2941 | 451.8864
2030 | NIWCM | High Demand Growth+Expected Future Gas Supply+Methanex Stays+Increased Demand Response+Reduced Rankine Availability+Delayed Build+Low Wind & Solar | 19.2281 | 745.4805 | 1038.4801
2031 | NIWCM | High Demand Growth+Expected Future Gas Supply+Methanex Stays+Increased Demand Response+Reduced Rankine Availability+Delayed Build+Low Wind & Solar | -256.5236 | 682.0003 | 1043.5201
2032 | NIWCM | High Demand Growth+Expected Future Gas Supply+Methanex Stays+Increased Demand Response+Reduced Rankine Availability+Delayed Build+Low Wind & Solar | -471.415 | 542.8788 | 1131.8408
2033 | NIWCM | High Demand Growth+Expected Future Gas Supply+Methanex Stays+Increased Demand Response+Reduced Rankine Availability+Delayed Build+Low Wind & Solar | -595.3056 | 427.7255 | 1257.4496
2034 | NIWCM | High Demand Growth+Expected Future Gas Supply+Methanex Stays+Increased Demand Response+Reduced Rankine Availability+Delayed Build+Low Wind & Solar | -823.6946 | 220.2272 | 1087.721
2035 | NIWCM | High Demand Growth+Expected Future Gas Supply+Methanex Stays+Increased Demand Response+Reduced Rankine Availability+Delayed Build+Low Wind & Solar | -990.5654 | 84.6259 | 1022.7878
2026 | SIWEM_PERC | High Demand Growth+Expected Future Gas Supply+Methanex Stays+Increased Demand Response+Reduced Rankine Availability+Delayed Build+Low Wind & Solar | 17.2783 | 17.2783 | 17.2783
2027 | SIWEM_PERC | High Demand Growth+Expected Future Gas Supply+Methanex Stays+Increased Demand Response+Reduced Rankine Availability+Delayed Build+Low Wind & Solar | 12.6546 | 12.7157 | 12.7157
2028 | SIWEM_PERC | High Demand Growth+Expected Future Gas Supply+Methanex Stays+Increased Demand Response+Reduced Rankine Availability+Delayed Build+Low Wind & Solar | 8.4705 | 10.0745 | 10.0745
2029 | SIWEM_PERC | High Demand Growth+Expected Future Gas Supply+Methanex Stays+Increased Demand Response+Reduced Rankine Availability+Delayed Build+Low Wind & Solar | 1.9088 | 5.8024 | 5.8024
2030 | SIWEM_PERC | High Demand Growth+Expected Future Gas Supply+Methanex Stays+Increased Demand Response+Reduced Rankine Availability+Delayed Build+Low Wind & Solar | -4.2769 | 4.9103 | 14.6899
2031 | SIWEM_PERC | High Demand Growth+Expected Future Gas Supply+Methanex Stays+Increased Demand Response+Reduced Rankine Availability+Delayed Build+Low Wind & Solar | -9.5005 | -0.8391 | 9.7783
2032 | SIWEM_PERC | High Demand Growth+Expected Future Gas Supply+Methanex Stays+Increased Demand Response+Reduced Rankine Availability+Delayed Build+Low Wind & Solar | -11.248 | -1.4502 | 12.7842
2033 | SIWEM_PERC | High Demand Growth+Expected Future Gas Supply+Methanex Stays+Increased Demand Response+Reduced Rankine Availability+Delayed Build+Low Wind & Solar | -12.8456 | -3.2532 | 14.1177
2034 | SIWEM_PERC | High Demand Growth+Expected Future Gas Supply+Methanex Stays+Increased Demand Response+Reduced Rankine Availability+Delayed Build+Low Wind & Solar | -14.5725 | -5.2022 | 11.7666
2035 | SIWEM_PERC | High Demand Growth+Expected Future Gas Supply+Methanex Stays+Increased Demand Response+Reduced Rankine Availability+Delayed Build+Low Wind & Solar | -15.8119 | -6.612 | 10.0483
2026 | NZWEM_PERC | High Demand Growth+Expected Future Gas Supply+Methanex Stays+Increased Demand Response+Reduced Rankine Availability+Delayed Build+Constrained Operational Capacity | 6.7822 | 6.7822 | 6.7822
2027 | NZWEM_PERC | High Demand Growth+Expected Future Gas Supply+Methanex Stays+Increased Demand Response+Reduced Rankine Availability+Delayed Build+Constrained Operational Capacity | -4.5016 | -4.3685 | -4.2106
2028 | NZWEM_PERC | High Demand Growth+Expected Future Gas Supply+Methanex Stays+Increased Demand Response+Reduced Rankine Availability+Delayed Build+Constrained Operational Capacity | -5.1043 | -3.8024 | -3.519
2029 | NZWEM_PERC | High Demand Growth+Expected Future Gas Supply+Methanex Stays+Increased Demand Response+Reduced Rankine Availability+Delayed Build+Constrained Operational Capacity | -7.7344 | -5.2544 | -4.4841
2030 | NZWEM_PERC | High Demand Growth+Expected Future Gas Supply+Methanex Stays+Increased Demand Response+Reduced Rankine Availability+Delayed Build+Constrained Operational Capacity | -11.4566 | -3.888 | 2.5097
2031 | NZWEM_PERC | High Demand Growth+Expected Future Gas Supply+Methanex Stays+Increased Demand Response+Reduced Rankine Availability+Delayed Build+Constrained Operational Capacity | -15.14 | -5.3338 | 1.7493
2032 | NZWEM_PERC | High Demand Growth+Expected Future Gas Supply+Methanex Stays+Increased Demand Response+Reduced Rankine Availability+Delayed Build+Constrained Operational Capacity | -17.2035 | -7.1196 | 4.391
2033 | NZWEM_PERC | High Demand Growth+Expected Future Gas Supply+Methanex Stays+Increased Demand Response+Reduced Rankine Availability+Delayed Build+Constrained Operational Capacity | -19.0053 | -9.1066 | 6.8633
2034 | NZWEM_PERC | High Demand Growth+Expected Future Gas Supply+Methanex Stays+Increased Demand Response+Reduced Rankine Availability+Delayed Build+Constrained Operational Capacity | -20.7301 | -10.814 | 5.4899
2035 | NZWEM_PERC | High Demand Growth+Expected Future Gas Supply+Methanex Stays+Increased Demand Response+Reduced Rankine Availability+Delayed Build+Constrained Operational Capacity | -22.1222 | -12.0609 | 5.2277
2026 | NIWCM | High Demand Growth+Expected Future Gas Supply+Methanex Stays+Increased Demand Response+Reduced Rankine Availability+Delayed Build+Constrained Operational Capacity | 209.2066 | 209.2066 | 209.2066
2027 | NIWCM | High Demand Growth+Expected Future Gas Supply+Methanex Stays+Increased Demand Response+Reduced Rankine Availability+Delayed Build+Constrained Operational Capacity | 4.4086 | 4.4086 | 4.4086
2028 | NIWCM | High Demand Growth+Expected Future Gas Supply+Methanex Stays+Increased Demand Response+Reduced Rankine Availability+Delayed Build+Constrained Operational Capacity | -40.9528 | -40.9528 | -40.9528
2029 | NIWCM | High Demand Growth+Expected Future Gas Supply+Methanex Stays+Increased Demand Response+Reduced Rankine Availability+Delayed Build+Constrained Operational Capacity | -335.0736 | -252.8911 | -252.8911
2030 | NIWCM | High Demand Growth+Expected Future Gas Supply+Methanex Stays+Increased Demand Response+Reduced Rankine Availability+Delayed Build+Constrained Operational Capacity | -659.6372 | -145.9704 | -28.0389
2031 | NIWCM | High Demand Growth+Expected Future Gas Supply+Methanex Stays+Increased Demand Response+Reduced Rankine Availability+Delayed Build+Constrained Operational Capacity | -937.1292 | -284.1864 | -124.8989
2032 | NIWCM | High Demand Growth+Expected Future Gas Supply+Methanex Stays+Increased Demand Response+Reduced Rankine Availability+Delayed Build+Constrained Operational Capacity | -1151.6769 | -435.8263 | -220.1632
2033 | NIWCM | High Demand Growth+Expected Future Gas Supply+Methanex Stays+Increased Demand Response+Reduced Rankine Availability+Delayed Build+Constrained Operational Capacity | -1279.3768 | -551.3212 | -277.0745
2034 | NIWCM | High Demand Growth+Expected Future Gas Supply+Methanex Stays+Increased Demand Response+Reduced Rankine Availability+Delayed Build+Constrained Operational Capacity | -1501.7344 | -776.0798 | -478.7392
2035 | NIWCM | High Demand Growth+Expected Future Gas Supply+Methanex Stays+Increased Demand Response+Reduced Rankine Availability+Delayed Build+Constrained Operational Capacity | -1612.7925 | -914.7587 | -604.7294
2026 | SIWEM_PERC | High Demand Growth+Expected Future Gas Supply+Methanex Stays+Increased Demand Response+Reduced Rankine Availability+Delayed Build+Constrained Operational Capacity | 17.6057 | 17.6057 | 17.6057
2027 | SIWEM_PERC | High Demand Growth+Expected Future Gas Supply+Methanex Stays+Increased Demand Response+Reduced Rankine Availability+Delayed Build+Constrained Operational Capacity | 13.1185 | 13.1862 | 13.1862
2028 | SIWEM_PERC | High Demand Growth+Expected Future Gas Supply+Methanex Stays+Increased Demand Response+Reduced Rankine Availability+Delayed Build+Constrained Operational Capacity | 9.1882 | 10.9655 | 10.9655
2029 | SIWEM_PERC | High Demand Growth+Expected Future Gas Supply+Methanex Stays+Increased Demand Response+Reduced Rankine Availability+Delayed Build+Constrained Operational Capacity | 2.6144 | 6.9288 | 6.9288
2030 | SIWEM_PERC | High Demand Growth+Expected Future Gas Supply+Methanex Stays+Increased Demand Response+Reduced Rankine Availability+Delayed Build+Constrained Operational Capacity | -3.4825 | 6.6977 | 17.5342
2031 | SIWEM_PERC | High Demand Growth+Expected Future Gas Supply+Methanex Stays+Increased Demand Response+Reduced Rankine Availability+Delayed Build+Constrained Operational Capacity | -8.7515 | 0.84595 | 12.6108
2032 | SIWEM_PERC | High Demand Growth+Expected Future Gas Supply+Methanex Stays+Increased Demand Response+Reduced Rankine Availability+Delayed Build+Constrained Operational Capacity | -10.5156 | 0.3411 | 16.1139
2033 | SIWEM_PERC | High Demand Growth+Expected Future Gas Supply+Methanex Stays+Increased Demand Response+Reduced Rankine Availability+Delayed Build+Constrained Operational Capacity | -12.1285 | -1.4995 | 17.7488
2034 | SIWEM_PERC | High Demand Growth+Expected Future Gas Supply+Methanex Stays+Increased Demand Response+Reduced Rankine Availability+Delayed Build+Constrained Operational Capacity | -13.8721 | -3.4891 | 15.3136
2035 | SIWEM_PERC | High Demand Growth+Expected Future Gas Supply+Methanex Stays+Increased Demand Response+Reduced Rankine Availability+Delayed Build+Constrained Operational Capacity | -15.1242 | -4.93 | 13.5308
2026 | NZWEM_PERC | High Demand Growth+Expected Future Gas Supply+Methanex Stays+Increased Demand Response+Reduced Rankine Availability+Delayed Build+Constrained Operational Capacity+Low Wind & Solar | 5.8975 | 5.8975 | 5.8975
2027 | NZWEM_PERC | High Demand Growth+Expected Future Gas Supply+Methanex Stays+Increased Demand Response+Reduced Rankine Availability+Delayed Build+Constrained Operational Capacity+Low Wind & Solar | -5.4019 | -5.2818 | -5.1393
2028 | NZWEM_PERC | High Demand Growth+Expected Future Gas Supply+Methanex Stays+Increased Demand Response+Reduced Rankine Availability+Delayed Build+Constrained Operational Capacity+Low Wind & Solar | -6.1891 | -5.0142 | -4.7585
2029 | NZWEM_PERC | High Demand Growth+Expected Future Gas Supply+Methanex Stays+Increased Demand Response+Reduced Rankine Availability+Delayed Build+Constrained Operational Capacity+Low Wind & Solar | -8.9071 | -6.6689 | -5.9737
2030 | NZWEM_PERC | High Demand Growth+Expected Future Gas Supply+Methanex Stays+Increased Demand Response+Reduced Rankine Availability+Delayed Build+Constrained Operational Capacity+Low Wind & Solar | -12.6488 | -5.8184 | -0.044643
2031 | NZWEM_PERC | High Demand Growth+Expected Future Gas Supply+Methanex Stays+Increased Demand Response+Reduced Rankine Availability+Delayed Build+Constrained Operational Capacity+Low Wind & Solar | -16.2825 | -7.4327 | -1.0405
2032 | NZWEM_PERC | High Demand Growth+Expected Future Gas Supply+Methanex Stays+Increased Demand Response+Reduced Rankine Availability+Delayed Build+Constrained Operational Capacity+Low Wind & Solar | -18.3137 | -9.2133 | 1.2044
2033 | NZWEM_PERC | High Demand Growth+Expected Future Gas Supply+Methanex Stays+Increased Demand Response+Reduced Rankine Availability+Delayed Build+Constrained Operational Capacity+Low Wind & Solar | -20.0873 | -11.147 | 3.2944
2034 | NZWEM_PERC | High Demand Growth+Expected Future Gas Supply+Methanex Stays+Increased Demand Response+Reduced Rankine Availability+Delayed Build+Constrained Operational Capacity+Low Wind & Solar | -21.7807 | -12.825 | 1.9453
2035 | NZWEM_PERC | High Demand Growth+Expected Future Gas Supply+Methanex Stays+Increased Demand Response+Reduced Rankine Availability+Delayed Build+Constrained Operational Capacity+Low Wind & Solar | -23.148 | -14.0244 | 1.6332
2026 | NIWCM | High Demand Growth+Expected Future Gas Supply+Methanex Stays+Increased Demand Response+Reduced Rankine Availability+Delayed Build+Constrained Operational Capacity+Low Wind & Solar | 209.2066 | 209.2066 | 209.2066
2027 | NIWCM | High Demand Growth+Expected Future Gas Supply+Methanex Stays+Increased Demand Response+Reduced Rankine Availability+Delayed Build+Constrained Operational Capacity+Low Wind & Solar | 4.4086 | 4.4086 | 4.4086
2028 | NIWCM | High Demand Growth+Expected Future Gas Supply+Methanex Stays+Increased Demand Response+Reduced Rankine Availability+Delayed Build+Constrained Operational Capacity+Low Wind & Solar | -40.9528 | -40.9528 | -40.9528
2029 | NIWCM | High Demand Growth+Expected Future Gas Supply+Methanex Stays+Increased Demand Response+Reduced Rankine Availability+Delayed Build+Constrained Operational Capacity+Low Wind & Solar | -335.0736 | -252.8911 | -252.8911
2030 | NIWCM | High Demand Growth+Expected Future Gas Supply+Methanex Stays+Increased Demand Response+Reduced Rankine Availability+Delayed Build+Constrained Operational Capacity+Low Wind & Solar | -659.6372 | -145.9704 | -28.0389
2031 | NIWCM | High Demand Growth+Expected Future Gas Supply+Methanex Stays+Increased Demand Response+Reduced Rankine Availability+Delayed Build+Constrained Operational Capacity+Low Wind & Solar | -937.1292 | -284.1864 | -124.8989
2032 | NIWCM | High Demand Growth+Expected Future Gas Supply+Methanex Stays+Increased Demand Response+Reduced Rankine Availability+Delayed Build+Constrained Operational Capacity+Low Wind & Solar | -1151.6769 | -435.8263 | -220.1632
2033 | NIWCM | High Demand Growth+Expected Future Gas Supply+Methanex Stays+Increased Demand Response+Reduced Rankine Availability+Delayed Build+Constrained Operational Capacity+Low Wind & Solar | -1279.3768 | -551.3212 | -277.0745
2034 | NIWCM | High Demand Growth+Expected Future Gas Supply+Methanex Stays+Increased Demand Response+Reduced Rankine Availability+Delayed Build+Constrained Operational Capacity+Low Wind & Solar | -1501.7344 | -776.0798 | -478.7392
2035 | NIWCM | High Demand Growth+Expected Future Gas Supply+Methanex Stays+Increased Demand Response+Reduced Rankine Availability+Delayed Build+Constrained Operational Capacity+Low Wind & Solar | -1612.7925 | -914.7587 | -604.7294
2026 | SIWEM_PERC | High Demand Growth+Expected Future Gas Supply+Methanex Stays+Increased Demand Response+Reduced Rankine Availability+Delayed Build+Constrained Operational Capacity+Low Wind & Solar | 17.2783 | 17.2783 | 17.2783
2027 | SIWEM_PERC | High Demand Growth+Expected Future Gas Supply+Methanex Stays+Increased Demand Response+Reduced Rankine Availability+Delayed Build+Constrained Operational Capacity+Low Wind & Solar | 12.6546 | 12.7157 | 12.7157
2028 | SIWEM_PERC | High Demand Growth+Expected Future Gas Supply+Methanex Stays+Increased Demand Response+Reduced Rankine Availability+Delayed Build+Constrained Operational Capacity+Low Wind & Solar | 8.4705 | 10.0745 | 10.0745
2029 | SIWEM_PERC | High Demand Growth+Expected Future Gas Supply+Methanex Stays+Increased Demand Response+Reduced Rankine Availability+Delayed Build+Constrained Operational Capacity+Low Wind & Solar | 1.9088 | 5.8024 | 5.8024
2030 | SIWEM_PERC | High Demand Growth+Expected Future Gas Supply+Methanex Stays+Increased Demand Response+Reduced Rankine Availability+Delayed Build+Constrained Operational Capacity+Low Wind & Solar | -4.2769 | 4.9103 | 14.6899
2031 | SIWEM_PERC | High Demand Growth+Expected Future Gas Supply+Methanex Stays+Increased Demand Response+Reduced Rankine Availability+Delayed Build+Constrained Operational Capacity+Low Wind & Solar | -9.5005 | -0.8391 | 9.7783
2032 | SIWEM_PERC | High Demand Growth+Expected Future Gas Supply+Methanex Stays+Increased Demand Response+Reduced Rankine Availability+Delayed Build+Constrained Operational Capacity+Low Wind & Solar | -11.248 | -1.4502 | 12.7842
2033 | SIWEM_PERC | High Demand Growth+Expected Future Gas Supply+Methanex Stays+Increased Demand Response+Reduced Rankine Availability+Delayed Build+Constrained Operational Capacity+Low Wind & Solar | -12.8456 | -3.2532 | 14.1177
2034 | SIWEM_PERC | High Demand Growth+Expected Future Gas Supply+Methanex Stays+Increased Demand Response+Reduced Rankine Availability+Delayed Build+Constrained Operational Capacity+Low Wind & Solar | -14.5725 | -5.2022 | 11.7666
2035 | SIWEM_PERC | High Demand Growth+Expected Future Gas Supply+Methanex Stays+Increased Demand Response+Reduced Rankine Availability+Delayed Build+Constrained Operational Capacity+Low Wind & Solar | -15.8119 | -6.612 | 10.0483
2026 | NZWEM_PERC | High Demand Growth+Expected Future Gas Supply+Methanex Stays+Increased Demand Response+Reduced Rankine Availability+Delayed Build+Upgraded HVDC | 6.7822 | 6.7822 | 6.7822
2027 | NZWEM_PERC | High Demand Growth+Expected Future Gas Supply+Methanex Stays+Increased Demand Response+Reduced Rankine Availability+Delayed Build+Upgraded HVDC | -4.5016 | -4.3685 | -4.2106
2028 | NZWEM_PERC | High Demand Growth+Expected Future Gas Supply+Methanex Stays+Increased Demand Response+Reduced Rankine Availability+Delayed Build+Upgraded HVDC | -5.1043 | -3.8024 | -3.519
2029 | NZWEM_PERC | High Demand Growth+Expected Future Gas Supply+Methanex Stays+Increased Demand Response+Reduced Rankine Availability+Delayed Build+Upgraded HVDC | -7.7344 | -5.2544 | -4.4841
2030 | NZWEM_PERC | High Demand Growth+Expected Future Gas Supply+Methanex Stays+Increased Demand Response+Reduced Rankine Availability+Delayed Build+Upgraded HVDC | -11.4566 | -3.888 | 2.5097
2031 | NZWEM_PERC | High Demand Growth+Expected Future Gas Supply+Methanex Stays+Increased Demand Response+Reduced Rankine Availability+Delayed Build+Upgraded HVDC | -15.14 | -5.3338 | 1.7493
2032 | NZWEM_PERC | High Demand Growth+Expected Future Gas Supply+Methanex Stays+Increased Demand Response+Reduced Rankine Availability+Delayed Build+Upgraded HVDC | -17.2035 | -7.1196 | 4.391
2033 | NZWEM_PERC | High Demand Growth+Expected Future Gas Supply+Methanex Stays+Increased Demand Response+Reduced Rankine Availability+Delayed Build+Upgraded HVDC | -19.0053 | -9.1066 | 6.8633
2034 | NZWEM_PERC | High Demand Growth+Expected Future Gas Supply+Methanex Stays+Increased Demand Response+Reduced Rankine Availability+Delayed Build+Upgraded HVDC | -20.7301 | -10.814 | 5.4899
2035 | NZWEM_PERC | High Demand Growth+Expected Future Gas Supply+Methanex Stays+Increased Demand Response+Reduced Rankine Availability+Delayed Build+Upgraded HVDC | -22.1222 | -12.0609 | 5.2277
2026 | NIWCM | High Demand Growth+Expected Future Gas Supply+Methanex Stays+Increased Demand Response+Reduced Rankine Availability+Delayed Build+Upgraded HVDC | 741.7097 | 741.7097 | 741.7097
2027 | NIWCM | High Demand Growth+Expected Future Gas Supply+Methanex Stays+Increased Demand Response+Reduced Rankine Availability+Delayed Build+Upgraded HVDC | 543.3008 | 545.3044 | 547.7769
2028 | NIWCM | High Demand Growth+Expected Future Gas Supply+Methanex Stays+Increased Demand Response+Reduced Rankine Availability+Delayed Build+Upgraded HVDC | 570.4704 | 591.0527 | 595.5892
2029 | NIWCM | High Demand Growth+Expected Future Gas Supply+Methanex Stays+Increased Demand Response+Reduced Rankine Availability+Delayed Build+Upgraded HVDC | 309.988 | 438.2941 | 451.8864
2030 | NIWCM | High Demand Growth+Expected Future Gas Supply+Methanex Stays+Increased Demand Response+Reduced Rankine Availability+Delayed Build+Upgraded HVDC | 19.2281 | 745.4805 | 1038.4801
2031 | NIWCM | High Demand Growth+Expected Future Gas Supply+Methanex Stays+Increased Demand Response+Reduced Rankine Availability+Delayed Build+Upgraded HVDC | -256.5236 | 682.0003 | 1043.5201
2032 | NIWCM | High Demand Growth+Expected Future Gas Supply+Methanex Stays+Increased Demand Response+Reduced Rankine Availability+Delayed Build+Upgraded HVDC | -471.415 | 542.8788 | 1131.8406
2033 | NIWCM | High Demand Growth+Expected Future Gas Supply+Methanex Stays+Increased Demand Response+Reduced Rankine Availability+Delayed Build+Upgraded HVDC | -595.3056 | 427.7255 | 1257.4496
2034 | NIWCM | High Demand Growth+Expected Future Gas Supply+Methanex Stays+Increased Demand Response+Reduced Rankine Availability+Delayed Build+Upgraded HVDC | -823.6946 | 220.2272 | 1087.721
2035 | NIWCM | High Demand Growth+Expected Future Gas Supply+Methanex Stays+Increased Demand Response+Reduced Rankine Availability+Delayed Build+Upgraded HVDC | -990.5654 | 84.6259 | 1022.7878
2026 | SIWEM_PERC | High Demand Growth+Expected Future Gas Supply+Methanex Stays+Increased Demand Response+Reduced Rankine Availability+Delayed Build+Upgraded HVDC | 17.6057 | 17.6057 | 17.6057
2027 | SIWEM_PERC | High Demand Growth+Expected Future Gas Supply+Methanex Stays+Increased Demand Response+Reduced Rankine Availability+Delayed Build+Upgraded HVDC | 13.1185 | 13.1862 | 13.1862
2028 | SIWEM_PERC | High Demand Growth+Expected Future Gas Supply+Methanex Stays+Increased Demand Response+Reduced Rankine Availability+Delayed Build+Upgraded HVDC | 9.1882 | 10.9655 | 10.9655
2029 | SIWEM_PERC | High Demand Growth+Expected Future Gas Supply+Methanex Stays+Increased Demand Response+Reduced Rankine Availability+Delayed Build+Upgraded HVDC | 2.6144 | 6.9288 | 6.9288
2030 | SIWEM_PERC | High Demand Growth+Expected Future Gas Supply+Methanex Stays+Increased Demand Response+Reduced Rankine Availability+Delayed Build+Upgraded HVDC | -3.4825 | 6.6977 | 17.5342
2031 | SIWEM_PERC | High Demand Growth+Expected Future Gas Supply+Methanex Stays+Increased Demand Response+Reduced Rankine Availability+Delayed Build+Upgraded HVDC | -8.7515 | 0.84595 | 12.6108
2032 | SIWEM_PERC | High Demand Growth+Expected Future Gas Supply+Methanex Stays+Increased Demand Response+Reduced Rankine Availability+Delayed Build+Upgraded HVDC | -10.5156 | 0.3411 | 16.1139
2033 | SIWEM_PERC | High Demand Growth+Expected Future Gas Supply+Methanex Stays+Increased Demand Response+Reduced Rankine Availability+Delayed Build+Upgraded HVDC | -12.1285 | -1.4995 | 17.7488
2034 | SIWEM_PERC | High Demand Growth+Expected Future Gas Supply+Methanex Stays+Increased Demand Response+Reduced Rankine Availability+Delayed Build+Upgraded HVDC | -13.8721 | -3.4891 | 15.3136
2035 | SIWEM_PERC | High Demand Growth+Expected Future Gas Supply+Methanex Stays+Increased Demand Response+Reduced Rankine Availability+Delayed Build+Upgraded HVDC | -15.1242 | -4.93 | 13.5308
2026 | NZWEM_PERC | High Demand Growth+Expected Future Gas Supply+Methanex Stays+Increased Demand Response+Reduced Rankine Availability+Delayed Build+Upgraded HVDC+Low Wind & Solar | 5.8975 | 5.8975 | 5.8975
2027 | NZWEM_PERC | High Demand Growth+Expected Future Gas Supply+Methanex Stays+Increased Demand Response+Reduced Rankine Availability+Delayed Build+Upgraded HVDC+Low Wind & Solar | -5.4019 | -5.2818 | -5.1393
2028 | NZWEM_PERC | High Demand Growth+Expected Future Gas Supply+Methanex Stays+Increased Demand Response+Reduced Rankine Availability+Delayed Build+Upgraded HVDC+Low Wind & Solar | -6.1891 | -5.0142 | -4.7585
2029 | NZWEM_PERC | High Demand Growth+Expected Future Gas Supply+Methanex Stays+Increased Demand Response+Reduced Rankine Availability+Delayed Build+Upgraded HVDC+Low Wind & Solar | -8.9071 | -6.6689 | -5.9737
2030 | NZWEM_PERC | High Demand Growth+Expected Future Gas Supply+Methanex Stays+Increased Demand Response+Reduced Rankine Availability+Delayed Build+Upgraded HVDC+Low Wind & Solar | -12.6488 | -5.8184 | -0.044643
2031 | NZWEM_PERC | High Demand Growth+Expected Future Gas Supply+Methanex Stays+Increased Demand Response+Reduced Rankine Availability+Delayed Build+Upgraded HVDC+Low Wind & Solar | -16.2825 | -7.4327 | -1.0405
2032 | NZWEM_PERC | High Demand Growth+Expected Future Gas Supply+Methanex Stays+Increased Demand Response+Reduced Rankine Availability+Delayed Build+Upgraded HVDC+Low Wind & Solar | -18.3137 | -9.2133 | 1.2044
2033 | NZWEM_PERC | High Demand Growth+Expected Future Gas Supply+Methanex Stays+Increased Demand Response+Reduced Rankine Availability+Delayed Build+Upgraded HVDC+Low Wind & Solar | -20.0873 | -11.147 | 3.2944
2034 | NZWEM_PERC | High Demand Growth+Expected Future Gas Supply+Methanex Stays+Increased Demand Response+Reduced Rankine Availability+Delayed Build+Upgraded HVDC+Low Wind & Solar | -21.7807 | -12.825 | 1.9453
2035 | NZWEM_PERC | High Demand Growth+Expected Future Gas Supply+Methanex Stays+Increased Demand Response+Reduced Rankine Availability+Delayed Build+Upgraded HVDC+Low Wind & Solar | -23.148 | -14.0244 | 1.6332
2026 | NIWCM | High Demand Growth+Expected Future Gas Supply+Methanex Stays+Increased Demand Response+Reduced Rankine Availability+Delayed Build+Upgraded HVDC+Low Wind & Solar | 741.7097 | 741.7097 | 741.7097
2027 | NIWCM | High Demand Growth+Expected Future Gas Supply+Methanex Stays+Increased Demand Response+Reduced Rankine Availability+Delayed Build+Upgraded HVDC+Low Wind & Solar | 543.3008 | 545.3044 | 547.7769
2028 | NIWCM | High Demand Growth+Expected Future Gas Supply+Methanex Stays+Increased Demand Response+Reduced Rankine Availability+Delayed Build+Upgraded HVDC+Low Wind & Solar | 570.4704 | 591.0527 | 595.5892
2029 | NIWCM | High Demand Growth+Expected Future Gas Supply+Methanex Stays+Increased Demand Response+Reduced Rankine Availability+Delayed Build+Upgraded HVDC+Low Wind & Solar | 309.988 | 438.2941 | 451.8864
2030 | NIWCM | High Demand Growth+Expected Future Gas Supply+Methanex Stays+Increased Demand Response+Reduced Rankine Availability+Delayed Build+Upgraded HVDC+Low Wind & Solar | 19.2281 | 745.4805 | 1038.4801
2031 | NIWCM | High Demand Growth+Expected Future Gas Supply+Methanex Stays+Increased Demand Response+Reduced Rankine Availability+Delayed Build+Upgraded HVDC+Low Wind & Solar | -256.5236 | 682.0003 | 1043.5201
2032 | NIWCM | High Demand Growth+Expected Future Gas Supply+Methanex Stays+Increased Demand Response+Reduced Rankine Availability+Delayed Build+Upgraded HVDC+Low Wind & Solar | -471.415 | 542.8788 | 1131.8406
2033 | NIWCM | High Demand Growth+Expected Future Gas Supply+Methanex Stays+Increased Demand Response+Reduced Rankine Availability+Delayed Build+Upgraded HVDC+Low Wind & Solar | -595.3056 | 427.7255 | 1257.4496
2034 | NIWCM | High Demand Growth+Expected Future Gas Supply+Methanex Stays+Increased Demand Response+Reduced Rankine Availability+Delayed Build+Upgraded HVDC+Low Wind & Solar | -823.6946 | 220.2272 | 1087.721
2035 | NIWCM | High Demand Growth+Expected Future Gas Supply+Methanex Stays+Increased Demand Response+Reduced Rankine Availability+Delayed Build+Upgraded HVDC+Low Wind & Solar | -990.5654 | 84.6259 | 1022.7878
2026 | SIWEM_PERC | High Demand Growth+Expected Future Gas Supply+Methanex Stays+Increased Demand Response+Reduced Rankine Availability+Delayed Build+Upgraded HVDC+Low Wind & Solar | 17.2783 | 17.2783 | 17.2783
2027 | SIWEM_PERC | High Demand Growth+Expected Future Gas Supply+Methanex Stays+Increased Demand Response+Reduced Rankine Availability+Delayed Build+Upgraded HVDC+Low Wind & Solar | 12.6546 | 12.7157 | 12.7157
2028 | SIWEM_PERC | High Demand Growth+Expected Future Gas Supply+Methanex Stays+Increased Demand Response+Reduced Rankine Availability+Delayed Build+Upgraded HVDC+Low Wind & Solar | 8.4705 | 10.0745 | 10.0745
2029 | SIWEM_PERC | High Demand Growth+Expected Future Gas Supply+Methanex Stays+Increased Demand Response+Reduced Rankine Availability+Delayed Build+Upgraded HVDC+Low Wind & Solar | 1.9088 | 5.8024 | 5.8024
2030 | SIWEM_PERC | High Demand Growth+Expected Future Gas Supply+Methanex Stays+Increased Demand Response+Reduced Rankine Availability+Delayed Build+Upgraded HVDC+Low Wind & Solar | -4.2769 | 4.9103 | 14.6899
2031 | SIWEM_PERC | High Demand Growth+Expected Future Gas Supply+Methanex Stays+Increased Demand Response+Reduced Rankine Availability+Delayed Build+Upgraded HVDC+Low Wind & Solar | -9.5005 | -0.8391 | 9.7783
2032 | SIWEM_PERC | High Demand Growth+Expected Future Gas Supply+Methanex Stays+Increased Demand Response+Reduced Rankine Availability+Delayed Build+Upgraded HVDC+Low Wind & Solar | -11.248 | -1.4502 | 12.7842
2033 | SIWEM_PERC | High Demand Growth+Expected Future Gas Supply+Methanex Stays+Increased Demand Response+Reduced Rankine Availability+Delayed Build+Upgraded HVDC+Low Wind & Solar | -12.8456 | -3.2532 | 14.1177
2034 | SIWEM_PERC | High Demand Growth+Expected Future Gas Supply+Methanex Stays+Increased Demand Response+Reduced Rankine Availability+Delayed Build+Upgraded HVDC+Low Wind & Solar | -14.5725 | -5.2022 | 11.7666
2035 | SIWEM_PERC | High Demand Growth+Expected Future Gas Supply+Methanex Stays+Increased Demand Response+Reduced Rankine Availability+Delayed Build+Upgraded HVDC+Low Wind & Solar | -15.8119 | -6.612 | 10.0483
2026 | NZWEM_PERC | High Demand Growth+Expected Future Gas Supply+Methanex Stays+Increased Demand Response+Reduced Rankine Availability+Delayed Build+Upgraded HVDC+Constrained Operational Capacity | 6.7822 | 6.7822 | 6.7822
2027 | NZWEM_PERC | High Demand Growth+Expected Future Gas Supply+Methanex Stays+Increased Demand Response+Reduced Rankine Availability+Delayed Build+Upgraded HVDC+Constrained Operational Capacity | -4.5016 | -4.3685 | -4.2106
2028 | NZWEM_PERC | High Demand Growth+Expected Future Gas Supply+Methanex Stays+Increased Demand Response+Reduced Rankine Availability+Delayed Build+Upgraded HVDC+Constrained Operational Capacity | -5.1043 | -3.8024 | -3.519
2029 | NZWEM_PERC | High Demand Growth+Expected Future Gas Supply+Methanex Stays+Increased Demand Response+Reduced Rankine Availability+Delayed Build+Upgraded HVDC+Constrained Operational Capacity | -7.7344 | -5.2544 | -4.4841
2030 | NZWEM_PERC | High Demand Growth+Expected Future Gas Supply+Methanex Stays+Increased Demand Response+Reduced Rankine Availability+Delayed Build+Upgraded HVDC+Constrained Operational Capacity | -11.4566 | -3.888 | 2.5097
2031 | NZWEM_PERC | High Demand Growth+Expected Future Gas Supply+Methanex Stays+Increased Demand Response+Reduced Rankine Availability+Delayed Build+Upgraded HVDC+Constrained Operational Capacity | -15.14 | -5.3338 | 1.7493
2032 | NZWEM_PERC | High Demand Growth+Expected Future Gas Supply+Methanex Stays+Increased Demand Response+Reduced Rankine Availability+Delayed Build+Upgraded HVDC+Constrained Operational Capacity | -17.2035 | -7.1196 | 4.391
2033 | NZWEM_PERC | High Demand Growth+Expected Future Gas Supply+Methanex Stays+Increased Demand Response+Reduced Rankine Availability+Delayed Build+Upgraded HVDC+Constrained Operational Capacity | -19.0053 | -9.1066 | 6.8633
2034 | NZWEM_PERC | High Demand Growth+Expected Future Gas Supply+Methanex Stays+Increased Demand Response+Reduced Rankine Availability+Delayed Build+Upgraded HVDC+Constrained Operational Capacity | -20.7301 | -10.814 | 5.4899
2035 | NZWEM_PERC | High Demand Growth+Expected Future Gas Supply+Methanex Stays+Increased Demand Response+Reduced Rankine Availability+Delayed Build+Upgraded HVDC+Constrained Operational Capacity | -22.1222 | -12.0609 | 5.2277
2026 | NIWCM | High Demand Growth+Expected Future Gas Supply+Methanex Stays+Increased Demand Response+Reduced Rankine Availability+Delayed Build+Upgraded HVDC+Constrained Operational Capacity | 209.2066 | 209.2066 | 209.2066
2027 | NIWCM | High Demand Growth+Expected Future Gas Supply+Methanex Stays+Increased Demand Response+Reduced Rankine Availability+Delayed Build+Upgraded HVDC+Constrained Operational Capacity | 4.4086 | 4.4086 | 4.4086
2028 | NIWCM | High Demand Growth+Expected Future Gas Supply+Methanex Stays+Increased Demand Response+Reduced Rankine Availability+Delayed Build+Upgraded HVDC+Constrained Operational Capacity | -40.9528 | -40.9528 | -40.9528
2029 | NIWCM | High Demand Growth+Expected Future Gas Supply+Methanex Stays+Increased Demand Response+Reduced Rankine Availability+Delayed Build+Upgraded HVDC+Constrained Operational Capacity | -335.0736 | -252.8911 | -252.8911
2030 | NIWCM | High Demand Growth+Expected Future Gas Supply+Methanex Stays+Increased Demand Response+Reduced Rankine Availability+Delayed Build+Upgraded HVDC+Constrained Operational Capacity | -659.6372 | -145.9704 | -28.0389
2031 | NIWCM | High Demand Growth+Expected Future Gas Supply+Methanex Stays+Increased Demand Response+Reduced Rankine Availability+Delayed Build+Upgraded HVDC+Constrained Operational Capacity | -937.1292 | -284.1864 | -124.8989
2032 | NIWCM | High Demand Growth+Expected Future Gas Supply+Methanex Stays+Increased Demand Response+Reduced Rankine Availability+Delayed Build+Upgraded HVDC+Constrained Operational Capacity | -1151.6769 | -435.8263 | -220.1632
2033 | NIWCM | High Demand Growth+Expected Future Gas Supply+Methanex Stays+Increased Demand Response+Reduced Rankine Availability+Delayed Build+Upgraded HVDC+Constrained Operational Capacity | -1279.3768 | -551.3212 | -277.0745
2034 | NIWCM | High Demand Growth+Expected Future Gas Supply+Methanex Stays+Increased Demand Response+Reduced Rankine Availability+Delayed Build+Upgraded HVDC+Constrained Operational Capacity | -1501.7344 | -776.0798 | -478.7392
2035 | NIWCM | High Demand Growth+Expected Future Gas Supply+Methanex Stays+Increased Demand Response+Reduced Rankine Availability+Delayed Build+Upgraded HVDC+Constrained Operational Capacity | -1612.7925 | -914.7587 | -604.7294
2026 | SIWEM_PERC | High Demand Growth+Expected Future Gas Supply+Methanex Stays+Increased Demand Response+Reduced Rankine Availability+Delayed Build+Upgraded HVDC+Constrained Operational Capacity | 17.6057 | 17.6057 | 17.6057
2027 | SIWEM_PERC | High Demand Growth+Expected Future Gas Supply+Methanex Stays+Increased Demand Response+Reduced Rankine Availability+Delayed Build+Upgraded HVDC+Constrained Operational Capacity | 13.1185 | 13.1862 | 13.1862
2028 | SIWEM_PERC | High Demand Growth+Expected Future Gas Supply+Methanex Stays+Increased Demand Response+Reduced Rankine Availability+Delayed Build+Upgraded HVDC+Constrained Operational Capacity | 9.1882 | 10.9655 | 10.9655
2029 | SIWEM_PERC | High Demand Growth+Expected Future Gas Supply+Methanex Stays+Increased Demand Response+Reduced Rankine Availability+Delayed Build+Upgraded HVDC+Constrained Operational Capacity | 2.6144 | 6.9288 | 6.9288
2030 | SIWEM_PERC | High Demand Growth+Expected Future Gas Supply+Methanex Stays+Increased Demand Response+Reduced Rankine Availability+Delayed Build+Upgraded HVDC+Constrained Operational Capacity | -3.4825 | 6.6977 | 17.5342
2031 | SIWEM_PERC | High Demand Growth+Expected Future Gas Supply+Methanex Stays+Increased Demand Response+Reduced Rankine Availability+Delayed Build+Upgraded HVDC+Constrained Operational Capacity | -8.7515 | 0.84595 | 12.6108
2032 | SIWEM_PERC | High Demand Growth+Expected Future Gas Supply+Methanex Stays+Increased Demand Response+Reduced Rankine Availability+Delayed Build+Upgraded HVDC+Constrained Operational Capacity | -10.5156 | 0.3411 | 16.1139
2033 | SIWEM_PERC | High Demand Growth+Expected Future Gas Supply+Methanex Stays+Increased Demand Response+Reduced Rankine Availability+Delayed Build+Upgraded HVDC+Constrained Operational Capacity | -12.1285 | -1.4995 | 17.7488
2034 | SIWEM_PERC | High Demand Growth+Expected Future Gas Supply+Methanex Stays+Increased Demand Response+Reduced Rankine Availability+Delayed Build+Upgraded HVDC+Constrained Operational Capacity | -13.8721 | -3.4891 | 15.3136
2035 | SIWEM_PERC | High Demand Growth+Expected Future Gas Supply+Methanex Stays+Increased Demand Response+Reduced Rankine Availability+Delayed Build+Upgraded HVDC+Constrained Operational Capacity | -15.1242 | -4.93 | 13.5308
2026 | NZWEM_PERC | High Demand Growth+Expected Future Gas Supply+Methanex Stays+Increased Demand Response+Reduced Rankine Availability+Delayed Build+Upgraded HVDC+Constrained Operational Capacity+Low Wind & Solar | 5.8975 | 5.8975 | 5.8975
2027 | NZWEM_PERC | High Demand Growth+Expected Future Gas Supply+Methanex Stays+Increased Demand Response+Reduced Rankine Availability+Delayed Build+Upgraded HVDC+Constrained Operational Capacity+Low Wind & Solar | -5.4019 | -5.2818 | -5.1393
2028 | NZWEM_PERC | High Demand Growth+Expected Future Gas Supply+Methanex Stays+Increased Demand Response+Reduced Rankine Availability+Delayed Build+Upgraded HVDC+Constrained Operational Capacity+Low Wind & Solar | -6.1891 | -5.0142 | -4.7585
2029 | NZWEM_PERC | High Demand Growth+Expected Future Gas Supply+Methanex Stays+Increased Demand Response+Reduced Rankine Availability+Delayed Build+Upgraded HVDC+Constrained Operational Capacity+Low Wind & Solar | -8.9071 | -6.6689 | -5.9737
2030 | NZWEM_PERC | High Demand Growth+Expected Future Gas Supply+Methanex Stays+Increased Demand Response+Reduced Rankine Availability+Delayed Build+Upgraded HVDC+Constrained Operational Capacity+Low Wind & Solar | -12.6488 | -5.8184 | -0.044643
2031 | NZWEM_PERC | High Demand Growth+Expected Future Gas Supply+Methanex Stays+Increased Demand Response+Reduced Rankine Availability+Delayed Build+Upgraded HVDC+Constrained Operational Capacity+Low Wind & Solar | -16.2825 | -7.4327 | -1.0405
2032 | NZWEM_PERC | High Demand Growth+Expected Future Gas Supply+Methanex Stays+Increased Demand Response+Reduced Rankine Availability+Delayed Build+Upgraded HVDC+Constrained Operational Capacity+Low Wind & Solar | -18.3137 | -9.2133 | 1.2044
2033 | NZWEM_PERC | High Demand Growth+Expected Future Gas Supply+Methanex Stays+Increased Demand Response+Reduced Rankine Availability+Delayed Build+Upgraded HVDC+Constrained Operational Capacity+Low Wind & Solar | -20.0873 | -11.147 | 3.2944
2034 | NZWEM_PERC | High Demand Growth+Expected Future Gas Supply+Methanex Stays+Increased Demand Response+Reduced Rankine Availability+Delayed Build+Upgraded HVDC+Constrained Operational Capacity+Low Wind & Solar | -21.7807 | -12.825 | 1.9453
2035 | NZWEM_PERC | High Demand Growth+Expected Future Gas Supply+Methanex Stays+Increased Demand Response+Reduced Rankine Availability+Delayed Build+Upgraded HVDC+Constrained Operational Capacity+Low Wind & Solar | -23.148 | -14.0244 | 1.6332
2026 | NIWCM | High Demand Growth+Expected Future Gas Supply+Methanex Stays+Increased Demand Response+Reduced Rankine Availability+Delayed Build+Upgraded HVDC+Constrained Operational Capacity+Low Wind & Solar | 209.2066 | 209.2066 | 209.2066
2027 | NIWCM | High Demand Growth+Expected Future Gas Supply+Methanex Stays+Increased Demand Response+Reduced Rankine Availability+Delayed Build+Upgraded HVDC+Constrained Operational Capacity+Low Wind & Solar | 4.4086 | 4.4086 | 4.4086
2028 | NIWCM | High Demand Growth+Expected Future Gas Supply+Methanex Stays+Increased Demand Response+Reduced Rankine Availability+Delayed Build+Upgraded HVDC+Constrained Operational Capacity+Low Wind & Solar | -40.9528 | -40.9528 | -40.9528
2029 | NIWCM | High Demand Growth+Expected Future Gas Supply+Methanex Stays+Increased Demand Response+Reduced Rankine Availability+Delayed Build+Upgraded HVDC+Constrained Operational Capacity+Low Wind & Solar | -335.0736 | -252.8911 | -252.8911
2030 | NIWCM | High Demand Growth+Expected Future Gas Supply+Methanex Stays+Increased Demand Response+Reduced Rankine Availability+Delayed Build+Upgraded HVDC+Constrained Operational Capacity+Low Wind & Solar | -659.6372 | -145.9704 | -28.0389
2031 | NIWCM | High Demand Growth+Expected Future Gas Supply+Methanex Stays+Increased Demand Response+Reduced Rankine Availability+Delayed Build+Upgraded HVDC+Constrained Operational Capacity+Low Wind & Solar | -937.1292 | -284.1864 | -124.8989
2032 | NIWCM | High Demand Growth+Expected Future Gas Supply+Methanex Stays+Increased Demand Response+Reduced Rankine Availability+Delayed Build+Upgraded HVDC+Constrained Operational Capacity+Low Wind & Solar | -1151.6769 | -435.8263 | -220.1632
2033 | NIWCM | High Demand Growth+Expected Future Gas Supply+Methanex Stays+Increased Demand Response+Reduced Rankine Availability+Delayed Build+Upgraded HVDC+Constrained Operational Capacity+Low Wind & Solar | -1279.3768 | -551.3212 | -277.0745
2034 | NIWCM | High Demand Growth+Expected Future Gas Supply+Methanex Stays+Increased Demand Response+Reduced Rankine Availability+Delayed Build+Upgraded HVDC+Constrained Operational Capacity+Low Wind & Solar | -1501.7344 | -776.0798 | -478.7392
2035 | NIWCM | High Demand Growth+Expected Future Gas Supply+Methanex Stays+Increased Demand Response+Reduced Rankine Availability+Delayed Build+Upgraded HVDC+Constrained Operational Capacity+Low Wind & Solar | -1612.7925 | -914.7587 | -604.7294
2026 | SIWEM_PERC | High Demand Growth+Expected Future Gas Supply+Methanex Stays+Increased Demand Response+Reduced Rankine Availability+Delayed Build+Upgraded HVDC+Constrained Operational Capacity+Low Wind & Solar | 17.2783 | 17.2783 | 17.2783
2027 | SIWEM_PERC | High Demand Growth+Expected Future Gas Supply+Methanex Stays+Increased Demand Response+Reduced Rankine Availability+Delayed Build+Upgraded HVDC+Constrained Operational Capacity+Low Wind & Solar | 12.6546 | 12.7157 | 12.7157
2028 | SIWEM_PERC | High Demand Growth+Expected Future Gas Supply+Methanex Stays+Increased Demand Response+Reduced Rankine Availability+Delayed Build+Upgraded HVDC+Constrained Operational Capacity+Low Wind & Solar | 8.4705 | 10.0745 | 10.0745
2029 | SIWEM_PERC | High Demand Growth+Expected Future Gas Supply+Methanex Stays+Increased Demand Response+Reduced Rankine Availability+Delayed Build+Upgraded HVDC+Constrained Operational Capacity+Low Wind & Solar | 1.9088 | 5.8024 | 5.8024
2030 | SIWEM_PERC | High Demand Growth+Expected Future Gas Supply+Methanex Stays+Increased Demand Response+Reduced Rankine Availability+Delayed Build+Upgraded HVDC+Constrained Operational Capacity+Low Wind & Solar | -4.2769 | 4.9103 | 14.6899
2031 | SIWEM_PERC | High Demand Growth+Expected Future Gas Supply+Methanex Stays+Increased Demand Response+Reduced Rankine Availability+Delayed Build+Upgraded HVDC+Constrained Operational Capacity+Low Wind & Solar | -9.5005 | -0.8391 | 9.7783
2032 | SIWEM_PERC | High Demand Growth+Expected Future Gas Supply+Methanex Stays+Increased Demand Response+Reduced Rankine Availability+Delayed Build+Upgraded HVDC+Constrained Operational Capacity+Low Wind & Solar | -11.248 | -1.4502 | 12.7842
2033 | SIWEM_PERC | High Demand Growth+Expected Future Gas Supply+Methanex Stays+Increased Demand Response+Reduced Rankine Availability+Delayed Build+Upgraded HVDC+Constrained Operational Capacity+Low Wind & Solar | -12.8456 | -3.2532 | 14.1177
2034 | SIWEM_PERC | High Demand Growth+Expected Future Gas Supply+Methanex Stays+Increased Demand Response+Reduced Rankine Availability+Delayed Build+Upgraded HVDC+Constrained Operational Capacity+Low Wind & Solar | -14.5725 | -5.2022 | 11.7666
2035 | SIWEM_PERC | High Demand Growth+Expected Future Gas Supply+Methanex Stays+Increased Demand Response+Reduced Rankine Availability+Delayed Build+Upgraded HVDC+Constrained Operational Capacity+Low Wind & Solar | -15.8119 | -6.612 | 10.0483
2026 | NZWEM_PERC | High Demand Growth+High Gas Supply+Methanex Stays | 14.7124 | 14.7675 | 14.7675
2027 | NZWEM_PERC | High Demand Growth+High Gas Supply+Methanex Stays | 9.5633 | 11.2842 | 11.5817
2028 | NZWEM_PERC | High Demand Growth+High Gas Supply+Methanex Stays | 5.4126 | 12.6911 | 16.7279
2029 | NZWEM_PERC | High Demand Growth+High Gas Supply+Methanex Stays | -0.37374 | 9.5284 | 17.3628
2030 | NZWEM_PERC | High Demand Growth+High Gas Supply+Methanex Stays | -5.492 | 5.7195 | 18.0168
2031 | NZWEM_PERC | High Demand Growth+High Gas Supply+Methanex Stays | -9.424 | 1.3955 | 18.1733
2032 | NZWEM_PERC | High Demand Growth+High Gas Supply+Methanex Stays | -11.6507 | -0.81669 | 16.3254
2033 | NZWEM_PERC | High Demand Growth+High Gas Supply+Methanex Stays | -13.5955 | -3.0375 | 15.1047
2034 | NZWEM_PERC | High Demand Growth+High Gas Supply+Methanex Stays | -15.4805 | -4.8828 | 12.7331
2035 | NZWEM_PERC | High Demand Growth+High Gas Supply+Methanex Stays | -16.9988 | -6.5751 | 10.6253
2026 | NIWCM | High Demand Growth+High Gas Supply+Methanex Stays | 861.0651 | 861.8649 | 861.8649
2027 | NIWCM | High Demand Growth+High Gas Supply+Methanex Stays | 989.1942 | 1020.6942 | 1025.2307
2028 | NIWCM | High Demand Growth+High Gas Supply+Methanex Stays | 852.4837 | 1511.8444 | 1594.489
2029 | NIWCM | High Demand Growth+High Gas Supply+Methanex Stays | 527.9139 | 1430.6743 | 1770.6082
2030 | NIWCM | High Demand Growth+High Gas Supply+Methanex Stays | 65.8325 | 1100.6072 | 1676.8574
2031 | NIWCM | High Demand Growth+High Gas Supply+Methanex Stays | -204.3355 | 846.131 | 1674.2616
2032 | NIWCM | High Demand Growth+High Gas Supply+Methanex Stays | -425.8464 | 644.3968 | 1511.031
2033 | NIWCM | High Demand Growth+High Gas Supply+Methanex Stays | -633.9099 | 441.4685 | 1379.8118
2034 | NIWCM | High Demand Growth+High Gas Supply+Methanex Stays | -835.3482 | 250.4077 | 1270.1977
2035 | NIWCM | High Demand Growth+High Gas Supply+Methanex Stays | -949.7463 | 92.578 | 1114.3943
2026 | SIWEM_PERC | High Demand Growth+High Gas Supply+Methanex Stays | 39.3583 | 39.5122 | 39.5122
2027 | SIWEM_PERC | High Demand Growth+High Gas Supply+Methanex Stays | 24.5043 | 29.2519 | 30.0727
2028 | SIWEM_PERC | High Demand Growth+High Gas Supply+Methanex Stays | 12.6793 | 32.4823 | 43.4657
2029 | SIWEM_PERC | High Demand Growth+High Gas Supply+Methanex Stays | 2.2232 | 23.3715 | 44.4108
2030 | SIWEM_PERC | High Demand Growth+High Gas Supply+Methanex Stays | -5.5519 | 12.6992 | 40.8838
2031 | SIWEM_PERC | High Demand Growth+High Gas Supply+Methanex Stays | -10.8611 | 1.1598 | 36.7253
2032 | SIWEM_PERC | High Demand Growth+High Gas Supply+Methanex Stays | -12.6391 | -2.04 | 33.8665
2033 | SIWEM_PERC | High Demand Growth+High Gas Supply+Methanex Stays | -14.2635 | -3.8927 | 31.2404
2034 | SIWEM_PERC | High Demand Growth+High Gas Supply+Methanex Stays | -16.0174 | -5.893 | 28.4052
2035 | SIWEM_PERC | High Demand Growth+High Gas Supply+Methanex Stays | -17.2782 | -7.3427 | 25.2575
2026 | NZWEM_PERC | High Demand Growth+High Gas Supply+Methanex Stays+Low Wind & Solar | 13.5555 | 13.6052 | 13.6052
2027 | NZWEM_PERC | High Demand Growth+High Gas Supply+Methanex Stays+Low Wind & Solar | 8.3013 | 9.8543 | 10.1228
2028 | NZWEM_PERC | High Demand Growth+High Gas Supply+Methanex Stays+Low Wind & Solar | 4.114 | 10.6825 | 14.3257
2029 | NZWEM_PERC | High Demand Growth+High Gas Supply+Methanex Stays+Low Wind & Solar | -1.6375 | 7.2988 | 14.3692
2030 | NZWEM_PERC | High Demand Growth+High Gas Supply+Methanex Stays+Low Wind & Solar | -6.6781 | 3.4826 | 14.6124
2031 | NZWEM_PERC | High Demand Growth+High Gas Supply+Methanex Stays+Low Wind & Solar | -10.5607 | -0.74813 | 14.4238
2032 | NZWEM_PERC | High Demand Growth+High Gas Supply+Methanex Stays+Low Wind & Solar | -12.7553 | -2.931 | 12.5985
2033 | NZWEM_PERC | High Demand Growth+High Gas Supply+Methanex Stays+Low Wind & Solar | -14.6719 | -5.0979 | 11.3327
2034 | NZWEM_PERC | High Demand Growth+High Gas Supply+Methanex Stays+Low Wind & Solar | -16.5257 | -6.8835 | 9.0705
2035 | NZWEM_PERC | High Demand Growth+High Gas Supply+Methanex Stays+Low Wind & Solar | -18.0193 | -8.5286 | 7.0491
2026 | NIWCM | High Demand Growth+High Gas Supply+Methanex Stays+Low Wind & Solar | 861.0651 | 861.8649 | 861.8649
2027 | NIWCM | High Demand Growth+High Gas Supply+Methanex Stays+Low Wind & Solar | 989.1942 | 1020.6942 | 1025.2307
2028 | NIWCM | High Demand Growth+High Gas Supply+Methanex Stays+Low Wind & Solar | 852.4837 | 1511.8444 | 1594.489
2029 | NIWCM | High Demand Growth+High Gas Supply+Methanex Stays+Low Wind & Solar | 527.9139 | 1430.6743 | 1770.6082
2030 | NIWCM | High Demand Growth+High Gas Supply+Methanex Stays+Low Wind & Solar | 65.8325 | 1100.6072 | 1676.8574
2031 | NIWCM | High Demand Growth+High Gas Supply+Methanex Stays+Low Wind & Solar | -204.3355 | 846.131 | 1674.2616
2032 | NIWCM | High Demand Growth+High Gas Supply+Methanex Stays+Low Wind & Solar | -425.8464 | 644.3968 | 1511.031
2033 | NIWCM | High Demand Growth+High Gas Supply+Methanex Stays+Low Wind & Solar | -633.9099 | 441.4685 | 1379.8118
2034 | NIWCM | High Demand Growth+High Gas Supply+Methanex Stays+Low Wind & Solar | -835.3482 | 250.4077 | 1270.1977
2035 | NIWCM | High Demand Growth+High Gas Supply+Methanex Stays+Low Wind & Solar | -949.7463 | 92.578 | 1114.3943
2026 | SIWEM_PERC | High Demand Growth+High Gas Supply+Methanex Stays+Low Wind & Solar | 36.1279 | 36.2667 | 36.2667
2027 | SIWEM_PERC | High Demand Growth+High Gas Supply+Methanex Stays+Low Wind & Solar | 21.0226 | 25.3072 | 26.0479
2028 | SIWEM_PERC | High Demand Growth+High Gas Supply+Methanex Stays+Low Wind & Solar | 9.1459 | 27.0174 | 36.9296
2029 | SIWEM_PERC | High Demand Growth+High Gas Supply+Methanex Stays+Low Wind & Solar | 1.3791 | 17.3842 | 36.3714
2030 | SIWEM_PERC | High Demand Growth+High Gas Supply+Methanex Stays+Low Wind & Solar | -6.3293 | 6.8053 | 36.1313
2031 | SIWEM_PERC | High Demand Growth+High Gas Supply+Methanex Stays+Low Wind & Solar | -11.5927 | -1.8051 | 33.0203
2032 | SIWEM_PERC | High Demand Growth+High Gas Supply+Methanex Stays+Low Wind & Solar | -13.3541 | -3.7888 | 30.241
2033 | SIWEM_PERC | High Demand Growth+High Gas Supply+Methanex Stays+Low Wind & Solar | -14.9631 | -5.6039 | 26.9846
2034 | SIWEM_PERC | High Demand Growth+High Gas Supply+Methanex Stays+Low Wind & Solar | -16.7004 | -7.5635 | 21.1085
2035 | SIWEM_PERC | High Demand Growth+High Gas Supply+Methanex Stays+Low Wind & Solar | -17.9484 | -8.982 | 15.8152
2026 | NZWEM_PERC | High Demand Growth+High Gas Supply+Methanex Stays+Constrained Operational Capacity | 14.7124 | 14.7675 | 14.7675
2027 | NZWEM_PERC | High Demand Growth+High Gas Supply+Methanex Stays+Constrained Operational Capacity | 9.5633 | 11.2842 | 11.5817
2028 | NZWEM_PERC | High Demand Growth+High Gas Supply+Methanex Stays+Constrained Operational Capacity | 5.4126 | 12.6911 | 16.7279
2029 | NZWEM_PERC | High Demand Growth+High Gas Supply+Methanex Stays+Constrained Operational Capacity | -0.37374 | 9.5284 | 17.3628
2030 | NZWEM_PERC | High Demand Growth+High Gas Supply+Methanex Stays+Constrained Operational Capacity | -5.492 | 5.7195 | 18.0168
2031 | NZWEM_PERC | High Demand Growth+High Gas Supply+Methanex Stays+Constrained Operational Capacity | -9.424 | 1.3955 | 18.1733
2032 | NZWEM_PERC | High Demand Growth+High Gas Supply+Methanex Stays+Constrained Operational Capacity | -11.6507 | -0.81669 | 16.3254
2033 | NZWEM_PERC | High Demand Growth+High Gas Supply+Methanex Stays+Constrained Operational Capacity | -13.5955 | -3.0375 | 15.1047
2034 | NZWEM_PERC | High Demand Growth+High Gas Supply+Methanex Stays+Constrained Operational Capacity | -15.4805 | -4.8828 | 12.7331
2035 | NZWEM_PERC | High Demand Growth+High Gas Supply+Methanex Stays+Constrained Operational Capacity | -16.9988 | -6.5751 | 10.6253
2026 | NIWCM | High Demand Growth+High Gas Supply+Methanex Stays+Constrained Operational Capacity | 264.1721 | 264.1721 | 264.1721
2027 | NIWCM | High Demand Growth+High Gas Supply+Methanex Stays+Constrained Operational Capacity | 362.7771 | 366.8832 | 366.8832
2028 | NIWCM | High Demand Growth+High Gas Supply+Methanex Stays+Constrained Operational Capacity | 192.5593 | 688.5271 | 696.8696
2029 | NIWCM | High Demand Growth+High Gas Supply+Methanex Stays+Constrained Operational Capacity | -147.8654 | 503.0758 | 660.9188
2030 | NIWCM | High Demand Growth+High Gas Supply+Methanex Stays+Constrained Operational Capacity | -614.5146 | 128.5492 | 343.1787
2031 | NIWCM | High Demand Growth+High Gas Supply+Methanex Stays+Constrained Operational Capacity | -887.3439 | -132.9561 | 141.412
2032 | NIWCM | High Demand Growth+High Gas Supply+Methanex Stays+Constrained Operational Capacity | -1115.4489 | -350.9696 | -54.2768
2033 | NIWCM | High Demand Growth+High Gas Supply+Methanex Stays+Constrained Operational Capacity | -1253.7986 | -558.0683 | -247.9035
2034 | NIWCM | High Demand Growth+High Gas Supply+Methanex Stays+Constrained Operational Capacity | -1410.2148 | -732.3396 | -365.9204
2035 | NIWCM | High Demand Growth+High Gas Supply+Methanex Stays+Constrained Operational Capacity | -1524.6129 | -837.0357 | -524.3017
2026 | SIWEM_PERC | High Demand Growth+High Gas Supply+Methanex Stays+Constrained Operational Capacity | 39.3583 | 39.5122 | 39.5122
2027 | SIWEM_PERC | High Demand Growth+High Gas Supply+Methanex Stays+Constrained Operational Capacity | 24.5043 | 29.2519 | 30.0727
2028 | SIWEM_PERC | High Demand Growth+High Gas Supply+Methanex Stays+Constrained Operational Capacity | 12.6793 | 32.4823 | 43.4657
2029 | SIWEM_PERC | High Demand Growth+High Gas Supply+Methanex Stays+Constrained Operational Capacity | 2.2232 | 23.3715 | 44.4108
2030 | SIWEM_PERC | High Demand Growth+High Gas Supply+Methanex Stays+Constrained Operational Capacity | -5.5519 | 12.6992 | 40.8838
2031 | SIWEM_PERC | High Demand Growth+High Gas Supply+Methanex Stays+Constrained Operational Capacity | -10.8611 | 1.1598 | 36.7253
2032 | SIWEM_PERC | High Demand Growth+High Gas Supply+Methanex Stays+Constrained Operational Capacity | -12.6391 | -2.04 | 33.8665
2033 | SIWEM_PERC | High Demand Growth+High Gas Supply+Methanex Stays+Constrained Operational Capacity | -14.2635 | -3.8927 | 31.2404
2034 | SIWEM_PERC | High Demand Growth+High Gas Supply+Methanex Stays+Constrained Operational Capacity | -16.0174 | -5.893 | 28.4052
2035 | SIWEM_PERC | High Demand Growth+High Gas Supply+Methanex Stays+Constrained Operational Capacity | -17.2782 | -7.3427 | 25.2575
2026 | NZWEM_PERC | High Demand Growth+High Gas Supply+Methanex Stays+Constrained Operational Capacity+Low Wind & Solar | 13.5555 | 13.6052 | 13.6052
2027 | NZWEM_PERC | High Demand Growth+High Gas Supply+Methanex Stays+Constrained Operational Capacity+Low Wind & Solar | 8.3013 | 9.8543 | 10.1228
2028 | NZWEM_PERC | High Demand Growth+High Gas Supply+Methanex Stays+Constrained Operational Capacity+Low Wind & Solar | 4.114 | 10.6825 | 14.3257
2029 | NZWEM_PERC | High Demand Growth+High Gas Supply+Methanex Stays+Constrained Operational Capacity+Low Wind & Solar | -1.6375 | 7.2988 | 14.3692
2030 | NZWEM_PERC | High Demand Growth+High Gas Supply+Methanex Stays+Constrained Operational Capacity+Low Wind & Solar | -6.6781 | 3.4826 | 14.6124
2031 | NZWEM_PERC | High Demand Growth+High Gas Supply+Methanex Stays+Constrained Operational Capacity+Low Wind & Solar | -10.5607 | -0.74813 | 14.4238
2032 | NZWEM_PERC | High Demand Growth+High Gas Supply+Methanex Stays+Constrained Operational Capacity+Low Wind & Solar | -12.7553 | -2.931 | 12.5985
2033 | NZWEM_PERC | High Demand Growth+High Gas Supply+Methanex Stays+Constrained Operational Capacity+Low Wind & Solar | -14.6719 | -5.0979 | 11.3327
2034 | NZWEM_PERC | High Demand Growth+High Gas Supply+Methanex Stays+Constrained Operational Capacity+Low Wind & Solar | -16.5257 | -6.8835 | 9.0705
2035 | NZWEM_PERC | High Demand Growth+High Gas Supply+Methanex Stays+Constrained Operational Capacity+Low Wind & Solar | -18.0193 | -8.5286 | 7.0491
2026 | NIWCM | High Demand Growth+High Gas Supply+Methanex Stays+Constrained Operational Capacity+Low Wind & Solar | 264.1721 | 264.1721 | 264.1721
2027 | NIWCM | High Demand Growth+High Gas Supply+Methanex Stays+Constrained Operational Capacity+Low Wind & Solar | 362.7771 | 366.8832 | 366.8832
2028 | NIWCM | High Demand Growth+High Gas Supply+Methanex Stays+Constrained Operational Capacity+Low Wind & Solar | 192.5593 | 688.5271 | 696.8696
2029 | NIWCM | High Demand Growth+High Gas Supply+Methanex Stays+Constrained Operational Capacity+Low Wind & Solar | -147.8654 | 503.0758 | 660.9188
2030 | NIWCM | High Demand Growth+High Gas Supply+Methanex Stays+Constrained Operational Capacity+Low Wind & Solar | -614.5146 | 128.5492 | 343.1787
2031 | NIWCM | High Demand Growth+High Gas Supply+Methanex Stays+Constrained Operational Capacity+Low Wind & Solar | -887.3439 | -132.9561 | 141.412
2032 | NIWCM | High Demand Growth+High Gas Supply+Methanex Stays+Constrained Operational Capacity+Low Wind & Solar | -1115.4489 | -350.9696 | -54.2768
2033 | NIWCM | High Demand Growth+High Gas Supply+Methanex Stays+Constrained Operational Capacity+Low Wind & Solar | -1253.7986 | -558.0683 | -247.9035
2034 | NIWCM | High Demand Growth+High Gas Supply+Methanex Stays+Constrained Operational Capacity+Low Wind & Solar | -1410.2148 | -732.3396 | -365.9204
2035 | NIWCM | High Demand Growth+High Gas Supply+Methanex Stays+Constrained Operational Capacity+Low Wind & Solar | -1524.6129 | -837.0357 | -524.3017
2026 | SIWEM_PERC | High Demand Growth+High Gas Supply+Methanex Stays+Constrained Operational Capacity+Low Wind & Solar | 36.1279 | 36.2667 | 36.2667
2027 | SIWEM_PERC | High Demand Growth+High Gas Supply+Methanex Stays+Constrained Operational Capacity+Low Wind & Solar | 21.0226 | 25.3072 | 26.0479
2028 | SIWEM_PERC | High Demand Growth+High Gas Supply+Methanex Stays+Constrained Operational Capacity+Low Wind & Solar | 9.1459 | 27.0174 | 36.9296
2029 | SIWEM_PERC | High Demand Growth+High Gas Supply+Methanex Stays+Constrained Operational Capacity+Low Wind & Solar | 1.3791 | 17.3842 | 36.3714
2030 | SIWEM_PERC | High Demand Growth+High Gas Supply+Methanex Stays+Constrained Operational Capacity+Low Wind & Solar | -6.3293 | 6.8053 | 36.1313
2031 | SIWEM_PERC | High Demand Growth+High Gas Supply+Methanex Stays+Constrained Operational Capacity+Low Wind & Solar | -11.5927 | -1.8051 | 33.0203
2032 | SIWEM_PERC | High Demand Growth+High Gas Supply+Methanex Stays+Constrained Operational Capacity+Low Wind & Solar | -13.3541 | -3.7888 | 30.241
2033 | SIWEM_PERC | High Demand Growth+High Gas Supply+Methanex Stays+Constrained Operational Capacity+Low Wind & Solar | -14.9631 | -5.6039 | 26.9846
2034 | SIWEM_PERC | High Demand Growth+High Gas Supply+Methanex Stays+Constrained Operational Capacity+Low Wind & Solar | -16.7004 | -7.5635 | 21.1085
2035 | SIWEM_PERC | High Demand Growth+High Gas Supply+Methanex Stays+Constrained Operational Capacity+Low Wind & Solar | -17.9484 | -8.982 | 15.8152
2026 | NZWEM_PERC | High Demand Growth+High Gas Supply+Methanex Stays+Upgraded HVDC | 14.7124 | 14.7675 | 14.7675
2027 | NZWEM_PERC | High Demand Growth+High Gas Supply+Methanex Stays+Upgraded HVDC | 9.5633 | 11.2842 | 11.5817
2028 | NZWEM_PERC | High Demand Growth+High Gas Supply+Methanex Stays+Upgraded HVDC | 5.4126 | 12.6911 | 16.7279
2029 | NZWEM_PERC | High Demand Growth+High Gas Supply+Methanex Stays+Upgraded HVDC | -0.37374 | 9.5284 | 17.3628
2030 | NZWEM_PERC | High Demand Growth+High Gas Supply+Methanex Stays+Upgraded HVDC | -5.492 | 5.7195 | 18.0168
2031 | NZWEM_PERC | High Demand Growth+High Gas Supply+Methanex Stays+Upgraded HVDC | -9.424 | 1.3955 | 18.1733
2032 | NZWEM_PERC | High Demand Growth+High Gas Supply+Methanex Stays+Upgraded HVDC | -11.6507 | -0.81669 | 16.3254
2033 | NZWEM_PERC | High Demand Growth+High Gas Supply+Methanex Stays+Upgraded HVDC | -13.5955 | -3.0375 | 15.1047
2034 | NZWEM_PERC | High Demand Growth+High Gas Supply+Methanex Stays+Upgraded HVDC | -15.4805 | -4.8828 | 12.7331
2035 | NZWEM_PERC | High Demand Growth+High Gas Supply+Methanex Stays+Upgraded HVDC | -16.9988 | -6.5751 | 10.6253
2026 | NIWCM | High Demand Growth+High Gas Supply+Methanex Stays+Upgraded HVDC | 861.0651 | 861.8649 | 861.8649
2027 | NIWCM | High Demand Growth+High Gas Supply+Methanex Stays+Upgraded HVDC | 989.1942 | 1020.6942 | 1025.2307
2028 | NIWCM | High Demand Growth+High Gas Supply+Methanex Stays+Upgraded HVDC | 852.4837 | 1511.8444 | 1594.489
2029 | NIWCM | High Demand Growth+High Gas Supply+Methanex Stays+Upgraded HVDC | 527.9139 | 1430.6743 | 1770.6082
2030 | NIWCM | High Demand Growth+High Gas Supply+Methanex Stays+Upgraded HVDC | 65.8325 | 1100.6072 | 1676.8574
2031 | NIWCM | High Demand Growth+High Gas Supply+Methanex Stays+Upgraded HVDC | -204.3355 | 846.131 | 1674.2614
2032 | NIWCM | High Demand Growth+High Gas Supply+Methanex Stays+Upgraded HVDC | -425.8464 | 644.3968 | 1511.031
2033 | NIWCM | High Demand Growth+High Gas Supply+Methanex Stays+Upgraded HVDC | -633.9099 | 441.4685 | 1379.8118
2034 | NIWCM | High Demand Growth+High Gas Supply+Methanex Stays+Upgraded HVDC | -835.3482 | 250.4077 | 1270.1977
2035 | NIWCM | High Demand Growth+High Gas Supply+Methanex Stays+Upgraded HVDC | -949.7463 | 92.578 | 1114.3943
2026 | SIWEM_PERC | High Demand Growth+High Gas Supply+Methanex Stays+Upgraded HVDC | 39.3583 | 39.5122 | 39.5122
2027 | SIWEM_PERC | High Demand Growth+High Gas Supply+Methanex Stays+Upgraded HVDC | 24.5043 | 29.2519 | 30.0727
2028 | SIWEM_PERC | High Demand Growth+High Gas Supply+Methanex Stays+Upgraded HVDC | 12.6793 | 32.4823 | 43.4657
2029 | SIWEM_PERC | High Demand Growth+High Gas Supply+Methanex Stays+Upgraded HVDC | 2.2232 | 23.3715 | 44.4108
2030 | SIWEM_PERC | High Demand Growth+High Gas Supply+Methanex Stays+Upgraded HVDC | -5.5519 | 12.6992 | 44.7246
2031 | SIWEM_PERC | High Demand Growth+High Gas Supply+Methanex Stays+Upgraded HVDC | -10.8611 | 1.1598 | 43.8737
2032 | SIWEM_PERC | High Demand Growth+High Gas Supply+Methanex Stays+Upgraded HVDC | -12.6391 | -2.04 | 39.3971
2033 | SIWEM_PERC | High Demand Growth+High Gas Supply+Methanex Stays+Upgraded HVDC | -14.2635 | -3.8927 | 36.3402
2034 | SIWEM_PERC | High Demand Growth+High Gas Supply+Methanex Stays+Upgraded HVDC | -16.0174 | -5.893 | 30.5225
2035 | SIWEM_PERC | High Demand Growth+High Gas Supply+Methanex Stays+Upgraded HVDC | -17.2782 | -7.3427 | 25.2575
2026 | NZWEM_PERC | High Demand Growth+High Gas Supply+Methanex Stays+Upgraded HVDC+Low Wind & Solar | 13.5555 | 13.6052 | 13.6052
2027 | NZWEM_PERC | High Demand Growth+High Gas Supply+Methanex Stays+Upgraded HVDC+Low Wind & Solar | 8.3013 | 9.8543 | 10.1228
2028 | NZWEM_PERC | High Demand Growth+High Gas Supply+Methanex Stays+Upgraded HVDC+Low Wind & Solar | 4.114 | 10.6825 | 14.3257
2029 | NZWEM_PERC | High Demand Growth+High Gas Supply+Methanex Stays+Upgraded HVDC+Low Wind & Solar | -1.6375 | 7.2988 | 14.3692
2030 | NZWEM_PERC | High Demand Growth+High Gas Supply+Methanex Stays+Upgraded HVDC+Low Wind & Solar | -6.6781 | 3.4826 | 14.6124
2031 | NZWEM_PERC | High Demand Growth+High Gas Supply+Methanex Stays+Upgraded HVDC+Low Wind & Solar | -10.5607 | -0.74813 | 14.4238
2032 | NZWEM_PERC | High Demand Growth+High Gas Supply+Methanex Stays+Upgraded HVDC+Low Wind & Solar | -12.7553 | -2.931 | 12.5985
2033 | NZWEM_PERC | High Demand Growth+High Gas Supply+Methanex Stays+Upgraded HVDC+Low Wind & Solar | -14.6719 | -5.0979 | 11.3327
2034 | NZWEM_PERC | High Demand Growth+High Gas Supply+Methanex Stays+Upgraded HVDC+Low Wind & Solar | -16.5257 | -6.8835 | 9.0705
2035 | NZWEM_PERC | High Demand Growth+High Gas Supply+Methanex Stays+Upgraded HVDC+Low Wind & Solar | -18.0193 | -8.5286 | 7.0491
2026 | NIWCM | High Demand Growth+High Gas Supply+Methanex Stays+Upgraded HVDC+Low Wind & Solar | 861.0651 | 861.8649 | 861.8649
2027 | NIWCM | High Demand Growth+High Gas Supply+Methanex Stays+Upgraded HVDC+Low Wind & Solar | 989.1942 | 1020.6942 | 1025.2307
2028 | NIWCM | High Demand Growth+High Gas Supply+Methanex Stays+Upgraded HVDC+Low Wind & Solar | 852.4837 | 1511.8444 | 1594.489
2029 | NIWCM | High Demand Growth+High Gas Supply+Methanex Stays+Upgraded HVDC+Low Wind & Solar | 527.9139 | 1430.6743 | 1770.6082
2030 | NIWCM | High Demand Growth+High Gas Supply+Methanex Stays+Upgraded HVDC+Low Wind & Solar | 65.8325 | 1100.6072 | 1676.8574
2031 | NIWCM | High Demand Growth+High Gas Supply+Methanex Stays+Upgraded HVDC+Low Wind & Solar | -204.3355 | 846.131 | 1674.2614
2032 | NIWCM | High Demand Growth+High Gas Supply+Methanex Stays+Upgraded HVDC+Low Wind & Solar | -425.8464 | 644.3968 | 1511.031
2033 | NIWCM | High Demand Growth+High Gas Supply+Methanex Stays+Upgraded HVDC+Low Wind & Solar | -633.9099 | 441.4685 | 1379.8118
2034 | NIWCM | High Demand Growth+High Gas Supply+Methanex Stays+Upgraded HVDC+Low Wind & Solar | -835.3482 | 250.4077 | 1270.1977
2035 | NIWCM | High Demand Growth+High Gas Supply+Methanex Stays+Upgraded HVDC+Low Wind & Solar | -949.7463 | 92.578 | 1114.3943
2026 | SIWEM_PERC | High Demand Growth+High Gas Supply+Methanex Stays+Upgraded HVDC+Low Wind & Solar | 36.1279 | 36.2667 | 36.2667
2027 | SIWEM_PERC | High Demand Growth+High Gas Supply+Methanex Stays+Upgraded HVDC+Low Wind & Solar | 21.0226 | 25.3072 | 26.0479
2028 | SIWEM_PERC | High Demand Growth+High Gas Supply+Methanex Stays+Upgraded HVDC+Low Wind & Solar | 9.1459 | 27.0174 | 36.9296
2029 | SIWEM_PERC | High Demand Growth+High Gas Supply+Methanex Stays+Upgraded HVDC+Low Wind & Solar | 1.3791 | 17.3842 | 36.3714
2030 | SIWEM_PERC | High Demand Growth+High Gas Supply+Methanex Stays+Upgraded HVDC+Low Wind & Solar | -6.3293 | 6.8053 | 36.1313
2031 | SIWEM_PERC | High Demand Growth+High Gas Supply+Methanex Stays+Upgraded HVDC+Low Wind & Solar | -11.5927 | -1.8051 | 34.7072
2032 | SIWEM_PERC | High Demand Growth+High Gas Supply+Methanex Stays+Upgraded HVDC+Low Wind & Solar | -13.3541 | -3.7888 | 30.241
2033 | SIWEM_PERC | High Demand Growth+High Gas Supply+Methanex Stays+Upgraded HVDC+Low Wind & Solar | -14.9631 | -5.6039 | 26.9846
2034 | SIWEM_PERC | High Demand Growth+High Gas Supply+Methanex Stays+Upgraded HVDC+Low Wind & Solar | -16.7004 | -7.5635 | 21.1085
2035 | SIWEM_PERC | High Demand Growth+High Gas Supply+Methanex Stays+Upgraded HVDC+Low Wind & Solar | -17.9484 | -8.982 | 15.8152
2026 | NZWEM_PERC | High Demand Growth+High Gas Supply+Methanex Stays+Upgraded HVDC+Constrained Operational Capacity | 14.7124 | 14.7675 | 14.7675
2027 | NZWEM_PERC | High Demand Growth+High Gas Supply+Methanex Stays+Upgraded HVDC+Constrained Operational Capacity | 9.5633 | 11.2842 | 11.5817
2028 | NZWEM_PERC | High Demand Growth+High Gas Supply+Methanex Stays+Upgraded HVDC+Constrained Operational Capacity | 5.4126 | 12.6911 | 16.7279
2029 | NZWEM_PERC | High Demand Growth+High Gas Supply+Methanex Stays+Upgraded HVDC+Constrained Operational Capacity | -0.37374 | 9.5284 | 17.3628
2030 | NZWEM_PERC | High Demand Growth+High Gas Supply+Methanex Stays+Upgraded HVDC+Constrained Operational Capacity | -5.492 | 5.7195 | 18.0168
2031 | NZWEM_PERC | High Demand Growth+High Gas Supply+Methanex Stays+Upgraded HVDC+Constrained Operational Capacity | -9.424 | 1.3955 | 18.1733
2032 | NZWEM_PERC | High Demand Growth+High Gas Supply+Methanex Stays+Upgraded HVDC+Constrained Operational Capacity | -11.6507 | -0.81669 | 16.3254
2033 | NZWEM_PERC | High Demand Growth+High Gas Supply+Methanex Stays+Upgraded HVDC+Constrained Operational Capacity | -13.5955 | -3.0375 | 15.1047
2034 | NZWEM_PERC | High Demand Growth+High Gas Supply+Methanex Stays+Upgraded HVDC+Constrained Operational Capacity | -15.4805 | -4.8828 | 12.7331
2035 | NZWEM_PERC | High Demand Growth+High Gas Supply+Methanex Stays+Upgraded HVDC+Constrained Operational Capacity | -16.9988 | -6.5751 | 10.6253
2026 | NIWCM | High Demand Growth+High Gas Supply+Methanex Stays+Upgraded HVDC+Constrained Operational Capacity | 264.1721 | 264.1721 | 264.1721
2027 | NIWCM | High Demand Growth+High Gas Supply+Methanex Stays+Upgraded HVDC+Constrained Operational Capacity | 362.7771 | 366.8832 | 366.8832
2028 | NIWCM | High Demand Growth+High Gas Supply+Methanex Stays+Upgraded HVDC+Constrained Operational Capacity | 192.5593 | 688.5271 | 696.8696
2029 | NIWCM | High Demand Growth+High Gas Supply+Methanex Stays+Upgraded HVDC+Constrained Operational Capacity | -147.8654 | 503.0758 | 660.9188
2030 | NIWCM | High Demand Growth+High Gas Supply+Methanex Stays+Upgraded HVDC+Constrained Operational Capacity | -614.5146 | 128.5492 | 343.1787
2031 | NIWCM | High Demand Growth+High Gas Supply+Methanex Stays+Upgraded HVDC+Constrained Operational Capacity | -887.3439 | -132.9561 | 141.412
2032 | NIWCM | High Demand Growth+High Gas Supply+Methanex Stays+Upgraded HVDC+Constrained Operational Capacity | -1115.4489 | -350.9696 | -54.2768
2033 | NIWCM | High Demand Growth+High Gas Supply+Methanex Stays+Upgraded HVDC+Constrained Operational Capacity | -1253.7986 | -558.0683 | -247.9035
2034 | NIWCM | High Demand Growth+High Gas Supply+Methanex Stays+Upgraded HVDC+Constrained Operational Capacity | -1410.2148 | -732.3396 | -365.9204
2035 | NIWCM | High Demand Growth+High Gas Supply+Methanex Stays+Upgraded HVDC+Constrained Operational Capacity | -1524.6129 | -837.0357 | -524.3017
2026 | SIWEM_PERC | High Demand Growth+High Gas Supply+Methanex Stays+Upgraded HVDC+Constrained Operational Capacity | 39.3583 | 39.5122 | 39.5122
2027 | SIWEM_PERC | High Demand Growth+High Gas Supply+Methanex Stays+Upgraded HVDC+Constrained Operational Capacity | 24.5043 | 29.2519 | 30.0727
2028 | SIWEM_PERC | High Demand Growth+High Gas Supply+Methanex Stays+Upgraded HVDC+Constrained Operational Capacity | 12.6793 | 32.4823 | 43.4657
2029 | SIWEM_PERC | High Demand Growth+High Gas Supply+Methanex Stays+Upgraded HVDC+Constrained Operational Capacity | 2.2232 | 23.3715 | 44.4108
2030 | SIWEM_PERC | High Demand Growth+High Gas Supply+Methanex Stays+Upgraded HVDC+Constrained Operational Capacity | -5.5519 | 12.6992 | 44.7246
2031 | SIWEM_PERC | High Demand Growth+High Gas Supply+Methanex Stays+Upgraded HVDC+Constrained Operational Capacity | -10.8611 | 1.1598 | 43.8737
2032 | SIWEM_PERC | High Demand Growth+High Gas Supply+Methanex Stays+Upgraded HVDC+Constrained Operational Capacity | -12.6391 | -2.04 | 39.3971
2033 | SIWEM_PERC | High Demand Growth+High Gas Supply+Methanex Stays+Upgraded HVDC+Constrained Operational Capacity | -14.2635 | -3.8927 | 36.3402
2034 | SIWEM_PERC | High Demand Growth+High Gas Supply+Methanex Stays+Upgraded HVDC+Constrained Operational Capacity | -16.0174 | -5.893 | 30.5225
2035 | SIWEM_PERC | High Demand Growth+High Gas Supply+Methanex Stays+Upgraded HVDC+Constrained Operational Capacity | -17.2782 | -7.3427 | 25.2575
2026 | NZWEM_PERC | High Demand Growth+High Gas Supply+Methanex Stays+Upgraded HVDC+Constrained Operational Capacity+Low Wind & Solar | 13.5555 | 13.6052 | 13.6052
2027 | NZWEM_PERC | High Demand Growth+High Gas Supply+Methanex Stays+Upgraded HVDC+Constrained Operational Capacity+Low Wind & Solar | 8.3013 | 9.8543 | 10.1228
2028 | NZWEM_PERC | High Demand Growth+High Gas Supply+Methanex Stays+Upgraded HVDC+Constrained Operational Capacity+Low Wind & Solar | 4.114 | 10.6825 | 14.3257
2029 | NZWEM_PERC | High Demand Growth+High Gas Supply+Methanex Stays+Upgraded HVDC+Constrained Operational Capacity+Low Wind & Solar | -1.6375 | 7.2988 | 14.3692
2030 | NZWEM_PERC | High Demand Growth+High Gas Supply+Methanex Stays+Upgraded HVDC+Constrained Operational Capacity+Low Wind & Solar | -6.6781 | 3.4826 | 14.6124
2031 | NZWEM_PERC | High Demand Growth+High Gas Supply+Methanex Stays+Upgraded HVDC+Constrained Operational Capacity+Low Wind & Solar | -10.5607 | -0.74813 | 14.4238
2032 | NZWEM_PERC | High Demand Growth+High Gas Supply+Methanex Stays+Upgraded HVDC+Constrained Operational Capacity+Low Wind & Solar | -12.7553 | -2.931 | 12.5985
2033 | NZWEM_PERC | High Demand Growth+High Gas Supply+Methanex Stays+Upgraded HVDC+Constrained Operational Capacity+Low Wind & Solar | -14.6719 | -5.0979 | 11.3327
2034 | NZWEM_PERC | High Demand Growth+High Gas Supply+Methanex Stays+Upgraded HVDC+Constrained Operational Capacity+Low Wind & Solar | -16.5257 | -6.8835 | 9.0705
2035 | NZWEM_PERC | High Demand Growth+High Gas Supply+Methanex Stays+Upgraded HVDC+Constrained Operational Capacity+Low Wind & Solar | -18.0193 | -8.5286 | 7.0491
2026 | NIWCM | High Demand Growth+High Gas Supply+Methanex Stays+Upgraded HVDC+Constrained Operational Capacity+Low Wind & Solar | 264.1721 | 264.1721 | 264.1721
2027 | NIWCM | High Demand Growth+High Gas Supply+Methanex Stays+Upgraded HVDC+Constrained Operational Capacity+Low Wind & Solar | 362.7771 | 366.8832 | 366.8832
2028 | NIWCM | High Demand Growth+High Gas Supply+Methanex Stays+Upgraded HVDC+Constrained Operational Capacity+Low Wind & Solar | 192.5593 | 688.5271 | 696.8696
2029 | NIWCM | High Demand Growth+High Gas Supply+Methanex Stays+Upgraded HVDC+Constrained Operational Capacity+Low Wind & Solar | -147.8654 | 503.0758 | 660.9188
2030 | NIWCM | High Demand Growth+High Gas Supply+Methanex Stays+Upgraded HVDC+Constrained Operational Capacity+Low Wind & Solar | -614.5146 | 128.5492 | 343.1787
2031 | NIWCM | High Demand Growth+High Gas Supply+Methanex Stays+Upgraded HVDC+Constrained Operational Capacity+Low Wind & Solar | -887.3439 | -132.9561 | 141.412
2032 | NIWCM | High Demand Growth+High Gas Supply+Methanex Stays+Upgraded HVDC+Constrained Operational Capacity+Low Wind & Solar | -1115.4489 | -350.9696 | -54.2768
2033 | NIWCM | High Demand Growth+High Gas Supply+Methanex Stays+Upgraded HVDC+Constrained Operational Capacity+Low Wind & Solar | -1253.7986 | -558.0683 | -247.9035
2034 | NIWCM | High Demand Growth+High Gas Supply+Methanex Stays+Upgraded HVDC+Constrained Operational Capacity+Low Wind & Solar | -1410.2148 | -732.3396 | -365.9204
2035 | NIWCM | High Demand Growth+High Gas Supply+Methanex Stays+Upgraded HVDC+Constrained Operational Capacity+Low Wind & Solar | -1524.6129 | -837.0357 | -524.3017
2026 | SIWEM_PERC | High Demand Growth+High Gas Supply+Methanex Stays+Upgraded HVDC+Constrained Operational Capacity+Low Wind & Solar | 36.1279 | 36.2667 | 36.2667
2027 | SIWEM_PERC | High Demand Growth+High Gas Supply+Methanex Stays+Upgraded HVDC+Constrained Operational Capacity+Low Wind & Solar | 21.0226 | 25.3072 | 26.0479
2028 | SIWEM_PERC | High Demand Growth+High Gas Supply+Methanex Stays+Upgraded HVDC+Constrained Operational Capacity+Low Wind & Solar | 9.1459 | 27.0174 | 36.9296
2029 | SIWEM_PERC | High Demand Growth+High Gas Supply+Methanex Stays+Upgraded HVDC+Constrained Operational Capacity+Low Wind & Solar | 1.3791 | 17.3842 | 36.3714
2030 | SIWEM_PERC | High Demand Growth+High Gas Supply+Methanex Stays+Upgraded HVDC+Constrained Operational Capacity+Low Wind & Solar | -6.3293 | 6.8053 | 36.1313
2031 | SIWEM_PERC | High Demand Growth+High Gas Supply+Methanex Stays+Upgraded HVDC+Constrained Operational Capacity+Low Wind & Solar | -11.5927 | -1.8051 | 34.7072
2032 | SIWEM_PERC | High Demand Growth+High Gas Supply+Methanex Stays+Upgraded HVDC+Constrained Operational Capacity+Low Wind & Solar | -13.3541 | -3.7888 | 30.241
2033 | SIWEM_PERC | High Demand Growth+High Gas Supply+Methanex Stays+Upgraded HVDC+Constrained Operational Capacity+Low Wind & Solar | -14.9631 | -5.6039 | 26.9846
2034 | SIWEM_PERC | High Demand Growth+High Gas Supply+Methanex Stays+Upgraded HVDC+Constrained Operational Capacity+Low Wind & Solar | -16.7004 | -7.5635 | 21.1085
2035 | SIWEM_PERC | High Demand Growth+High Gas Supply+Methanex Stays+Upgraded HVDC+Constrained Operational Capacity+Low Wind & Solar | -17.9484 | -8.982 | 15.8152
2026 | NZWEM_PERC | High Demand Growth+High Gas Supply+Methanex Stays+Delayed Build | 10.2418 | 10.2418 | 10.2418
2027 | NZWEM_PERC | High Demand Growth+High Gas Supply+Methanex Stays+Delayed Build | 2.6598 | 2.7922 | 2.9493
2028 | NZWEM_PERC | High Demand Growth+High Gas Supply+Methanex Stays+Delayed Build | 1.6587 | 2.954 | 3.2359
2029 | NZWEM_PERC | High Demand Growth+High Gas Supply+Methanex Stays+Delayed Build | -1.369 | 1.0984 | 1.8648
2030 | NZWEM_PERC | High Demand Growth+High Gas Supply+Methanex Stays+Delayed Build | -5.492 | 2.038 | 8.4031
2031 | NZWEM_PERC | High Demand Growth+High Gas Supply+Methanex Stays+Delayed Build | -9.424 | 0.33221 | 7.3791
2032 | NZWEM_PERC | High Demand Growth+High Gas Supply+Methanex Stays+Delayed Build | -11.6507 | -1.6182 | 9.8336
2033 | NZWEM_PERC | High Demand Growth+High Gas Supply+Methanex Stays+Delayed Build | -13.5955 | -3.7473 | 12.1411
2034 | NZWEM_PERC | High Demand Growth+High Gas Supply+Methanex Stays+Delayed Build | -15.4805 | -5.615 | 10.6058
2035 | NZWEM_PERC | High Demand Growth+High Gas Supply+Methanex Stays+Delayed Build | -16.9988 | -6.9888 | 10.2116
2026 | NIWCM | High Demand Growth+High Gas Supply+Methanex Stays+Delayed Build | 567.4665 | 567.4665 | 567.4665
2027 | NIWCM | High Demand Growth+High Gas Supply+Methanex Stays+Delayed Build | 587.7296 | 589.7773 | 592.2498
2028 | NIWCM | High Demand Growth+High Gas Supply+Methanex Stays+Delayed Build | 595.4577 | 616.3802 | 620.9167
2029 | NIWCM | High Demand Growth+High Gas Supply+Methanex Stays+Delayed Build | 318.6206 | 448.0526 | 461.6449
2030 | NIWCM | High Demand Growth+High Gas Supply+Methanex Stays+Delayed Build | 10.056 | 741.2499 | 1040.274
2031 | NIWCM | High Demand Growth+High Gas Supply+Methanex Stays+Delayed Build | -277.274 | 663.3924 | 1029.8667
2032 | NIWCM | High Demand Growth+High Gas Supply+Methanex Stays+Delayed Build | -498.7849 | 518.0891 | 1115.8725
2033 | NIWCM | High Demand Growth+High Gas Supply+Methanex Stays+Delayed Build | -633.9099 | 396.4293 | 1235.3701
2034 | NIWCM | High Demand Growth+High Gas Supply+Methanex Stays+Delayed Build | -835.3482 | 180.3185 | 1055.6795
2035 | NIWCM | High Demand Growth+High Gas Supply+Methanex Stays+Delayed Build | -949.7463 | 40.246 | 984.8333
2026 | SIWEM_PERC | High Demand Growth+High Gas Supply+Methanex Stays+Delayed Build | 26.8747 | 26.8747 | 26.8747
2027 | SIWEM_PERC | High Demand Growth+High Gas Supply+Methanex Stays+Delayed Build | 11.4933 | 11.56 | 11.56
2028 | SIWEM_PERC | High Demand Growth+High Gas Supply+Methanex Stays+Delayed Build | 7.3647 | 9.1124 | 9.1124
2029 | SIWEM_PERC | High Demand Growth+High Gas Supply+Methanex Stays+Delayed Build | 0.6655 | 4.8979 | 4.8979
2030 | SIWEM_PERC | High Demand Growth+High Gas Supply+Methanex Stays+Delayed Build | -5.5519 | 4.4101 | 19.7703
2031 | SIWEM_PERC | High Demand Growth+High Gas Supply+Methanex Stays+Delayed Build | -10.8611 | -1.4855 | 16.6434
2032 | SIWEM_PERC | High Demand Growth+High Gas Supply+Methanex Stays+Delayed Build | -12.6391 | -2.04 | 23.0455
2033 | SIWEM_PERC | High Demand Growth+High Gas Supply+Methanex Stays+Delayed Build | -14.2635 | -3.8927 | 29.097
2034 | SIWEM_PERC | High Demand Growth+High Gas Supply+Methanex Stays+Delayed Build | -16.0174 | -5.893 | 25.1419
2035 | SIWEM_PERC | High Demand Growth+High Gas Supply+Methanex Stays+Delayed Build | -17.2782 | -7.3427 | 24.1652
2026 | NZWEM_PERC | High Demand Growth+High Gas Supply+Methanex Stays+Delayed Build+Low Wind & Solar | 9.3616 | 9.3616 | 9.3616
2027 | NZWEM_PERC | High Demand Growth+High Gas Supply+Methanex Stays+Delayed Build+Low Wind & Solar | 1.7641 | 1.8836 | 2.0254
2028 | NZWEM_PERC | High Demand Growth+High Gas Supply+Methanex Stays+Delayed Build+Low Wind & Solar | 0.57942 | 1.7483 | 2.0027
2029 | NZWEM_PERC | High Demand Growth+High Gas Supply+Methanex Stays+Delayed Build+Low Wind & Solar | -2.5356 | -0.30889 | 0.38273
2030 | NZWEM_PERC | High Demand Growth+High Gas Supply+Methanex Stays+Delayed Build+Low Wind & Solar | -6.6781 | 0.11749 | 5.8617
2031 | NZWEM_PERC | High Demand Growth+High Gas Supply+Methanex Stays+Delayed Build+Low Wind & Solar | -10.5607 | -1.756 | 4.6036
2032 | NZWEM_PERC | High Demand Growth+High Gas Supply+Methanex Stays+Delayed Build+Low Wind & Solar | -12.7553 | -3.7013 | 6.6633
2033 | NZWEM_PERC | High Demand Growth+High Gas Supply+Methanex Stays+Delayed Build+Low Wind & Solar | -14.6719 | -5.7773 | 8.5904
2034 | NZWEM_PERC | High Demand Growth+High Gas Supply+Methanex Stays+Delayed Build+Low Wind & Solar | -16.5257 | -7.6156 | 7.0793
2035 | NZWEM_PERC | High Demand Growth+High Gas Supply+Methanex Stays+Delayed Build+Low Wind & Solar | -18.0193 | -8.9423 | 6.6354
2026 | NIWCM | High Demand Growth+High Gas Supply+Methanex Stays+Delayed Build+Low Wind & Solar | 567.4665 | 567.4665 | 567.4665
2027 | NIWCM | High Demand Growth+High Gas Supply+Methanex Stays+Delayed Build+Low Wind & Solar | 587.7296 | 589.7773 | 592.2498
2028 | NIWCM | High Demand Growth+High Gas Supply+Methanex Stays+Delayed Build+Low Wind & Solar | 595.4577 | 616.3802 | 620.9167
2029 | NIWCM | High Demand Growth+High Gas Supply+Methanex Stays+Delayed Build+Low Wind & Solar | 318.6206 | 448.0526 | 461.6449
2030 | NIWCM | High Demand Growth+High Gas Supply+Methanex Stays+Delayed Build+Low Wind & Solar | 10.056 | 741.2499 | 1040.274
2031 | NIWCM | High Demand Growth+High Gas Supply+Methanex Stays+Delayed Build+Low Wind & Solar | -277.274 | 663.3924 | 1029.8667
2032 | NIWCM | High Demand Growth+High Gas Supply+Methanex Stays+Delayed Build+Low Wind & Solar | -498.7849 | 518.0891 | 1115.8725
2033 | NIWCM | High Demand Growth+High Gas Supply+Methanex Stays+Delayed Build+Low Wind & Solar | -633.9099 | 396.4293 | 1235.3701
2034 | NIWCM | High Demand Growth+High Gas Supply+Methanex Stays+Delayed Build+Low Wind & Solar | -835.3482 | 180.3185 | 1055.6795
2035 | NIWCM | High Demand Growth+High Gas Supply+Methanex Stays+Delayed Build+Low Wind & Solar | -949.7463 | 40.246 | 984.8333
2026 | SIWEM_PERC | High Demand Growth+High Gas Supply+Methanex Stays+Delayed Build+Low Wind & Solar | 24.4171 | 24.4171 | 24.4171
2027 | SIWEM_PERC | High Demand Growth+High Gas Supply+Methanex Stays+Delayed Build+Low Wind & Solar | 11.0361 | 11.0963 | 11.0963
2028 | SIWEM_PERC | High Demand Growth+High Gas Supply+Methanex Stays+Delayed Build+Low Wind & Solar | 6.659 | 8.2362 | 8.2362
2029 | SIWEM_PERC | High Demand Growth+High Gas Supply+Methanex Stays+Delayed Build+Low Wind & Solar | -0.026737 | 3.7929 | 3.7929
2030 | SIWEM_PERC | High Demand Growth+High Gas Supply+Methanex Stays+Delayed Build+Low Wind & Solar | -6.3293 | 2.661 | 13.0741
2031 | SIWEM_PERC | High Demand Growth+High Gas Supply+Methanex Stays+Delayed Build+Low Wind & Solar | -11.5927 | -3.1316 | 9.4612
2032 | SIWEM_PERC | High Demand Growth+High Gas Supply+Methanex Stays+Delayed Build+Low Wind & Solar | -13.3541 | -3.7888 | 14.795
2033 | SIWEM_PERC | High Demand Growth+High Gas Supply+Methanex Stays+Delayed Build+Low Wind & Solar | -14.9631 | -5.6039 | 19.8192
2034 | SIWEM_PERC | High Demand Growth+High Gas Supply+Methanex Stays+Delayed Build+Low Wind & Solar | -16.7004 | -7.5635 | 15.8775
2035 | SIWEM_PERC | High Demand Growth+High Gas Supply+Methanex Stays+Delayed Build+Low Wind & Solar | -17.9484 | -8.982 | 14.7228
2026 | NZWEM_PERC | High Demand Growth+High Gas Supply+Methanex Stays+Delayed Build+Constrained Operational Capacity | 10.2418 | 10.2418 | 10.2418
2027 | NZWEM_PERC | High Demand Growth+High Gas Supply+Methanex Stays+Delayed Build+Constrained Operational Capacity | 2.6598 | 2.7922 | 2.9493
2028 | NZWEM_PERC | High Demand Growth+High Gas Supply+Methanex Stays+Delayed Build+Constrained Operational Capacity | 1.6587 | 2.954 | 3.2359
2029 | NZWEM_PERC | High Demand Growth+High Gas Supply+Methanex Stays+Delayed Build+Constrained Operational Capacity | -1.369 | 1.0984 | 1.8648
2030 | NZWEM_PERC | High Demand Growth+High Gas Supply+Methanex Stays+Delayed Build+Constrained Operational Capacity | -5.492 | 2.038 | 8.4031
2031 | NZWEM_PERC | High Demand Growth+High Gas Supply+Methanex Stays+Delayed Build+Constrained Operational Capacity | -9.424 | 0.33221 | 7.3791
2032 | NZWEM_PERC | High Demand Growth+High Gas Supply+Methanex Stays+Delayed Build+Constrained Operational Capacity | -11.6507 | -1.6182 | 9.8336
2033 | NZWEM_PERC | High Demand Growth+High Gas Supply+Methanex Stays+Delayed Build+Constrained Operational Capacity | -13.5955 | -3.7473 | 12.1411
2034 | NZWEM_PERC | High Demand Growth+High Gas Supply+Methanex Stays+Delayed Build+Constrained Operational Capacity | -15.4805 | -5.615 | 10.6058
2035 | NZWEM_PERC | High Demand Growth+High Gas Supply+Methanex Stays+Delayed Build+Constrained Operational Capacity | -16.9988 | -6.9888 | 10.2116
2026 | NIWCM | High Demand Growth+High Gas Supply+Methanex Stays+Delayed Build+Constrained Operational Capacity | 33.1014 | 33.1014 | 33.1014
2027 | NIWCM | High Demand Growth+High Gas Supply+Methanex Stays+Delayed Build+Constrained Operational Capacity | 43.4476 | 43.4476 | 43.4476
2028 | NIWCM | High Demand Growth+High Gas Supply+Methanex Stays+Delayed Build+Constrained Operational Capacity | -17.6468 | -17.6468 | -17.6468
2029 | NIWCM | High Demand Growth+High Gas Supply+Methanex Stays+Delayed Build+Constrained Operational Capacity | -328.1855 | -245.962 | -245.962
2030 | NIWCM | High Demand Growth+High Gas Supply+Methanex Stays+Delayed Build+Constrained Operational Capacity | -670.2911 | -155.2348 | -37.2556
2031 | NIWCM | High Demand Growth+High Gas Supply+Methanex Stays+Delayed Build+Constrained Operational Capacity | -960.2824 | -304.5987 | -145.2796
2032 | NIWCM | High Demand Growth+High Gas Supply+Methanex Stays+Delayed Build+Constrained Operational Capacity | -1188.3874 | -462.6973 | -246.9333
2033 | NIWCM | High Demand Growth+High Gas Supply+Methanex Stays+Delayed Build+Constrained Operational Capacity | -1253.7986 | -588.5275 | -309.8152
2034 | NIWCM | High Demand Growth+High Gas Supply+Methanex Stays+Delayed Build+Constrained Operational Capacity | -1410.2148 | -802.4288 | -523.2386
2035 | NIWCM | High Demand Growth+High Gas Supply+Methanex Stays+Delayed Build+Constrained Operational Capacity | -1524.6129 | -889.3677 | -653.8627
2026 | SIWEM_PERC | High Demand Growth+High Gas Supply+Methanex Stays+Delayed Build+Constrained Operational Capacity | 26.8747 | 26.8747 | 26.8747
2027 | SIWEM_PERC | High Demand Growth+High Gas Supply+Methanex Stays+Delayed Build+Constrained Operational Capacity | 11.4933 | 11.56 | 11.56
2028 | SIWEM_PERC | High Demand Growth+High Gas Supply+Methanex Stays+Delayed Build+Constrained Operational Capacity | 7.3647 | 9.1124 | 9.1124
2029 | SIWEM_PERC | High Demand Growth+High Gas Supply+Methanex Stays+Delayed Build+Constrained Operational Capacity | 0.6655 | 4.8979 | 4.8979
2030 | SIWEM_PERC | High Demand Growth+High Gas Supply+Methanex Stays+Delayed Build+Constrained Operational Capacity | -5.5519 | 4.4101 | 19.7703
2031 | SIWEM_PERC | High Demand Growth+High Gas Supply+Methanex Stays+Delayed Build+Constrained Operational Capacity | -10.8611 | -1.4855 | 16.6434
2032 | SIWEM_PERC | High Demand Growth+High Gas Supply+Methanex Stays+Delayed Build+Constrained Operational Capacity | -12.6391 | -2.04 | 23.0455
2033 | SIWEM_PERC | High Demand Growth+High Gas Supply+Methanex Stays+Delayed Build+Constrained Operational Capacity | -14.2635 | -3.8927 | 29.097
2034 | SIWEM_PERC | High Demand Growth+High Gas Supply+Methanex Stays+Delayed Build+Constrained Operational Capacity | -16.0174 | -5.893 | 25.1419
2035 | SIWEM_PERC | High Demand Growth+High Gas Supply+Methanex Stays+Delayed Build+Constrained Operational Capacity | -17.2782 | -7.3427 | 24.1652
2026 | NZWEM_PERC | High Demand Growth+High Gas Supply+Methanex Stays+Delayed Build+Constrained Operational Capacity+Low Wind & Solar | 9.3616 | 9.3616 | 9.3616
2027 | NZWEM_PERC | High Demand Growth+High Gas Supply+Methanex Stays+Delayed Build+Constrained Operational Capacity+Low Wind & Solar | 1.7641 | 1.8836 | 2.0254
2028 | NZWEM_PERC | High Demand Growth+High Gas Supply+Methanex Stays+Delayed Build+Constrained Operational Capacity+Low Wind & Solar | 0.57942 | 1.7483 | 2.0027
2029 | NZWEM_PERC | High Demand Growth+High Gas Supply+Methanex Stays+Delayed Build+Constrained Operational Capacity+Low Wind & Solar | -2.5356 | -0.30889 | 0.38273
2030 | NZWEM_PERC | High Demand Growth+High Gas Supply+Methanex Stays+Delayed Build+Constrained Operational Capacity+Low Wind & Solar | -6.6781 | 0.11749 | 5.8617
2031 | NZWEM_PERC | High Demand Growth+High Gas Supply+Methanex Stays+Delayed Build+Constrained Operational Capacity+Low Wind & Solar | -10.5607 | -1.756 | 4.6036
2032 | NZWEM_PERC | High Demand Growth+High Gas Supply+Methanex Stays+Delayed Build+Constrained Operational Capacity+Low Wind & Solar | -12.7553 | -3.7013 | 6.6633
2033 | NZWEM_PERC | High Demand Growth+High Gas Supply+Methanex Stays+Delayed Build+Constrained Operational Capacity+Low Wind & Solar | -14.6719 | -5.7773 | 8.5904
2034 | NZWEM_PERC | High Demand Growth+High Gas Supply+Methanex Stays+Delayed Build+Constrained Operational Capacity+Low Wind & Solar | -16.5257 | -7.6156 | 7.0793
2035 | NZWEM_PERC | High Demand Growth+High Gas Supply+Methanex Stays+Delayed Build+Constrained Operational Capacity+Low Wind & Solar | -18.0193 | -8.9423 | 6.6354
2026 | NIWCM | High Demand Growth+High Gas Supply+Methanex Stays+Delayed Build+Constrained Operational Capacity+Low Wind & Solar | 33.1014 | 33.1014 | 33.1014
2027 | NIWCM | High Demand Growth+High Gas Supply+Methanex Stays+Delayed Build+Constrained Operational Capacity+Low Wind & Solar | 43.4476 | 43.4476 | 43.4476
2028 | NIWCM | High Demand Growth+High Gas Supply+Methanex Stays+Delayed Build+Constrained Operational Capacity+Low Wind & Solar | -17.6468 | -17.6468 | -17.6468
2029 | NIWCM | High Demand Growth+High Gas Supply+Methanex Stays+Delayed Build+Constrained Operational Capacity+Low Wind & Solar | -328.1855 | -245.962 | -245.962
2030 | NIWCM | High Demand Growth+High Gas Supply+Methanex Stays+Delayed Build+Constrained Operational Capacity+Low Wind & Solar | -670.2911 | -155.2348 | -37.2556
2031 | NIWCM | High Demand Growth+High Gas Supply+Methanex Stays+Delayed Build+Constrained Operational Capacity+Low Wind & Solar | -960.2824 | -304.5987 | -145.2796
2032 | NIWCM | High Demand Growth+High Gas Supply+Methanex Stays+Delayed Build+Constrained Operational Capacity+Low Wind & Solar | -1188.3874 | -462.6973 | -246.9333
2033 | NIWCM | High Demand Growth+High Gas Supply+Methanex Stays+Delayed Build+Constrained Operational Capacity+Low Wind & Solar | -1253.7986 | -588.5275 | -309.8152
2034 | NIWCM | High Demand Growth+High Gas Supply+Methanex Stays+Delayed Build+Constrained Operational Capacity+Low Wind & Solar | -1410.2148 | -802.4288 | -523.2386
2035 | NIWCM | High Demand Growth+High Gas Supply+Methanex Stays+Delayed Build+Constrained Operational Capacity+Low Wind & Solar | -1524.6129 | -889.3677 | -653.8627
2026 | SIWEM_PERC | High Demand Growth+High Gas Supply+Methanex Stays+Delayed Build+Constrained Operational Capacity+Low Wind & Solar | 24.4171 | 24.4171 | 24.4171
2027 | SIWEM_PERC | High Demand Growth+High Gas Supply+Methanex Stays+Delayed Build+Constrained Operational Capacity+Low Wind & Solar | 11.0361 | 11.0963 | 11.0963
2028 | SIWEM_PERC | High Demand Growth+High Gas Supply+Methanex Stays+Delayed Build+Constrained Operational Capacity+Low Wind & Solar | 6.659 | 8.2362 | 8.2362
2029 | SIWEM_PERC | High Demand Growth+High Gas Supply+Methanex Stays+Delayed Build+Constrained Operational Capacity+Low Wind & Solar | -0.026737 | 3.7929 | 3.7929
2030 | SIWEM_PERC | High Demand Growth+High Gas Supply+Methanex Stays+Delayed Build+Constrained Operational Capacity+Low Wind & Solar | -6.3293 | 2.661 | 13.0741
2031 | SIWEM_PERC | High Demand Growth+High Gas Supply+Methanex Stays+Delayed Build+Constrained Operational Capacity+Low Wind & Solar | -11.5927 | -3.1316 | 9.4612
2032 | SIWEM_PERC | High Demand Growth+High Gas Supply+Methanex Stays+Delayed Build+Constrained Operational Capacity+Low Wind & Solar | -13.3541 | -3.7888 | 14.795
2033 | SIWEM_PERC | High Demand Growth+High Gas Supply+Methanex Stays+Delayed Build+Constrained Operational Capacity+Low Wind & Solar | -14.9631 | -5.6039 | 19.8192
2034 | SIWEM_PERC | High Demand Growth+High Gas Supply+Methanex Stays+Delayed Build+Constrained Operational Capacity+Low Wind & Solar | -16.7004 | -7.5635 | 15.8775
2035 | SIWEM_PERC | High Demand Growth+High Gas Supply+Methanex Stays+Delayed Build+Constrained Operational Capacity+Low Wind & Solar | -17.9484 | -8.982 | 14.7228
2026 | NZWEM_PERC | High Demand Growth+High Gas Supply+Methanex Stays+Delayed Build+Upgraded HVDC | 10.2418 | 10.2418 | 10.2418
2027 | NZWEM_PERC | High Demand Growth+High Gas Supply+Methanex Stays+Delayed Build+Upgraded HVDC | 2.6598 | 2.7922 | 2.9493
2028 | NZWEM_PERC | High Demand Growth+High Gas Supply+Methanex Stays+Delayed Build+Upgraded HVDC | 1.6587 | 2.954 | 3.2359
2029 | NZWEM_PERC | High Demand Growth+High Gas Supply+Methanex Stays+Delayed Build+Upgraded HVDC | -1.369 | 1.0984 | 1.8648
2030 | NZWEM_PERC | High Demand Growth+High Gas Supply+Methanex Stays+Delayed Build+Upgraded HVDC | -5.492 | 2.038 | 8.4031
2031 | NZWEM_PERC | High Demand Growth+High Gas Supply+Methanex Stays+Delayed Build+Upgraded HVDC | -9.424 | 0.33221 | 7.3791
2032 | NZWEM_PERC | High Demand Growth+High Gas Supply+Methanex Stays+Delayed Build+Upgraded HVDC | -11.6507 | -1.6182 | 9.8336
2033 | NZWEM_PERC | High Demand Growth+High Gas Supply+Methanex Stays+Delayed Build+Upgraded HVDC | -13.5955 | -3.7473 | 12.1411
2034 | NZWEM_PERC | High Demand Growth+High Gas Supply+Methanex Stays+Delayed Build+Upgraded HVDC | -15.4805 | -5.615 | 10.6058
2035 | NZWEM_PERC | High Demand Growth+High Gas Supply+Methanex Stays+Delayed Build+Upgraded HVDC | -16.9988 | -6.9888 | 10.2116
2026 | NIWCM | High Demand Growth+High Gas Supply+Methanex Stays+Delayed Build+Upgraded HVDC | 567.4665 | 567.4665 | 567.4665
2027 | NIWCM | High Demand Growth+High Gas Supply+Methanex Stays+Delayed Build+Upgraded HVDC | 587.7296 | 589.7773 | 592.2498
2028 | NIWCM | High Demand Growth+High Gas Supply+Methanex Stays+Delayed Build+Upgraded HVDC | 595.4577 | 616.3802 | 620.9167
2029 | NIWCM | High Demand Growth+High Gas Supply+Methanex Stays+Delayed Build+Upgraded HVDC | 318.6206 | 448.0526 | 461.6449
2030 | NIWCM | High Demand Growth+High Gas Supply+Methanex Stays+Delayed Build+Upgraded HVDC | 10.056 | 741.2499 | 1040.274
2031 | NIWCM | High Demand Growth+High Gas Supply+Methanex Stays+Delayed Build+Upgraded HVDC | -277.274 | 663.3924 | 1029.8667
2032 | NIWCM | High Demand Growth+High Gas Supply+Methanex Stays+Delayed Build+Upgraded HVDC | -498.7849 | 518.0891 | 1115.8725
2033 | NIWCM | High Demand Growth+High Gas Supply+Methanex Stays+Delayed Build+Upgraded HVDC | -633.9099 | 396.4293 | 1235.3701
2034 | NIWCM | High Demand Growth+High Gas Supply+Methanex Stays+Delayed Build+Upgraded HVDC | -835.3482 | 180.3185 | 1055.6795
2035 | NIWCM | High Demand Growth+High Gas Supply+Methanex Stays+Delayed Build+Upgraded HVDC | -949.7463 | 40.246 | 984.8333
2026 | SIWEM_PERC | High Demand Growth+High Gas Supply+Methanex Stays+Delayed Build+Upgraded HVDC | 26.8747 | 26.8747 | 26.8747
2027 | SIWEM_PERC | High Demand Growth+High Gas Supply+Methanex Stays+Delayed Build+Upgraded HVDC | 11.4933 | 11.56 | 11.56
2028 | SIWEM_PERC | High Demand Growth+High Gas Supply+Methanex Stays+Delayed Build+Upgraded HVDC | 7.3647 | 9.1124 | 9.1124
2029 | SIWEM_PERC | High Demand Growth+High Gas Supply+Methanex Stays+Delayed Build+Upgraded HVDC | 0.6655 | 4.8979 | 4.8979
2030 | SIWEM_PERC | High Demand Growth+High Gas Supply+Methanex Stays+Delayed Build+Upgraded HVDC | -5.5519 | 4.4101 | 19.7703
2031 | SIWEM_PERC | High Demand Growth+High Gas Supply+Methanex Stays+Delayed Build+Upgraded HVDC | -10.8611 | -1.4855 | 16.6434
2032 | SIWEM_PERC | High Demand Growth+High Gas Supply+Methanex Stays+Delayed Build+Upgraded HVDC | -12.6391 | -2.04 | 23.0455
2033 | SIWEM_PERC | High Demand Growth+High Gas Supply+Methanex Stays+Delayed Build+Upgraded HVDC | -14.2635 | -3.8927 | 29.097
2034 | SIWEM_PERC | High Demand Growth+High Gas Supply+Methanex Stays+Delayed Build+Upgraded HVDC | -16.0174 | -5.893 | 25.1419
2035 | SIWEM_PERC | High Demand Growth+High Gas Supply+Methanex Stays+Delayed Build+Upgraded HVDC | -17.2782 | -7.3427 | 24.1652
2026 | NZWEM_PERC | High Demand Growth+High Gas Supply+Methanex Stays+Delayed Build+Upgraded HVDC+Low Wind & Solar | 9.3616 | 9.3616 | 9.3616
2027 | NZWEM_PERC | High Demand Growth+High Gas Supply+Methanex Stays+Delayed Build+Upgraded HVDC+Low Wind & Solar | 1.7641 | 1.8836 | 2.0254
2028 | NZWEM_PERC | High Demand Growth+High Gas Supply+Methanex Stays+Delayed Build+Upgraded HVDC+Low Wind & Solar | 0.57942 | 1.7483 | 2.0027
2029 | NZWEM_PERC | High Demand Growth+High Gas Supply+Methanex Stays+Delayed Build+Upgraded HVDC+Low Wind & Solar | -2.5356 | -0.30889 | 0.38273
2030 | NZWEM_PERC | High Demand Growth+High Gas Supply+Methanex Stays+Delayed Build+Upgraded HVDC+Low Wind & Solar | -6.6781 | 0.11749 | 5.8617
2031 | NZWEM_PERC | High Demand Growth+High Gas Supply+Methanex Stays+Delayed Build+Upgraded HVDC+Low Wind & Solar | -10.5607 | -1.756 | 4.6036
2032 | NZWEM_PERC | High Demand Growth+High Gas Supply+Methanex Stays+Delayed Build+Upgraded HVDC+Low Wind & Solar | -12.7553 | -3.7013 | 6.6633
2033 | NZWEM_PERC | High Demand Growth+High Gas Supply+Methanex Stays+Delayed Build+Upgraded HVDC+Low Wind & Solar | -14.6719 | -5.7773 | 8.5904
2034 | NZWEM_PERC | High Demand Growth+High Gas Supply+Methanex Stays+Delayed Build+Upgraded HVDC+Low Wind & Solar | -16.5257 | -7.6156 | 7.0793
2035 | NZWEM_PERC | High Demand Growth+High Gas Supply+Methanex Stays+Delayed Build+Upgraded HVDC+Low Wind & Solar | -18.0193 | -8.9423 | 6.6354
2026 | NIWCM | High Demand Growth+High Gas Supply+Methanex Stays+Delayed Build+Upgraded HVDC+Low Wind & Solar | 567.4665 | 567.4665 | 567.4665
2027 | NIWCM | High Demand Growth+High Gas Supply+Methanex Stays+Delayed Build+Upgraded HVDC+Low Wind & Solar | 587.7296 | 589.7773 | 592.2498
2028 | NIWCM | High Demand Growth+High Gas Supply+Methanex Stays+Delayed Build+Upgraded HVDC+Low Wind & Solar | 595.4577 | 616.3802 | 620.9167
2029 | NIWCM | High Demand Growth+High Gas Supply+Methanex Stays+Delayed Build+Upgraded HVDC+Low Wind & Solar | 318.6206 | 448.0526 | 461.6449
2030 | NIWCM | High Demand Growth+High Gas Supply+Methanex Stays+Delayed Build+Upgraded HVDC+Low Wind & Solar | 10.056 | 741.2499 | 1040.274
2031 | NIWCM | High Demand Growth+High Gas Supply+Methanex Stays+Delayed Build+Upgraded HVDC+Low Wind & Solar | -277.274 | 663.3924 | 1029.8667
2032 | NIWCM | High Demand Growth+High Gas Supply+Methanex Stays+Delayed Build+Upgraded HVDC+Low Wind & Solar | -498.7849 | 518.0891 | 1115.8725
2033 | NIWCM | High Demand Growth+High Gas Supply+Methanex Stays+Delayed Build+Upgraded HVDC+Low Wind & Solar | -633.9099 | 396.4293 | 1235.3701
2034 | NIWCM | High Demand Growth+High Gas Supply+Methanex Stays+Delayed Build+Upgraded HVDC+Low Wind & Solar | -835.3482 | 180.3185 | 1055.6795
2035 | NIWCM | High Demand Growth+High Gas Supply+Methanex Stays+Delayed Build+Upgraded HVDC+Low Wind & Solar | -949.7463 | 40.246 | 984.8333
2026 | SIWEM_PERC | High Demand Growth+High Gas Supply+Methanex Stays+Delayed Build+Upgraded HVDC+Low Wind & Solar | 24.4171 | 24.4171 | 24.4171
2027 | SIWEM_PERC | High Demand Growth+High Gas Supply+Methanex Stays+Delayed Build+Upgraded HVDC+Low Wind & Solar | 11.0361 | 11.0963 | 11.0963
2028 | SIWEM_PERC | High Demand Growth+High Gas Supply+Methanex Stays+Delayed Build+Upgraded HVDC+Low Wind & Solar | 6.659 | 8.2362 | 8.2362
2029 | SIWEM_PERC | High Demand Growth+High Gas Supply+Methanex Stays+Delayed Build+Upgraded HVDC+Low Wind & Solar | -0.026737 | 3.7929 | 3.7929
2030 | SIWEM_PERC | High Demand Growth+High Gas Supply+Methanex Stays+Delayed Build+Upgraded HVDC+Low Wind & Solar | -6.3293 | 2.661 | 13.0741
2031 | SIWEM_PERC | High Demand Growth+High Gas Supply+Methanex Stays+Delayed Build+Upgraded HVDC+Low Wind & Solar | -11.5927 | -3.1316 | 9.4612
2032 | SIWEM_PERC | High Demand Growth+High Gas Supply+Methanex Stays+Delayed Build+Upgraded HVDC+Low Wind & Solar | -13.3541 | -3.7888 | 14.795
2033 | SIWEM_PERC | High Demand Growth+High Gas Supply+Methanex Stays+Delayed Build+Upgraded HVDC+Low Wind & Solar | -14.9631 | -5.6039 | 19.8192
2034 | SIWEM_PERC | High Demand Growth+High Gas Supply+Methanex Stays+Delayed Build+Upgraded HVDC+Low Wind & Solar | -16.7004 | -7.5635 | 15.8775
2035 | SIWEM_PERC | High Demand Growth+High Gas Supply+Methanex Stays+Delayed Build+Upgraded HVDC+Low Wind & Solar | -17.9484 | -8.982 | 14.7228
2026 | NZWEM_PERC | High Demand Growth+High Gas Supply+Methanex Stays+Delayed Build+Upgraded HVDC+Constrained Operational Capacity | 10.2418 | 10.2418 | 10.2418
2027 | NZWEM_PERC | High Demand Growth+High Gas Supply+Methanex Stays+Delayed Build+Upgraded HVDC+Constrained Operational Capacity | 2.6598 | 2.7922 | 2.9493
2028 | NZWEM_PERC | High Demand Growth+High Gas Supply+Methanex Stays+Delayed Build+Upgraded HVDC+Constrained Operational Capacity | 1.6587 | 2.954 | 3.2359
2029 | NZWEM_PERC | High Demand Growth+High Gas Supply+Methanex Stays+Delayed Build+Upgraded HVDC+Constrained Operational Capacity | -1.369 | 1.0984 | 1.8648
2030 | NZWEM_PERC | High Demand Growth+High Gas Supply+Methanex Stays+Delayed Build+Upgraded HVDC+Constrained Operational Capacity | -5.492 | 2.038 | 8.4031
2031 | NZWEM_PERC | High Demand Growth+High Gas Supply+Methanex Stays+Delayed Build+Upgraded HVDC+Constrained Operational Capacity | -9.424 | 0.33221 | 7.3791
2032 | NZWEM_PERC | High Demand Growth+High Gas Supply+Methanex Stays+Delayed Build+Upgraded HVDC+Constrained Operational Capacity | -11.6507 | -1.6182 | 9.8336
2033 | NZWEM_PERC | High Demand Growth+High Gas Supply+Methanex Stays+Delayed Build+Upgraded HVDC+Constrained Operational Capacity | -13.5955 | -3.7473 | 12.1411
2034 | NZWEM_PERC | High Demand Growth+High Gas Supply+Methanex Stays+Delayed Build+Upgraded HVDC+Constrained Operational Capacity | -15.4805 | -5.615 | 10.6058
2035 | NZWEM_PERC | High Demand Growth+High Gas Supply+Methanex Stays+Delayed Build+Upgraded HVDC+Constrained Operational Capacity | -16.9988 | -6.9888 | 10.2116
2026 | NIWCM | High Demand Growth+High Gas Supply+Methanex Stays+Delayed Build+Upgraded HVDC+Constrained Operational Capacity | 33.1014 | 33.1014 | 33.1014
2027 | NIWCM | High Demand Growth+High Gas Supply+Methanex Stays+Delayed Build+Upgraded HVDC+Constrained Operational Capacity | 43.4476 | 43.4476 | 43.4476
2028 | NIWCM | High Demand Growth+High Gas Supply+Methanex Stays+Delayed Build+Upgraded HVDC+Constrained Operational Capacity | -17.6468 | -17.6468 | -17.6468
2029 | NIWCM | High Demand Growth+High Gas Supply+Methanex Stays+Delayed Build+Upgraded HVDC+Constrained Operational Capacity | -328.1855 | -245.962 | -245.962
2030 | NIWCM | High Demand Growth+High Gas Supply+Methanex Stays+Delayed Build+Upgraded HVDC+Constrained Operational Capacity | -670.2911 | -155.2348 | -37.2556
2031 | NIWCM | High Demand Growth+High Gas Supply+Methanex Stays+Delayed Build+Upgraded HVDC+Constrained Operational Capacity | -960.2824 | -304.5987 | -145.2796
2032 | NIWCM | High Demand Growth+High Gas Supply+Methanex Stays+Delayed Build+Upgraded HVDC+Constrained Operational Capacity | -1188.3874 | -462.6973 | -246.9333
2033 | NIWCM | High Demand Growth+High Gas Supply+Methanex Stays+Delayed Build+Upgraded HVDC+Constrained Operational Capacity | -1253.7986 | -588.5275 | -309.8152
2034 | NIWCM | High Demand Growth+High Gas Supply+Methanex Stays+Delayed Build+Upgraded HVDC+Constrained Operational Capacity | -1410.2148 | -802.4288 | -523.2386
2035 | NIWCM | High Demand Growth+High Gas Supply+Methanex Stays+Delayed Build+Upgraded HVDC+Constrained Operational Capacity | -1524.6129 | -889.3677 | -653.8627
2026 | SIWEM_PERC | High Demand Growth+High Gas Supply+Methanex Stays+Delayed Build+Upgraded HVDC+Constrained Operational Capacity | 26.8747 | 26.8747 | 26.8747
2027 | SIWEM_PERC | High Demand Growth+High Gas Supply+Methanex Stays+Delayed Build+Upgraded HVDC+Constrained Operational Capacity | 11.4933 | 11.56 | 11.56
2028 | SIWEM_PERC | High Demand Growth+High Gas Supply+Methanex Stays+Delayed Build+Upgraded HVDC+Constrained Operational Capacity | 7.3647 | 9.1124 | 9.1124
2029 | SIWEM_PERC | High Demand Growth+High Gas Supply+Methanex Stays+Delayed Build+Upgraded HVDC+Constrained Operational Capacity | 0.6655 | 4.8979 | 4.8979
2030 | SIWEM_PERC | High Demand Growth+High Gas Supply+Methanex Stays+Delayed Build+Upgraded HVDC+Constrained Operational Capacity | -5.5519 | 4.4101 | 19.7703
2031 | SIWEM_PERC | High Demand Growth+High Gas Supply+Methanex Stays+Delayed Build+Upgraded HVDC+Constrained Operational Capacity | -10.8611 | -1.4855 | 16.6434
2032 | SIWEM_PERC | High Demand Growth+High Gas Supply+Methanex Stays+Delayed Build+Upgraded HVDC+Constrained Operational Capacity | -12.6391 | -2.04 | 23.0455
2033 | SIWEM_PERC | High Demand Growth+High Gas Supply+Methanex Stays+Delayed Build+Upgraded HVDC+Constrained Operational Capacity | -14.2635 | -3.8927 | 29.097
2034 | SIWEM_PERC | High Demand Growth+High Gas Supply+Methanex Stays+Delayed Build+Upgraded HVDC+Constrained Operational Capacity | -16.0174 | -5.893 | 25.1419
2035 | SIWEM_PERC | High Demand Growth+High Gas Supply+Methanex Stays+Delayed Build+Upgraded HVDC+Constrained Operational Capacity | -17.2782 | -7.3427 | 24.1652
2026 | NZWEM_PERC | High Demand Growth+High Gas Supply+Methanex Stays+Delayed Build+Upgraded HVDC+Constrained Operational Capacity+Low Wind & Solar | 9.3616 | 9.3616 | 9.3616
2027 | NZWEM_PERC | High Demand Growth+High Gas Supply+Methanex Stays+Delayed Build+Upgraded HVDC+Constrained Operational Capacity+Low Wind & Solar | 1.7641 | 1.8836 | 2.0254
2028 | NZWEM_PERC | High Demand Growth+High Gas Supply+Methanex Stays+Delayed Build+Upgraded HVDC+Constrained Operational Capacity+Low Wind & Solar | 0.57942 | 1.7483 | 2.0027
2029 | NZWEM_PERC | High Demand Growth+High Gas Supply+Methanex Stays+Delayed Build+Upgraded HVDC+Constrained Operational Capacity+Low Wind & Solar | -2.5356 | -0.30889 | 0.38273
2030 | NZWEM_PERC | High Demand Growth+High Gas Supply+Methanex Stays+Delayed Build+Upgraded HVDC+Constrained Operational Capacity+Low Wind & Solar | -6.6781 | 0.11749 | 5.8617
2031 | NZWEM_PERC | High Demand Growth+High Gas Supply+Methanex Stays+Delayed Build+Upgraded HVDC+Constrained Operational Capacity+Low Wind & Solar | -10.5607 | -1.756 | 4.6036
2032 | NZWEM_PERC | High Demand Growth+High Gas Supply+Methanex Stays+Delayed Build+Upgraded HVDC+Constrained Operational Capacity+Low Wind & Solar | -12.7553 | -3.7013 | 6.6633
2033 | NZWEM_PERC | High Demand Growth+High Gas Supply+Methanex Stays+Delayed Build+Upgraded HVDC+Constrained Operational Capacity+Low Wind & Solar | -14.6719 | -5.7773 | 8.5904
2034 | NZWEM_PERC | High Demand Growth+High Gas Supply+Methanex Stays+Delayed Build+Upgraded HVDC+Constrained Operational Capacity+Low Wind & Solar | -16.5257 | -7.6156 | 7.0793
2035 | NZWEM_PERC | High Demand Growth+High Gas Supply+Methanex Stays+Delayed Build+Upgraded HVDC+Constrained Operational Capacity+Low Wind & Solar | -18.0193 | -8.9423 | 6.6354
2026 | NIWCM | High Demand Growth+High Gas Supply+Methanex Stays+Delayed Build+Upgraded HVDC+Constrained Operational Capacity+Low Wind & Solar | 33.1014 | 33.1014 | 33.1014
2027 | NIWCM | High Demand Growth+High Gas Supply+Methanex Stays+Delayed Build+Upgraded HVDC+Constrained Operational Capacity+Low Wind & Solar | 43.4476 | 43.4476 | 43.4476
2028 | NIWCM | High Demand Growth+High Gas Supply+Methanex Stays+Delayed Build+Upgraded HVDC+Constrained Operational Capacity+Low Wind & Solar | -17.6468 | -17.6468 | -17.6468
2029 | NIWCM | High Demand Growth+High Gas Supply+Methanex Stays+Delayed Build+Upgraded HVDC+Constrained Operational Capacity+Low Wind & Solar | -328.1855 | -245.962 | -245.962
2030 | NIWCM | High Demand Growth+High Gas Supply+Methanex Stays+Delayed Build+Upgraded HVDC+Constrained Operational Capacity+Low Wind & Solar | -670.2911 | -155.2348 | -37.2556
2031 | NIWCM | High Demand Growth+High Gas Supply+Methanex Stays+Delayed Build+Upgraded HVDC+Constrained Operational Capacity+Low Wind & Solar | -960.2824 | -304.5987 | -145.2796
2032 | NIWCM | High Demand Growth+High Gas Supply+Methanex Stays+Delayed Build+Upgraded HVDC+Constrained Operational Capacity+Low Wind & Solar | -1188.3874 | -462.6973 | -246.9333
2033 | NIWCM | High Demand Growth+High Gas Supply+Methanex Stays+Delayed Build+Upgraded HVDC+Constrained Operational Capacity+Low Wind & Solar | -1253.7986 | -588.5275 | -309.8152
2034 | NIWCM | High Demand Growth+High Gas Supply+Methanex Stays+Delayed Build+Upgraded HVDC+Constrained Operational Capacity+Low Wind & Solar | -1410.2148 | -802.4288 | -523.2386
2035 | NIWCM | High Demand Growth+High Gas Supply+Methanex Stays+Delayed Build+Upgraded HVDC+Constrained Operational Capacity+Low Wind & Solar | -1524.6129 | -889.3677 | -653.8627
2026 | SIWEM_PERC | High Demand Growth+High Gas Supply+Methanex Stays+Delayed Build+Upgraded HVDC+Constrained Operational Capacity+Low Wind & Solar | 24.4171 | 24.4171 | 24.4171
2027 | SIWEM_PERC | High Demand Growth+High Gas Supply+Methanex Stays+Delayed Build+Upgraded HVDC+Constrained Operational Capacity+Low Wind & Solar | 11.0361 | 11.0963 | 11.0963
2028 | SIWEM_PERC | High Demand Growth+High Gas Supply+Methanex Stays+Delayed Build+Upgraded HVDC+Constrained Operational Capacity+Low Wind & Solar | 6.659 | 8.2362 | 8.2362
2029 | SIWEM_PERC | High Demand Growth+High Gas Supply+Methanex Stays+Delayed Build+Upgraded HVDC+Constrained Operational Capacity+Low Wind & Solar | -0.026737 | 3.7929 | 3.7929
2030 | SIWEM_PERC | High Demand Growth+High Gas Supply+Methanex Stays+Delayed Build+Upgraded HVDC+Constrained Operational Capacity+Low Wind & Solar | -6.3293 | 2.661 | 13.0741
2031 | SIWEM_PERC | High Demand Growth+High Gas Supply+Methanex Stays+Delayed Build+Upgraded HVDC+Constrained Operational Capacity+Low Wind & Solar | -11.5927 | -3.1316 | 9.4612
2032 | SIWEM_PERC | High Demand Growth+High Gas Supply+Methanex Stays+Delayed Build+Upgraded HVDC+Constrained Operational Capacity+Low Wind & Solar | -13.3541 | -3.7888 | 14.795
2033 | SIWEM_PERC | High Demand Growth+High Gas Supply+Methanex Stays+Delayed Build+Upgraded HVDC+Constrained Operational Capacity+Low Wind & Solar | -14.9631 | -5.6039 | 19.8192
2034 | SIWEM_PERC | High Demand Growth+High Gas Supply+Methanex Stays+Delayed Build+Upgraded HVDC+Constrained Operational Capacity+Low Wind & Solar | -16.7004 | -7.5635 | 15.8775
2035 | SIWEM_PERC | High Demand Growth+High Gas Supply+Methanex Stays+Delayed Build+Upgraded HVDC+Constrained Operational Capacity+Low Wind & Solar | -17.9484 | -8.982 | 14.7228
2026 | NZWEM_PERC | High Demand Growth+High Gas Supply+Methanex Stays+Reduced Rankine Availability | 10.708 | 10.7631 | 10.7631
2027 | NZWEM_PERC | High Demand Growth+High Gas Supply+Methanex Stays+Reduced Rankine Availability | 1.9146 | 3.6355 | 3.933
2028 | NZWEM_PERC | High Demand Growth+High Gas Supply+Methanex Stays+Reduced Rankine Availability | -1.8345 | 5.4439 | 9.4808
2029 | NZWEM_PERC | High Demand Growth+High Gas Supply+Methanex Stays+Reduced Rankine Availability | -7.2099 | 2.6922 | 10.5267
2030 | NZWEM_PERC | High Demand Growth+High Gas Supply+Methanex Stays+Reduced Rankine Availability | -11.9084 | -0.69689 | 11.6004
2031 | NZWEM_PERC | High Demand Growth+High Gas Supply+Methanex Stays+Reduced Rankine Availability | -15.5729 | -4.7534 | 12.0243
2032 | NZWEM_PERC | High Demand Growth+High Gas Supply+Methanex Stays+Reduced Rankine Availability | -17.6259 | -6.7919 | 10.3501
2033 | NZWEM_PERC | High Demand Growth+High Gas Supply+Methanex Stays+Reduced Rankine Availability | -19.4185 | -8.8605 | 9.2817
2034 | NZWEM_PERC | High Demand Growth+High Gas Supply+Methanex Stays+Reduced Rankine Availability | -21.1346 | -10.5369 | 7.079
2035 | NZWEM_PERC | High Demand Growth+High Gas Supply+Methanex Stays+Reduced Rankine Availability | -22.5195 | -12.0958 | 5.1046
2026 | NIWCM | High Demand Growth+High Gas Supply+Methanex Stays+Reduced Rankine Availability | 861.0651 | 861.8649 | 861.8649
2027 | NIWCM | High Demand Growth+High Gas Supply+Methanex Stays+Reduced Rankine Availability | 758.7942 | 790.2942 | 794.8307
2028 | NIWCM | High Demand Growth+High Gas Supply+Methanex Stays+Reduced Rankine Availability | 622.0837 | 1281.4444 | 1364.089
2029 | NIWCM | High Demand Growth+High Gas Supply+Methanex Stays+Reduced Rankine Availability | 297.5139 | 1200.2743 | 1540.2082
2030 | NIWCM | High Demand Growth+High Gas Supply+Methanex Stays+Reduced Rankine Availability | -164.5675 | 870.2072 | 1446.4574
2031 | NIWCM | High Demand Growth+High Gas Supply+Methanex Stays+Reduced Rankine Availability | -434.7355 | 615.731 | 1443.8616
2032 | NIWCM | High Demand Growth+High Gas Supply+Methanex Stays+Reduced Rankine Availability | -656.2464 | 413.9968 | 1280.631
2033 | NIWCM | High Demand Growth+High Gas Supply+Methanex Stays+Reduced Rankine Availability | -864.3099 | 211.0685 | 1149.4118
2034 | NIWCM | High Demand Growth+High Gas Supply+Methanex Stays+Reduced Rankine Availability | -1065.7482 | 20.0077 | 1039.7977
2035 | NIWCM | High Demand Growth+High Gas Supply+Methanex Stays+Reduced Rankine Availability | -1180.1463 | -137.822 | 883.9943
2026 | SIWEM_PERC | High Demand Growth+High Gas Supply+Methanex Stays+Reduced Rankine Availability | 28.1766 | 28.3305 | 28.3305
2027 | SIWEM_PERC | High Demand Growth+High Gas Supply+Methanex Stays+Reduced Rankine Availability | 14.9631 | 17.3952 | 17.3952
2028 | SIWEM_PERC | High Demand Growth+High Gas Supply+Methanex Stays+Reduced Rankine Availability | 9.4253 | 21.0437 | 27.5608
2029 | SIWEM_PERC | High Demand Growth+High Gas Supply+Methanex Stays+Reduced Rankine Availability | 2.2232 | 13.0406 | 26.3009
2030 | SIWEM_PERC | High Demand Growth+High Gas Supply+Methanex Stays+Reduced Rankine Availability | -5.5519 | 5.9718 | 28.1949
2031 | SIWEM_PERC | High Demand Growth+High Gas Supply+Methanex Stays+Reduced Rankine Availability | -10.8611 | -0.015648 | 28.6637
2032 | SIWEM_PERC | High Demand Growth+High Gas Supply+Methanex Stays+Reduced Rankine Availability | -12.6391 | -2.04 | 24.3897
2033 | SIWEM_PERC | High Demand Growth+High Gas Supply+Methanex Stays+Reduced Rankine Availability | -14.2635 | -3.8927 | 21.6255
2034 | SIWEM_PERC | High Demand Growth+High Gas Supply+Methanex Stays+Reduced Rankine Availability | -16.0174 | -5.893 | 15.8767
2035 | SIWEM_PERC | High Demand Growth+High Gas Supply+Methanex Stays+Reduced Rankine Availability | -17.2782 | -7.3427 | 10.681
2026 | NZWEM_PERC | High Demand Growth+High Gas Supply+Methanex Stays+Reduced Rankine Availability+Low Wind & Solar | 9.5511 | 9.6008 | 9.6008
2027 | NZWEM_PERC | High Demand Growth+High Gas Supply+Methanex Stays+Reduced Rankine Availability+Low Wind & Solar | 0.65263 | 2.2057 | 2.4741
2028 | NZWEM_PERC | High Demand Growth+High Gas Supply+Methanex Stays+Reduced Rankine Availability+Low Wind & Solar | -3.1332 | 3.4354 | 7.0785
2029 | NZWEM_PERC | High Demand Growth+High Gas Supply+Methanex Stays+Reduced Rankine Availability+Low Wind & Solar | -8.4736 | 0.46267 | 7.533
2030 | NZWEM_PERC | High Demand Growth+High Gas Supply+Methanex Stays+Reduced Rankine Availability+Low Wind & Solar | -13.0945 | -2.9337 | 8.196
2031 | NZWEM_PERC | High Demand Growth+High Gas Supply+Methanex Stays+Reduced Rankine Availability+Low Wind & Solar | -16.7096 | -6.8971 | 8.2749
2032 | NZWEM_PERC | High Demand Growth+High Gas Supply+Methanex Stays+Reduced Rankine Availability+Low Wind & Solar | -18.7305 | -8.9062 | 6.6233
2033 | NZWEM_PERC | High Demand Growth+High Gas Supply+Methanex Stays+Reduced Rankine Availability+Low Wind & Solar | -20.495 | -10.921 | 5.5097
2034 | NZWEM_PERC | High Demand Growth+High Gas Supply+Methanex Stays+Reduced Rankine Availability+Low Wind & Solar | -22.1797 | -12.5376 | 3.4164
2035 | NZWEM_PERC | High Demand Growth+High Gas Supply+Methanex Stays+Reduced Rankine Availability+Low Wind & Solar | -23.5401 | -14.0493 | 1.5284
2026 | NIWCM | High Demand Growth+High Gas Supply+Methanex Stays+Reduced Rankine Availability+Low Wind & Solar | 861.0651 | 861.8649 | 861.8649
2027 | NIWCM | High Demand Growth+High Gas Supply+Methanex Stays+Reduced Rankine Availability+Low Wind & Solar | 758.7942 | 790.2942 | 794.8307
2028 | NIWCM | High Demand Growth+High Gas Supply+Methanex Stays+Reduced Rankine Availability+Low Wind & Solar | 622.0837 | 1281.4444 | 1364.089
2029 | NIWCM | High Demand Growth+High Gas Supply+Methanex Stays+Reduced Rankine Availability+Low Wind & Solar | 297.5139 | 1200.2743 | 1540.2082
2030 | NIWCM | High Demand Growth+High Gas Supply+Methanex Stays+Reduced Rankine Availability+Low Wind & Solar | -164.5675 | 870.2072 | 1446.4574
2031 | NIWCM | High Demand Growth+High Gas Supply+Methanex Stays+Reduced Rankine Availability+Low Wind & Solar | -434.7355 | 615.731 | 1443.8616
2032 | NIWCM | High Demand Growth+High Gas Supply+Methanex Stays+Reduced Rankine Availability+Low Wind & Solar | -656.2464 | 413.9968 | 1280.631
2033 | NIWCM | High Demand Growth+High Gas Supply+Methanex Stays+Reduced Rankine Availability+Low Wind & Solar | -864.3099 | 211.0685 | 1149.4118
2034 | NIWCM | High Demand Growth+High Gas Supply+Methanex Stays+Reduced Rankine Availability+Low Wind & Solar | -1065.7482 | 20.0077 | 1039.7977
2035 | NIWCM | High Demand Growth+High Gas Supply+Methanex Stays+Reduced Rankine Availability+Low Wind & Solar | -1180.1463 | -137.822 | 883.9943
2026 | SIWEM_PERC | High Demand Growth+High Gas Supply+Methanex Stays+Reduced Rankine Availability+Low Wind & Solar | 24.9462 | 25.085 | 25.085
2027 | SIWEM_PERC | High Demand Growth+High Gas Supply+Methanex Stays+Reduced Rankine Availability+Low Wind & Solar | 14.1675 | 16.3623 | 16.3623
2028 | SIWEM_PERC | High Demand Growth+High Gas Supply+Methanex Stays+Reduced Rankine Availability+Low Wind & Solar | 8.5186 | 19.0039 | 24.8853
2029 | SIWEM_PERC | High Demand Growth+High Gas Supply+Methanex Stays+Reduced Rankine Availability+Low Wind & Solar | 1.3791 | 11.1414 | 23.1083
2030 | SIWEM_PERC | High Demand Growth+High Gas Supply+Methanex Stays+Reduced Rankine Availability+Low Wind & Solar | -6.3293 | 4.0704 | 19.2247
2031 | SIWEM_PERC | High Demand Growth+High Gas Supply+Methanex Stays+Reduced Rankine Availability+Low Wind & Solar | -11.5927 | -1.8051 | 18.9613
2032 | SIWEM_PERC | High Demand Growth+High Gas Supply+Methanex Stays+Reduced Rankine Availability+Low Wind & Solar | -13.3541 | -3.7888 | 14.6909
2033 | SIWEM_PERC | High Demand Growth+High Gas Supply+Methanex Stays+Reduced Rankine Availability+Low Wind & Solar | -14.9631 | -5.6039 | 11.7695
2034 | SIWEM_PERC | High Demand Growth+High Gas Supply+Methanex Stays+Reduced Rankine Availability+Low Wind & Solar | -16.7004 | -7.5635 | 8.9827
2035 | SIWEM_PERC | High Demand Growth+High Gas Supply+Methanex Stays+Reduced Rankine Availability+Low Wind & Solar | -17.9484 | -8.982 | 7.2554
2026 | NZWEM_PERC | High Demand Growth+High Gas Supply+Methanex Stays+Reduced Rankine Availability+Constrained Operational Capacity | 10.708 | 10.7631 | 10.7631
2027 | NZWEM_PERC | High Demand Growth+High Gas Supply+Methanex Stays+Reduced Rankine Availability+Constrained Operational Capacity | 1.9146 | 3.6355 | 3.933
2028 | NZWEM_PERC | High Demand Growth+High Gas Supply+Methanex Stays+Reduced Rankine Availability+Constrained Operational Capacity | -1.8345 | 5.4439 | 9.4808
2029 | NZWEM_PERC | High Demand Growth+High Gas Supply+Methanex Stays+Reduced Rankine Availability+Constrained Operational Capacity | -7.2099 | 2.6922 | 10.5267
2030 | NZWEM_PERC | High Demand Growth+High Gas Supply+Methanex Stays+Reduced Rankine Availability+Constrained Operational Capacity | -11.9084 | -0.69689 | 11.6004
2031 | NZWEM_PERC | High Demand Growth+High Gas Supply+Methanex Stays+Reduced Rankine Availability+Constrained Operational Capacity | -15.5729 | -4.7534 | 12.0243
2032 | NZWEM_PERC | High Demand Growth+High Gas Supply+Methanex Stays+Reduced Rankine Availability+Constrained Operational Capacity | -17.6259 | -6.7919 | 10.3501
2033 | NZWEM_PERC | High Demand Growth+High Gas Supply+Methanex Stays+Reduced Rankine Availability+Constrained Operational Capacity | -19.4185 | -8.8605 | 9.2817
2034 | NZWEM_PERC | High Demand Growth+High Gas Supply+Methanex Stays+Reduced Rankine Availability+Constrained Operational Capacity | -21.1346 | -10.5369 | 7.079
2035 | NZWEM_PERC | High Demand Growth+High Gas Supply+Methanex Stays+Reduced Rankine Availability+Constrained Operational Capacity | -22.5195 | -12.0958 | 5.1046
2026 | NIWCM | High Demand Growth+High Gas Supply+Methanex Stays+Reduced Rankine Availability+Constrained Operational Capacity | 264.1721 | 264.1721 | 264.1721
2027 | NIWCM | High Demand Growth+High Gas Supply+Methanex Stays+Reduced Rankine Availability+Constrained Operational Capacity | 132.3771 | 136.4832 | 136.4832
2028 | NIWCM | High Demand Growth+High Gas Supply+Methanex Stays+Reduced Rankine Availability+Constrained Operational Capacity | -37.8407 | 458.1271 | 466.4696
2029 | NIWCM | High Demand Growth+High Gas Supply+Methanex Stays+Reduced Rankine Availability+Constrained Operational Capacity | -378.2654 | 272.6758 | 430.5188
2030 | NIWCM | High Demand Growth+High Gas Supply+Methanex Stays+Reduced Rankine Availability+Constrained Operational Capacity | -844.9146 | -101.8508 | 112.7787
2031 | NIWCM | High Demand Growth+High Gas Supply+Methanex Stays+Reduced Rankine Availability+Constrained Operational Capacity | -1117.7439 | -363.3561 | -88.988
2032 | NIWCM | High Demand Growth+High Gas Supply+Methanex Stays+Reduced Rankine Availability+Constrained Operational Capacity | -1345.8489 | -581.3696 | -284.6768
2033 | NIWCM | High Demand Growth+High Gas Supply+Methanex Stays+Reduced Rankine Availability+Constrained Operational Capacity | -1484.1986 | -788.4683 | -478.3035
2034 | NIWCM | High Demand Growth+High Gas Supply+Methanex Stays+Reduced Rankine Availability+Constrained Operational Capacity | -1640.6148 | -962.7396 | -596.3204
2035 | NIWCM | High Demand Growth+High Gas Supply+Methanex Stays+Reduced Rankine Availability+Constrained Operational Capacity | -1755.0129 | -1067.4357 | -754.7017
2026 | SIWEM_PERC | High Demand Growth+High Gas Supply+Methanex Stays+Reduced Rankine Availability+Constrained Operational Capacity | 28.1766 | 28.3305 | 28.3305
2027 | SIWEM_PERC | High Demand Growth+High Gas Supply+Methanex Stays+Reduced Rankine Availability+Constrained Operational Capacity | 14.9631 | 17.3952 | 17.3952
2028 | SIWEM_PERC | High Demand Growth+High Gas Supply+Methanex Stays+Reduced Rankine Availability+Constrained Operational Capacity | 9.4253 | 21.0437 | 27.5608
2029 | SIWEM_PERC | High Demand Growth+High Gas Supply+Methanex Stays+Reduced Rankine Availability+Constrained Operational Capacity | 2.2232 | 13.0406 | 26.3009
2030 | SIWEM_PERC | High Demand Growth+High Gas Supply+Methanex Stays+Reduced Rankine Availability+Constrained Operational Capacity | -5.5519 | 5.9718 | 28.1949
2031 | SIWEM_PERC | High Demand Growth+High Gas Supply+Methanex Stays+Reduced Rankine Availability+Constrained Operational Capacity | -10.8611 | -0.015648 | 28.6637
2032 | SIWEM_PERC | High Demand Growth+High Gas Supply+Methanex Stays+Reduced Rankine Availability+Constrained Operational Capacity | -12.6391 | -2.04 | 24.3897
2033 | SIWEM_PERC | High Demand Growth+High Gas Supply+Methanex Stays+Reduced Rankine Availability+Constrained Operational Capacity | -14.2635 | -3.8927 | 21.6255
2034 | SIWEM_PERC | High Demand Growth+High Gas Supply+Methanex Stays+Reduced Rankine Availability+Constrained Operational Capacity | -16.0174 | -5.893 | 15.8767
2035 | SIWEM_PERC | High Demand Growth+High Gas Supply+Methanex Stays+Reduced Rankine Availability+Constrained Operational Capacity | -17.2782 | -7.3427 | 10.681
2026 | NZWEM_PERC | High Demand Growth+High Gas Supply+Methanex Stays+Reduced Rankine Availability+Constrained Operational Capacity+Low Wind & Solar | 9.5511 | 9.6008 | 9.6008
2027 | NZWEM_PERC | High Demand Growth+High Gas Supply+Methanex Stays+Reduced Rankine Availability+Constrained Operational Capacity+Low Wind & Solar | 0.65263 | 2.2057 | 2.4741
2028 | NZWEM_PERC | High Demand Growth+High Gas Supply+Methanex Stays+Reduced Rankine Availability+Constrained Operational Capacity+Low Wind & Solar | -3.1332 | 3.4354 | 7.0785
2029 | NZWEM_PERC | High Demand Growth+High Gas Supply+Methanex Stays+Reduced Rankine Availability+Constrained Operational Capacity+Low Wind & Solar | -8.4736 | 0.46267 | 7.533
2030 | NZWEM_PERC | High Demand Growth+High Gas Supply+Methanex Stays+Reduced Rankine Availability+Constrained Operational Capacity+Low Wind & Solar | -13.0945 | -2.9337 | 8.196
2031 | NZWEM_PERC | High Demand Growth+High Gas Supply+Methanex Stays+Reduced Rankine Availability+Constrained Operational Capacity+Low Wind & Solar | -16.7096 | -6.8971 | 8.2749
2032 | NZWEM_PERC | High Demand Growth+High Gas Supply+Methanex Stays+Reduced Rankine Availability+Constrained Operational Capacity+Low Wind & Solar | -18.7305 | -8.9062 | 6.6233
2033 | NZWEM_PERC | High Demand Growth+High Gas Supply+Methanex Stays+Reduced Rankine Availability+Constrained Operational Capacity+Low Wind & Solar | -20.495 | -10.921 | 5.5097
2034 | NZWEM_PERC | High Demand Growth+High Gas Supply+Methanex Stays+Reduced Rankine Availability+Constrained Operational Capacity+Low Wind & Solar | -22.1797 | -12.5376 | 3.4164
2035 | NZWEM_PERC | High Demand Growth+High Gas Supply+Methanex Stays+Reduced Rankine Availability+Constrained Operational Capacity+Low Wind & Solar | -23.5401 | -14.0493 | 1.5284
2026 | NIWCM | High Demand Growth+High Gas Supply+Methanex Stays+Reduced Rankine Availability+Constrained Operational Capacity+Low Wind & Solar | 264.1721 | 264.1721 | 264.1721
2027 | NIWCM | High Demand Growth+High Gas Supply+Methanex Stays+Reduced Rankine Availability+Constrained Operational Capacity+Low Wind & Solar | 132.3771 | 136.4832 | 136.4832
2028 | NIWCM | High Demand Growth+High Gas Supply+Methanex Stays+Reduced Rankine Availability+Constrained Operational Capacity+Low Wind & Solar | -37.8407 | 458.1271 | 466.4696
2029 | NIWCM | High Demand Growth+High Gas Supply+Methanex Stays+Reduced Rankine Availability+Constrained Operational Capacity+Low Wind & Solar | -378.2654 | 272.6758 | 430.5188
2030 | NIWCM | High Demand Growth+High Gas Supply+Methanex Stays+Reduced Rankine Availability+Constrained Operational Capacity+Low Wind & Solar | -844.9146 | -101.8508 | 112.7787
2031 | NIWCM | High Demand Growth+High Gas Supply+Methanex Stays+Reduced Rankine Availability+Constrained Operational Capacity+Low Wind & Solar | -1117.7439 | -363.3561 | -88.988
2032 | NIWCM | High Demand Growth+High Gas Supply+Methanex Stays+Reduced Rankine Availability+Constrained Operational Capacity+Low Wind & Solar | -1345.8489 | -581.3696 | -284.6768
2033 | NIWCM | High Demand Growth+High Gas Supply+Methanex Stays+Reduced Rankine Availability+Constrained Operational Capacity+Low Wind & Solar | -1484.1986 | -788.4683 | -478.3035
2034 | NIWCM | High Demand Growth+High Gas Supply+Methanex Stays+Reduced Rankine Availability+Constrained Operational Capacity+Low Wind & Solar | -1640.6148 | -962.7396 | -596.3204
2035 | NIWCM | High Demand Growth+High Gas Supply+Methanex Stays+Reduced Rankine Availability+Constrained Operational Capacity+Low Wind & Solar | -1755.0129 | -1067.4357 | -754.7017
2026 | SIWEM_PERC | High Demand Growth+High Gas Supply+Methanex Stays+Reduced Rankine Availability+Constrained Operational Capacity+Low Wind & Solar | 24.9462 | 25.085 | 25.085
2027 | SIWEM_PERC | High Demand Growth+High Gas Supply+Methanex Stays+Reduced Rankine Availability+Constrained Operational Capacity+Low Wind & Solar | 14.1675 | 16.3623 | 16.3623
2028 | SIWEM_PERC | High Demand Growth+High Gas Supply+Methanex Stays+Reduced Rankine Availability+Constrained Operational Capacity+Low Wind & Solar | 8.5186 | 19.0039 | 24.8853
2029 | SIWEM_PERC | High Demand Growth+High Gas Supply+Methanex Stays+Reduced Rankine Availability+Constrained Operational Capacity+Low Wind & Solar | 1.3791 | 11.1414 | 23.1083
2030 | SIWEM_PERC | High Demand Growth+High Gas Supply+Methanex Stays+Reduced Rankine Availability+Constrained Operational Capacity+Low Wind & Solar | -6.3293 | 4.0704 | 19.2247
2031 | SIWEM_PERC | High Demand Growth+High Gas Supply+Methanex Stays+Reduced Rankine Availability+Constrained Operational Capacity+Low Wind & Solar | -11.5927 | -1.8051 | 18.9613
2032 | SIWEM_PERC | High Demand Growth+High Gas Supply+Methanex Stays+Reduced Rankine Availability+Constrained Operational Capacity+Low Wind & Solar | -13.3541 | -3.7888 | 14.6909
2033 | SIWEM_PERC | High Demand Growth+High Gas Supply+Methanex Stays+Reduced Rankine Availability+Constrained Operational Capacity+Low Wind & Solar | -14.9631 | -5.6039 | 11.7695
2034 | SIWEM_PERC | High Demand Growth+High Gas Supply+Methanex Stays+Reduced Rankine Availability+Constrained Operational Capacity+Low Wind & Solar | -16.7004 | -7.5635 | 8.9827
2035 | SIWEM_PERC | High Demand Growth+High Gas Supply+Methanex Stays+Reduced Rankine Availability+Constrained Operational Capacity+Low Wind & Solar | -17.9484 | -8.982 | 7.2554
2026 | NZWEM_PERC | High Demand Growth+High Gas Supply+Methanex Stays+Reduced Rankine Availability+Upgraded HVDC | 10.708 | 10.7631 | 10.7631
2027 | NZWEM_PERC | High Demand Growth+High Gas Supply+Methanex Stays+Reduced Rankine Availability+Upgraded HVDC | 1.9146 | 3.6355 | 3.933
2028 | NZWEM_PERC | High Demand Growth+High Gas Supply+Methanex Stays+Reduced Rankine Availability+Upgraded HVDC | -1.8345 | 5.4439 | 9.4808
2029 | NZWEM_PERC | High Demand Growth+High Gas Supply+Methanex Stays+Reduced Rankine Availability+Upgraded HVDC | -7.2099 | 2.6922 | 10.5267
2030 | NZWEM_PERC | High Demand Growth+High Gas Supply+Methanex Stays+Reduced Rankine Availability+Upgraded HVDC | -11.9084 | -0.69689 | 11.6004
2031 | NZWEM_PERC | High Demand Growth+High Gas Supply+Methanex Stays+Reduced Rankine Availability+Upgraded HVDC | -15.5729 | -4.7534 | 12.0243
2032 | NZWEM_PERC | High Demand Growth+High Gas Supply+Methanex Stays+Reduced Rankine Availability+Upgraded HVDC | -17.6259 | -6.7919 | 10.3501
2033 | NZWEM_PERC | High Demand Growth+High Gas Supply+Methanex Stays+Reduced Rankine Availability+Upgraded HVDC | -19.4185 | -8.8605 | 9.2817
2034 | NZWEM_PERC | High Demand Growth+High Gas Supply+Methanex Stays+Reduced Rankine Availability+Upgraded HVDC | -21.1346 | -10.5369 | 7.079
2035 | NZWEM_PERC | High Demand Growth+High Gas Supply+Methanex Stays+Reduced Rankine Availability+Upgraded HVDC | -22.5195 | -12.0958 | 5.1046
2026 | NIWCM | High Demand Growth+High Gas Supply+Methanex Stays+Reduced Rankine Availability+Upgraded HVDC | 861.0651 | 861.8649 | 861.8649
2027 | NIWCM | High Demand Growth+High Gas Supply+Methanex Stays+Reduced Rankine Availability+Upgraded HVDC | 758.7942 | 790.2942 | 794.8307
2028 | NIWCM | High Demand Growth+High Gas Supply+Methanex Stays+Reduced Rankine Availability+Upgraded HVDC | 622.0837 | 1281.4444 | 1364.089
2029 | NIWCM | High Demand Growth+High Gas Supply+Methanex Stays+Reduced Rankine Availability+Upgraded HVDC | 297.5139 | 1200.2743 | 1540.2082
2030 | NIWCM | High Demand Growth+High Gas Supply+Methanex Stays+Reduced Rankine Availability+Upgraded HVDC | -164.5675 | 870.2072 | 1446.4574
2031 | NIWCM | High Demand Growth+High Gas Supply+Methanex Stays+Reduced Rankine Availability+Upgraded HVDC | -434.7355 | 615.731 | 1443.8614
2032 | NIWCM | High Demand Growth+High Gas Supply+Methanex Stays+Reduced Rankine Availability+Upgraded HVDC | -656.2464 | 413.9968 | 1280.631
2033 | NIWCM | High Demand Growth+High Gas Supply+Methanex Stays+Reduced Rankine Availability+Upgraded HVDC | -864.3099 | 211.0685 | 1149.4118
2034 | NIWCM | High Demand Growth+High Gas Supply+Methanex Stays+Reduced Rankine Availability+Upgraded HVDC | -1065.7482 | 20.0077 | 1039.7977
2035 | NIWCM | High Demand Growth+High Gas Supply+Methanex Stays+Reduced Rankine Availability+Upgraded HVDC | -1180.1463 | -137.822 | 883.9943
2026 | SIWEM_PERC | High Demand Growth+High Gas Supply+Methanex Stays+Reduced Rankine Availability+Upgraded HVDC | 28.1766 | 28.3305 | 28.3305
2027 | SIWEM_PERC | High Demand Growth+High Gas Supply+Methanex Stays+Reduced Rankine Availability+Upgraded HVDC | 14.9631 | 17.3952 | 17.3952
2028 | SIWEM_PERC | High Demand Growth+High Gas Supply+Methanex Stays+Reduced Rankine Availability+Upgraded HVDC | 9.4253 | 21.0437 | 27.5608
2029 | SIWEM_PERC | High Demand Growth+High Gas Supply+Methanex Stays+Reduced Rankine Availability+Upgraded HVDC | 2.2232 | 13.0406 | 26.3009
2030 | SIWEM_PERC | High Demand Growth+High Gas Supply+Methanex Stays+Reduced Rankine Availability+Upgraded HVDC | -5.5519 | 5.9718 | 28.1949
2031 | SIWEM_PERC | High Demand Growth+High Gas Supply+Methanex Stays+Reduced Rankine Availability+Upgraded HVDC | -10.8611 | -0.015648 | 28.6637
2032 | SIWEM_PERC | High Demand Growth+High Gas Supply+Methanex Stays+Reduced Rankine Availability+Upgraded HVDC | -12.6391 | -2.04 | 24.3897
2033 | SIWEM_PERC | High Demand Growth+High Gas Supply+Methanex Stays+Reduced Rankine Availability+Upgraded HVDC | -14.2635 | -3.8927 | 21.6255
2034 | SIWEM_PERC | High Demand Growth+High Gas Supply+Methanex Stays+Reduced Rankine Availability+Upgraded HVDC | -16.0174 | -5.893 | 15.8767
2035 | SIWEM_PERC | High Demand Growth+High Gas Supply+Methanex Stays+Reduced Rankine Availability+Upgraded HVDC | -17.2782 | -7.3427 | 10.681
2026 | NZWEM_PERC | High Demand Growth+High Gas Supply+Methanex Stays+Reduced Rankine Availability+Upgraded HVDC+Low Wind & Solar | 9.5511 | 9.6008 | 9.6008
2027 | NZWEM_PERC | High Demand Growth+High Gas Supply+Methanex Stays+Reduced Rankine Availability+Upgraded HVDC+Low Wind & Solar | 0.65263 | 2.2057 | 2.4741
2028 | NZWEM_PERC | High Demand Growth+High Gas Supply+Methanex Stays+Reduced Rankine Availability+Upgraded HVDC+Low Wind & Solar | -3.1332 | 3.4354 | 7.0785
2029 | NZWEM_PERC | High Demand Growth+High Gas Supply+Methanex Stays+Reduced Rankine Availability+Upgraded HVDC+Low Wind & Solar | -8.4736 | 0.46267 | 7.533
2030 | NZWEM_PERC | High Demand Growth+High Gas Supply+Methanex Stays+Reduced Rankine Availability+Upgraded HVDC+Low Wind & Solar | -13.0945 | -2.9337 | 8.196
2031 | NZWEM_PERC | High Demand Growth+High Gas Supply+Methanex Stays+Reduced Rankine Availability+Upgraded HVDC+Low Wind & Solar | -16.7096 | -6.8971 | 8.2749
2032 | NZWEM_PERC | High Demand Growth+High Gas Supply+Methanex Stays+Reduced Rankine Availability+Upgraded HVDC+Low Wind & Solar | -18.7305 | -8.9062 | 6.6233
2033 | NZWEM_PERC | High Demand Growth+High Gas Supply+Methanex Stays+Reduced Rankine Availability+Upgraded HVDC+Low Wind & Solar | -20.495 | -10.921 | 5.5097
2034 | NZWEM_PERC | High Demand Growth+High Gas Supply+Methanex Stays+Reduced Rankine Availability+Upgraded HVDC+Low Wind & Solar | -22.1797 | -12.5376 | 3.4164
2035 | NZWEM_PERC | High Demand Growth+High Gas Supply+Methanex Stays+Reduced Rankine Availability+Upgraded HVDC+Low Wind & Solar | -23.5401 | -14.0493 | 1.5284
2026 | NIWCM | High Demand Growth+High Gas Supply+Methanex Stays+Reduced Rankine Availability+Upgraded HVDC+Low Wind & Solar | 861.0651 | 861.8649 | 861.8649
2027 | NIWCM | High Demand Growth+High Gas Supply+Methanex Stays+Reduced Rankine Availability+Upgraded HVDC+Low Wind & Solar | 758.7942 | 790.2942 | 794.8307
2028 | NIWCM | High Demand Growth+High Gas Supply+Methanex Stays+Reduced Rankine Availability+Upgraded HVDC+Low Wind & Solar | 622.0837 | 1281.4444 | 1364.089
2029 | NIWCM | High Demand Growth+High Gas Supply+Methanex Stays+Reduced Rankine Availability+Upgraded HVDC+Low Wind & Solar | 297.5139 | 1200.2743 | 1540.2082
2030 | NIWCM | High Demand Growth+High Gas Supply+Methanex Stays+Reduced Rankine Availability+Upgraded HVDC+Low Wind & Solar | -164.5675 | 870.2072 | 1446.4574
2031 | NIWCM | High Demand Growth+High Gas Supply+Methanex Stays+Reduced Rankine Availability+Upgraded HVDC+Low Wind & Solar | -434.7355 | 615.731 | 1443.8614
2032 | NIWCM | High Demand Growth+High Gas Supply+Methanex Stays+Reduced Rankine Availability+Upgraded HVDC+Low Wind & Solar | -656.2464 | 413.9968 | 1280.631
2033 | NIWCM | High Demand Growth+High Gas Supply+Methanex Stays+Reduced Rankine Availability+Upgraded HVDC+Low Wind & Solar | -864.3099 | 211.0685 | 1149.4118
2034 | NIWCM | High Demand Growth+High Gas Supply+Methanex Stays+Reduced Rankine Availability+Upgraded HVDC+Low Wind & Solar | -1065.7482 | 20.0077 | 1039.7977
2035 | NIWCM | High Demand Growth+High Gas Supply+Methanex Stays+Reduced Rankine Availability+Upgraded HVDC+Low Wind & Solar | -1180.1463 | -137.822 | 883.9943
2026 | SIWEM_PERC | High Demand Growth+High Gas Supply+Methanex Stays+Reduced Rankine Availability+Upgraded HVDC+Low Wind & Solar | 24.9462 | 25.085 | 25.085
2027 | SIWEM_PERC | High Demand Growth+High Gas Supply+Methanex Stays+Reduced Rankine Availability+Upgraded HVDC+Low Wind & Solar | 14.1675 | 16.3623 | 16.3623
2028 | SIWEM_PERC | High Demand Growth+High Gas Supply+Methanex Stays+Reduced Rankine Availability+Upgraded HVDC+Low Wind & Solar | 8.5186 | 19.0039 | 24.8853
2029 | SIWEM_PERC | High Demand Growth+High Gas Supply+Methanex Stays+Reduced Rankine Availability+Upgraded HVDC+Low Wind & Solar | 1.3791 | 11.1414 | 23.1083
2030 | SIWEM_PERC | High Demand Growth+High Gas Supply+Methanex Stays+Reduced Rankine Availability+Upgraded HVDC+Low Wind & Solar | -6.3293 | 4.0704 | 19.2247
2031 | SIWEM_PERC | High Demand Growth+High Gas Supply+Methanex Stays+Reduced Rankine Availability+Upgraded HVDC+Low Wind & Solar | -11.5927 | -1.8051 | 18.9613
2032 | SIWEM_PERC | High Demand Growth+High Gas Supply+Methanex Stays+Reduced Rankine Availability+Upgraded HVDC+Low Wind & Solar | -13.3541 | -3.7888 | 14.6909
2033 | SIWEM_PERC | High Demand Growth+High Gas Supply+Methanex Stays+Reduced Rankine Availability+Upgraded HVDC+Low Wind & Solar | -14.9631 | -5.6039 | 11.7695
2034 | SIWEM_PERC | High Demand Growth+High Gas Supply+Methanex Stays+Reduced Rankine Availability+Upgraded HVDC+Low Wind & Solar | -16.7004 | -7.5635 | 8.9827
2035 | SIWEM_PERC | High Demand Growth+High Gas Supply+Methanex Stays+Reduced Rankine Availability+Upgraded HVDC+Low Wind & Solar | -17.9484 | -8.982 | 7.2554
2026 | NZWEM_PERC | High Demand Growth+High Gas Supply+Methanex Stays+Reduced Rankine Availability+Upgraded HVDC+Constrained Operational Capacity | 10.708 | 10.7631 | 10.7631
2027 | NZWEM_PERC | High Demand Growth+High Gas Supply+Methanex Stays+Reduced Rankine Availability+Upgraded HVDC+Constrained Operational Capacity | 1.9146 | 3.6355 | 3.933
2028 | NZWEM_PERC | High Demand Growth+High Gas Supply+Methanex Stays+Reduced Rankine Availability+Upgraded HVDC+Constrained Operational Capacity | -1.8345 | 5.4439 | 9.4808
2029 | NZWEM_PERC | High Demand Growth+High Gas Supply+Methanex Stays+Reduced Rankine Availability+Upgraded HVDC+Constrained Operational Capacity | -7.2099 | 2.6922 | 10.5267
2030 | NZWEM_PERC | High Demand Growth+High Gas Supply+Methanex Stays+Reduced Rankine Availability+Upgraded HVDC+Constrained Operational Capacity | -11.9084 | -0.69689 | 11.6004
2031 | NZWEM_PERC | High Demand Growth+High Gas Supply+Methanex Stays+Reduced Rankine Availability+Upgraded HVDC+Constrained Operational Capacity | -15.5729 | -4.7534 | 12.0243
2032 | NZWEM_PERC | High Demand Growth+High Gas Supply+Methanex Stays+Reduced Rankine Availability+Upgraded HVDC+Constrained Operational Capacity | -17.6259 | -6.7919 | 10.3501
2033 | NZWEM_PERC | High Demand Growth+High Gas Supply+Methanex Stays+Reduced Rankine Availability+Upgraded HVDC+Constrained Operational Capacity | -19.4185 | -8.8605 | 9.2817
2034 | NZWEM_PERC | High Demand Growth+High Gas Supply+Methanex Stays+Reduced Rankine Availability+Upgraded HVDC+Constrained Operational Capacity | -21.1346 | -10.5369 | 7.079
2035 | NZWEM_PERC | High Demand Growth+High Gas Supply+Methanex Stays+Reduced Rankine Availability+Upgraded HVDC+Constrained Operational Capacity | -22.5195 | -12.0958 | 5.1046
2026 | NIWCM | High Demand Growth+High Gas Supply+Methanex Stays+Reduced Rankine Availability+Upgraded HVDC+Constrained Operational Capacity | 264.1721 | 264.1721 | 264.1721
2027 | NIWCM | High Demand Growth+High Gas Supply+Methanex Stays+Reduced Rankine Availability+Upgraded HVDC+Constrained Operational Capacity | 132.3771 | 136.4832 | 136.4832
2028 | NIWCM | High Demand Growth+High Gas Supply+Methanex Stays+Reduced Rankine Availability+Upgraded HVDC+Constrained Operational Capacity | -37.8407 | 458.1271 | 466.4696
2029 | NIWCM | High Demand Growth+High Gas Supply+Methanex Stays+Reduced Rankine Availability+Upgraded HVDC+Constrained Operational Capacity | -378.2654 | 272.6758 | 430.5188
2030 | NIWCM | High Demand Growth+High Gas Supply+Methanex Stays+Reduced Rankine Availability+Upgraded HVDC+Constrained Operational Capacity | -844.9146 | -101.8508 | 112.7787
2031 | NIWCM | High Demand Growth+High Gas Supply+Methanex Stays+Reduced Rankine Availability+Upgraded HVDC+Constrained Operational Capacity | -1117.7439 | -363.3561 | -88.988
2032 | NIWCM | High Demand Growth+High Gas Supply+Methanex Stays+Reduced Rankine Availability+Upgraded HVDC+Constrained Operational Capacity | -1345.8489 | -581.3696 | -284.6768
2033 | NIWCM | High Demand Growth+High Gas Supply+Methanex Stays+Reduced Rankine Availability+Upgraded HVDC+Constrained Operational Capacity | -1484.1986 | -788.4683 | -478.3035
2034 | NIWCM | High Demand Growth+High Gas Supply+Methanex Stays+Reduced Rankine Availability+Upgraded HVDC+Constrained Operational Capacity | -1640.6148 | -962.7396 | -596.3204
2035 | NIWCM | High Demand Growth+High Gas Supply+Methanex Stays+Reduced Rankine Availability+Upgraded HVDC+Constrained Operational Capacity | -1755.0129 | -1067.4357 | -754.7017
2026 | SIWEM_PERC | High Demand Growth+High Gas Supply+Methanex Stays+Reduced Rankine Availability+Upgraded HVDC+Constrained Operational Capacity | 28.1766 | 28.3305 | 28.3305
2027 | SIWEM_PERC | High Demand Growth+High Gas Supply+Methanex Stays+Reduced Rankine Availability+Upgraded HVDC+Constrained Operational Capacity | 14.9631 | 17.3952 | 17.3952
2028 | SIWEM_PERC | High Demand Growth+High Gas Supply+Methanex Stays+Reduced Rankine Availability+Upgraded HVDC+Constrained Operational Capacity | 9.4253 | 21.0437 | 27.5608
2029 | SIWEM_PERC | High Demand Growth+High Gas Supply+Methanex Stays+Reduced Rankine Availability+Upgraded HVDC+Constrained Operational Capacity | 2.2232 | 13.0406 | 26.3009
2030 | SIWEM_PERC | High Demand Growth+High Gas Supply+Methanex Stays+Reduced Rankine Availability+Upgraded HVDC+Constrained Operational Capacity | -5.5519 | 5.9718 | 28.1949
2031 | SIWEM_PERC | High Demand Growth+High Gas Supply+Methanex Stays+Reduced Rankine Availability+Upgraded HVDC+Constrained Operational Capacity | -10.8611 | -0.015648 | 28.6637
2032 | SIWEM_PERC | High Demand Growth+High Gas Supply+Methanex Stays+Reduced Rankine Availability+Upgraded HVDC+Constrained Operational Capacity | -12.6391 | -2.04 | 24.3897
2033 | SIWEM_PERC | High Demand Growth+High Gas Supply+Methanex Stays+Reduced Rankine Availability+Upgraded HVDC+Constrained Operational Capacity | -14.2635 | -3.8927 | 21.6255
2034 | SIWEM_PERC | High Demand Growth+High Gas Supply+Methanex Stays+Reduced Rankine Availability+Upgraded HVDC+Constrained Operational Capacity | -16.0174 | -5.893 | 15.8767
2035 | SIWEM_PERC | High Demand Growth+High Gas Supply+Methanex Stays+Reduced Rankine Availability+Upgraded HVDC+Constrained Operational Capacity | -17.2782 | -7.3427 | 10.681
2026 | NZWEM_PERC | High Demand Growth+High Gas Supply+Methanex Stays+Reduced Rankine Availability+Upgraded HVDC+Constrained Operational Capacity+Low Wind & Solar | 9.5511 | 9.6008 | 9.6008
2027 | NZWEM_PERC | High Demand Growth+High Gas Supply+Methanex Stays+Reduced Rankine Availability+Upgraded HVDC+Constrained Operational Capacity+Low Wind & Solar | 0.65263 | 2.2057 | 2.4741
2028 | NZWEM_PERC | High Demand Growth+High Gas Supply+Methanex Stays+Reduced Rankine Availability+Upgraded HVDC+Constrained Operational Capacity+Low Wind & Solar | -3.1332 | 3.4354 | 7.0785
2029 | NZWEM_PERC | High Demand Growth+High Gas Supply+Methanex Stays+Reduced Rankine Availability+Upgraded HVDC+Constrained Operational Capacity+Low Wind & Solar | -8.4736 | 0.46267 | 7.533
2030 | NZWEM_PERC | High Demand Growth+High Gas Supply+Methanex Stays+Reduced Rankine Availability+Upgraded HVDC+Constrained Operational Capacity+Low Wind & Solar | -13.0945 | -2.9337 | 8.196
2031 | NZWEM_PERC | High Demand Growth+High Gas Supply+Methanex Stays+Reduced Rankine Availability+Upgraded HVDC+Constrained Operational Capacity+Low Wind & Solar | -16.7096 | -6.8971 | 8.2749
2032 | NZWEM_PERC | High Demand Growth+High Gas Supply+Methanex Stays+Reduced Rankine Availability+Upgraded HVDC+Constrained Operational Capacity+Low Wind & Solar | -18.7305 | -8.9062 | 6.6233
2033 | NZWEM_PERC | High Demand Growth+High Gas Supply+Methanex Stays+Reduced Rankine Availability+Upgraded HVDC+Constrained Operational Capacity+Low Wind & Solar | -20.495 | -10.921 | 5.5097
2034 | NZWEM_PERC | High Demand Growth+High Gas Supply+Methanex Stays+Reduced Rankine Availability+Upgraded HVDC+Constrained Operational Capacity+Low Wind & Solar | -22.1797 | -12.5376 | 3.4164
2035 | NZWEM_PERC | High Demand Growth+High Gas Supply+Methanex Stays+Reduced Rankine Availability+Upgraded HVDC+Constrained Operational Capacity+Low Wind & Solar | -23.5401 | -14.0493 | 1.5284
2026 | NIWCM | High Demand Growth+High Gas Supply+Methanex Stays+Reduced Rankine Availability+Upgraded HVDC+Constrained Operational Capacity+Low Wind & Solar | 264.1721 | 264.1721 | 264.1721
2027 | NIWCM | High Demand Growth+High Gas Supply+Methanex Stays+Reduced Rankine Availability+Upgraded HVDC+Constrained Operational Capacity+Low Wind & Solar | 132.3771 | 136.4832 | 136.4832
2028 | NIWCM | High Demand Growth+High Gas Supply+Methanex Stays+Reduced Rankine Availability+Upgraded HVDC+Constrained Operational Capacity+Low Wind & Solar | -37.8407 | 458.1271 | 466.4696
2029 | NIWCM | High Demand Growth+High Gas Supply+Methanex Stays+Reduced Rankine Availability+Upgraded HVDC+Constrained Operational Capacity+Low Wind & Solar | -378.2654 | 272.6758 | 430.5188
2030 | NIWCM | High Demand Growth+High Gas Supply+Methanex Stays+Reduced Rankine Availability+Upgraded HVDC+Constrained Operational Capacity+Low Wind & Solar | -844.9146 | -101.8508 | 112.7787
2031 | NIWCM | High Demand Growth+High Gas Supply+Methanex Stays+Reduced Rankine Availability+Upgraded HVDC+Constrained Operational Capacity+Low Wind & Solar | -1117.7439 | -363.3561 | -88.988
2032 | NIWCM | High Demand Growth+High Gas Supply+Methanex Stays+Reduced Rankine Availability+Upgraded HVDC+Constrained Operational Capacity+Low Wind & Solar | -1345.8489 | -581.3696 | -284.6768
2033 | NIWCM | High Demand Growth+High Gas Supply+Methanex Stays+Reduced Rankine Availability+Upgraded HVDC+Constrained Operational Capacity+Low Wind & Solar | -1484.1986 | -788.4683 | -478.3035
2034 | NIWCM | High Demand Growth+High Gas Supply+Methanex Stays+Reduced Rankine Availability+Upgraded HVDC+Constrained Operational Capacity+Low Wind & Solar | -1640.6148 | -962.7396 | -596.3204
2035 | NIWCM | High Demand Growth+High Gas Supply+Methanex Stays+Reduced Rankine Availability+Upgraded HVDC+Constrained Operational Capacity+Low Wind & Solar | -1755.0129 | -1067.4357 | -754.7017
2026 | SIWEM_PERC | High Demand Growth+High Gas Supply+Methanex Stays+Reduced Rankine Availability+Upgraded HVDC+Constrained Operational Capacity+Low Wind & Solar | 24.9462 | 25.085 | 25.085
2027 | SIWEM_PERC | High Demand Growth+High Gas Supply+Methanex Stays+Reduced Rankine Availability+Upgraded HVDC+Constrained Operational Capacity+Low Wind & Solar | 14.1675 | 16.3623 | 16.3623
2028 | SIWEM_PERC | High Demand Growth+High Gas Supply+Methanex Stays+Reduced Rankine Availability+Upgraded HVDC+Constrained Operational Capacity+Low Wind & Solar | 8.5186 | 19.0039 | 24.8853
2029 | SIWEM_PERC | High Demand Growth+High Gas Supply+Methanex Stays+Reduced Rankine Availability+Upgraded HVDC+Constrained Operational Capacity+Low Wind & Solar | 1.3791 | 11.1414 | 23.1083
2030 | SIWEM_PERC | High Demand Growth+High Gas Supply+Methanex Stays+Reduced Rankine Availability+Upgraded HVDC+Constrained Operational Capacity+Low Wind & Solar | -6.3293 | 4.0704 | 19.2247
2031 | SIWEM_PERC | High Demand Growth+High Gas Supply+Methanex Stays+Reduced Rankine Availability+Upgraded HVDC+Constrained Operational Capacity+Low Wind & Solar | -11.5927 | -1.8051 | 18.9613
2032 | SIWEM_PERC | High Demand Growth+High Gas Supply+Methanex Stays+Reduced Rankine Availability+Upgraded HVDC+Constrained Operational Capacity+Low Wind & Solar | -13.3541 | -3.7888 | 14.6909
2033 | SIWEM_PERC | High Demand Growth+High Gas Supply+Methanex Stays+Reduced Rankine Availability+Upgraded HVDC+Constrained Operational Capacity+Low Wind & Solar | -14.9631 | -5.6039 | 11.7695
2034 | SIWEM_PERC | High Demand Growth+High Gas Supply+Methanex Stays+Reduced Rankine Availability+Upgraded HVDC+Constrained Operational Capacity+Low Wind & Solar | -16.7004 | -7.5635 | 8.9827
2035 | SIWEM_PERC | High Demand Growth+High Gas Supply+Methanex Stays+Reduced Rankine Availability+Upgraded HVDC+Constrained Operational Capacity+Low Wind & Solar | -17.9484 | -8.982 | 7.2554
2026 | NZWEM_PERC | High Demand Growth+High Gas Supply+Methanex Stays+Reduced Rankine Availability+Delayed Build | 6.2374 | 6.2374 | 6.2374
2027 | NZWEM_PERC | High Demand Growth+High Gas Supply+Methanex Stays+Reduced Rankine Availability+Delayed Build | -4.9889 | -4.8565 | -4.6993
2028 | NZWEM_PERC | High Demand Growth+High Gas Supply+Methanex Stays+Reduced Rankine Availability+Delayed Build | -5.5884 | -4.2932 | -4.0113
2029 | NZWEM_PERC | High Demand Growth+High Gas Supply+Methanex Stays+Reduced Rankine Availability+Delayed Build | -8.2052 | -5.7378 | -4.9714
2030 | NZWEM_PERC | High Demand Growth+High Gas Supply+Methanex Stays+Reduced Rankine Availability+Delayed Build | -11.9084 | -4.3783 | 1.9867
2031 | NZWEM_PERC | High Demand Growth+High Gas Supply+Methanex Stays+Reduced Rankine Availability+Delayed Build | -15.5729 | -5.8167 | 1.2302
2032 | NZWEM_PERC | High Demand Growth+High Gas Supply+Methanex Stays+Reduced Rankine Availability+Delayed Build | -17.6259 | -7.5934 | 3.8584
2033 | NZWEM_PERC | High Demand Growth+High Gas Supply+Methanex Stays+Reduced Rankine Availability+Delayed Build | -19.4185 | -9.5704 | 6.3181
2034 | NZWEM_PERC | High Demand Growth+High Gas Supply+Methanex Stays+Reduced Rankine Availability+Delayed Build | -21.1346 | -11.2691 | 4.9517
2035 | NZWEM_PERC | High Demand Growth+High Gas Supply+Methanex Stays+Reduced Rankine Availability+Delayed Build | -22.5195 | -12.5096 | 4.6908
2026 | NIWCM | High Demand Growth+High Gas Supply+Methanex Stays+Reduced Rankine Availability+Delayed Build | 567.4665 | 567.4665 | 567.4665
2027 | NIWCM | High Demand Growth+High Gas Supply+Methanex Stays+Reduced Rankine Availability+Delayed Build | 357.3296 | 359.3773 | 361.8498
2028 | NIWCM | High Demand Growth+High Gas Supply+Methanex Stays+Reduced Rankine Availability+Delayed Build | 365.0577 | 385.9802 | 390.5167
2029 | NIWCM | High Demand Growth+High Gas Supply+Methanex Stays+Reduced Rankine Availability+Delayed Build | 88.2206 | 217.6526 | 231.2449
2030 | NIWCM | High Demand Growth+High Gas Supply+Methanex Stays+Reduced Rankine Availability+Delayed Build | -220.344 | 510.8499 | 809.874
2031 | NIWCM | High Demand Growth+High Gas Supply+Methanex Stays+Reduced Rankine Availability+Delayed Build | -507.674 | 432.9924 | 799.4667
2032 | NIWCM | High Demand Growth+High Gas Supply+Methanex Stays+Reduced Rankine Availability+Delayed Build | -729.1849 | 287.6891 | 885.4725
2033 | NIWCM | High Demand Growth+High Gas Supply+Methanex Stays+Reduced Rankine Availability+Delayed Build | -864.3099 | 166.0293 | 1004.9701
2034 | NIWCM | High Demand Growth+High Gas Supply+Methanex Stays+Reduced Rankine Availability+Delayed Build | -1065.7482 | -50.0815 | 825.2795
2035 | NIWCM | High Demand Growth+High Gas Supply+Methanex Stays+Reduced Rankine Availability+Delayed Build | -1180.1463 | -190.154 | 754.4333
2026 | SIWEM_PERC | High Demand Growth+High Gas Supply+Methanex Stays+Reduced Rankine Availability+Delayed Build | 16.1662 | 16.1662 | 16.1662
2027 | SIWEM_PERC | High Demand Growth+High Gas Supply+Methanex Stays+Reduced Rankine Availability+Delayed Build | 11.4933 | 11.56 | 11.56
2028 | SIWEM_PERC | High Demand Growth+High Gas Supply+Methanex Stays+Reduced Rankine Availability+Delayed Build | 7.3647 | 9.1124 | 9.1124
2029 | SIWEM_PERC | High Demand Growth+High Gas Supply+Methanex Stays+Reduced Rankine Availability+Delayed Build | 0.6655 | 4.8979 | 4.8979
2030 | SIWEM_PERC | High Demand Growth+High Gas Supply+Methanex Stays+Reduced Rankine Availability+Delayed Build | -5.5519 | 4.4101 | 15.0142
2031 | SIWEM_PERC | High Demand Growth+High Gas Supply+Methanex Stays+Reduced Rankine Availability+Delayed Build | -10.8611 | -1.4855 | 10.0074
2032 | SIWEM_PERC | High Demand Growth+High Gas Supply+Methanex Stays+Reduced Rankine Availability+Delayed Build | -12.6391 | -2.04 | 13.3585
2033 | SIWEM_PERC | High Demand Growth+High Gas Supply+Methanex Stays+Reduced Rankine Availability+Delayed Build | -14.2635 | -3.8927 | 14.8879
2034 | SIWEM_PERC | High Demand Growth+High Gas Supply+Methanex Stays+Reduced Rankine Availability+Delayed Build | -16.0174 | -5.893 | 12.4414
2035 | SIWEM_PERC | High Demand Growth+High Gas Supply+Methanex Stays+Reduced Rankine Availability+Delayed Build | -17.2782 | -7.3427 | 10.6496
2026 | NZWEM_PERC | High Demand Growth+High Gas Supply+Methanex Stays+Reduced Rankine Availability+Delayed Build+Low Wind & Solar | 5.3572 | 5.3572 | 5.3572
2027 | NZWEM_PERC | High Demand Growth+High Gas Supply+Methanex Stays+Reduced Rankine Availability+Delayed Build+Low Wind & Solar | -5.8846 | -5.7651 | -5.6233
2028 | NZWEM_PERC | High Demand Growth+High Gas Supply+Methanex Stays+Reduced Rankine Availability+Delayed Build+Low Wind & Solar | -6.6677 | -5.4988 | -5.2444
2029 | NZWEM_PERC | High Demand Growth+High Gas Supply+Methanex Stays+Reduced Rankine Availability+Delayed Build+Low Wind & Solar | -9.3718 | -7.1451 | -6.4535
2030 | NZWEM_PERC | High Demand Growth+High Gas Supply+Methanex Stays+Reduced Rankine Availability+Delayed Build+Low Wind & Solar | -13.0945 | -6.2989 | -0.55462
2031 | NZWEM_PERC | High Demand Growth+High Gas Supply+Methanex Stays+Reduced Rankine Availability+Delayed Build+Low Wind & Solar | -16.7096 | -7.905 | -1.5454
2032 | NZWEM_PERC | High Demand Growth+High Gas Supply+Methanex Stays+Reduced Rankine Availability+Delayed Build+Low Wind & Solar | -18.7305 | -9.6765 | 0.68808
2033 | NZWEM_PERC | High Demand Growth+High Gas Supply+Methanex Stays+Reduced Rankine Availability+Delayed Build+Low Wind & Solar | -20.495 | -11.6004 | 2.7674
2034 | NZWEM_PERC | High Demand Growth+High Gas Supply+Methanex Stays+Reduced Rankine Availability+Delayed Build+Low Wind & Solar | -22.1797 | -13.2697 | 1.4252
2035 | NZWEM_PERC | High Demand Growth+High Gas Supply+Methanex Stays+Reduced Rankine Availability+Delayed Build+Low Wind & Solar | -23.5401 | -14.4631 | 1.1146
2026 | NIWCM | High Demand Growth+High Gas Supply+Methanex Stays+Reduced Rankine Availability+Delayed Build+Low Wind & Solar | 567.4665 | 567.4665 | 567.4665
2027 | NIWCM | High Demand Growth+High Gas Supply+Methanex Stays+Reduced Rankine Availability+Delayed Build+Low Wind & Solar | 357.3296 | 359.3773 | 361.8498
2028 | NIWCM | High Demand Growth+High Gas Supply+Methanex Stays+Reduced Rankine Availability+Delayed Build+Low Wind & Solar | 365.0577 | 385.9802 | 390.5167
2029 | NIWCM | High Demand Growth+High Gas Supply+Methanex Stays+Reduced Rankine Availability+Delayed Build+Low Wind & Solar | 88.2206 | 217.6526 | 231.2449
2030 | NIWCM | High Demand Growth+High Gas Supply+Methanex Stays+Reduced Rankine Availability+Delayed Build+Low Wind & Solar | -220.344 | 510.8499 | 809.874
2031 | NIWCM | High Demand Growth+High Gas Supply+Methanex Stays+Reduced Rankine Availability+Delayed Build+Low Wind & Solar | -507.674 | 432.9924 | 799.4667
2032 | NIWCM | High Demand Growth+High Gas Supply+Methanex Stays+Reduced Rankine Availability+Delayed Build+Low Wind & Solar | -729.1849 | 287.6891 | 885.4725
2033 | NIWCM | High Demand Growth+High Gas Supply+Methanex Stays+Reduced Rankine Availability+Delayed Build+Low Wind & Solar | -864.3099 | 166.0293 | 1004.9701
2034 | NIWCM | High Demand Growth+High Gas Supply+Methanex Stays+Reduced Rankine Availability+Delayed Build+Low Wind & Solar | -1065.7482 | -50.0815 | 825.2795
2035 | NIWCM | High Demand Growth+High Gas Supply+Methanex Stays+Reduced Rankine Availability+Delayed Build+Low Wind & Solar | -1180.1463 | -190.154 | 754.4333
2026 | SIWEM_PERC | High Demand Growth+High Gas Supply+Methanex Stays+Reduced Rankine Availability+Delayed Build+Low Wind & Solar | 15.8428 | 15.8428 | 15.8428
2027 | SIWEM_PERC | High Demand Growth+High Gas Supply+Methanex Stays+Reduced Rankine Availability+Delayed Build+Low Wind & Solar | 11.0361 | 11.0963 | 11.0963
2028 | SIWEM_PERC | High Demand Growth+High Gas Supply+Methanex Stays+Reduced Rankine Availability+Delayed Build+Low Wind & Solar | 6.659 | 8.2362 | 8.2362
2029 | SIWEM_PERC | High Demand Growth+High Gas Supply+Methanex Stays+Reduced Rankine Availability+Delayed Build+Low Wind & Solar | -0.026737 | 3.7929 | 3.7929
2030 | SIWEM_PERC | High Demand Growth+High Gas Supply+Methanex Stays+Reduced Rankine Availability+Delayed Build+Low Wind & Solar | -6.3293 | 2.661 | 12.2309
2031 | SIWEM_PERC | High Demand Growth+High Gas Supply+Methanex Stays+Reduced Rankine Availability+Delayed Build+Low Wind & Solar | -11.5927 | -3.1316 | 7.2404
2032 | SIWEM_PERC | High Demand Growth+High Gas Supply+Methanex Stays+Reduced Rankine Availability+Delayed Build+Low Wind & Solar | -13.3541 | -3.7888 | 10.1078
2033 | SIWEM_PERC | High Demand Growth+High Gas Supply+Methanex Stays+Reduced Rankine Availability+Delayed Build+Low Wind & Solar | -14.9631 | -5.6039 | 11.345
2034 | SIWEM_PERC | High Demand Growth+High Gas Supply+Methanex Stays+Reduced Rankine Availability+Delayed Build+Low Wind & Solar | -16.7004 | -7.5635 | 8.9827
2035 | SIWEM_PERC | High Demand Growth+High Gas Supply+Methanex Stays+Reduced Rankine Availability+Delayed Build+Low Wind & Solar | -17.9484 | -8.982 | 7.2554
2026 | NZWEM_PERC | High Demand Growth+High Gas Supply+Methanex Stays+Reduced Rankine Availability+Delayed Build+Constrained Operational Capacity | 6.2374 | 6.2374 | 6.2374
2027 | NZWEM_PERC | High Demand Growth+High Gas Supply+Methanex Stays+Reduced Rankine Availability+Delayed Build+Constrained Operational Capacity | -4.9889 | -4.8565 | -4.6993
2028 | NZWEM_PERC | High Demand Growth+High Gas Supply+Methanex Stays+Reduced Rankine Availability+Delayed Build+Constrained Operational Capacity | -5.5884 | -4.2932 | -4.0113
2029 | NZWEM_PERC | High Demand Growth+High Gas Supply+Methanex Stays+Reduced Rankine Availability+Delayed Build+Constrained Operational Capacity | -8.2052 | -5.7378 | -4.9714
2030 | NZWEM_PERC | High Demand Growth+High Gas Supply+Methanex Stays+Reduced Rankine Availability+Delayed Build+Constrained Operational Capacity | -11.9084 | -4.3783 | 1.9867
2031 | NZWEM_PERC | High Demand Growth+High Gas Supply+Methanex Stays+Reduced Rankine Availability+Delayed Build+Constrained Operational Capacity | -15.5729 | -5.8167 | 1.2302
2032 | NZWEM_PERC | High Demand Growth+High Gas Supply+Methanex Stays+Reduced Rankine Availability+Delayed Build+Constrained Operational Capacity | -17.6259 | -7.5934 | 3.8584
2033 | NZWEM_PERC | High Demand Growth+High Gas Supply+Methanex Stays+Reduced Rankine Availability+Delayed Build+Constrained Operational Capacity | -19.4185 | -9.5704 | 6.3181
2034 | NZWEM_PERC | High Demand Growth+High Gas Supply+Methanex Stays+Reduced Rankine Availability+Delayed Build+Constrained Operational Capacity | -21.1346 | -11.2691 | 4.9517
2035 | NZWEM_PERC | High Demand Growth+High Gas Supply+Methanex Stays+Reduced Rankine Availability+Delayed Build+Constrained Operational Capacity | -22.5195 | -12.5096 | 4.6908
2026 | NIWCM | High Demand Growth+High Gas Supply+Methanex Stays+Reduced Rankine Availability+Delayed Build+Constrained Operational Capacity | 33.1014 | 33.1014 | 33.1014
2027 | NIWCM | High Demand Growth+High Gas Supply+Methanex Stays+Reduced Rankine Availability+Delayed Build+Constrained Operational Capacity | -186.9524 | -186.9524 | -186.9524
2028 | NIWCM | High Demand Growth+High Gas Supply+Methanex Stays+Reduced Rankine Availability+Delayed Build+Constrained Operational Capacity | -248.0468 | -248.0468 | -248.0468
2029 | NIWCM | High Demand Growth+High Gas Supply+Methanex Stays+Reduced Rankine Availability+Delayed Build+Constrained Operational Capacity | -558.5855 | -476.362 | -476.362
2030 | NIWCM | High Demand Growth+High Gas Supply+Methanex Stays+Reduced Rankine Availability+Delayed Build+Constrained Operational Capacity | -900.6911 | -385.6348 | -267.6556
2031 | NIWCM | High Demand Growth+High Gas Supply+Methanex Stays+Reduced Rankine Availability+Delayed Build+Constrained Operational Capacity | -1190.6824 | -534.9987 | -375.6796
2032 | NIWCM | High Demand Growth+High Gas Supply+Methanex Stays+Reduced Rankine Availability+Delayed Build+Constrained Operational Capacity | -1418.7874 | -693.0973 | -477.3333
2033 | NIWCM | High Demand Growth+High Gas Supply+Methanex Stays+Reduced Rankine Availability+Delayed Build+Constrained Operational Capacity | -1484.1986 | -818.9275 | -540.2152
2034 | NIWCM | High Demand Growth+High Gas Supply+Methanex Stays+Reduced Rankine Availability+Delayed Build+Constrained Operational Capacity | -1640.6148 | -1032.8288 | -753.6386
2035 | NIWCM | High Demand Growth+High Gas Supply+Methanex Stays+Reduced Rankine Availability+Delayed Build+Constrained Operational Capacity | -1755.0129 | -1119.7677 | -884.2627
2026 | SIWEM_PERC | High Demand Growth+High Gas Supply+Methanex Stays+Reduced Rankine Availability+Delayed Build+Constrained Operational Capacity | 16.1662 | 16.1662 | 16.1662
2027 | SIWEM_PERC | High Demand Growth+High Gas Supply+Methanex Stays+Reduced Rankine Availability+Delayed Build+Constrained Operational Capacity | 11.4933 | 11.56 | 11.56
2028 | SIWEM_PERC | High Demand Growth+High Gas Supply+Methanex Stays+Reduced Rankine Availability+Delayed Build+Constrained Operational Capacity | 7.3647 | 9.1124 | 9.1124
2029 | SIWEM_PERC | High Demand Growth+High Gas Supply+Methanex Stays+Reduced Rankine Availability+Delayed Build+Constrained Operational Capacity | 0.6655 | 4.8979 | 4.8979
2030 | SIWEM_PERC | High Demand Growth+High Gas Supply+Methanex Stays+Reduced Rankine Availability+Delayed Build+Constrained Operational Capacity | -5.5519 | 4.4101 | 15.0142
2031 | SIWEM_PERC | High Demand Growth+High Gas Supply+Methanex Stays+Reduced Rankine Availability+Delayed Build+Constrained Operational Capacity | -10.8611 | -1.4855 | 10.0074
2032 | SIWEM_PERC | High Demand Growth+High Gas Supply+Methanex Stays+Reduced Rankine Availability+Delayed Build+Constrained Operational Capacity | -12.6391 | -2.04 | 13.3585
2033 | SIWEM_PERC | High Demand Growth+High Gas Supply+Methanex Stays+Reduced Rankine Availability+Delayed Build+Constrained Operational Capacity | -14.2635 | -3.8927 | 14.8879
2034 | SIWEM_PERC | High Demand Growth+High Gas Supply+Methanex Stays+Reduced Rankine Availability+Delayed Build+Constrained Operational Capacity | -16.0174 | -5.893 | 12.4414
2035 | SIWEM_PERC | High Demand Growth+High Gas Supply+Methanex Stays+Reduced Rankine Availability+Delayed Build+Constrained Operational Capacity | -17.2782 | -7.3427 | 10.6496
2026 | NZWEM_PERC | High Demand Growth+High Gas Supply+Methanex Stays+Reduced Rankine Availability+Delayed Build+Constrained Operational Capacity+Low Wind & Solar | 5.3572 | 5.3572 | 5.3572
2027 | NZWEM_PERC | High Demand Growth+High Gas Supply+Methanex Stays+Reduced Rankine Availability+Delayed Build+Constrained Operational Capacity+Low Wind & Solar | -5.8846 | -5.7651 | -5.6233
2028 | NZWEM_PERC | High Demand Growth+High Gas Supply+Methanex Stays+Reduced Rankine Availability+Delayed Build+Constrained Operational Capacity+Low Wind & Solar | -6.6677 | -5.4988 | -5.2444
2029 | NZWEM_PERC | High Demand Growth+High Gas Supply+Methanex Stays+Reduced Rankine Availability+Delayed Build+Constrained Operational Capacity+Low Wind & Solar | -9.3718 | -7.1451 | -6.4535
2030 | NZWEM_PERC | High Demand Growth+High Gas Supply+Methanex Stays+Reduced Rankine Availability+Delayed Build+Constrained Operational Capacity+Low Wind & Solar | -13.0945 | -6.2989 | -0.55462
2031 | NZWEM_PERC | High Demand Growth+High Gas Supply+Methanex Stays+Reduced Rankine Availability+Delayed Build+Constrained Operational Capacity+Low Wind & Solar | -16.7096 | -7.905 | -1.5454
2032 | NZWEM_PERC | High Demand Growth+High Gas Supply+Methanex Stays+Reduced Rankine Availability+Delayed Build+Constrained Operational Capacity+Low Wind & Solar | -18.7305 | -9.6765 | 0.68808
2033 | NZWEM_PERC | High Demand Growth+High Gas Supply+Methanex Stays+Reduced Rankine Availability+Delayed Build+Constrained Operational Capacity+Low Wind & Solar | -20.495 | -11.6004 | 2.7674
2034 | NZWEM_PERC | High Demand Growth+High Gas Supply+Methanex Stays+Reduced Rankine Availability+Delayed Build+Constrained Operational Capacity+Low Wind & Solar | -22.1797 | -13.2697 | 1.4252
2035 | NZWEM_PERC | High Demand Growth+High Gas Supply+Methanex Stays+Reduced Rankine Availability+Delayed Build+Constrained Operational Capacity+Low Wind & Solar | -23.5401 | -14.4631 | 1.1146
2026 | NIWCM | High Demand Growth+High Gas Supply+Methanex Stays+Reduced Rankine Availability+Delayed Build+Constrained Operational Capacity+Low Wind & Solar | 33.1014 | 33.1014 | 33.1014
2027 | NIWCM | High Demand Growth+High Gas Supply+Methanex Stays+Reduced Rankine Availability+Delayed Build+Constrained Operational Capacity+Low Wind & Solar | -186.9524 | -186.9524 | -186.9524
2028 | NIWCM | High Demand Growth+High Gas Supply+Methanex Stays+Reduced Rankine Availability+Delayed Build+Constrained Operational Capacity+Low Wind & Solar | -248.0468 | -248.0468 | -248.0468
2029 | NIWCM | High Demand Growth+High Gas Supply+Methanex Stays+Reduced Rankine Availability+Delayed Build+Constrained Operational Capacity+Low Wind & Solar | -558.5855 | -476.362 | -476.362
2030 | NIWCM | High Demand Growth+High Gas Supply+Methanex Stays+Reduced Rankine Availability+Delayed Build+Constrained Operational Capacity+Low Wind & Solar | -900.6911 | -385.6348 | -267.6556
2031 | NIWCM | High Demand Growth+High Gas Supply+Methanex Stays+Reduced Rankine Availability+Delayed Build+Constrained Operational Capacity+Low Wind & Solar | -1190.6824 | -534.9987 | -375.6796
2032 | NIWCM | High Demand Growth+High Gas Supply+Methanex Stays+Reduced Rankine Availability+Delayed Build+Constrained Operational Capacity+Low Wind & Solar | -1418.7874 | -693.0973 | -477.3333
2033 | NIWCM | High Demand Growth+High Gas Supply+Methanex Stays+Reduced Rankine Availability+Delayed Build+Constrained Operational Capacity+Low Wind & Solar | -1484.1986 | -818.9275 | -540.2152
2034 | NIWCM | High Demand Growth+High Gas Supply+Methanex Stays+Reduced Rankine Availability+Delayed Build+Constrained Operational Capacity+Low Wind & Solar | -1640.6148 | -1032.8288 | -753.6386
2035 | NIWCM | High Demand Growth+High Gas Supply+Methanex Stays+Reduced Rankine Availability+Delayed Build+Constrained Operational Capacity+Low Wind & Solar | -1755.0129 | -1119.7677 | -884.2627
2026 | SIWEM_PERC | High Demand Growth+High Gas Supply+Methanex Stays+Reduced Rankine Availability+Delayed Build+Constrained Operational Capacity+Low Wind & Solar | 15.8428 | 15.8428 | 15.8428
2027 | SIWEM_PERC | High Demand Growth+High Gas Supply+Methanex Stays+Reduced Rankine Availability+Delayed Build+Constrained Operational Capacity+Low Wind & Solar | 11.0361 | 11.0963 | 11.0963
2028 | SIWEM_PERC | High Demand Growth+High Gas Supply+Methanex Stays+Reduced Rankine Availability+Delayed Build+Constrained Operational Capacity+Low Wind & Solar | 6.659 | 8.2362 | 8.2362
2029 | SIWEM_PERC | High Demand Growth+High Gas Supply+Methanex Stays+Reduced Rankine Availability+Delayed Build+Constrained Operational Capacity+Low Wind & Solar | -0.026737 | 3.7929 | 3.7929
2030 | SIWEM_PERC | High Demand Growth+High Gas Supply+Methanex Stays+Reduced Rankine Availability+Delayed Build+Constrained Operational Capacity+Low Wind & Solar | -6.3293 | 2.661 | 12.2309
2031 | SIWEM_PERC | High Demand Growth+High Gas Supply+Methanex Stays+Reduced Rankine Availability+Delayed Build+Constrained Operational Capacity+Low Wind & Solar | -11.5927 | -3.1316 | 7.2404
2032 | SIWEM_PERC | High Demand Growth+High Gas Supply+Methanex Stays+Reduced Rankine Availability+Delayed Build+Constrained Operational Capacity+Low Wind & Solar | -13.3541 | -3.7888 | 10.1078
2033 | SIWEM_PERC | High Demand Growth+High Gas Supply+Methanex Stays+Reduced Rankine Availability+Delayed Build+Constrained Operational Capacity+Low Wind & Solar | -14.9631 | -5.6039 | 11.345
2034 | SIWEM_PERC | High Demand Growth+High Gas Supply+Methanex Stays+Reduced Rankine Availability+Delayed Build+Constrained Operational Capacity+Low Wind & Solar | -16.7004 | -7.5635 | 8.9827
2035 | SIWEM_PERC | High Demand Growth+High Gas Supply+Methanex Stays+Reduced Rankine Availability+Delayed Build+Constrained Operational Capacity+Low Wind & Solar | -17.9484 | -8.982 | 7.2554
2026 | NZWEM_PERC | High Demand Growth+High Gas Supply+Methanex Stays+Reduced Rankine Availability+Delayed Build+Upgraded HVDC | 6.2374 | 6.2374 | 6.2374
2027 | NZWEM_PERC | High Demand Growth+High Gas Supply+Methanex Stays+Reduced Rankine Availability+Delayed Build+Upgraded HVDC | -4.9889 | -4.8565 | -4.6993
2028 | NZWEM_PERC | High Demand Growth+High Gas Supply+Methanex Stays+Reduced Rankine Availability+Delayed Build+Upgraded HVDC | -5.5884 | -4.2932 | -4.0113
2029 | NZWEM_PERC | High Demand Growth+High Gas Supply+Methanex Stays+Reduced Rankine Availability+Delayed Build+Upgraded HVDC | -8.2052 | -5.7378 | -4.9714
2030 | NZWEM_PERC | High Demand Growth+High Gas Supply+Methanex Stays+Reduced Rankine Availability+Delayed Build+Upgraded HVDC | -11.9084 | -4.3783 | 1.9867
2031 | NZWEM_PERC | High Demand Growth+High Gas Supply+Methanex Stays+Reduced Rankine Availability+Delayed Build+Upgraded HVDC | -15.5729 | -5.8167 | 1.2302
2032 | NZWEM_PERC | High Demand Growth+High Gas Supply+Methanex Stays+Reduced Rankine Availability+Delayed Build+Upgraded HVDC | -17.6259 | -7.5934 | 3.8584
2033 | NZWEM_PERC | High Demand Growth+High Gas Supply+Methanex Stays+Reduced Rankine Availability+Delayed Build+Upgraded HVDC | -19.4185 | -9.5704 | 6.3181
2034 | NZWEM_PERC | High Demand Growth+High Gas Supply+Methanex Stays+Reduced Rankine Availability+Delayed Build+Upgraded HVDC | -21.1346 | -11.2691 | 4.9517
2035 | NZWEM_PERC | High Demand Growth+High Gas Supply+Methanex Stays+Reduced Rankine Availability+Delayed Build+Upgraded HVDC | -22.5195 | -12.5096 | 4.6908
2026 | NIWCM | High Demand Growth+High Gas Supply+Methanex Stays+Reduced Rankine Availability+Delayed Build+Upgraded HVDC | 567.4665 | 567.4665 | 567.4665
2027 | NIWCM | High Demand Growth+High Gas Supply+Methanex Stays+Reduced Rankine Availability+Delayed Build+Upgraded HVDC | 357.3296 | 359.3773 | 361.8498
2028 | NIWCM | High Demand Growth+High Gas Supply+Methanex Stays+Reduced Rankine Availability+Delayed Build+Upgraded HVDC | 365.0577 | 385.9802 | 390.5167
2029 | NIWCM | High Demand Growth+High Gas Supply+Methanex Stays+Reduced Rankine Availability+Delayed Build+Upgraded HVDC | 88.2206 | 217.6526 | 231.2449
2030 | NIWCM | High Demand Growth+High Gas Supply+Methanex Stays+Reduced Rankine Availability+Delayed Build+Upgraded HVDC | -220.344 | 510.8499 | 809.874
2031 | NIWCM | High Demand Growth+High Gas Supply+Methanex Stays+Reduced Rankine Availability+Delayed Build+Upgraded HVDC | -507.674 | 432.9924 | 799.4667
2032 | NIWCM | High Demand Growth+High Gas Supply+Methanex Stays+Reduced Rankine Availability+Delayed Build+Upgraded HVDC | -729.1849 | 287.6891 | 885.4725
2033 | NIWCM | High Demand Growth+High Gas Supply+Methanex Stays+Reduced Rankine Availability+Delayed Build+Upgraded HVDC | -864.3099 | 166.0293 | 1004.9701
2034 | NIWCM | High Demand Growth+High Gas Supply+Methanex Stays+Reduced Rankine Availability+Delayed Build+Upgraded HVDC | -1065.7482 | -50.0815 | 825.2795
2035 | NIWCM | High Demand Growth+High Gas Supply+Methanex Stays+Reduced Rankine Availability+Delayed Build+Upgraded HVDC | -1180.1463 | -190.154 | 754.4333
2026 | SIWEM_PERC | High Demand Growth+High Gas Supply+Methanex Stays+Reduced Rankine Availability+Delayed Build+Upgraded HVDC | 16.1662 | 16.1662 | 16.1662
2027 | SIWEM_PERC | High Demand Growth+High Gas Supply+Methanex Stays+Reduced Rankine Availability+Delayed Build+Upgraded HVDC | 11.4933 | 11.56 | 11.56
2028 | SIWEM_PERC | High Demand Growth+High Gas Supply+Methanex Stays+Reduced Rankine Availability+Delayed Build+Upgraded HVDC | 7.3647 | 9.1124 | 9.1124
2029 | SIWEM_PERC | High Demand Growth+High Gas Supply+Methanex Stays+Reduced Rankine Availability+Delayed Build+Upgraded HVDC | 0.6655 | 4.8979 | 4.8979
2030 | SIWEM_PERC | High Demand Growth+High Gas Supply+Methanex Stays+Reduced Rankine Availability+Delayed Build+Upgraded HVDC | -5.5519 | 4.4101 | 15.0142
2031 | SIWEM_PERC | High Demand Growth+High Gas Supply+Methanex Stays+Reduced Rankine Availability+Delayed Build+Upgraded HVDC | -10.8611 | -1.4855 | 10.0074
2032 | SIWEM_PERC | High Demand Growth+High Gas Supply+Methanex Stays+Reduced Rankine Availability+Delayed Build+Upgraded HVDC | -12.6391 | -2.04 | 13.3585
2033 | SIWEM_PERC | High Demand Growth+High Gas Supply+Methanex Stays+Reduced Rankine Availability+Delayed Build+Upgraded HVDC | -14.2635 | -3.8927 | 14.8879
2034 | SIWEM_PERC | High Demand Growth+High Gas Supply+Methanex Stays+Reduced Rankine Availability+Delayed Build+Upgraded HVDC | -16.0174 | -5.893 | 12.4414
2035 | SIWEM_PERC | High Demand Growth+High Gas Supply+Methanex Stays+Reduced Rankine Availability+Delayed Build+Upgraded HVDC | -17.2782 | -7.3427 | 10.6496
2026 | NZWEM_PERC | High Demand Growth+High Gas Supply+Methanex Stays+Reduced Rankine Availability+Delayed Build+Upgraded HVDC+Low Wind & Solar | 5.3572 | 5.3572 | 5.3572
2027 | NZWEM_PERC | High Demand Growth+High Gas Supply+Methanex Stays+Reduced Rankine Availability+Delayed Build+Upgraded HVDC+Low Wind & Solar | -5.8846 | -5.7651 | -5.6233
2028 | NZWEM_PERC | High Demand Growth+High Gas Supply+Methanex Stays+Reduced Rankine Availability+Delayed Build+Upgraded HVDC+Low Wind & Solar | -6.6677 | -5.4988 | -5.2444
2029 | NZWEM_PERC | High Demand Growth+High Gas Supply+Methanex Stays+Reduced Rankine Availability+Delayed Build+Upgraded HVDC+Low Wind & Solar | -9.3718 | -7.1451 | -6.4535
2030 | NZWEM_PERC | High Demand Growth+High Gas Supply+Methanex Stays+Reduced Rankine Availability+Delayed Build+Upgraded HVDC+Low Wind & Solar | -13.0945 | -6.2989 | -0.55462
2031 | NZWEM_PERC | High Demand Growth+High Gas Supply+Methanex Stays+Reduced Rankine Availability+Delayed Build+Upgraded HVDC+Low Wind & Solar | -16.7096 | -7.905 | -1.5454
2032 | NZWEM_PERC | High Demand Growth+High Gas Supply+Methanex Stays+Reduced Rankine Availability+Delayed Build+Upgraded HVDC+Low Wind & Solar | -18.7305 | -9.6765 | 0.68808
2033 | NZWEM_PERC | High Demand Growth+High Gas Supply+Methanex Stays+Reduced Rankine Availability+Delayed Build+Upgraded HVDC+Low Wind & Solar | -20.495 | -11.6004 | 2.7674
2034 | NZWEM_PERC | High Demand Growth+High Gas Supply+Methanex Stays+Reduced Rankine Availability+Delayed Build+Upgraded HVDC+Low Wind & Solar | -22.1797 | -13.2697 | 1.4252
2035 | NZWEM_PERC | High Demand Growth+High Gas Supply+Methanex Stays+Reduced Rankine Availability+Delayed Build+Upgraded HVDC+Low Wind & Solar | -23.5401 | -14.4631 | 1.1146
2026 | NIWCM | High Demand Growth+High Gas Supply+Methanex Stays+Reduced Rankine Availability+Delayed Build+Upgraded HVDC+Low Wind & Solar | 567.4665 | 567.4665 | 567.4665
2027 | NIWCM | High Demand Growth+High Gas Supply+Methanex Stays+Reduced Rankine Availability+Delayed Build+Upgraded HVDC+Low Wind & Solar | 357.3296 | 359.3773 | 361.8498
2028 | NIWCM | High Demand Growth+High Gas Supply+Methanex Stays+Reduced Rankine Availability+Delayed Build+Upgraded HVDC+Low Wind & Solar | 365.0577 | 385.9802 | 390.5167
2029 | NIWCM | High Demand Growth+High Gas Supply+Methanex Stays+Reduced Rankine Availability+Delayed Build+Upgraded HVDC+Low Wind & Solar | 88.2206 | 217.6526 | 231.2449
2030 | NIWCM | High Demand Growth+High Gas Supply+Methanex Stays+Reduced Rankine Availability+Delayed Build+Upgraded HVDC+Low Wind & Solar | -220.344 | 510.8499 | 809.874
2031 | NIWCM | High Demand Growth+High Gas Supply+Methanex Stays+Reduced Rankine Availability+Delayed Build+Upgraded HVDC+Low Wind & Solar | -507.674 | 432.9924 | 799.4667
2032 | NIWCM | High Demand Growth+High Gas Supply+Methanex Stays+Reduced Rankine Availability+Delayed Build+Upgraded HVDC+Low Wind & Solar | -729.1849 | 287.6891 | 885.4725
2033 | NIWCM | High Demand Growth+High Gas Supply+Methanex Stays+Reduced Rankine Availability+Delayed Build+Upgraded HVDC+Low Wind & Solar | -864.3099 | 166.0293 | 1004.9701
2034 | NIWCM | High Demand Growth+High Gas Supply+Methanex Stays+Reduced Rankine Availability+Delayed Build+Upgraded HVDC+Low Wind & Solar | -1065.7482 | -50.0815 | 825.2795
2035 | NIWCM | High Demand Growth+High Gas Supply+Methanex Stays+Reduced Rankine Availability+Delayed Build+Upgraded HVDC+Low Wind & Solar | -1180.1463 | -190.154 | 754.4333
2026 | SIWEM_PERC | High Demand Growth+High Gas Supply+Methanex Stays+Reduced Rankine Availability+Delayed Build+Upgraded HVDC+Low Wind & Solar | 15.8428 | 15.8428 | 15.8428
2027 | SIWEM_PERC | High Demand Growth+High Gas Supply+Methanex Stays+Reduced Rankine Availability+Delayed Build+Upgraded HVDC+Low Wind & Solar | 11.0361 | 11.0963 | 11.0963
2028 | SIWEM_PERC | High Demand Growth+High Gas Supply+Methanex Stays+Reduced Rankine Availability+Delayed Build+Upgraded HVDC+Low Wind & Solar | 6.659 | 8.2362 | 8.2362
2029 | SIWEM_PERC | High Demand Growth+High Gas Supply+Methanex Stays+Reduced Rankine Availability+Delayed Build+Upgraded HVDC+Low Wind & Solar | -0.026737 | 3.7929 | 3.7929
2030 | SIWEM_PERC | High Demand Growth+High Gas Supply+Methanex Stays+Reduced Rankine Availability+Delayed Build+Upgraded HVDC+Low Wind & Solar | -6.3293 | 2.661 | 12.2309
2031 | SIWEM_PERC | High Demand Growth+High Gas Supply+Methanex Stays+Reduced Rankine Availability+Delayed Build+Upgraded HVDC+Low Wind & Solar | -11.5927 | -3.1316 | 7.2404
2032 | SIWEM_PERC | High Demand Growth+High Gas Supply+Methanex Stays+Reduced Rankine Availability+Delayed Build+Upgraded HVDC+Low Wind & Solar | -13.3541 | -3.7888 | 10.1078
2033 | SIWEM_PERC | High Demand Growth+High Gas Supply+Methanex Stays+Reduced Rankine Availability+Delayed Build+Upgraded HVDC+Low Wind & Solar | -14.9631 | -5.6039 | 11.345
2034 | SIWEM_PERC | High Demand Growth+High Gas Supply+Methanex Stays+Reduced Rankine Availability+Delayed Build+Upgraded HVDC+Low Wind & Solar | -16.7004 | -7.5635 | 8.9827
2035 | SIWEM_PERC | High Demand Growth+High Gas Supply+Methanex Stays+Reduced Rankine Availability+Delayed Build+Upgraded HVDC+Low Wind & Solar | -17.9484 | -8.982 | 7.2554
2026 | NZWEM_PERC | High Demand Growth+High Gas Supply+Methanex Stays+Reduced Rankine Availability+Delayed Build+Upgraded HVDC+Constrained Operational Capacity | 6.2374 | 6.2374 | 6.2374
2027 | NZWEM_PERC | High Demand Growth+High Gas Supply+Methanex Stays+Reduced Rankine Availability+Delayed Build+Upgraded HVDC+Constrained Operational Capacity | -4.9889 | -4.8565 | -4.6993
2028 | NZWEM_PERC | High Demand Growth+High Gas Supply+Methanex Stays+Reduced Rankine Availability+Delayed Build+Upgraded HVDC+Constrained Operational Capacity | -5.5884 | -4.2932 | -4.0113
2029 | NZWEM_PERC | High Demand Growth+High Gas Supply+Methanex Stays+Reduced Rankine Availability+Delayed Build+Upgraded HVDC+Constrained Operational Capacity | -8.2052 | -5.7378 | -4.9714
2030 | NZWEM_PERC | High Demand Growth+High Gas Supply+Methanex Stays+Reduced Rankine Availability+Delayed Build+Upgraded HVDC+Constrained Operational Capacity | -11.9084 | -4.3783 | 1.9867
2031 | NZWEM_PERC | High Demand Growth+High Gas Supply+Methanex Stays+Reduced Rankine Availability+Delayed Build+Upgraded HVDC+Constrained Operational Capacity | -15.5729 | -5.8167 | 1.2302
2032 | NZWEM_PERC | High Demand Growth+High Gas Supply+Methanex Stays+Reduced Rankine Availability+Delayed Build+Upgraded HVDC+Constrained Operational Capacity | -17.6259 | -7.5934 | 3.8584
2033 | NZWEM_PERC | High Demand Growth+High Gas Supply+Methanex Stays+Reduced Rankine Availability+Delayed Build+Upgraded HVDC+Constrained Operational Capacity | -19.4185 | -9.5704 | 6.3181
2034 | NZWEM_PERC | High Demand Growth+High Gas Supply+Methanex Stays+Reduced Rankine Availability+Delayed Build+Upgraded HVDC+Constrained Operational Capacity | -21.1346 | -11.2691 | 4.9517
2035 | NZWEM_PERC | High Demand Growth+High Gas Supply+Methanex Stays+Reduced Rankine Availability+Delayed Build+Upgraded HVDC+Constrained Operational Capacity | -22.5195 | -12.5096 | 4.6908
2026 | NIWCM | High Demand Growth+High Gas Supply+Methanex Stays+Reduced Rankine Availability+Delayed Build+Upgraded HVDC+Constrained Operational Capacity | 33.1014 | 33.1014 | 33.1014
2027 | NIWCM | High Demand Growth+High Gas Supply+Methanex Stays+Reduced Rankine Availability+Delayed Build+Upgraded HVDC+Constrained Operational Capacity | -186.9524 | -186.9524 | -186.9524
2028 | NIWCM | High Demand Growth+High Gas Supply+Methanex Stays+Reduced Rankine Availability+Delayed Build+Upgraded HVDC+Constrained Operational Capacity | -248.0468 | -248.0468 | -248.0468
2029 | NIWCM | High Demand Growth+High Gas Supply+Methanex Stays+Reduced Rankine Availability+Delayed Build+Upgraded HVDC+Constrained Operational Capacity | -558.5855 | -476.362 | -476.362
2030 | NIWCM | High Demand Growth+High Gas Supply+Methanex Stays+Reduced Rankine Availability+Delayed Build+Upgraded HVDC+Constrained Operational Capacity | -900.6911 | -385.6348 | -267.6556
2031 | NIWCM | High Demand Growth+High Gas Supply+Methanex Stays+Reduced Rankine Availability+Delayed Build+Upgraded HVDC+Constrained Operational Capacity | -1190.6824 | -534.9987 | -375.6796
2032 | NIWCM | High Demand Growth+High Gas Supply+Methanex Stays+Reduced Rankine Availability+Delayed Build+Upgraded HVDC+Constrained Operational Capacity | -1418.7874 | -693.0973 | -477.3333
2033 | NIWCM | High Demand Growth+High Gas Supply+Methanex Stays+Reduced Rankine Availability+Delayed Build+Upgraded HVDC+Constrained Operational Capacity | -1484.1986 | -818.9275 | -540.2152
2034 | NIWCM | High Demand Growth+High Gas Supply+Methanex Stays+Reduced Rankine Availability+Delayed Build+Upgraded HVDC+Constrained Operational Capacity | -1640.6148 | -1032.8288 | -753.6386
2035 | NIWCM | High Demand Growth+High Gas Supply+Methanex Stays+Reduced Rankine Availability+Delayed Build+Upgraded HVDC+Constrained Operational Capacity | -1755.0129 | -1119.7677 | -884.2627
2026 | SIWEM_PERC | High Demand Growth+High Gas Supply+Methanex Stays+Reduced Rankine Availability+Delayed Build+Upgraded HVDC+Constrained Operational Capacity | 16.1662 | 16.1662 | 16.1662
2027 | SIWEM_PERC | High Demand Growth+High Gas Supply+Methanex Stays+Reduced Rankine Availability+Delayed Build+Upgraded HVDC+Constrained Operational Capacity | 11.4933 | 11.56 | 11.56
2028 | SIWEM_PERC | High Demand Growth+High Gas Supply+Methanex Stays+Reduced Rankine Availability+Delayed Build+Upgraded HVDC+Constrained Operational Capacity | 7.3647 | 9.1124 | 9.1124
2029 | SIWEM_PERC | High Demand Growth+High Gas Supply+Methanex Stays+Reduced Rankine Availability+Delayed Build+Upgraded HVDC+Constrained Operational Capacity | 0.6655 | 4.8979 | 4.8979
2030 | SIWEM_PERC | High Demand Growth+High Gas Supply+Methanex Stays+Reduced Rankine Availability+Delayed Build+Upgraded HVDC+Constrained Operational Capacity | -5.5519 | 4.4101 | 15.0142
2031 | SIWEM_PERC | High Demand Growth+High Gas Supply+Methanex Stays+Reduced Rankine Availability+Delayed Build+Upgraded HVDC+Constrained Operational Capacity | -10.8611 | -1.4855 | 10.0074
2032 | SIWEM_PERC | High Demand Growth+High Gas Supply+Methanex Stays+Reduced Rankine Availability+Delayed Build+Upgraded HVDC+Constrained Operational Capacity | -12.6391 | -2.04 | 13.3585
2033 | SIWEM_PERC | High Demand Growth+High Gas Supply+Methanex Stays+Reduced Rankine Availability+Delayed Build+Upgraded HVDC+Constrained Operational Capacity | -14.2635 | -3.8927 | 14.8879
2034 | SIWEM_PERC | High Demand Growth+High Gas Supply+Methanex Stays+Reduced Rankine Availability+Delayed Build+Upgraded HVDC+Constrained Operational Capacity | -16.0174 | -5.893 | 12.4414
2035 | SIWEM_PERC | High Demand Growth+High Gas Supply+Methanex Stays+Reduced Rankine Availability+Delayed Build+Upgraded HVDC+Constrained Operational Capacity | -17.2782 | -7.3427 | 10.6496
2026 | NZWEM_PERC | High Demand Growth+High Gas Supply+Methanex Stays+Reduced Rankine Availability+Delayed Build+Upgraded HVDC+Constrained Operational Capacity+Low Wind & Solar | 5.3572 | 5.3572 | 5.3572
2027 | NZWEM_PERC | High Demand Growth+High Gas Supply+Methanex Stays+Reduced Rankine Availability+Delayed Build+Upgraded HVDC+Constrained Operational Capacity+Low Wind & Solar | -5.8846 | -5.7651 | -5.6233
2028 | NZWEM_PERC | High Demand Growth+High Gas Supply+Methanex Stays+Reduced Rankine Availability+Delayed Build+Upgraded HVDC+Constrained Operational Capacity+Low Wind & Solar | -6.6677 | -5.4988 | -5.2444
2029 | NZWEM_PERC | High Demand Growth+High Gas Supply+Methanex Stays+Reduced Rankine Availability+Delayed Build+Upgraded HVDC+Constrained Operational Capacity+Low Wind & Solar | -9.3718 | -7.1451 | -6.4535
2030 | NZWEM_PERC | High Demand Growth+High Gas Supply+Methanex Stays+Reduced Rankine Availability+Delayed Build+Upgraded HVDC+Constrained Operational Capacity+Low Wind & Solar | -13.0945 | -6.2989 | -0.55462
2031 | NZWEM_PERC | High Demand Growth+High Gas Supply+Methanex Stays+Reduced Rankine Availability+Delayed Build+Upgraded HVDC+Constrained Operational Capacity+Low Wind & Solar | -16.7096 | -7.905 | -1.5454
2032 | NZWEM_PERC | High Demand Growth+High Gas Supply+Methanex Stays+Reduced Rankine Availability+Delayed Build+Upgraded HVDC+Constrained Operational Capacity+Low Wind & Solar | -18.7305 | -9.6765 | 0.68808
2033 | NZWEM_PERC | High Demand Growth+High Gas Supply+Methanex Stays+Reduced Rankine Availability+Delayed Build+Upgraded HVDC+Constrained Operational Capacity+Low Wind & Solar | -20.495 | -11.6004 | 2.7674
2034 | NZWEM_PERC | High Demand Growth+High Gas Supply+Methanex Stays+Reduced Rankine Availability+Delayed Build+Upgraded HVDC+Constrained Operational Capacity+Low Wind & Solar | -22.1797 | -13.2697 | 1.4252
2035 | NZWEM_PERC | High Demand Growth+High Gas Supply+Methanex Stays+Reduced Rankine Availability+Delayed Build+Upgraded HVDC+Constrained Operational Capacity+Low Wind & Solar | -23.5401 | -14.4631 | 1.1146
2026 | NIWCM | High Demand Growth+High Gas Supply+Methanex Stays+Reduced Rankine Availability+Delayed Build+Upgraded HVDC+Constrained Operational Capacity+Low Wind & Solar | 33.1014 | 33.1014 | 33.1014
2027 | NIWCM | High Demand Growth+High Gas Supply+Methanex Stays+Reduced Rankine Availability+Delayed Build+Upgraded HVDC+Constrained Operational Capacity+Low Wind & Solar | -186.9524 | -186.9524 | -186.9524
2028 | NIWCM | High Demand Growth+High Gas Supply+Methanex Stays+Reduced Rankine Availability+Delayed Build+Upgraded HVDC+Constrained Operational Capacity+Low Wind & Solar | -248.0468 | -248.0468 | -248.0468
2029 | NIWCM | High Demand Growth+High Gas Supply+Methanex Stays+Reduced Rankine Availability+Delayed Build+Upgraded HVDC+Constrained Operational Capacity+Low Wind & Solar | -558.5855 | -476.362 | -476.362
2030 | NIWCM | High Demand Growth+High Gas Supply+Methanex Stays+Reduced Rankine Availability+Delayed Build+Upgraded HVDC+Constrained Operational Capacity+Low Wind & Solar | -900.6911 | -385.6348 | -267.6556
2031 | NIWCM | High Demand Growth+High Gas Supply+Methanex Stays+Reduced Rankine Availability+Delayed Build+Upgraded HVDC+Constrained Operational Capacity+Low Wind & Solar | -1190.6824 | -534.9987 | -375.6796
2032 | NIWCM | High Demand Growth+High Gas Supply+Methanex Stays+Reduced Rankine Availability+Delayed Build+Upgraded HVDC+Constrained Operational Capacity+Low Wind & Solar | -1418.7874 | -693.0973 | -477.3333
2033 | NIWCM | High Demand Growth+High Gas Supply+Methanex Stays+Reduced Rankine Availability+Delayed Build+Upgraded HVDC+Constrained Operational Capacity+Low Wind & Solar | -1484.1986 | -818.9275 | -540.2152
2034 | NIWCM | High Demand Growth+High Gas Supply+Methanex Stays+Reduced Rankine Availability+Delayed Build+Upgraded HVDC+Constrained Operational Capacity+Low Wind & Solar | -1640.6148 | -1032.8288 | -753.6386
2035 | NIWCM | High Demand Growth+High Gas Supply+Methanex Stays+Reduced Rankine Availability+Delayed Build+Upgraded HVDC+Constrained Operational Capacity+Low Wind & Solar | -1755.0129 | -1119.7677 | -884.2627
2026 | SIWEM_PERC | High Demand Growth+High Gas Supply+Methanex Stays+Reduced Rankine Availability+Delayed Build+Upgraded HVDC+Constrained Operational Capacity+Low Wind & Solar | 15.8428 | 15.8428 | 15.8428
2027 | SIWEM_PERC | High Demand Growth+High Gas Supply+Methanex Stays+Reduced Rankine Availability+Delayed Build+Upgraded HVDC+Constrained Operational Capacity+Low Wind & Solar | 11.0361 | 11.0963 | 11.0963
2028 | SIWEM_PERC | High Demand Growth+High Gas Supply+Methanex Stays+Reduced Rankine Availability+Delayed Build+Upgraded HVDC+Constrained Operational Capacity+Low Wind & Solar | 6.659 | 8.2362 | 8.2362
2029 | SIWEM_PERC | High Demand Growth+High Gas Supply+Methanex Stays+Reduced Rankine Availability+Delayed Build+Upgraded HVDC+Constrained Operational Capacity+Low Wind & Solar | -0.026737 | 3.7929 | 3.7929
2030 | SIWEM_PERC | High Demand Growth+High Gas Supply+Methanex Stays+Reduced Rankine Availability+Delayed Build+Upgraded HVDC+Constrained Operational Capacity+Low Wind & Solar | -6.3293 | 2.661 | 12.2309
2031 | SIWEM_PERC | High Demand Growth+High Gas Supply+Methanex Stays+Reduced Rankine Availability+Delayed Build+Upgraded HVDC+Constrained Operational Capacity+Low Wind & Solar | -11.5927 | -3.1316 | 7.2404
2032 | SIWEM_PERC | High Demand Growth+High Gas Supply+Methanex Stays+Reduced Rankine Availability+Delayed Build+Upgraded HVDC+Constrained Operational Capacity+Low Wind & Solar | -13.3541 | -3.7888 | 10.1078
2033 | SIWEM_PERC | High Demand Growth+High Gas Supply+Methanex Stays+Reduced Rankine Availability+Delayed Build+Upgraded HVDC+Constrained Operational Capacity+Low Wind & Solar | -14.9631 | -5.6039 | 11.345
2034 | SIWEM_PERC | High Demand Growth+High Gas Supply+Methanex Stays+Reduced Rankine Availability+Delayed Build+Upgraded HVDC+Constrained Operational Capacity+Low Wind & Solar | -16.7004 | -7.5635 | 8.9827
2035 | SIWEM_PERC | High Demand Growth+High Gas Supply+Methanex Stays+Reduced Rankine Availability+Delayed Build+Upgraded HVDC+Constrained Operational Capacity+Low Wind & Solar | -17.9484 | -8.982 | 7.2554
2026 | NZWEM_PERC | High Demand Growth+High Gas Supply+Methanex Stays+Increased Demand Response | 15.3007 | 15.356 | 15.356
2027 | NZWEM_PERC | High Demand Growth+High Gas Supply+Methanex Stays+Increased Demand Response | 10.1252 | 11.8548 | 12.1539
2028 | NZWEM_PERC | High Demand Growth+High Gas Supply+Methanex Stays+Increased Demand Response | 5.9532 | 13.269 | 17.3265
2029 | NZWEM_PERC | High Demand Growth+High Gas Supply+Methanex Stays+Increased Demand Response | 0.13716 | 10.09 | 17.9647
2030 | NZWEM_PERC | High Demand Growth+High Gas Supply+Methanex Stays+Increased Demand Response | -5.0074 | 6.2616 | 18.622
2031 | NZWEM_PERC | High Demand Growth+High Gas Supply+Methanex Stays+Increased Demand Response | -8.9595 | 1.9155 | 18.7793
2032 | NZWEM_PERC | High Demand Growth+High Gas Supply+Methanex Stays+Increased Demand Response | -11.1976 | -0.30806 | 16.9219
2033 | NZWEM_PERC | High Demand Growth+High Gas Supply+Methanex Stays+Increased Demand Response | -13.1524 | -2.5402 | 15.695
2034 | NZWEM_PERC | High Demand Growth+High Gas Supply+Methanex Stays+Increased Demand Response | -15.047 | -4.395 | 13.3112
2035 | NZWEM_PERC | High Demand Growth+High Gas Supply+Methanex Stays+Increased Demand Response | -16.5731 | -6.096 | 11.1926
2026 | NIWCM | High Demand Growth+High Gas Supply+Methanex Stays+Increased Demand Response | 1020.1216 | 1020.9214 | 1020.9214
2027 | NIWCM | High Demand Growth+High Gas Supply+Methanex Stays+Increased Demand Response | 1173.2326 | 1204.8335 | 1209.37
2028 | NIWCM | High Demand Growth+High Gas Supply+Methanex Stays+Increased Demand Response | 1056.3289 | 1704.7514 | 1774.7903
2029 | NIWCM | High Demand Growth+High Gas Supply+Methanex Stays+Increased Demand Response | 748.8543 | 1643.9768 | 1973.0064
2030 | NIWCM | High Demand Growth+High Gas Supply+Methanex Stays+Increased Demand Response | 305.4046 | 1332.1085 | 1892.2351
2031 | NIWCM | High Demand Growth+High Gas Supply+Methanex Stays+Increased Demand Response | 46.8149 | 1093.2736 | 1908.8663
2032 | NIWCM | High Demand Growth+High Gas Supply+Methanex Stays+Increased Demand Response | -168.0765 | 899.5865 | 1755.2112
2033 | NIWCM | High Demand Growth+High Gas Supply+Methanex Stays+Increased Demand Response | -364.9056 | 703.1647 | 1632.2913
2034 | NIWCM | High Demand Growth+High Gas Supply+Methanex Stays+Increased Demand Response | -593.2946 | 520.7164 | 1532.6392
2035 | NIWCM | High Demand Growth+High Gas Supply+Methanex Stays+Increased Demand Response | -760.1654 | 367.3579 | 1382.7488
2026 | SIWEM_PERC | High Demand Growth+High Gas Supply+Methanex Stays+Increased Demand Response | 41.0852 | 41.241 | 41.241
2027 | SIWEM_PERC | High Demand Growth+High Gas Supply+Methanex Stays+Increased Demand Response | 26.3192 | 31.136 | 31.9688
2028 | SIWEM_PERC | High Demand Growth+High Gas Supply+Methanex Stays+Increased Demand Response | 14.593 | 34.7323 | 45.9023
2029 | SIWEM_PERC | High Demand Growth+High Gas Supply+Methanex Stays+Increased Demand Response | 4.2023 | 25.76 | 47.2066
2030 | SIWEM_PERC | High Demand Growth+High Gas Supply+Methanex Stays+Increased Demand Response | -3.4825 | 15.1685 | 43.9706
2031 | SIWEM_PERC | High Demand Growth+High Gas Supply+Methanex Stays+Increased Demand Response | -8.7515 | 3.5538 | 39.961
2032 | SIWEM_PERC | High Demand Growth+High Gas Supply+Methanex Stays+Increased Demand Response | -10.5156 | 0.3411 | 37.1204
2033 | SIWEM_PERC | High Demand Growth+High Gas Supply+Methanex Stays+Increased Demand Response | -12.1285 | -1.4995 | 34.5085
2034 | SIWEM_PERC | High Demand Growth+High Gas Supply+Methanex Stays+Increased Demand Response | -13.8721 | -3.4891 | 31.6853
2035 | SIWEM_PERC | High Demand Growth+High Gas Supply+Methanex Stays+Increased Demand Response | -15.1242 | -4.93 | 28.5191
2026 | NZWEM_PERC | High Demand Growth+High Gas Supply+Methanex Stays+Increased Demand Response+Low Wind & Solar | 14.1378 | 14.1878 | 14.1878
2027 | NZWEM_PERC | High Demand Growth+High Gas Supply+Methanex Stays+Increased Demand Response+Low Wind & Solar | 8.8567 | 10.4177 | 10.6875
2028 | NZWEM_PERC | High Demand Growth+High Gas Supply+Methanex Stays+Increased Demand Response+Low Wind & Solar | 4.6479 | 11.2501 | 14.9119
2029 | NZWEM_PERC | High Demand Growth+High Gas Supply+Methanex Stays+Increased Demand Response+Low Wind & Solar | -1.133 | 7.8491 | 14.9557
2030 | NZWEM_PERC | High Demand Growth+High Gas Supply+Methanex Stays+Increased Demand Response+Low Wind & Solar | -6.1996 | 4.0133 | 15.2002
2031 | NZWEM_PERC | High Demand Growth+High Gas Supply+Methanex Stays+Increased Demand Response+Low Wind & Solar | -10.102 | -0.23914 | 15.0106
2032 | NZWEM_PERC | High Demand Growth+High Gas Supply+Methanex Stays+Increased Demand Response+Low Wind & Solar | -12.3079 | -2.4332 | 13.176
2033 | NZWEM_PERC | High Demand Growth+High Gas Supply+Methanex Stays+Increased Demand Response+Low Wind & Solar | -14.2344 | -4.6113 | 11.9036
2034 | NZWEM_PERC | High Demand Growth+High Gas Supply+Methanex Stays+Increased Demand Response+Low Wind & Solar | -16.0976 | -6.406 | 9.6298
2035 | NZWEM_PERC | High Demand Growth+High Gas Supply+Methanex Stays+Increased Demand Response+Low Wind & Solar | -17.5989 | -8.0595 | 7.5981
2026 | NIWCM | High Demand Growth+High Gas Supply+Methanex Stays+Increased Demand Response+Low Wind & Solar | 1020.1216 | 1020.9214 | 1020.9214
2027 | NIWCM | High Demand Growth+High Gas Supply+Methanex Stays+Increased Demand Response+Low Wind & Solar | 1173.2326 | 1204.8335 | 1209.37
2028 | NIWCM | High Demand Growth+High Gas Supply+Methanex Stays+Increased Demand Response+Low Wind & Solar | 1056.3289 | 1704.7514 | 1774.7903
2029 | NIWCM | High Demand Growth+High Gas Supply+Methanex Stays+Increased Demand Response+Low Wind & Solar | 748.8543 | 1643.9768 | 1973.0064
2030 | NIWCM | High Demand Growth+High Gas Supply+Methanex Stays+Increased Demand Response+Low Wind & Solar | 305.4046 | 1332.1085 | 1892.2351
2031 | NIWCM | High Demand Growth+High Gas Supply+Methanex Stays+Increased Demand Response+Low Wind & Solar | 46.8149 | 1093.2736 | 1908.8663
2032 | NIWCM | High Demand Growth+High Gas Supply+Methanex Stays+Increased Demand Response+Low Wind & Solar | -168.0765 | 899.5865 | 1755.2112
2033 | NIWCM | High Demand Growth+High Gas Supply+Methanex Stays+Increased Demand Response+Low Wind & Solar | -364.9056 | 703.1647 | 1632.2913
2034 | NIWCM | High Demand Growth+High Gas Supply+Methanex Stays+Increased Demand Response+Low Wind & Solar | -593.2946 | 520.7164 | 1532.6392
2035 | NIWCM | High Demand Growth+High Gas Supply+Methanex Stays+Increased Demand Response+Low Wind & Solar | -760.1654 | 367.3579 | 1382.7488
2026 | SIWEM_PERC | High Demand Growth+High Gas Supply+Methanex Stays+Increased Demand Response+Low Wind & Solar | 37.8147 | 37.9553 | 37.9553
2027 | SIWEM_PERC | High Demand Growth+High Gas Supply+Methanex Stays+Increased Demand Response+Low Wind & Solar | 22.7868 | 27.1338 | 27.8853
2028 | SIWEM_PERC | High Demand Growth+High Gas Supply+Methanex Stays+Increased Demand Response+Low Wind & Solar | 10.9996 | 29.1747 | 39.2552
2029 | SIWEM_PERC | High Demand Growth+High Gas Supply+Methanex Stays+Increased Demand Response+Low Wind & Solar | 3.3418 | 19.6568 | 39.0117
2030 | SIWEM_PERC | High Demand Growth+High Gas Supply+Methanex Stays+Increased Demand Response+Low Wind & Solar | -4.2769 | 9.1454 | 39.1139
2031 | SIWEM_PERC | High Demand Growth+High Gas Supply+Methanex Stays+Increased Demand Response+Low Wind & Solar | -9.5005 | 0.51875 | 36.1683
2032 | SIWEM_PERC | High Demand Growth+High Gas Supply+Methanex Stays+Increased Demand Response+Low Wind & Solar | -11.248 | -1.4502 | 33.4067
2033 | SIWEM_PERC | High Demand Growth+High Gas Supply+Methanex Stays+Increased Demand Response+Low Wind & Solar | -12.8456 | -3.2532 | 30.1468
2034 | SIWEM_PERC | High Demand Growth+High Gas Supply+Methanex Stays+Increased Demand Response+Low Wind & Solar | -14.5725 | -5.2022 | 24.2022
2035 | SIWEM_PERC | High Demand Growth+High Gas Supply+Methanex Stays+Increased Demand Response+Low Wind & Solar | -15.8119 | -6.612 | 18.8309
2026 | NZWEM_PERC | High Demand Growth+High Gas Supply+Methanex Stays+Increased Demand Response+Constrained Operational Capacity | 15.3007 | 15.356 | 15.356
2027 | NZWEM_PERC | High Demand Growth+High Gas Supply+Methanex Stays+Increased Demand Response+Constrained Operational Capacity | 10.1252 | 11.8548 | 12.1539
2028 | NZWEM_PERC | High Demand Growth+High Gas Supply+Methanex Stays+Increased Demand Response+Constrained Operational Capacity | 5.9532 | 13.269 | 17.3265
2029 | NZWEM_PERC | High Demand Growth+High Gas Supply+Methanex Stays+Increased Demand Response+Constrained Operational Capacity | 0.13716 | 10.09 | 17.9647
2030 | NZWEM_PERC | High Demand Growth+High Gas Supply+Methanex Stays+Increased Demand Response+Constrained Operational Capacity | -5.0074 | 6.2616 | 18.622
2031 | NZWEM_PERC | High Demand Growth+High Gas Supply+Methanex Stays+Increased Demand Response+Constrained Operational Capacity | -8.9595 | 1.9155 | 18.7793
2032 | NZWEM_PERC | High Demand Growth+High Gas Supply+Methanex Stays+Increased Demand Response+Constrained Operational Capacity | -11.1976 | -0.30806 | 16.9219
2033 | NZWEM_PERC | High Demand Growth+High Gas Supply+Methanex Stays+Increased Demand Response+Constrained Operational Capacity | -13.1524 | -2.5402 | 15.695
2034 | NZWEM_PERC | High Demand Growth+High Gas Supply+Methanex Stays+Increased Demand Response+Constrained Operational Capacity | -15.047 | -4.395 | 13.3112
2035 | NZWEM_PERC | High Demand Growth+High Gas Supply+Methanex Stays+Increased Demand Response+Constrained Operational Capacity | -16.5731 | -6.096 | 11.1926
2026 | NIWCM | High Demand Growth+High Gas Supply+Methanex Stays+Increased Demand Response+Constrained Operational Capacity | 439.5221 | 439.5221 | 439.5221
2027 | NIWCM | High Demand Growth+High Gas Supply+Methanex Stays+Increased Demand Response+Constrained Operational Capacity | 551.3465 | 555.2176 | 555.2176
2028 | NIWCM | High Demand Growth+High Gas Supply+Methanex Stays+Increased Demand Response+Constrained Operational Capacity | 399.4221 | 894.0563 | 902.3906
2029 | NIWCM | High Demand Growth+High Gas Supply+Methanex Stays+Increased Demand Response+Constrained Operational Capacity | 75.5346 | 725.1855 | 882.5706
2030 | NIWCM | High Demand Growth+High Gas Supply+Methanex Stays+Increased Demand Response+Constrained Operational Capacity | -373.4607 | 368.0087 | 581.345
2031 | NIWCM | High Demand Growth+High Gas Supply+Methanex Stays+Increased Demand Response+Constrained Operational Capacity | -633.7907 | 118.4285 | 392.1371
2032 | NIWCM | High Demand Growth+High Gas Supply+Methanex Stays+Increased Demand Response+Constrained Operational Capacity | -848.3384 | -93.6986 | 203.3809
2033 | NIWCM | High Demand Growth+High Gas Supply+Methanex Stays+Increased Demand Response+Constrained Operational Capacity | -1048.9768 | -290.462 | 15.2372
2034 | NIWCM | High Demand Growth+High Gas Supply+Methanex Stays+Increased Demand Response+Constrained Operational Capacity | -1271.3344 | -475.5906 | -91.021
2035 | NIWCM | High Demand Growth+High Gas Supply+Methanex Stays+Increased Demand Response+Constrained Operational Capacity | -1382.3925 | -632.0267 | -244.7684
2026 | SIWEM_PERC | High Demand Growth+High Gas Supply+Methanex Stays+Increased Demand Response+Constrained Operational Capacity | 41.0852 | 41.241 | 41.241
2027 | SIWEM_PERC | High Demand Growth+High Gas Supply+Methanex Stays+Increased Demand Response+Constrained Operational Capacity | 26.3192 | 31.136 | 31.9688
2028 | SIWEM_PERC | High Demand Growth+High Gas Supply+Methanex Stays+Increased Demand Response+Constrained Operational Capacity | 14.593 | 34.7323 | 45.9023
2029 | SIWEM_PERC | High Demand Growth+High Gas Supply+Methanex Stays+Increased Demand Response+Constrained Operational Capacity | 4.2023 | 25.76 | 47.2066
2030 | SIWEM_PERC | High Demand Growth+High Gas Supply+Methanex Stays+Increased Demand Response+Constrained Operational Capacity | -3.4825 | 15.1685 | 43.9706
2031 | SIWEM_PERC | High Demand Growth+High Gas Supply+Methanex Stays+Increased Demand Response+Constrained Operational Capacity | -8.7515 | 3.5538 | 39.961
2032 | SIWEM_PERC | High Demand Growth+High Gas Supply+Methanex Stays+Increased Demand Response+Constrained Operational Capacity | -10.5156 | 0.3411 | 37.1204
2033 | SIWEM_PERC | High Demand Growth+High Gas Supply+Methanex Stays+Increased Demand Response+Constrained Operational Capacity | -12.1285 | -1.4995 | 34.5085
2034 | SIWEM_PERC | High Demand Growth+High Gas Supply+Methanex Stays+Increased Demand Response+Constrained Operational Capacity | -13.8721 | -3.4891 | 31.6853
2035 | SIWEM_PERC | High Demand Growth+High Gas Supply+Methanex Stays+Increased Demand Response+Constrained Operational Capacity | -15.1242 | -4.93 | 28.5191
2026 | NZWEM_PERC | High Demand Growth+High Gas Supply+Methanex Stays+Increased Demand Response+Constrained Operational Capacity+Low Wind & Solar | 14.1378 | 14.1878 | 14.1878
2027 | NZWEM_PERC | High Demand Growth+High Gas Supply+Methanex Stays+Increased Demand Response+Constrained Operational Capacity+Low Wind & Solar | 8.8567 | 10.4177 | 10.6875
2028 | NZWEM_PERC | High Demand Growth+High Gas Supply+Methanex Stays+Increased Demand Response+Constrained Operational Capacity+Low Wind & Solar | 4.6479 | 11.2501 | 14.9119
2029 | NZWEM_PERC | High Demand Growth+High Gas Supply+Methanex Stays+Increased Demand Response+Constrained Operational Capacity+Low Wind & Solar | -1.133 | 7.8491 | 14.9557
2030 | NZWEM_PERC | High Demand Growth+High Gas Supply+Methanex Stays+Increased Demand Response+Constrained Operational Capacity+Low Wind & Solar | -6.1996 | 4.0133 | 15.2002
2031 | NZWEM_PERC | High Demand Growth+High Gas Supply+Methanex Stays+Increased Demand Response+Constrained Operational Capacity+Low Wind & Solar | -10.102 | -0.23914 | 15.0106
2032 | NZWEM_PERC | High Demand Growth+High Gas Supply+Methanex Stays+Increased Demand Response+Constrained Operational Capacity+Low Wind & Solar | -12.3079 | -2.4332 | 13.176
2033 | NZWEM_PERC | High Demand Growth+High Gas Supply+Methanex Stays+Increased Demand Response+Constrained Operational Capacity+Low Wind & Solar | -14.2344 | -4.6113 | 11.9036
2034 | NZWEM_PERC | High Demand Growth+High Gas Supply+Methanex Stays+Increased Demand Response+Constrained Operational Capacity+Low Wind & Solar | -16.0976 | -6.406 | 9.6298
2035 | NZWEM_PERC | High Demand Growth+High Gas Supply+Methanex Stays+Increased Demand Response+Constrained Operational Capacity+Low Wind & Solar | -17.5989 | -8.0595 | 7.5981
2026 | NIWCM | High Demand Growth+High Gas Supply+Methanex Stays+Increased Demand Response+Constrained Operational Capacity+Low Wind & Solar | 439.5221 | 439.5221 | 439.5221
2027 | NIWCM | High Demand Growth+High Gas Supply+Methanex Stays+Increased Demand Response+Constrained Operational Capacity+Low Wind & Solar | 551.3465 | 555.2176 | 555.2176
2028 | NIWCM | High Demand Growth+High Gas Supply+Methanex Stays+Increased Demand Response+Constrained Operational Capacity+Low Wind & Solar | 399.4221 | 894.0563 | 902.3906
2029 | NIWCM | High Demand Growth+High Gas Supply+Methanex Stays+Increased Demand Response+Constrained Operational Capacity+Low Wind & Solar | 75.5346 | 725.1855 | 882.5706
2030 | NIWCM | High Demand Growth+High Gas Supply+Methanex Stays+Increased Demand Response+Constrained Operational Capacity+Low Wind & Solar | -373.4607 | 368.0087 | 581.345
2031 | NIWCM | High Demand Growth+High Gas Supply+Methanex Stays+Increased Demand Response+Constrained Operational Capacity+Low Wind & Solar | -633.7907 | 118.4285 | 392.1371
2032 | NIWCM | High Demand Growth+High Gas Supply+Methanex Stays+Increased Demand Response+Constrained Operational Capacity+Low Wind & Solar | -848.3384 | -93.6986 | 203.3809
2033 | NIWCM | High Demand Growth+High Gas Supply+Methanex Stays+Increased Demand Response+Constrained Operational Capacity+Low Wind & Solar | -1048.9768 | -290.462 | 15.2372
2034 | NIWCM | High Demand Growth+High Gas Supply+Methanex Stays+Increased Demand Response+Constrained Operational Capacity+Low Wind & Solar | -1271.3344 | -475.5906 | -91.021
2035 | NIWCM | High Demand Growth+High Gas Supply+Methanex Stays+Increased Demand Response+Constrained Operational Capacity+Low Wind & Solar | -1382.3925 | -632.0267 | -244.7684
2026 | SIWEM_PERC | High Demand Growth+High Gas Supply+Methanex Stays+Increased Demand Response+Constrained Operational Capacity+Low Wind & Solar | 37.8147 | 37.9553 | 37.9553
2027 | SIWEM_PERC | High Demand Growth+High Gas Supply+Methanex Stays+Increased Demand Response+Constrained Operational Capacity+Low Wind & Solar | 22.7868 | 27.1338 | 27.8853
2028 | SIWEM_PERC | High Demand Growth+High Gas Supply+Methanex Stays+Increased Demand Response+Constrained Operational Capacity+Low Wind & Solar | 10.9996 | 29.1747 | 39.2552
2029 | SIWEM_PERC | High Demand Growth+High Gas Supply+Methanex Stays+Increased Demand Response+Constrained Operational Capacity+Low Wind & Solar | 3.3418 | 19.6568 | 39.0117
2030 | SIWEM_PERC | High Demand Growth+High Gas Supply+Methanex Stays+Increased Demand Response+Constrained Operational Capacity+Low Wind & Solar | -4.2769 | 9.1454 | 39.1139
2031 | SIWEM_PERC | High Demand Growth+High Gas Supply+Methanex Stays+Increased Demand Response+Constrained Operational Capacity+Low Wind & Solar | -9.5005 | 0.51875 | 36.1683
2032 | SIWEM_PERC | High Demand Growth+High Gas Supply+Methanex Stays+Increased Demand Response+Constrained Operational Capacity+Low Wind & Solar | -11.248 | -1.4502 | 33.4067
2033 | SIWEM_PERC | High Demand Growth+High Gas Supply+Methanex Stays+Increased Demand Response+Constrained Operational Capacity+Low Wind & Solar | -12.8456 | -3.2532 | 30.1468
2034 | SIWEM_PERC | High Demand Growth+High Gas Supply+Methanex Stays+Increased Demand Response+Constrained Operational Capacity+Low Wind & Solar | -14.5725 | -5.2022 | 24.2022
2035 | SIWEM_PERC | High Demand Growth+High Gas Supply+Methanex Stays+Increased Demand Response+Constrained Operational Capacity+Low Wind & Solar | -15.8119 | -6.612 | 18.8309
2026 | NZWEM_PERC | High Demand Growth+High Gas Supply+Methanex Stays+Increased Demand Response+Upgraded HVDC | 15.3007 | 15.356 | 15.356
2027 | NZWEM_PERC | High Demand Growth+High Gas Supply+Methanex Stays+Increased Demand Response+Upgraded HVDC | 10.1252 | 11.8548 | 12.1539
2028 | NZWEM_PERC | High Demand Growth+High Gas Supply+Methanex Stays+Increased Demand Response+Upgraded HVDC | 5.9532 | 13.269 | 17.3265
2029 | NZWEM_PERC | High Demand Growth+High Gas Supply+Methanex Stays+Increased Demand Response+Upgraded HVDC | 0.13716 | 10.09 | 17.9647
2030 | NZWEM_PERC | High Demand Growth+High Gas Supply+Methanex Stays+Increased Demand Response+Upgraded HVDC | -5.0074 | 6.2616 | 18.622
2031 | NZWEM_PERC | High Demand Growth+High Gas Supply+Methanex Stays+Increased Demand Response+Upgraded HVDC | -8.9595 | 1.9155 | 18.7793
2032 | NZWEM_PERC | High Demand Growth+High Gas Supply+Methanex Stays+Increased Demand Response+Upgraded HVDC | -11.1976 | -0.30806 | 16.9219
2033 | NZWEM_PERC | High Demand Growth+High Gas Supply+Methanex Stays+Increased Demand Response+Upgraded HVDC | -13.1524 | -2.5402 | 15.695
2034 | NZWEM_PERC | High Demand Growth+High Gas Supply+Methanex Stays+Increased Demand Response+Upgraded HVDC | -15.047 | -4.395 | 13.3112
2035 | NZWEM_PERC | High Demand Growth+High Gas Supply+Methanex Stays+Increased Demand Response+Upgraded HVDC | -16.5731 | -6.096 | 11.1926
2026 | NIWCM | High Demand Growth+High Gas Supply+Methanex Stays+Increased Demand Response+Upgraded HVDC | 1020.1216 | 1020.9214 | 1020.9214
2027 | NIWCM | High Demand Growth+High Gas Supply+Methanex Stays+Increased Demand Response+Upgraded HVDC | 1173.2326 | 1204.8335 | 1209.37
2028 | NIWCM | High Demand Growth+High Gas Supply+Methanex Stays+Increased Demand Response+Upgraded HVDC | 1056.3289 | 1704.7514 | 1774.7903
2029 | NIWCM | High Demand Growth+High Gas Supply+Methanex Stays+Increased Demand Response+Upgraded HVDC | 748.8543 | 1643.9768 | 1973.0064
2030 | NIWCM | High Demand Growth+High Gas Supply+Methanex Stays+Increased Demand Response+Upgraded HVDC | 305.4046 | 1332.1085 | 1892.2351
2031 | NIWCM | High Demand Growth+High Gas Supply+Methanex Stays+Increased Demand Response+Upgraded HVDC | 46.8149 | 1093.2736 | 1908.8641
2032 | NIWCM | High Demand Growth+High Gas Supply+Methanex Stays+Increased Demand Response+Upgraded HVDC | -168.0765 | 899.5865 | 1755.212
2033 | NIWCM | High Demand Growth+High Gas Supply+Methanex Stays+Increased Demand Response+Upgraded HVDC | -364.9056 | 703.1647 | 1632.2913
2034 | NIWCM | High Demand Growth+High Gas Supply+Methanex Stays+Increased Demand Response+Upgraded HVDC | -593.2946 | 520.7164 | 1532.6392
2035 | NIWCM | High Demand Growth+High Gas Supply+Methanex Stays+Increased Demand Response+Upgraded HVDC | -760.1654 | 367.3579 | 1382.7488
2026 | SIWEM_PERC | High Demand Growth+High Gas Supply+Methanex Stays+Increased Demand Response+Upgraded HVDC | 41.0852 | 41.241 | 41.241
2027 | SIWEM_PERC | High Demand Growth+High Gas Supply+Methanex Stays+Increased Demand Response+Upgraded HVDC | 26.3192 | 31.136 | 31.9688
2028 | SIWEM_PERC | High Demand Growth+High Gas Supply+Methanex Stays+Increased Demand Response+Upgraded HVDC | 14.593 | 34.7323 | 45.9023
2029 | SIWEM_PERC | High Demand Growth+High Gas Supply+Methanex Stays+Increased Demand Response+Upgraded HVDC | 4.2023 | 25.76 | 47.2066
2030 | SIWEM_PERC | High Demand Growth+High Gas Supply+Methanex Stays+Increased Demand Response+Upgraded HVDC | -3.4825 | 15.1685 | 47.8955
2031 | SIWEM_PERC | High Demand Growth+High Gas Supply+Methanex Stays+Increased Demand Response+Upgraded HVDC | -8.7515 | 3.5538 | 47.2786
2032 | SIWEM_PERC | High Demand Growth+High Gas Supply+Methanex Stays+Increased Demand Response+Upgraded HVDC | -10.5156 | 0.3411 | 42.7853
2033 | SIWEM_PERC | High Demand Growth+High Gas Supply+Methanex Stays+Increased Demand Response+Upgraded HVDC | -12.1285 | -1.4995 | 39.7353
2034 | SIWEM_PERC | High Demand Growth+High Gas Supply+Methanex Stays+Increased Demand Response+Upgraded HVDC | -13.8721 | -3.4891 | 33.8567
2035 | SIWEM_PERC | High Demand Growth+High Gas Supply+Methanex Stays+Increased Demand Response+Upgraded HVDC | -15.1242 | -4.93 | 28.5191
2026 | NZWEM_PERC | High Demand Growth+High Gas Supply+Methanex Stays+Increased Demand Response+Upgraded HVDC+Low Wind & Solar | 14.1378 | 14.1878 | 14.1878
2027 | NZWEM_PERC | High Demand Growth+High Gas Supply+Methanex Stays+Increased Demand Response+Upgraded HVDC+Low Wind & Solar | 8.8567 | 10.4177 | 10.6875
2028 | NZWEM_PERC | High Demand Growth+High Gas Supply+Methanex Stays+Increased Demand Response+Upgraded HVDC+Low Wind & Solar | 4.6479 | 11.2501 | 14.9119
2029 | NZWEM_PERC | High Demand Growth+High Gas Supply+Methanex Stays+Increased Demand Response+Upgraded HVDC+Low Wind & Solar | -1.133 | 7.8491 | 14.9557
2030 | NZWEM_PERC | High Demand Growth+High Gas Supply+Methanex Stays+Increased Demand Response+Upgraded HVDC+Low Wind & Solar | -6.1996 | 4.0133 | 15.2002
2031 | NZWEM_PERC | High Demand Growth+High Gas Supply+Methanex Stays+Increased Demand Response+Upgraded HVDC+Low Wind & Solar | -10.102 | -0.23914 | 15.0106
2032 | NZWEM_PERC | High Demand Growth+High Gas Supply+Methanex Stays+Increased Demand Response+Upgraded HVDC+Low Wind & Solar | -12.3079 | -2.4332 | 13.176
2033 | NZWEM_PERC | High Demand Growth+High Gas Supply+Methanex Stays+Increased Demand Response+Upgraded HVDC+Low Wind & Solar | -14.2344 | -4.6113 | 11.9036
2034 | NZWEM_PERC | High Demand Growth+High Gas Supply+Methanex Stays+Increased Demand Response+Upgraded HVDC+Low Wind & Solar | -16.0976 | -6.406 | 9.6298
2035 | NZWEM_PERC | High Demand Growth+High Gas Supply+Methanex Stays+Increased Demand Response+Upgraded HVDC+Low Wind & Solar | -17.5989 | -8.0595 | 7.5981
2026 | NIWCM | High Demand Growth+High Gas Supply+Methanex Stays+Increased Demand Response+Upgraded HVDC+Low Wind & Solar | 1020.1216 | 1020.9214 | 1020.9214
2027 | NIWCM | High Demand Growth+High Gas Supply+Methanex Stays+Increased Demand Response+Upgraded HVDC+Low Wind & Solar | 1173.2326 | 1204.8335 | 1209.37
2028 | NIWCM | High Demand Growth+High Gas Supply+Methanex Stays+Increased Demand Response+Upgraded HVDC+Low Wind & Solar | 1056.3289 | 1704.7514 | 1774.7903
2029 | NIWCM | High Demand Growth+High Gas Supply+Methanex Stays+Increased Demand Response+Upgraded HVDC+Low Wind & Solar | 748.8543 | 1643.9768 | 1973.0064
2030 | NIWCM | High Demand Growth+High Gas Supply+Methanex Stays+Increased Demand Response+Upgraded HVDC+Low Wind & Solar | 305.4046 | 1332.1085 | 1892.2351
2031 | NIWCM | High Demand Growth+High Gas Supply+Methanex Stays+Increased Demand Response+Upgraded HVDC+Low Wind & Solar | 46.8149 | 1093.2736 | 1908.8641
2032 | NIWCM | High Demand Growth+High Gas Supply+Methanex Stays+Increased Demand Response+Upgraded HVDC+Low Wind & Solar | -168.0765 | 899.5865 | 1755.212
2033 | NIWCM | High Demand Growth+High Gas Supply+Methanex Stays+Increased Demand Response+Upgraded HVDC+Low Wind & Solar | -364.9056 | 703.1647 | 1632.2913
2034 | NIWCM | High Demand Growth+High Gas Supply+Methanex Stays+Increased Demand Response+Upgraded HVDC+Low Wind & Solar | -593.2946 | 520.7164 | 1532.6392
2035 | NIWCM | High Demand Growth+High Gas Supply+Methanex Stays+Increased Demand Response+Upgraded HVDC+Low Wind & Solar | -760.1654 | 367.3579 | 1382.7488
2026 | SIWEM_PERC | High Demand Growth+High Gas Supply+Methanex Stays+Increased Demand Response+Upgraded HVDC+Low Wind & Solar | 37.8147 | 37.9553 | 37.9553
2027 | SIWEM_PERC | High Demand Growth+High Gas Supply+Methanex Stays+Increased Demand Response+Upgraded HVDC+Low Wind & Solar | 22.7868 | 27.1338 | 27.8853
2028 | SIWEM_PERC | High Demand Growth+High Gas Supply+Methanex Stays+Increased Demand Response+Upgraded HVDC+Low Wind & Solar | 10.9996 | 29.1747 | 39.2552
2029 | SIWEM_PERC | High Demand Growth+High Gas Supply+Methanex Stays+Increased Demand Response+Upgraded HVDC+Low Wind & Solar | 3.3418 | 19.6568 | 39.0117
2030 | SIWEM_PERC | High Demand Growth+High Gas Supply+Methanex Stays+Increased Demand Response+Upgraded HVDC+Low Wind & Solar | -4.2769 | 9.1454 | 39.1139
2031 | SIWEM_PERC | High Demand Growth+High Gas Supply+Methanex Stays+Increased Demand Response+Upgraded HVDC+Low Wind & Solar | -9.5005 | 0.51875 | 37.8952
2032 | SIWEM_PERC | High Demand Growth+High Gas Supply+Methanex Stays+Increased Demand Response+Upgraded HVDC+Low Wind & Solar | -11.248 | -1.4502 | 33.4067
2033 | SIWEM_PERC | High Demand Growth+High Gas Supply+Methanex Stays+Increased Demand Response+Upgraded HVDC+Low Wind & Solar | -12.8456 | -3.2532 | 30.1468
2034 | SIWEM_PERC | High Demand Growth+High Gas Supply+Methanex Stays+Increased Demand Response+Upgraded HVDC+Low Wind & Solar | -14.5725 | -5.2022 | 24.2022
2035 | SIWEM_PERC | High Demand Growth+High Gas Supply+Methanex Stays+Increased Demand Response+Upgraded HVDC+Low Wind & Solar | -15.8119 | -6.612 | 18.8309
2026 | NZWEM_PERC | High Demand Growth+High Gas Supply+Methanex Stays+Increased Demand Response+Upgraded HVDC+Constrained Operational Capacity | 15.3007 | 15.356 | 15.356
2027 | NZWEM_PERC | High Demand Growth+High Gas Supply+Methanex Stays+Increased Demand Response+Upgraded HVDC+Constrained Operational Capacity | 10.1252 | 11.8548 | 12.1539
2028 | NZWEM_PERC | High Demand Growth+High Gas Supply+Methanex Stays+Increased Demand Response+Upgraded HVDC+Constrained Operational Capacity | 5.9532 | 13.269 | 17.3265
2029 | NZWEM_PERC | High Demand Growth+High Gas Supply+Methanex Stays+Increased Demand Response+Upgraded HVDC+Constrained Operational Capacity | 0.13716 | 10.09 | 17.9647
2030 | NZWEM_PERC | High Demand Growth+High Gas Supply+Methanex Stays+Increased Demand Response+Upgraded HVDC+Constrained Operational Capacity | -5.0074 | 6.2616 | 18.622
2031 | NZWEM_PERC | High Demand Growth+High Gas Supply+Methanex Stays+Increased Demand Response+Upgraded HVDC+Constrained Operational Capacity | -8.9595 | 1.9155 | 18.7793
2032 | NZWEM_PERC | High Demand Growth+High Gas Supply+Methanex Stays+Increased Demand Response+Upgraded HVDC+Constrained Operational Capacity | -11.1976 | -0.30806 | 16.9219
2033 | NZWEM_PERC | High Demand Growth+High Gas Supply+Methanex Stays+Increased Demand Response+Upgraded HVDC+Constrained Operational Capacity | -13.1524 | -2.5402 | 15.695
2034 | NZWEM_PERC | High Demand Growth+High Gas Supply+Methanex Stays+Increased Demand Response+Upgraded HVDC+Constrained Operational Capacity | -15.047 | -4.395 | 13.3112
2035 | NZWEM_PERC | High Demand Growth+High Gas Supply+Methanex Stays+Increased Demand Response+Upgraded HVDC+Constrained Operational Capacity | -16.5731 | -6.096 | 11.1926
2026 | NIWCM | High Demand Growth+High Gas Supply+Methanex Stays+Increased Demand Response+Upgraded HVDC+Constrained Operational Capacity | 439.5221 | 439.5221 | 439.5221
2027 | NIWCM | High Demand Growth+High Gas Supply+Methanex Stays+Increased Demand Response+Upgraded HVDC+Constrained Operational Capacity | 551.3465 | 555.2176 | 555.2176
2028 | NIWCM | High Demand Growth+High Gas Supply+Methanex Stays+Increased Demand Response+Upgraded HVDC+Constrained Operational Capacity | 399.4221 | 894.0563 | 902.3906
2029 | NIWCM | High Demand Growth+High Gas Supply+Methanex Stays+Increased Demand Response+Upgraded HVDC+Constrained Operational Capacity | 75.5346 | 725.1855 | 882.5706
2030 | NIWCM | High Demand Growth+High Gas Supply+Methanex Stays+Increased Demand Response+Upgraded HVDC+Constrained Operational Capacity | -373.4607 | 368.0087 | 581.345
2031 | NIWCM | High Demand Growth+High Gas Supply+Methanex Stays+Increased Demand Response+Upgraded HVDC+Constrained Operational Capacity | -633.7907 | 118.4285 | 392.1371
2032 | NIWCM | High Demand Growth+High Gas Supply+Methanex Stays+Increased Demand Response+Upgraded HVDC+Constrained Operational Capacity | -848.3384 | -93.6986 | 203.3809
2033 | NIWCM | High Demand Growth+High Gas Supply+Methanex Stays+Increased Demand Response+Upgraded HVDC+Constrained Operational Capacity | -1048.9768 | -290.462 | 15.2372
2034 | NIWCM | High Demand Growth+High Gas Supply+Methanex Stays+Increased Demand Response+Upgraded HVDC+Constrained Operational Capacity | -1271.3344 | -475.5906 | -91.021
2035 | NIWCM | High Demand Growth+High Gas Supply+Methanex Stays+Increased Demand Response+Upgraded HVDC+Constrained Operational Capacity | -1382.3925 | -632.0267 | -244.7684
2026 | SIWEM_PERC | High Demand Growth+High Gas Supply+Methanex Stays+Increased Demand Response+Upgraded HVDC+Constrained Operational Capacity | 41.0852 | 41.241 | 41.241
2027 | SIWEM_PERC | High Demand Growth+High Gas Supply+Methanex Stays+Increased Demand Response+Upgraded HVDC+Constrained Operational Capacity | 26.3192 | 31.136 | 31.9688
2028 | SIWEM_PERC | High Demand Growth+High Gas Supply+Methanex Stays+Increased Demand Response+Upgraded HVDC+Constrained Operational Capacity | 14.593 | 34.7323 | 45.9023
2029 | SIWEM_PERC | High Demand Growth+High Gas Supply+Methanex Stays+Increased Demand Response+Upgraded HVDC+Constrained Operational Capacity | 4.2023 | 25.76 | 47.2066
2030 | SIWEM_PERC | High Demand Growth+High Gas Supply+Methanex Stays+Increased Demand Response+Upgraded HVDC+Constrained Operational Capacity | -3.4825 | 15.1685 | 47.8955
2031 | SIWEM_PERC | High Demand Growth+High Gas Supply+Methanex Stays+Increased Demand Response+Upgraded HVDC+Constrained Operational Capacity | -8.7515 | 3.5538 | 47.2786
2032 | SIWEM_PERC | High Demand Growth+High Gas Supply+Methanex Stays+Increased Demand Response+Upgraded HVDC+Constrained Operational Capacity | -10.5156 | 0.3411 | 42.7853
2033 | SIWEM_PERC | High Demand Growth+High Gas Supply+Methanex Stays+Increased Demand Response+Upgraded HVDC+Constrained Operational Capacity | -12.1285 | -1.4995 | 39.7353
2034 | SIWEM_PERC | High Demand Growth+High Gas Supply+Methanex Stays+Increased Demand Response+Upgraded HVDC+Constrained Operational Capacity | -13.8721 | -3.4891 | 33.8567
2035 | SIWEM_PERC | High Demand Growth+High Gas Supply+Methanex Stays+Increased Demand Response+Upgraded HVDC+Constrained Operational Capacity | -15.1242 | -4.93 | 28.5191
2026 | NZWEM_PERC | High Demand Growth+High Gas Supply+Methanex Stays+Increased Demand Response+Upgraded HVDC+Constrained Operational Capacity+Low Wind & Solar | 14.1378 | 14.1878 | 14.1878
2027 | NZWEM_PERC | High Demand Growth+High Gas Supply+Methanex Stays+Increased Demand Response+Upgraded HVDC+Constrained Operational Capacity+Low Wind & Solar | 8.8567 | 10.4177 | 10.6875
2028 | NZWEM_PERC | High Demand Growth+High Gas Supply+Methanex Stays+Increased Demand Response+Upgraded HVDC+Constrained Operational Capacity+Low Wind & Solar | 4.6479 | 11.2501 | 14.9119
2029 | NZWEM_PERC | High Demand Growth+High Gas Supply+Methanex Stays+Increased Demand Response+Upgraded HVDC+Constrained Operational Capacity+Low Wind & Solar | -1.133 | 7.8491 | 14.9557
2030 | NZWEM_PERC | High Demand Growth+High Gas Supply+Methanex Stays+Increased Demand Response+Upgraded HVDC+Constrained Operational Capacity+Low Wind & Solar | -6.1996 | 4.0133 | 15.2002
2031 | NZWEM_PERC | High Demand Growth+High Gas Supply+Methanex Stays+Increased Demand Response+Upgraded HVDC+Constrained Operational Capacity+Low Wind & Solar | -10.102 | -0.23914 | 15.0106
2032 | NZWEM_PERC | High Demand Growth+High Gas Supply+Methanex Stays+Increased Demand Response+Upgraded HVDC+Constrained Operational Capacity+Low Wind & Solar | -12.3079 | -2.4332 | 13.176
2033 | NZWEM_PERC | High Demand Growth+High Gas Supply+Methanex Stays+Increased Demand Response+Upgraded HVDC+Constrained Operational Capacity+Low Wind & Solar | -14.2344 | -4.6113 | 11.9036
2034 | NZWEM_PERC | High Demand Growth+High Gas Supply+Methanex Stays+Increased Demand Response+Upgraded HVDC+Constrained Operational Capacity+Low Wind & Solar | -16.0976 | -6.406 | 9.6298
2035 | NZWEM_PERC | High Demand Growth+High Gas Supply+Methanex Stays+Increased Demand Response+Upgraded HVDC+Constrained Operational Capacity+Low Wind & Solar | -17.5989 | -8.0595 | 7.5981
2026 | NIWCM | High Demand Growth+High Gas Supply+Methanex Stays+Increased Demand Response+Upgraded HVDC+Constrained Operational Capacity+Low Wind & Solar | 439.5221 | 439.5221 | 439.5221
2027 | NIWCM | High Demand Growth+High Gas Supply+Methanex Stays+Increased Demand Response+Upgraded HVDC+Constrained Operational Capacity+Low Wind & Solar | 551.3465 | 555.2176 | 555.2176
2028 | NIWCM | High Demand Growth+High Gas Supply+Methanex Stays+Increased Demand Response+Upgraded HVDC+Constrained Operational Capacity+Low Wind & Solar | 399.4221 | 894.0563 | 902.3906
2029 | NIWCM | High Demand Growth+High Gas Supply+Methanex Stays+Increased Demand Response+Upgraded HVDC+Constrained Operational Capacity+Low Wind & Solar | 75.5346 | 725.1855 | 882.5706
2030 | NIWCM | High Demand Growth+High Gas Supply+Methanex Stays+Increased Demand Response+Upgraded HVDC+Constrained Operational Capacity+Low Wind & Solar | -373.4607 | 368.0087 | 581.345
2031 | NIWCM | High Demand Growth+High Gas Supply+Methanex Stays+Increased Demand Response+Upgraded HVDC+Constrained Operational Capacity+Low Wind & Solar | -633.7907 | 118.4285 | 392.1371
2032 | NIWCM | High Demand Growth+High Gas Supply+Methanex Stays+Increased Demand Response+Upgraded HVDC+Constrained Operational Capacity+Low Wind & Solar | -848.3384 | -93.6986 | 203.3809
2033 | NIWCM | High Demand Growth+High Gas Supply+Methanex Stays+Increased Demand Response+Upgraded HVDC+Constrained Operational Capacity+Low Wind & Solar | -1048.9768 | -290.462 | 15.2372
2034 | NIWCM | High Demand Growth+High Gas Supply+Methanex Stays+Increased Demand Response+Upgraded HVDC+Constrained Operational Capacity+Low Wind & Solar | -1271.3344 | -475.5906 | -91.021
2035 | NIWCM | High Demand Growth+High Gas Supply+Methanex Stays+Increased Demand Response+Upgraded HVDC+Constrained Operational Capacity+Low Wind & Solar | -1382.3925 | -632.0267 | -244.7684
2026 | SIWEM_PERC | High Demand Growth+High Gas Supply+Methanex Stays+Increased Demand Response+Upgraded HVDC+Constrained Operational Capacity+Low Wind & Solar | 37.8147 | 37.9553 | 37.9553
2027 | SIWEM_PERC | High Demand Growth+High Gas Supply+Methanex Stays+Increased Demand Response+Upgraded HVDC+Constrained Operational Capacity+Low Wind & Solar | 22.7868 | 27.1338 | 27.8853
2028 | SIWEM_PERC | High Demand Growth+High Gas Supply+Methanex Stays+Increased Demand Response+Upgraded HVDC+Constrained Operational Capacity+Low Wind & Solar | 10.9996 | 29.1747 | 39.2552
2029 | SIWEM_PERC | High Demand Growth+High Gas Supply+Methanex Stays+Increased Demand Response+Upgraded HVDC+Constrained Operational Capacity+Low Wind & Solar | 3.3418 | 19.6568 | 39.0117
2030 | SIWEM_PERC | High Demand Growth+High Gas Supply+Methanex Stays+Increased Demand Response+Upgraded HVDC+Constrained Operational Capacity+Low Wind & Solar | -4.2769 | 9.1454 | 39.1139
2031 | SIWEM_PERC | High Demand Growth+High Gas Supply+Methanex Stays+Increased Demand Response+Upgraded HVDC+Constrained Operational Capacity+Low Wind & Solar | -9.5005 | 0.51875 | 37.8952
2032 | SIWEM_PERC | High Demand Growth+High Gas Supply+Methanex Stays+Increased Demand Response+Upgraded HVDC+Constrained Operational Capacity+Low Wind & Solar | -11.248 | -1.4502 | 33.4067
2033 | SIWEM_PERC | High Demand Growth+High Gas Supply+Methanex Stays+Increased Demand Response+Upgraded HVDC+Constrained Operational Capacity+Low Wind & Solar | -12.8456 | -3.2532 | 30.1468
2034 | SIWEM_PERC | High Demand Growth+High Gas Supply+Methanex Stays+Increased Demand Response+Upgraded HVDC+Constrained Operational Capacity+Low Wind & Solar | -14.5725 | -5.2022 | 24.2022
2035 | SIWEM_PERC | High Demand Growth+High Gas Supply+Methanex Stays+Increased Demand Response+Upgraded HVDC+Constrained Operational Capacity+Low Wind & Solar | -15.8119 | -6.612 | 18.8309
2026 | NZWEM_PERC | High Demand Growth+High Gas Supply+Methanex Stays+Increased Demand Response+Delayed Build | 10.8071 | 10.8071 | 10.8071
2027 | NZWEM_PERC | High Demand Growth+High Gas Supply+Methanex Stays+Increased Demand Response+Delayed Build | 3.1863 | 3.3194 | 3.4773
2028 | NZWEM_PERC | High Demand Growth+High Gas Supply+Methanex Stays+Increased Demand Response+Delayed Build | 2.18 | 3.4819 | 3.7653
2029 | NZWEM_PERC | High Demand Growth+High Gas Supply+Methanex Stays+Increased Demand Response+Delayed Build | -0.86321 | 1.6169 | 2.3872
2030 | NZWEM_PERC | High Demand Growth+High Gas Supply+Methanex Stays+Increased Demand Response+Delayed Build | -5.0074 | 2.5613 | 8.959
2031 | NZWEM_PERC | High Demand Growth+High Gas Supply+Methanex Stays+Increased Demand Response+Delayed Build | -8.9595 | 0.84674 | 7.9298
2032 | NZWEM_PERC | High Demand Growth+High Gas Supply+Methanex Stays+Increased Demand Response+Delayed Build | -11.1976 | -1.1137 | 10.3969
2033 | NZWEM_PERC | High Demand Growth+High Gas Supply+Methanex Stays+Increased Demand Response+Delayed Build | -13.1524 | -3.2537 | 12.7162
2034 | NZWEM_PERC | High Demand Growth+High Gas Supply+Methanex Stays+Increased Demand Response+Delayed Build | -15.047 | -5.1309 | 11.173
2035 | NZWEM_PERC | High Demand Growth+High Gas Supply+Methanex Stays+Increased Demand Response+Delayed Build | -16.5731 | -6.5119 | 10.7768
2026 | NIWCM | High Demand Growth+High Gas Supply+Methanex Stays+Increased Demand Response+Delayed Build | 741.7097 | 741.7097 | 741.7097
2027 | NIWCM | High Demand Growth+High Gas Supply+Methanex Stays+Increased Demand Response+Delayed Build | 773.7008 | 775.7044 | 778.1769
2028 | NIWCM | High Demand Growth+High Gas Supply+Methanex Stays+Increased Demand Response+Delayed Build | 800.8704 | 821.4527 | 825.9892
2029 | NIWCM | High Demand Growth+High Gas Supply+Methanex Stays+Increased Demand Response+Delayed Build | 540.388 | 668.6941 | 682.2864
2030 | NIWCM | High Demand Growth+High Gas Supply+Methanex Stays+Increased Demand Response+Delayed Build | 249.6281 | 975.8805 | 1268.8801
2031 | NIWCM | High Demand Growth+High Gas Supply+Methanex Stays+Increased Demand Response+Delayed Build | -26.1236 | 912.4003 | 1273.9201
2032 | NIWCM | High Demand Growth+High Gas Supply+Methanex Stays+Increased Demand Response+Delayed Build | -241.015 | 773.2788 | 1362.2408
2033 | NIWCM | High Demand Growth+High Gas Supply+Methanex Stays+Increased Demand Response+Delayed Build | -364.9056 | 658.1255 | 1487.8496
2034 | NIWCM | High Demand Growth+High Gas Supply+Methanex Stays+Increased Demand Response+Delayed Build | -593.2946 | 450.6272 | 1318.121
2035 | NIWCM | High Demand Growth+High Gas Supply+Methanex Stays+Increased Demand Response+Delayed Build | -760.1654 | 315.0259 | 1253.1878
2026 | SIWEM_PERC | High Demand Growth+High Gas Supply+Methanex Stays+Increased Demand Response+Delayed Build | 28.4469 | 28.4469 | 28.4469
2027 | SIWEM_PERC | High Demand Growth+High Gas Supply+Methanex Stays+Increased Demand Response+Delayed Build | 13.1185 | 13.1862 | 13.1862
2028 | SIWEM_PERC | High Demand Growth+High Gas Supply+Methanex Stays+Increased Demand Response+Delayed Build | 9.1882 | 10.9655 | 10.9655
2029 | SIWEM_PERC | High Demand Growth+High Gas Supply+Methanex Stays+Increased Demand Response+Delayed Build | 2.6144 | 6.9288 | 6.9288
2030 | SIWEM_PERC | High Demand Growth+High Gas Supply+Methanex Stays+Increased Demand Response+Delayed Build | -3.4825 | 6.6977 | 22.3945
2031 | SIWEM_PERC | High Demand Growth+High Gas Supply+Methanex Stays+Increased Demand Response+Delayed Build | -8.7515 | 0.84595 | 19.4038
2032 | SIWEM_PERC | High Demand Growth+High Gas Supply+Methanex Stays+Increased Demand Response+Delayed Build | -10.5156 | 0.3411 | 26.0363
2033 | SIWEM_PERC | High Demand Growth+High Gas Supply+Methanex Stays+Increased Demand Response+Delayed Build | -12.1285 | -1.4995 | 32.3117
2034 | SIWEM_PERC | High Demand Growth+High Gas Supply+Methanex Stays+Increased Demand Response+Delayed Build | -13.8721 | -3.4891 | 28.3386
2035 | SIWEM_PERC | High Demand Growth+High Gas Supply+Methanex Stays+Increased Demand Response+Delayed Build | -15.1242 | -4.93 | 27.3983
2026 | NZWEM_PERC | High Demand Growth+High Gas Supply+Methanex Stays+Increased Demand Response+Delayed Build+Low Wind & Solar | 9.9225 | 9.9225 | 9.9225
2027 | NZWEM_PERC | High Demand Growth+High Gas Supply+Methanex Stays+Increased Demand Response+Delayed Build+Low Wind & Solar | 2.286 | 2.4061 | 2.5486
2028 | NZWEM_PERC | High Demand Growth+High Gas Supply+Methanex Stays+Increased Demand Response+Delayed Build+Low Wind & Solar | 1.0952 | 2.2701 | 2.5258
2029 | NZWEM_PERC | High Demand Growth+High Gas Supply+Methanex Stays+Increased Demand Response+Delayed Build+Low Wind & Solar | -2.0358 | 0.20235 | 0.89751
2030 | NZWEM_PERC | High Demand Growth+High Gas Supply+Methanex Stays+Increased Demand Response+Delayed Build+Low Wind & Solar | -6.1996 | 0.63091 | 6.4046
2031 | NZWEM_PERC | High Demand Growth+High Gas Supply+Methanex Stays+Increased Demand Response+Delayed Build+Low Wind & Solar | -10.102 | -1.2522 | 5.14
2032 | NZWEM_PERC | High Demand Growth+High Gas Supply+Methanex Stays+Increased Demand Response+Delayed Build+Low Wind & Solar | -12.3079 | -3.2074 | 7.2103
2033 | NZWEM_PERC | High Demand Growth+High Gas Supply+Methanex Stays+Increased Demand Response+Delayed Build+Low Wind & Solar | -14.2344 | -5.2942 | 9.1473
2034 | NZWEM_PERC | High Demand Growth+High Gas Supply+Methanex Stays+Increased Demand Response+Delayed Build+Low Wind & Solar | -16.0976 | -7.1419 | 7.6284
2035 | NZWEM_PERC | High Demand Growth+High Gas Supply+Methanex Stays+Increased Demand Response+Delayed Build+Low Wind & Solar | -17.5989 | -8.4754 | 7.1822
2026 | NIWCM | High Demand Growth+High Gas Supply+Methanex Stays+Increased Demand Response+Delayed Build+Low Wind & Solar | 741.7097 | 741.7097 | 741.7097
2027 | NIWCM | High Demand Growth+High Gas Supply+Methanex Stays+Increased Demand Response+Delayed Build+Low Wind & Solar | 773.7008 | 775.7044 | 778.1769
2028 | NIWCM | High Demand Growth+High Gas Supply+Methanex Stays+Increased Demand Response+Delayed Build+Low Wind & Solar | 800.8704 | 821.4527 | 825.9892
2029 | NIWCM | High Demand Growth+High Gas Supply+Methanex Stays+Increased Demand Response+Delayed Build+Low Wind & Solar | 540.388 | 668.6941 | 682.2864
2030 | NIWCM | High Demand Growth+High Gas Supply+Methanex Stays+Increased Demand Response+Delayed Build+Low Wind & Solar | 249.6281 | 975.8805 | 1268.8801
2031 | NIWCM | High Demand Growth+High Gas Supply+Methanex Stays+Increased Demand Response+Delayed Build+Low Wind & Solar | -26.1236 | 912.4003 | 1273.9201
2032 | NIWCM | High Demand Growth+High Gas Supply+Methanex Stays+Increased Demand Response+Delayed Build+Low Wind & Solar | -241.015 | 773.2788 | 1362.2408
2033 | NIWCM | High Demand Growth+High Gas Supply+Methanex Stays+Increased Demand Response+Delayed Build+Low Wind & Solar | -364.9056 | 658.1255 | 1487.8496
2034 | NIWCM | High Demand Growth+High Gas Supply+Methanex Stays+Increased Demand Response+Delayed Build+Low Wind & Solar | -593.2946 | 450.6272 | 1318.121
2035 | NIWCM | High Demand Growth+High Gas Supply+Methanex Stays+Increased Demand Response+Delayed Build+Low Wind & Solar | -760.1654 | 315.0259 | 1253.1878
2026 | SIWEM_PERC | High Demand Growth+High Gas Supply+Methanex Stays+Increased Demand Response+Delayed Build+Low Wind & Solar | 25.9588 | 25.9588 | 25.9588
2027 | SIWEM_PERC | High Demand Growth+High Gas Supply+Methanex Stays+Increased Demand Response+Delayed Build+Low Wind & Solar | 12.6546 | 12.7157 | 12.7157
2028 | SIWEM_PERC | High Demand Growth+High Gas Supply+Methanex Stays+Increased Demand Response+Delayed Build+Low Wind & Solar | 8.4705 | 10.0745 | 10.0745
2029 | SIWEM_PERC | High Demand Growth+High Gas Supply+Methanex Stays+Increased Demand Response+Delayed Build+Low Wind & Solar | 1.9088 | 5.8024 | 5.8024
2030 | SIWEM_PERC | High Demand Growth+High Gas Supply+Methanex Stays+Increased Demand Response+Delayed Build+Low Wind & Solar | -4.2769 | 4.9103 | 15.5516
2031 | SIWEM_PERC | High Demand Growth+High Gas Supply+Methanex Stays+Increased Demand Response+Delayed Build+Low Wind & Solar | -9.5005 | -0.8391 | 12.0517
2032 | SIWEM_PERC | High Demand Growth+High Gas Supply+Methanex Stays+Increased Demand Response+Delayed Build+Low Wind & Solar | -11.248 | -1.4502 | 17.5853
2033 | SIWEM_PERC | High Demand Growth+High Gas Supply+Methanex Stays+Increased Demand Response+Delayed Build+Low Wind & Solar | -12.8456 | -3.2532 | 22.8029
2034 | SIWEM_PERC | High Demand Growth+High Gas Supply+Methanex Stays+Increased Demand Response+Delayed Build+Low Wind & Solar | -14.5725 | -5.2022 | 18.8376
2035 | SIWEM_PERC | High Demand Growth+High Gas Supply+Methanex Stays+Increased Demand Response+Delayed Build+Low Wind & Solar | -15.8119 | -6.612 | 17.7101
2026 | NZWEM_PERC | High Demand Growth+High Gas Supply+Methanex Stays+Increased Demand Response+Delayed Build+Constrained Operational Capacity | 10.8071 | 10.8071 | 10.8071
2027 | NZWEM_PERC | High Demand Growth+High Gas Supply+Methanex Stays+Increased Demand Response+Delayed Build+Constrained Operational Capacity | 3.1863 | 3.3194 | 3.4773
2028 | NZWEM_PERC | High Demand Growth+High Gas Supply+Methanex Stays+Increased Demand Response+Delayed Build+Constrained Operational Capacity | 2.18 | 3.4819 | 3.7653
2029 | NZWEM_PERC | High Demand Growth+High Gas Supply+Methanex Stays+Increased Demand Response+Delayed Build+Constrained Operational Capacity | -0.86321 | 1.6169 | 2.3872
2030 | NZWEM_PERC | High Demand Growth+High Gas Supply+Methanex Stays+Increased Demand Response+Delayed Build+Constrained Operational Capacity | -5.0074 | 2.5613 | 8.959
2031 | NZWEM_PERC | High Demand Growth+High Gas Supply+Methanex Stays+Increased Demand Response+Delayed Build+Constrained Operational Capacity | -8.9595 | 0.84674 | 7.9298
2032 | NZWEM_PERC | High Demand Growth+High Gas Supply+Methanex Stays+Increased Demand Response+Delayed Build+Constrained Operational Capacity | -11.1976 | -1.1137 | 10.3969
2033 | NZWEM_PERC | High Demand Growth+High Gas Supply+Methanex Stays+Increased Demand Response+Delayed Build+Constrained Operational Capacity | -13.1524 | -3.2537 | 12.7162
2034 | NZWEM_PERC | High Demand Growth+High Gas Supply+Methanex Stays+Increased Demand Response+Delayed Build+Constrained Operational Capacity | -15.047 | -5.1309 | 11.173
2035 | NZWEM_PERC | High Demand Growth+High Gas Supply+Methanex Stays+Increased Demand Response+Delayed Build+Constrained Operational Capacity | -16.5731 | -6.5119 | 10.7768
2026 | NIWCM | High Demand Growth+High Gas Supply+Methanex Stays+Increased Demand Response+Delayed Build+Constrained Operational Capacity | 209.2066 | 209.2066 | 209.2066
2027 | NIWCM | High Demand Growth+High Gas Supply+Methanex Stays+Increased Demand Response+Delayed Build+Constrained Operational Capacity | 234.8086 | 234.8086 | 234.8086
2028 | NIWCM | High Demand Growth+High Gas Supply+Methanex Stays+Increased Demand Response+Delayed Build+Constrained Operational Capacity | 189.4472 | 189.4472 | 189.4472
2029 | NIWCM | High Demand Growth+High Gas Supply+Methanex Stays+Increased Demand Response+Delayed Build+Constrained Operational Capacity | -104.6736 | -22.4911 | -22.4911
2030 | NIWCM | High Demand Growth+High Gas Supply+Methanex Stays+Increased Demand Response+Delayed Build+Constrained Operational Capacity | -429.2372 | 84.4296 | 202.3611
2031 | NIWCM | High Demand Growth+High Gas Supply+Methanex Stays+Increased Demand Response+Delayed Build+Constrained Operational Capacity | -706.7292 | -53.7864 | 105.5011
2032 | NIWCM | High Demand Growth+High Gas Supply+Methanex Stays+Increased Demand Response+Delayed Build+Constrained Operational Capacity | -921.2769 | -205.4263 | 10.2368
2033 | NIWCM | High Demand Growth+High Gas Supply+Methanex Stays+Increased Demand Response+Delayed Build+Constrained Operational Capacity | -1048.9768 | -320.9212 | -46.6745
2034 | NIWCM | High Demand Growth+High Gas Supply+Methanex Stays+Increased Demand Response+Delayed Build+Constrained Operational Capacity | -1271.3344 | -545.6798 | -248.3392
2035 | NIWCM | High Demand Growth+High Gas Supply+Methanex Stays+Increased Demand Response+Delayed Build+Constrained Operational Capacity | -1382.3925 | -684.3587 | -374.3294
2026 | SIWEM_PERC | High Demand Growth+High Gas Supply+Methanex Stays+Increased Demand Response+Delayed Build+Constrained Operational Capacity | 28.4469 | 28.4469 | 28.4469
2027 | SIWEM_PERC | High Demand Growth+High Gas Supply+Methanex Stays+Increased Demand Response+Delayed Build+Constrained Operational Capacity | 13.1185 | 13.1862 | 13.1862
2028 | SIWEM_PERC | High Demand Growth+High Gas Supply+Methanex Stays+Increased Demand Response+Delayed Build+Constrained Operational Capacity | 9.1882 | 10.9655 | 10.9655
2029 | SIWEM_PERC | High Demand Growth+High Gas Supply+Methanex Stays+Increased Demand Response+Delayed Build+Constrained Operational Capacity | 2.6144 | 6.9288 | 6.9288
2030 | SIWEM_PERC | High Demand Growth+High Gas Supply+Methanex Stays+Increased Demand Response+Delayed Build+Constrained Operational Capacity | -3.4825 | 6.6977 | 22.3945
2031 | SIWEM_PERC | High Demand Growth+High Gas Supply+Methanex Stays+Increased Demand Response+Delayed Build+Constrained Operational Capacity | -8.7515 | 0.84595 | 19.4038
2032 | SIWEM_PERC | High Demand Growth+High Gas Supply+Methanex Stays+Increased Demand Response+Delayed Build+Constrained Operational Capacity | -10.5156 | 0.3411 | 26.0363
2033 | SIWEM_PERC | High Demand Growth+High Gas Supply+Methanex Stays+Increased Demand Response+Delayed Build+Constrained Operational Capacity | -12.1285 | -1.4995 | 32.3117
2034 | SIWEM_PERC | High Demand Growth+High Gas Supply+Methanex Stays+Increased Demand Response+Delayed Build+Constrained Operational Capacity | -13.8721 | -3.4891 | 28.3386
2035 | SIWEM_PERC | High Demand Growth+High Gas Supply+Methanex Stays+Increased Demand Response+Delayed Build+Constrained Operational Capacity | -15.1242 | -4.93 | 27.3983
2026 | NZWEM_PERC | High Demand Growth+High Gas Supply+Methanex Stays+Increased Demand Response+Delayed Build+Constrained Operational Capacity+Low Wind & Solar | 9.9225 | 9.9225 | 9.9225
2027 | NZWEM_PERC | High Demand Growth+High Gas Supply+Methanex Stays+Increased Demand Response+Delayed Build+Constrained Operational Capacity+Low Wind & Solar | 2.286 | 2.4061 | 2.5486
2028 | NZWEM_PERC | High Demand Growth+High Gas Supply+Methanex Stays+Increased Demand Response+Delayed Build+Constrained Operational Capacity+Low Wind & Solar | 1.0952 | 2.2701 | 2.5258
2029 | NZWEM_PERC | High Demand Growth+High Gas Supply+Methanex Stays+Increased Demand Response+Delayed Build+Constrained Operational Capacity+Low Wind & Solar | -2.0358 | 0.20235 | 0.89751
2030 | NZWEM_PERC | High Demand Growth+High Gas Supply+Methanex Stays+Increased Demand Response+Delayed Build+Constrained Operational Capacity+Low Wind & Solar | -6.1996 | 0.63091 | 6.4046
2031 | NZWEM_PERC | High Demand Growth+High Gas Supply+Methanex Stays+Increased Demand Response+Delayed Build+Constrained Operational Capacity+Low Wind & Solar | -10.102 | -1.2522 | 5.14
2032 | NZWEM_PERC | High Demand Growth+High Gas Supply+Methanex Stays+Increased Demand Response+Delayed Build+Constrained Operational Capacity+Low Wind & Solar | -12.3079 | -3.2074 | 7.2103
2033 | NZWEM_PERC | High Demand Growth+High Gas Supply+Methanex Stays+Increased Demand Response+Delayed Build+Constrained Operational Capacity+Low Wind & Solar | -14.2344 | -5.2942 | 9.1473
2034 | NZWEM_PERC | High Demand Growth+High Gas Supply+Methanex Stays+Increased Demand Response+Delayed Build+Constrained Operational Capacity+Low Wind & Solar | -16.0976 | -7.1419 | 7.6284
2035 | NZWEM_PERC | High Demand Growth+High Gas Supply+Methanex Stays+Increased Demand Response+Delayed Build+Constrained Operational Capacity+Low Wind & Solar | -17.5989 | -8.4754 | 7.1822
2026 | NIWCM | High Demand Growth+High Gas Supply+Methanex Stays+Increased Demand Response+Delayed Build+Constrained Operational Capacity+Low Wind & Solar | 209.2066 | 209.2066 | 209.2066
2027 | NIWCM | High Demand Growth+High Gas Supply+Methanex Stays+Increased Demand Response+Delayed Build+Constrained Operational Capacity+Low Wind & Solar | 234.8086 | 234.8086 | 234.8086
2028 | NIWCM | High Demand Growth+High Gas Supply+Methanex Stays+Increased Demand Response+Delayed Build+Constrained Operational Capacity+Low Wind & Solar | 189.4472 | 189.4472 | 189.4472
2029 | NIWCM | High Demand Growth+High Gas Supply+Methanex Stays+Increased Demand Response+Delayed Build+Constrained Operational Capacity+Low Wind & Solar | -104.6736 | -22.4911 | -22.4911
2030 | NIWCM | High Demand Growth+High Gas Supply+Methanex Stays+Increased Demand Response+Delayed Build+Constrained Operational Capacity+Low Wind & Solar | -429.2372 | 84.4296 | 202.3611
2031 | NIWCM | High Demand Growth+High Gas Supply+Methanex Stays+Increased Demand Response+Delayed Build+Constrained Operational Capacity+Low Wind & Solar | -706.7292 | -53.7864 | 105.5011
2032 | NIWCM | High Demand Growth+High Gas Supply+Methanex Stays+Increased Demand Response+Delayed Build+Constrained Operational Capacity+Low Wind & Solar | -921.2769 | -205.4263 | 10.2368
2033 | NIWCM | High Demand Growth+High Gas Supply+Methanex Stays+Increased Demand Response+Delayed Build+Constrained Operational Capacity+Low Wind & Solar | -1048.9768 | -320.9212 | -46.6745
2034 | NIWCM | High Demand Growth+High Gas Supply+Methanex Stays+Increased Demand Response+Delayed Build+Constrained Operational Capacity+Low Wind & Solar | -1271.3344 | -545.6798 | -248.3392
2035 | NIWCM | High Demand Growth+High Gas Supply+Methanex Stays+Increased Demand Response+Delayed Build+Constrained Operational Capacity+Low Wind & Solar | -1382.3925 | -684.3587 | -374.3294
2026 | SIWEM_PERC | High Demand Growth+High Gas Supply+Methanex Stays+Increased Demand Response+Delayed Build+Constrained Operational Capacity+Low Wind & Solar | 25.9588 | 25.9588 | 25.9588
2027 | SIWEM_PERC | High Demand Growth+High Gas Supply+Methanex Stays+Increased Demand Response+Delayed Build+Constrained Operational Capacity+Low Wind & Solar | 12.6546 | 12.7157 | 12.7157
2028 | SIWEM_PERC | High Demand Growth+High Gas Supply+Methanex Stays+Increased Demand Response+Delayed Build+Constrained Operational Capacity+Low Wind & Solar | 8.4705 | 10.0745 | 10.0745
2029 | SIWEM_PERC | High Demand Growth+High Gas Supply+Methanex Stays+Increased Demand Response+Delayed Build+Constrained Operational Capacity+Low Wind & Solar | 1.9088 | 5.8024 | 5.8024
2030 | SIWEM_PERC | High Demand Growth+High Gas Supply+Methanex Stays+Increased Demand Response+Delayed Build+Constrained Operational Capacity+Low Wind & Solar | -4.2769 | 4.9103 | 15.5516
2031 | SIWEM_PERC | High Demand Growth+High Gas Supply+Methanex Stays+Increased Demand Response+Delayed Build+Constrained Operational Capacity+Low Wind & Solar | -9.5005 | -0.8391 | 12.0517
2032 | SIWEM_PERC | High Demand Growth+High Gas Supply+Methanex Stays+Increased Demand Response+Delayed Build+Constrained Operational Capacity+Low Wind & Solar | -11.248 | -1.4502 | 17.5853
2033 | SIWEM_PERC | High Demand Growth+High Gas Supply+Methanex Stays+Increased Demand Response+Delayed Build+Constrained Operational Capacity+Low Wind & Solar | -12.8456 | -3.2532 | 22.8029
2034 | SIWEM_PERC | High Demand Growth+High Gas Supply+Methanex Stays+Increased Demand Response+Delayed Build+Constrained Operational Capacity+Low Wind & Solar | -14.5725 | -5.2022 | 18.8376
2035 | SIWEM_PERC | High Demand Growth+High Gas Supply+Methanex Stays+Increased Demand Response+Delayed Build+Constrained Operational Capacity+Low Wind & Solar | -15.8119 | -6.612 | 17.7101
2026 | NZWEM_PERC | High Demand Growth+High Gas Supply+Methanex Stays+Increased Demand Response+Delayed Build+Upgraded HVDC | 10.8071 | 10.8071 | 10.8071
2027 | NZWEM_PERC | High Demand Growth+High Gas Supply+Methanex Stays+Increased Demand Response+Delayed Build+Upgraded HVDC | 3.1863 | 3.3194 | 3.4773
2028 | NZWEM_PERC | High Demand Growth+High Gas Supply+Methanex Stays+Increased Demand Response+Delayed Build+Upgraded HVDC | 2.18 | 3.4819 | 3.7653
2029 | NZWEM_PERC | High Demand Growth+High Gas Supply+Methanex Stays+Increased Demand Response+Delayed Build+Upgraded HVDC | -0.86321 | 1.6169 | 2.3872
2030 | NZWEM_PERC | High Demand Growth+High Gas Supply+Methanex Stays+Increased Demand Response+Delayed Build+Upgraded HVDC | -5.0074 | 2.5613 | 8.959
2031 | NZWEM_PERC | High Demand Growth+High Gas Supply+Methanex Stays+Increased Demand Response+Delayed Build+Upgraded HVDC | -8.9595 | 0.84674 | 7.9298
2032 | NZWEM_PERC | High Demand Growth+High Gas Supply+Methanex Stays+Increased Demand Response+Delayed Build+Upgraded HVDC | -11.1976 | -1.1137 | 10.3969
2033 | NZWEM_PERC | High Demand Growth+High Gas Supply+Methanex Stays+Increased Demand Response+Delayed Build+Upgraded HVDC | -13.1524 | -3.2537 | 12.7162
2034 | NZWEM_PERC | High Demand Growth+High Gas Supply+Methanex Stays+Increased Demand Response+Delayed Build+Upgraded HVDC | -15.047 | -5.1309 | 11.173
2035 | NZWEM_PERC | High Demand Growth+High Gas Supply+Methanex Stays+Increased Demand Response+Delayed Build+Upgraded HVDC | -16.5731 | -6.5119 | 10.7768
2026 | NIWCM | High Demand Growth+High Gas Supply+Methanex Stays+Increased Demand Response+Delayed Build+Upgraded HVDC | 741.7097 | 741.7097 | 741.7097
2027 | NIWCM | High Demand Growth+High Gas Supply+Methanex Stays+Increased Demand Response+Delayed Build+Upgraded HVDC | 773.7008 | 775.7044 | 778.1769
2028 | NIWCM | High Demand Growth+High Gas Supply+Methanex Stays+Increased Demand Response+Delayed Build+Upgraded HVDC | 800.8704 | 821.4527 | 825.9892
2029 | NIWCM | High Demand Growth+High Gas Supply+Methanex Stays+Increased Demand Response+Delayed Build+Upgraded HVDC | 540.388 | 668.6941 | 682.2864
2030 | NIWCM | High Demand Growth+High Gas Supply+Methanex Stays+Increased Demand Response+Delayed Build+Upgraded HVDC | 249.6281 | 975.8805 | 1268.8801
2031 | NIWCM | High Demand Growth+High Gas Supply+Methanex Stays+Increased Demand Response+Delayed Build+Upgraded HVDC | -26.1236 | 912.4003 | 1273.9201
2032 | NIWCM | High Demand Growth+High Gas Supply+Methanex Stays+Increased Demand Response+Delayed Build+Upgraded HVDC | -241.015 | 773.2788 | 1362.2406
2033 | NIWCM | High Demand Growth+High Gas Supply+Methanex Stays+Increased Demand Response+Delayed Build+Upgraded HVDC | -364.9056 | 658.1255 | 1487.8496
2034 | NIWCM | High Demand Growth+High Gas Supply+Methanex Stays+Increased Demand Response+Delayed Build+Upgraded HVDC | -593.2946 | 450.6272 | 1318.121
2035 | NIWCM | High Demand Growth+High Gas Supply+Methanex Stays+Increased Demand Response+Delayed Build+Upgraded HVDC | -760.1654 | 315.0259 | 1253.1878
2026 | SIWEM_PERC | High Demand Growth+High Gas Supply+Methanex Stays+Increased Demand Response+Delayed Build+Upgraded HVDC | 28.4469 | 28.4469 | 28.4469
2027 | SIWEM_PERC | High Demand Growth+High Gas Supply+Methanex Stays+Increased Demand Response+Delayed Build+Upgraded HVDC | 13.1185 | 13.1862 | 13.1862
2028 | SIWEM_PERC | High Demand Growth+High Gas Supply+Methanex Stays+Increased Demand Response+Delayed Build+Upgraded HVDC | 9.1882 | 10.9655 | 10.9655
2029 | SIWEM_PERC | High Demand Growth+High Gas Supply+Methanex Stays+Increased Demand Response+Delayed Build+Upgraded HVDC | 2.6144 | 6.9288 | 6.9288
2030 | SIWEM_PERC | High Demand Growth+High Gas Supply+Methanex Stays+Increased Demand Response+Delayed Build+Upgraded HVDC | -3.4825 | 6.6977 | 22.3945
2031 | SIWEM_PERC | High Demand Growth+High Gas Supply+Methanex Stays+Increased Demand Response+Delayed Build+Upgraded HVDC | -8.7515 | 0.84595 | 19.4038
2032 | SIWEM_PERC | High Demand Growth+High Gas Supply+Methanex Stays+Increased Demand Response+Delayed Build+Upgraded HVDC | -10.5156 | 0.3411 | 26.0363
2033 | SIWEM_PERC | High Demand Growth+High Gas Supply+Methanex Stays+Increased Demand Response+Delayed Build+Upgraded HVDC | -12.1285 | -1.4995 | 32.3117
2034 | SIWEM_PERC | High Demand Growth+High Gas Supply+Methanex Stays+Increased Demand Response+Delayed Build+Upgraded HVDC | -13.8721 | -3.4891 | 28.3386
2035 | SIWEM_PERC | High Demand Growth+High Gas Supply+Methanex Stays+Increased Demand Response+Delayed Build+Upgraded HVDC | -15.1242 | -4.93 | 27.3983
2026 | NZWEM_PERC | High Demand Growth+High Gas Supply+Methanex Stays+Increased Demand Response+Delayed Build+Upgraded HVDC+Low Wind & Solar | 9.9225 | 9.9225 | 9.9225
2027 | NZWEM_PERC | High Demand Growth+High Gas Supply+Methanex Stays+Increased Demand Response+Delayed Build+Upgraded HVDC+Low Wind & Solar | 2.286 | 2.4061 | 2.5486
2028 | NZWEM_PERC | High Demand Growth+High Gas Supply+Methanex Stays+Increased Demand Response+Delayed Build+Upgraded HVDC+Low Wind & Solar | 1.0952 | 2.2701 | 2.5258
2029 | NZWEM_PERC | High Demand Growth+High Gas Supply+Methanex Stays+Increased Demand Response+Delayed Build+Upgraded HVDC+Low Wind & Solar | -2.0358 | 0.20235 | 0.89751
2030 | NZWEM_PERC | High Demand Growth+High Gas Supply+Methanex Stays+Increased Demand Response+Delayed Build+Upgraded HVDC+Low Wind & Solar | -6.1996 | 0.63091 | 6.4046
2031 | NZWEM_PERC | High Demand Growth+High Gas Supply+Methanex Stays+Increased Demand Response+Delayed Build+Upgraded HVDC+Low Wind & Solar | -10.102 | -1.2522 | 5.14
2032 | NZWEM_PERC | High Demand Growth+High Gas Supply+Methanex Stays+Increased Demand Response+Delayed Build+Upgraded HVDC+Low Wind & Solar | -12.3079 | -3.2074 | 7.2103
2033 | NZWEM_PERC | High Demand Growth+High Gas Supply+Methanex Stays+Increased Demand Response+Delayed Build+Upgraded HVDC+Low Wind & Solar | -14.2344 | -5.2942 | 9.1473
2034 | NZWEM_PERC | High Demand Growth+High Gas Supply+Methanex Stays+Increased Demand Response+Delayed Build+Upgraded HVDC+Low Wind & Solar | -16.0976 | -7.1419 | 7.6284
2035 | NZWEM_PERC | High Demand Growth+High Gas Supply+Methanex Stays+Increased Demand Response+Delayed Build+Upgraded HVDC+Low Wind & Solar | -17.5989 | -8.4754 | 7.1822
2026 | NIWCM | High Demand Growth+High Gas Supply+Methanex Stays+Increased Demand Response+Delayed Build+Upgraded HVDC+Low Wind & Solar | 741.7097 | 741.7097 | 741.7097
2027 | NIWCM | High Demand Growth+High Gas Supply+Methanex Stays+Increased Demand Response+Delayed Build+Upgraded HVDC+Low Wind & Solar | 773.7008 | 775.7044 | 778.1769
2028 | NIWCM | High Demand Growth+High Gas Supply+Methanex Stays+Increased Demand Response+Delayed Build+Upgraded HVDC+Low Wind & Solar | 800.8704 | 821.4527 | 825.9892
2029 | NIWCM | High Demand Growth+High Gas Supply+Methanex Stays+Increased Demand Response+Delayed Build+Upgraded HVDC+Low Wind & Solar | 540.388 | 668.6941 | 682.2864
2030 | NIWCM | High Demand Growth+High Gas Supply+Methanex Stays+Increased Demand Response+Delayed Build+Upgraded HVDC+Low Wind & Solar | 249.6281 | 975.8805 | 1268.8801
2031 | NIWCM | High Demand Growth+High Gas Supply+Methanex Stays+Increased Demand Response+Delayed Build+Upgraded HVDC+Low Wind & Solar | -26.1236 | 912.4003 | 1273.9201
2032 | NIWCM | High Demand Growth+High Gas Supply+Methanex Stays+Increased Demand Response+Delayed Build+Upgraded HVDC+Low Wind & Solar | -241.015 | 773.2788 | 1362.2406
2033 | NIWCM | High Demand Growth+High Gas Supply+Methanex Stays+Increased Demand Response+Delayed Build+Upgraded HVDC+Low Wind & Solar | -364.9056 | 658.1255 | 1487.8496
2034 | NIWCM | High Demand Growth+High Gas Supply+Methanex Stays+Increased Demand Response+Delayed Build+Upgraded HVDC+Low Wind & Solar | -593.2946 | 450.6272 | 1318.121
2035 | NIWCM | High Demand Growth+High Gas Supply+Methanex Stays+Increased Demand Response+Delayed Build+Upgraded HVDC+Low Wind & Solar | -760.1654 | 315.0259 | 1253.1878
2026 | SIWEM_PERC | High Demand Growth+High Gas Supply+Methanex Stays+Increased Demand Response+Delayed Build+Upgraded HVDC+Low Wind & Solar | 25.9588 | 25.9588 | 25.9588
2027 | SIWEM_PERC | High Demand Growth+High Gas Supply+Methanex Stays+Increased Demand Response+Delayed Build+Upgraded HVDC+Low Wind & Solar | 12.6546 | 12.7157 | 12.7157
2028 | SIWEM_PERC | High Demand Growth+High Gas Supply+Methanex Stays+Increased Demand Response+Delayed Build+Upgraded HVDC+Low Wind & Solar | 8.4705 | 10.0745 | 10.0745
2029 | SIWEM_PERC | High Demand Growth+High Gas Supply+Methanex Stays+Increased Demand Response+Delayed Build+Upgraded HVDC+Low Wind & Solar | 1.9088 | 5.8024 | 5.8024
2030 | SIWEM_PERC | High Demand Growth+High Gas Supply+Methanex Stays+Increased Demand Response+Delayed Build+Upgraded HVDC+Low Wind & Solar | -4.2769 | 4.9103 | 15.5516
2031 | SIWEM_PERC | High Demand Growth+High Gas Supply+Methanex Stays+Increased Demand Response+Delayed Build+Upgraded HVDC+Low Wind & Solar | -9.5005 | -0.8391 | 12.0517
2032 | SIWEM_PERC | High Demand Growth+High Gas Supply+Methanex Stays+Increased Demand Response+Delayed Build+Upgraded HVDC+Low Wind & Solar | -11.248 | -1.4502 | 17.5853
2033 | SIWEM_PERC | High Demand Growth+High Gas Supply+Methanex Stays+Increased Demand Response+Delayed Build+Upgraded HVDC+Low Wind & Solar | -12.8456 | -3.2532 | 22.8029
2034 | SIWEM_PERC | High Demand Growth+High Gas Supply+Methanex Stays+Increased Demand Response+Delayed Build+Upgraded HVDC+Low Wind & Solar | -14.5725 | -5.2022 | 18.8376
2035 | SIWEM_PERC | High Demand Growth+High Gas Supply+Methanex Stays+Increased Demand Response+Delayed Build+Upgraded HVDC+Low Wind & Solar | -15.8119 | -6.612 | 17.7101
2026 | NZWEM_PERC | High Demand Growth+High Gas Supply+Methanex Stays+Increased Demand Response+Delayed Build+Upgraded HVDC+Constrained Operational Capacity | 10.8071 | 10.8071 | 10.8071
2027 | NZWEM_PERC | High Demand Growth+High Gas Supply+Methanex Stays+Increased Demand Response+Delayed Build+Upgraded HVDC+Constrained Operational Capacity | 3.1863 | 3.3194 | 3.4773
2028 | NZWEM_PERC | High Demand Growth+High Gas Supply+Methanex Stays+Increased Demand Response+Delayed Build+Upgraded HVDC+Constrained Operational Capacity | 2.18 | 3.4819 | 3.7653
2029 | NZWEM_PERC | High Demand Growth+High Gas Supply+Methanex Stays+Increased Demand Response+Delayed Build+Upgraded HVDC+Constrained Operational Capacity | -0.86321 | 1.6169 | 2.3872
2030 | NZWEM_PERC | High Demand Growth+High Gas Supply+Methanex Stays+Increased Demand Response+Delayed Build+Upgraded HVDC+Constrained Operational Capacity | -5.0074 | 2.5613 | 8.959
2031 | NZWEM_PERC | High Demand Growth+High Gas Supply+Methanex Stays+Increased Demand Response+Delayed Build+Upgraded HVDC+Constrained Operational Capacity | -8.9595 | 0.84674 | 7.9298
2032 | NZWEM_PERC | High Demand Growth+High Gas Supply+Methanex Stays+Increased Demand Response+Delayed Build+Upgraded HVDC+Constrained Operational Capacity | -11.1976 | -1.1137 | 10.3969
2033 | NZWEM_PERC | High Demand Growth+High Gas Supply+Methanex Stays+Increased Demand Response+Delayed Build+Upgraded HVDC+Constrained Operational Capacity | -13.1524 | -3.2537 | 12.7162
2034 | NZWEM_PERC | High Demand Growth+High Gas Supply+Methanex Stays+Increased Demand Response+Delayed Build+Upgraded HVDC+Constrained Operational Capacity | -15.047 | -5.1309 | 11.173
2035 | NZWEM_PERC | High Demand Growth+High Gas Supply+Methanex Stays+Increased Demand Response+Delayed Build+Upgraded HVDC+Constrained Operational Capacity | -16.5731 | -6.5119 | 10.7768
2026 | NIWCM | High Demand Growth+High Gas Supply+Methanex Stays+Increased Demand Response+Delayed Build+Upgraded HVDC+Constrained Operational Capacity | 209.2066 | 209.2066 | 209.2066
2027 | NIWCM | High Demand Growth+High Gas Supply+Methanex Stays+Increased Demand Response+Delayed Build+Upgraded HVDC+Constrained Operational Capacity | 234.8086 | 234.8086 | 234.8086
2028 | NIWCM | High Demand Growth+High Gas Supply+Methanex Stays+Increased Demand Response+Delayed Build+Upgraded HVDC+Constrained Operational Capacity | 189.4472 | 189.4472 | 189.4472
2029 | NIWCM | High Demand Growth+High Gas Supply+Methanex Stays+Increased Demand Response+Delayed Build+Upgraded HVDC+Constrained Operational Capacity | -104.6736 | -22.4911 | -22.4911
2030 | NIWCM | High Demand Growth+High Gas Supply+Methanex Stays+Increased Demand Response+Delayed Build+Upgraded HVDC+Constrained Operational Capacity | -429.2372 | 84.4296 | 202.3611
2031 | NIWCM | High Demand Growth+High Gas Supply+Methanex Stays+Increased Demand Response+Delayed Build+Upgraded HVDC+Constrained Operational Capacity | -706.7292 | -53.7864 | 105.5011
2032 | NIWCM | High Demand Growth+High Gas Supply+Methanex Stays+Increased Demand Response+Delayed Build+Upgraded HVDC+Constrained Operational Capacity | -921.2769 | -205.4263 | 10.2368
2033 | NIWCM | High Demand Growth+High Gas Supply+Methanex Stays+Increased Demand Response+Delayed Build+Upgraded HVDC+Constrained Operational Capacity | -1048.9768 | -320.9212 | -46.6745
2034 | NIWCM | High Demand Growth+High Gas Supply+Methanex Stays+Increased Demand Response+Delayed Build+Upgraded HVDC+Constrained Operational Capacity | -1271.3344 | -545.6798 | -248.3392
2035 | NIWCM | High Demand Growth+High Gas Supply+Methanex Stays+Increased Demand Response+Delayed Build+Upgraded HVDC+Constrained Operational Capacity | -1382.3925 | -684.3587 | -374.3294
2026 | SIWEM_PERC | High Demand Growth+High Gas Supply+Methanex Stays+Increased Demand Response+Delayed Build+Upgraded HVDC+Constrained Operational Capacity | 28.4469 | 28.4469 | 28.4469
2027 | SIWEM_PERC | High Demand Growth+High Gas Supply+Methanex Stays+Increased Demand Response+Delayed Build+Upgraded HVDC+Constrained Operational Capacity | 13.1185 | 13.1862 | 13.1862
2028 | SIWEM_PERC | High Demand Growth+High Gas Supply+Methanex Stays+Increased Demand Response+Delayed Build+Upgraded HVDC+Constrained Operational Capacity | 9.1882 | 10.9655 | 10.9655
2029 | SIWEM_PERC | High Demand Growth+High Gas Supply+Methanex Stays+Increased Demand Response+Delayed Build+Upgraded HVDC+Constrained Operational Capacity | 2.6144 | 6.9288 | 6.9288
2030 | SIWEM_PERC | High Demand Growth+High Gas Supply+Methanex Stays+Increased Demand Response+Delayed Build+Upgraded HVDC+Constrained Operational Capacity | -3.4825 | 6.6977 | 22.3945
2031 | SIWEM_PERC | High Demand Growth+High Gas Supply+Methanex Stays+Increased Demand Response+Delayed Build+Upgraded HVDC+Constrained Operational Capacity | -8.7515 | 0.84595 | 19.4038
2032 | SIWEM_PERC | High Demand Growth+High Gas Supply+Methanex Stays+Increased Demand Response+Delayed Build+Upgraded HVDC+Constrained Operational Capacity | -10.5156 | 0.3411 | 26.0363
2033 | SIWEM_PERC | High Demand Growth+High Gas Supply+Methanex Stays+Increased Demand Response+Delayed Build+Upgraded HVDC+Constrained Operational Capacity | -12.1285 | -1.4995 | 32.3117
2034 | SIWEM_PERC | High Demand Growth+High Gas Supply+Methanex Stays+Increased Demand Response+Delayed Build+Upgraded HVDC+Constrained Operational Capacity | -13.8721 | -3.4891 | 28.3386
2035 | SIWEM_PERC | High Demand Growth+High Gas Supply+Methanex Stays+Increased Demand Response+Delayed Build+Upgraded HVDC+Constrained Operational Capacity | -15.1242 | -4.93 | 27.3983
2026 | NZWEM_PERC | High Demand Growth+High Gas Supply+Methanex Stays+Increased Demand Response+Delayed Build+Upgraded HVDC+Constrained Operational Capacity+Low Wind & Solar | 9.9225 | 9.9225 | 9.9225
2027 | NZWEM_PERC | High Demand Growth+High Gas Supply+Methanex Stays+Increased Demand Response+Delayed Build+Upgraded HVDC+Constrained Operational Capacity+Low Wind & Solar | 2.286 | 2.4061 | 2.5486
2028 | NZWEM_PERC | High Demand Growth+High Gas Supply+Methanex Stays+Increased Demand Response+Delayed Build+Upgraded HVDC+Constrained Operational Capacity+Low Wind & Solar | 1.0952 | 2.2701 | 2.5258
2029 | NZWEM_PERC | High Demand Growth+High Gas Supply+Methanex Stays+Increased Demand Response+Delayed Build+Upgraded HVDC+Constrained Operational Capacity+Low Wind & Solar | -2.0358 | 0.20235 | 0.89751
2030 | NZWEM_PERC | High Demand Growth+High Gas Supply+Methanex Stays+Increased Demand Response+Delayed Build+Upgraded HVDC+Constrained Operational Capacity+Low Wind & Solar | -6.1996 | 0.63091 | 6.4046
2031 | NZWEM_PERC | High Demand Growth+High Gas Supply+Methanex Stays+Increased Demand Response+Delayed Build+Upgraded HVDC+Constrained Operational Capacity+Low Wind & Solar | -10.102 | -1.2522 | 5.14
2032 | NZWEM_PERC | High Demand Growth+High Gas Supply+Methanex Stays+Increased Demand Response+Delayed Build+Upgraded HVDC+Constrained Operational Capacity+Low Wind & Solar | -12.3079 | -3.2074 | 7.2103
2033 | NZWEM_PERC | High Demand Growth+High Gas Supply+Methanex Stays+Increased Demand Response+Delayed Build+Upgraded HVDC+Constrained Operational Capacity+Low Wind & Solar | -14.2344 | -5.2942 | 9.1473
2034 | NZWEM_PERC | High Demand Growth+High Gas Supply+Methanex Stays+Increased Demand Response+Delayed Build+Upgraded HVDC+Constrained Operational Capacity+Low Wind & Solar | -16.0976 | -7.1419 | 7.6284
2035 | NZWEM_PERC | High Demand Growth+High Gas Supply+Methanex Stays+Increased Demand Response+Delayed Build+Upgraded HVDC+Constrained Operational Capacity+Low Wind & Solar | -17.5989 | -8.4754 | 7.1822
2026 | NIWCM | High Demand Growth+High Gas Supply+Methanex Stays+Increased Demand Response+Delayed Build+Upgraded HVDC+Constrained Operational Capacity+Low Wind & Solar | 209.2066 | 209.2066 | 209.2066
2027 | NIWCM | High Demand Growth+High Gas Supply+Methanex Stays+Increased Demand Response+Delayed Build+Upgraded HVDC+Constrained Operational Capacity+Low Wind & Solar | 234.8086 | 234.8086 | 234.8086
2028 | NIWCM | High Demand Growth+High Gas Supply+Methanex Stays+Increased Demand Response+Delayed Build+Upgraded HVDC+Constrained Operational Capacity+Low Wind & Solar | 189.4472 | 189.4472 | 189.4472
2029 | NIWCM | High Demand Growth+High Gas Supply+Methanex Stays+Increased Demand Response+Delayed Build+Upgraded HVDC+Constrained Operational Capacity+Low Wind & Solar | -104.6736 | -22.4911 | -22.4911
2030 | NIWCM | High Demand Growth+High Gas Supply+Methanex Stays+Increased Demand Response+Delayed Build+Upgraded HVDC+Constrained Operational Capacity+Low Wind & Solar | -429.2372 | 84.4296 | 202.3611
2031 | NIWCM | High Demand Growth+High Gas Supply+Methanex Stays+Increased Demand Response+Delayed Build+Upgraded HVDC+Constrained Operational Capacity+Low Wind & Solar | -706.7292 | -53.7864 | 105.5011
2032 | NIWCM | High Demand Growth+High Gas Supply+Methanex Stays+Increased Demand Response+Delayed Build+Upgraded HVDC+Constrained Operational Capacity+Low Wind & Solar | -921.2769 | -205.4263 | 10.2368
2033 | NIWCM | High Demand Growth+High Gas Supply+Methanex Stays+Increased Demand Response+Delayed Build+Upgraded HVDC+Constrained Operational Capacity+Low Wind & Solar | -1048.9768 | -320.9212 | -46.6745
2034 | NIWCM | High Demand Growth+High Gas Supply+Methanex Stays+Increased Demand Response+Delayed Build+Upgraded HVDC+Constrained Operational Capacity+Low Wind & Solar | -1271.3344 | -545.6798 | -248.3392
2035 | NIWCM | High Demand Growth+High Gas Supply+Methanex Stays+Increased Demand Response+Delayed Build+Upgraded HVDC+Constrained Operational Capacity+Low Wind & Solar | -1382.3925 | -684.3587 | -374.3294
2026 | SIWEM_PERC | High Demand Growth+High Gas Supply+Methanex Stays+Increased Demand Response+Delayed Build+Upgraded HVDC+Constrained Operational Capacity+Low Wind & Solar | 25.9588 | 25.9588 | 25.9588
2027 | SIWEM_PERC | High Demand Growth+High Gas Supply+Methanex Stays+Increased Demand Response+Delayed Build+Upgraded HVDC+Constrained Operational Capacity+Low Wind & Solar | 12.6546 | 12.7157 | 12.7157
2028 | SIWEM_PERC | High Demand Growth+High Gas Supply+Methanex Stays+Increased Demand Response+Delayed Build+Upgraded HVDC+Constrained Operational Capacity+Low Wind & Solar | 8.4705 | 10.0745 | 10.0745
2029 | SIWEM_PERC | High Demand Growth+High Gas Supply+Methanex Stays+Increased Demand Response+Delayed Build+Upgraded HVDC+Constrained Operational Capacity+Low Wind & Solar | 1.9088 | 5.8024 | 5.8024
2030 | SIWEM_PERC | High Demand Growth+High Gas Supply+Methanex Stays+Increased Demand Response+Delayed Build+Upgraded HVDC+Constrained Operational Capacity+Low Wind & Solar | -4.2769 | 4.9103 | 15.5516
2031 | SIWEM_PERC | High Demand Growth+High Gas Supply+Methanex Stays+Increased Demand Response+Delayed Build+Upgraded HVDC+Constrained Operational Capacity+Low Wind & Solar | -9.5005 | -0.8391 | 12.0517
2032 | SIWEM_PERC | High Demand Growth+High Gas Supply+Methanex Stays+Increased Demand Response+Delayed Build+Upgraded HVDC+Constrained Operational Capacity+Low Wind & Solar | -11.248 | -1.4502 | 17.5853
2033 | SIWEM_PERC | High Demand Growth+High Gas Supply+Methanex Stays+Increased Demand Response+Delayed Build+Upgraded HVDC+Constrained Operational Capacity+Low Wind & Solar | -12.8456 | -3.2532 | 22.8029
2034 | SIWEM_PERC | High Demand Growth+High Gas Supply+Methanex Stays+Increased Demand Response+Delayed Build+Upgraded HVDC+Constrained Operational Capacity+Low Wind & Solar | -14.5725 | -5.2022 | 18.8376
2035 | SIWEM_PERC | High Demand Growth+High Gas Supply+Methanex Stays+Increased Demand Response+Delayed Build+Upgraded HVDC+Constrained Operational Capacity+Low Wind & Solar | -15.8119 | -6.612 | 17.7101
2026 | NZWEM_PERC | High Demand Growth+High Gas Supply+Methanex Stays+Increased Demand Response+Reduced Rankine Availability | 11.2757 | 11.3311 | 11.3311
2027 | NZWEM_PERC | High Demand Growth+High Gas Supply+Methanex Stays+Increased Demand Response+Reduced Rankine Availability | 2.4373 | 4.167 | 4.466
2028 | NZWEM_PERC | High Demand Growth+High Gas Supply+Methanex Stays+Increased Demand Response+Reduced Rankine Availability | -1.3311 | 5.9847 | 10.0422
2029 | NZWEM_PERC | High Demand Growth+High Gas Supply+Methanex Stays+Increased Demand Response+Reduced Rankine Availability | -6.7341 | 3.2188 | 11.0935
2030 | NZWEM_PERC | High Demand Growth+High Gas Supply+Methanex Stays+Increased Demand Response+Reduced Rankine Availability | -11.4566 | -0.18764 | 12.1727
2031 | NZWEM_PERC | High Demand Growth+High Gas Supply+Methanex Stays+Increased Demand Response+Reduced Rankine Availability | -15.14 | -4.265 | 12.5988
2032 | NZWEM_PERC | High Demand Growth+High Gas Supply+Methanex Stays+Increased Demand Response+Reduced Rankine Availability | -17.2035 | -6.3139 | 10.916
2033 | NZWEM_PERC | High Demand Growth+High Gas Supply+Methanex Stays+Increased Demand Response+Reduced Rankine Availability | -19.0053 | -8.3931 | 9.8421
2034 | NZWEM_PERC | High Demand Growth+High Gas Supply+Methanex Stays+Increased Demand Response+Reduced Rankine Availability | -20.7301 | -10.0781 | 7.6281
2035 | NZWEM_PERC | High Demand Growth+High Gas Supply+Methanex Stays+Increased Demand Response+Reduced Rankine Availability | -22.1222 | -11.6451 | 5.6436
2026 | NIWCM | High Demand Growth+High Gas Supply+Methanex Stays+Increased Demand Response+Reduced Rankine Availability | 1020.1216 | 1020.9214 | 1020.9214
2027 | NIWCM | High Demand Growth+High Gas Supply+Methanex Stays+Increased Demand Response+Reduced Rankine Availability | 942.8326 | 974.4335 | 978.97
2028 | NIWCM | High Demand Growth+High Gas Supply+Methanex Stays+Increased Demand Response+Reduced Rankine Availability | 825.9289 | 1474.3514 | 1544.3903
2029 | NIWCM | High Demand Growth+High Gas Supply+Methanex Stays+Increased Demand Response+Reduced Rankine Availability | 518.4543 | 1413.5768 | 1742.6064
2030 | NIWCM | High Demand Growth+High Gas Supply+Methanex Stays+Increased Demand Response+Reduced Rankine Availability | 75.0046 | 1101.7085 | 1661.8351
2031 | NIWCM | High Demand Growth+High Gas Supply+Methanex Stays+Increased Demand Response+Reduced Rankine Availability | -183.5851 | 862.8736 | 1678.4663
2032 | NIWCM | High Demand Growth+High Gas Supply+Methanex Stays+Increased Demand Response+Reduced Rankine Availability | -398.4765 | 669.1865 | 1524.8112
2033 | NIWCM | High Demand Growth+High Gas Supply+Methanex Stays+Increased Demand Response+Reduced Rankine Availability | -595.3056 | 472.7647 | 1401.8913
2034 | NIWCM | High Demand Growth+High Gas Supply+Methanex Stays+Increased Demand Response+Reduced Rankine Availability | -823.6946 | 290.3164 | 1302.2392
2035 | NIWCM | High Demand Growth+High Gas Supply+Methanex Stays+Increased Demand Response+Reduced Rankine Availability | -990.5654 | 136.9579 | 1152.3488
2026 | SIWEM_PERC | High Demand Growth+High Gas Supply+Methanex Stays+Increased Demand Response+Reduced Rankine Availability | 29.7649 | 29.9207 | 29.9207
2027 | SIWEM_PERC | High Demand Growth+High Gas Supply+Methanex Stays+Increased Demand Response+Reduced Rankine Availability | 16.6389 | 19.1065 | 19.1065
2028 | SIWEM_PERC | High Demand Growth+High Gas Supply+Methanex Stays+Increased Demand Response+Reduced Rankine Availability | 11.2837 | 23.0995 | 29.7273
2029 | SIWEM_PERC | High Demand Growth+High Gas Supply+Methanex Stays+Increased Demand Response+Reduced Rankine Availability | 4.2023 | 15.2291 | 28.7461
2030 | SIWEM_PERC | High Demand Growth+High Gas Supply+Methanex Stays+Increased Demand Response+Reduced Rankine Availability | -3.4825 | 8.2937 | 31.0037
2031 | SIWEM_PERC | High Demand Growth+High Gas Supply+Methanex Stays+Increased Demand Response+Reduced Rankine Availability | -8.7515 | 2.3505 | 31.7086
2032 | SIWEM_PERC | High Demand Growth+High Gas Supply+Methanex Stays+Increased Demand Response+Reduced Rankine Availability | -10.5156 | 0.3411 | 27.4132
2033 | SIWEM_PERC | High Demand Growth+High Gas Supply+Methanex Stays+Increased Demand Response+Reduced Rankine Availability | -12.1285 | -1.4995 | 24.6542
2034 | SIWEM_PERC | High Demand Growth+High Gas Supply+Methanex Stays+Increased Demand Response+Reduced Rankine Availability | -13.8721 | -3.4891 | 18.8368
2035 | SIWEM_PERC | High Demand Growth+High Gas Supply+Methanex Stays+Increased Demand Response+Reduced Rankine Availability | -15.1242 | -4.93 | 13.5631
2026 | NZWEM_PERC | High Demand Growth+High Gas Supply+Methanex Stays+Increased Demand Response+Reduced Rankine Availability+Low Wind & Solar | 10.1129 | 10.1629 | 10.1629
2027 | NZWEM_PERC | High Demand Growth+High Gas Supply+Methanex Stays+Increased Demand Response+Reduced Rankine Availability+Low Wind & Solar | 1.1688 | 2.7298 | 2.9996
2028 | NZWEM_PERC | High Demand Growth+High Gas Supply+Methanex Stays+Increased Demand Response+Reduced Rankine Availability+Low Wind & Solar | -2.6364 | 3.9658 | 7.6276
2029 | NZWEM_PERC | High Demand Growth+High Gas Supply+Methanex Stays+Increased Demand Response+Reduced Rankine Availability+Low Wind & Solar | -8.0043 | 0.97786 | 8.0845
2030 | NZWEM_PERC | High Demand Growth+High Gas Supply+Methanex Stays+Increased Demand Response+Reduced Rankine Availability+Low Wind & Solar | -12.6488 | -2.436 | 8.7509
2031 | NZWEM_PERC | High Demand Growth+High Gas Supply+Methanex Stays+Increased Demand Response+Reduced Rankine Availability+Low Wind & Solar | -16.2825 | -6.4196 | 8.8301
2032 | NZWEM_PERC | High Demand Growth+High Gas Supply+Methanex Stays+Increased Demand Response+Reduced Rankine Availability+Low Wind & Solar | -18.3137 | -8.4391 | 7.1701
2033 | NZWEM_PERC | High Demand Growth+High Gas Supply+Methanex Stays+Increased Demand Response+Reduced Rankine Availability+Low Wind & Solar | -20.0873 | -10.4641 | 6.0508
2034 | NZWEM_PERC | High Demand Growth+High Gas Supply+Methanex Stays+Increased Demand Response+Reduced Rankine Availability+Low Wind & Solar | -21.7807 | -12.0891 | 3.9467
2035 | NZWEM_PERC | High Demand Growth+High Gas Supply+Methanex Stays+Increased Demand Response+Reduced Rankine Availability+Low Wind & Solar | -23.148 | -13.6086 | 2.049
2026 | NIWCM | High Demand Growth+High Gas Supply+Methanex Stays+Increased Demand Response+Reduced Rankine Availability+Low Wind & Solar | 1020.1216 | 1020.9214 | 1020.9214
2027 | NIWCM | High Demand Growth+High Gas Supply+Methanex Stays+Increased Demand Response+Reduced Rankine Availability+Low Wind & Solar | 942.8326 | 974.4335 | 978.97
2028 | NIWCM | High Demand Growth+High Gas Supply+Methanex Stays+Increased Demand Response+Reduced Rankine Availability+Low Wind & Solar | 825.9289 | 1474.3514 | 1544.3903
2029 | NIWCM | High Demand Growth+High Gas Supply+Methanex Stays+Increased Demand Response+Reduced Rankine Availability+Low Wind & Solar | 518.4543 | 1413.5768 | 1742.6064
2030 | NIWCM | High Demand Growth+High Gas Supply+Methanex Stays+Increased Demand Response+Reduced Rankine Availability+Low Wind & Solar | 75.0046 | 1101.7085 | 1661.8351
2031 | NIWCM | High Demand Growth+High Gas Supply+Methanex Stays+Increased Demand Response+Reduced Rankine Availability+Low Wind & Solar | -183.5851 | 862.8736 | 1678.4663
2032 | NIWCM | High Demand Growth+High Gas Supply+Methanex Stays+Increased Demand Response+Reduced Rankine Availability+Low Wind & Solar | -398.4765 | 669.1865 | 1524.8112
2033 | NIWCM | High Demand Growth+High Gas Supply+Methanex Stays+Increased Demand Response+Reduced Rankine Availability+Low Wind & Solar | -595.3056 | 472.7647 | 1401.8913
2034 | NIWCM | High Demand Growth+High Gas Supply+Methanex Stays+Increased Demand Response+Reduced Rankine Availability+Low Wind & Solar | -823.6946 | 290.3164 | 1302.2392
2035 | NIWCM | High Demand Growth+High Gas Supply+Methanex Stays+Increased Demand Response+Reduced Rankine Availability+Low Wind & Solar | -990.5654 | 136.9579 | 1152.3488
2026 | SIWEM_PERC | High Demand Growth+High Gas Supply+Methanex Stays+Increased Demand Response+Reduced Rankine Availability+Low Wind & Solar | 26.4945 | 26.6351 | 26.6351
2027 | SIWEM_PERC | High Demand Growth+High Gas Supply+Methanex Stays+Increased Demand Response+Reduced Rankine Availability+Low Wind & Solar | 15.8317 | 18.0585 | 18.0585
2028 | SIWEM_PERC | High Demand Growth+High Gas Supply+Methanex Stays+Increased Demand Response+Reduced Rankine Availability+Low Wind & Solar | 10.3616 | 21.025 | 27.0063
2029 | SIWEM_PERC | High Demand Growth+High Gas Supply+Methanex Stays+Increased Demand Response+Reduced Rankine Availability+Low Wind & Solar | 3.3418 | 13.2931 | 25.4917
2030 | SIWEM_PERC | High Demand Growth+High Gas Supply+Methanex Stays+Increased Demand Response+Reduced Rankine Availability+Low Wind & Solar | -4.2769 | 6.3506 | 21.837
2031 | SIWEM_PERC | High Demand Growth+High Gas Supply+Methanex Stays+Increased Demand Response+Reduced Rankine Availability+Low Wind & Solar | -9.5005 | 0.51875 | 21.7766
2032 | SIWEM_PERC | High Demand Growth+High Gas Supply+Methanex Stays+Increased Demand Response+Reduced Rankine Availability+Low Wind & Solar | -11.248 | -1.4502 | 17.4787
2033 | SIWEM_PERC | High Demand Growth+High Gas Supply+Methanex Stays+Increased Demand Response+Reduced Rankine Availability+Low Wind & Solar | -12.8456 | -3.2532 | 14.5528
2034 | SIWEM_PERC | High Demand Growth+High Gas Supply+Methanex Stays+Increased Demand Response+Reduced Rankine Availability+Low Wind & Solar | -14.5725 | -5.2022 | 11.7666
2035 | SIWEM_PERC | High Demand Growth+High Gas Supply+Methanex Stays+Increased Demand Response+Reduced Rankine Availability+Low Wind & Solar | -15.8119 | -6.612 | 10.0483
2026 | NZWEM_PERC | High Demand Growth+High Gas Supply+Methanex Stays+Increased Demand Response+Reduced Rankine Availability+Constrained Operational Capacity | 11.2757 | 11.3311 | 11.3311
2027 | NZWEM_PERC | High Demand Growth+High Gas Supply+Methanex Stays+Increased Demand Response+Reduced Rankine Availability+Constrained Operational Capacity | 2.4373 | 4.167 | 4.466
2028 | NZWEM_PERC | High Demand Growth+High Gas Supply+Methanex Stays+Increased Demand Response+Reduced Rankine Availability+Constrained Operational Capacity | -1.3311 | 5.9847 | 10.0422
2029 | NZWEM_PERC | High Demand Growth+High Gas Supply+Methanex Stays+Increased Demand Response+Reduced Rankine Availability+Constrained Operational Capacity | -6.7341 | 3.2188 | 11.0935
2030 | NZWEM_PERC | High Demand Growth+High Gas Supply+Methanex Stays+Increased Demand Response+Reduced Rankine Availability+Constrained Operational Capacity | -11.4566 | -0.18764 | 12.1727
2031 | NZWEM_PERC | High Demand Growth+High Gas Supply+Methanex Stays+Increased Demand Response+Reduced Rankine Availability+Constrained Operational Capacity | -15.14 | -4.265 | 12.5988
2032 | NZWEM_PERC | High Demand Growth+High Gas Supply+Methanex Stays+Increased Demand Response+Reduced Rankine Availability+Constrained Operational Capacity | -17.2035 | -6.3139 | 10.916
2033 | NZWEM_PERC | High Demand Growth+High Gas Supply+Methanex Stays+Increased Demand Response+Reduced Rankine Availability+Constrained Operational Capacity | -19.0053 | -8.3931 | 9.8421
2034 | NZWEM_PERC | High Demand Growth+High Gas Supply+Methanex Stays+Increased Demand Response+Reduced Rankine Availability+Constrained Operational Capacity | -20.7301 | -10.0781 | 7.6281
2035 | NZWEM_PERC | High Demand Growth+High Gas Supply+Methanex Stays+Increased Demand Response+Reduced Rankine Availability+Constrained Operational Capacity | -22.1222 | -11.6451 | 5.6436
2026 | NIWCM | High Demand Growth+High Gas Supply+Methanex Stays+Increased Demand Response+Reduced Rankine Availability+Constrained Operational Capacity | 439.5221 | 439.5221 | 439.5221
2027 | NIWCM | High Demand Growth+High Gas Supply+Methanex Stays+Increased Demand Response+Reduced Rankine Availability+Constrained Operational Capacity | 320.9465 | 324.8176 | 324.8176
2028 | NIWCM | High Demand Growth+High Gas Supply+Methanex Stays+Increased Demand Response+Reduced Rankine Availability+Constrained Operational Capacity | 169.0221 | 663.6563 | 671.9906
2029 | NIWCM | High Demand Growth+High Gas Supply+Methanex Stays+Increased Demand Response+Reduced Rankine Availability+Constrained Operational Capacity | -154.8654 | 494.7855 | 652.1706
2030 | NIWCM | High Demand Growth+High Gas Supply+Methanex Stays+Increased Demand Response+Reduced Rankine Availability+Constrained Operational Capacity | -603.8607 | 137.6087 | 350.945
2031 | NIWCM | High Demand Growth+High Gas Supply+Methanex Stays+Increased Demand Response+Reduced Rankine Availability+Constrained Operational Capacity | -864.1907 | -111.9715 | 161.7371
2032 | NIWCM | High Demand Growth+High Gas Supply+Methanex Stays+Increased Demand Response+Reduced Rankine Availability+Constrained Operational Capacity | -1078.7384 | -324.0986 | -27.0191
2033 | NIWCM | High Demand Growth+High Gas Supply+Methanex Stays+Increased Demand Response+Reduced Rankine Availability+Constrained Operational Capacity | -1279.3768 | -520.862 | -215.1628
2034 | NIWCM | High Demand Growth+High Gas Supply+Methanex Stays+Increased Demand Response+Reduced Rankine Availability+Constrained Operational Capacity | -1501.7344 | -705.9906 | -321.421
2035 | NIWCM | High Demand Growth+High Gas Supply+Methanex Stays+Increased Demand Response+Reduced Rankine Availability+Constrained Operational Capacity | -1612.7925 | -862.4267 | -475.1684
2026 | SIWEM_PERC | High Demand Growth+High Gas Supply+Methanex Stays+Increased Demand Response+Reduced Rankine Availability+Constrained Operational Capacity | 29.7649 | 29.9207 | 29.9207
2027 | SIWEM_PERC | High Demand Growth+High Gas Supply+Methanex Stays+Increased Demand Response+Reduced Rankine Availability+Constrained Operational Capacity | 16.6389 | 19.1065 | 19.1065
2028 | SIWEM_PERC | High Demand Growth+High Gas Supply+Methanex Stays+Increased Demand Response+Reduced Rankine Availability+Constrained Operational Capacity | 11.2837 | 23.0995 | 29.7273
2029 | SIWEM_PERC | High Demand Growth+High Gas Supply+Methanex Stays+Increased Demand Response+Reduced Rankine Availability+Constrained Operational Capacity | 4.2023 | 15.2291 | 28.7461
2030 | SIWEM_PERC | High Demand Growth+High Gas Supply+Methanex Stays+Increased Demand Response+Reduced Rankine Availability+Constrained Operational Capacity | -3.4825 | 8.2937 | 31.0037
2031 | SIWEM_PERC | High Demand Growth+High Gas Supply+Methanex Stays+Increased Demand Response+Reduced Rankine Availability+Constrained Operational Capacity | -8.7515 | 2.3505 | 31.7086
2032 | SIWEM_PERC | High Demand Growth+High Gas Supply+Methanex Stays+Increased Demand Response+Reduced Rankine Availability+Constrained Operational Capacity | -10.5156 | 0.3411 | 27.4132
2033 | SIWEM_PERC | High Demand Growth+High Gas Supply+Methanex Stays+Increased Demand Response+Reduced Rankine Availability+Constrained Operational Capacity | -12.1285 | -1.4995 | 24.6542
2034 | SIWEM_PERC | High Demand Growth+High Gas Supply+Methanex Stays+Increased Demand Response+Reduced Rankine Availability+Constrained Operational Capacity | -13.8721 | -3.4891 | 18.8368
2035 | SIWEM_PERC | High Demand Growth+High Gas Supply+Methanex Stays+Increased Demand Response+Reduced Rankine Availability+Constrained Operational Capacity | -15.1242 | -4.93 | 13.5631
2026 | NZWEM_PERC | High Demand Growth+High Gas Supply+Methanex Stays+Increased Demand Response+Reduced Rankine Availability+Constrained Operational Capacity+Low Wind & Solar | 10.1129 | 10.1629 | 10.1629
2027 | NZWEM_PERC | High Demand Growth+High Gas Supply+Methanex Stays+Increased Demand Response+Reduced Rankine Availability+Constrained Operational Capacity+Low Wind & Solar | 1.1688 | 2.7298 | 2.9996
2028 | NZWEM_PERC | High Demand Growth+High Gas Supply+Methanex Stays+Increased Demand Response+Reduced Rankine Availability+Constrained Operational Capacity+Low Wind & Solar | -2.6364 | 3.9658 | 7.6276
2029 | NZWEM_PERC | High Demand Growth+High Gas Supply+Methanex Stays+Increased Demand Response+Reduced Rankine Availability+Constrained Operational Capacity+Low Wind & Solar | -8.0043 | 0.97786 | 8.0845
2030 | NZWEM_PERC | High Demand Growth+High Gas Supply+Methanex Stays+Increased Demand Response+Reduced Rankine Availability+Constrained Operational Capacity+Low Wind & Solar | -12.6488 | -2.436 | 8.7509
2031 | NZWEM_PERC | High Demand Growth+High Gas Supply+Methanex Stays+Increased Demand Response+Reduced Rankine Availability+Constrained Operational Capacity+Low Wind & Solar | -16.2825 | -6.4196 | 8.8301
2032 | NZWEM_PERC | High Demand Growth+High Gas Supply+Methanex Stays+Increased Demand Response+Reduced Rankine Availability+Constrained Operational Capacity+Low Wind & Solar | -18.3137 | -8.4391 | 7.1701
2033 | NZWEM_PERC | High Demand Growth+High Gas Supply+Methanex Stays+Increased Demand Response+Reduced Rankine Availability+Constrained Operational Capacity+Low Wind & Solar | -20.0873 | -10.4641 | 6.0508
2034 | NZWEM_PERC | High Demand Growth+High Gas Supply+Methanex Stays+Increased Demand Response+Reduced Rankine Availability+Constrained Operational Capacity+Low Wind & Solar | -21.7807 | -12.0891 | 3.9467
2035 | NZWEM_PERC | High Demand Growth+High Gas Supply+Methanex Stays+Increased Demand Response+Reduced Rankine Availability+Constrained Operational Capacity+Low Wind & Solar | -23.148 | -13.6086 | 2.049
2026 | NIWCM | High Demand Growth+High Gas Supply+Methanex Stays+Increased Demand Response+Reduced Rankine Availability+Constrained Operational Capacity+Low Wind & Solar | 439.5221 | 439.5221 | 439.5221
2027 | NIWCM | High Demand Growth+High Gas Supply+Methanex Stays+Increased Demand Response+Reduced Rankine Availability+Constrained Operational Capacity+Low Wind & Solar | 320.9465 | 324.8176 | 324.8176
2028 | NIWCM | High Demand Growth+High Gas Supply+Methanex Stays+Increased Demand Response+Reduced Rankine Availability+Constrained Operational Capacity+Low Wind & Solar | 169.0221 | 663.6563 | 671.9906
2029 | NIWCM | High Demand Growth+High Gas Supply+Methanex Stays+Increased Demand Response+Reduced Rankine Availability+Constrained Operational Capacity+Low Wind & Solar | -154.8654 | 494.7855 | 652.1706
2030 | NIWCM | High Demand Growth+High Gas Supply+Methanex Stays+Increased Demand Response+Reduced Rankine Availability+Constrained Operational Capacity+Low Wind & Solar | -603.8607 | 137.6087 | 350.945
2031 | NIWCM | High Demand Growth+High Gas Supply+Methanex Stays+Increased Demand Response+Reduced Rankine Availability+Constrained Operational Capacity+Low Wind & Solar | -864.1907 | -111.9715 | 161.7371
2032 | NIWCM | High Demand Growth+High Gas Supply+Methanex Stays+Increased Demand Response+Reduced Rankine Availability+Constrained Operational Capacity+Low Wind & Solar | -1078.7384 | -324.0986 | -27.0191
2033 | NIWCM | High Demand Growth+High Gas Supply+Methanex Stays+Increased Demand Response+Reduced Rankine Availability+Constrained Operational Capacity+Low Wind & Solar | -1279.3768 | -520.862 | -215.1628
2034 | NIWCM | High Demand Growth+High Gas Supply+Methanex Stays+Increased Demand Response+Reduced Rankine Availability+Constrained Operational Capacity+Low Wind & Solar | -1501.7344 | -705.9906 | -321.421
2035 | NIWCM | High Demand Growth+High Gas Supply+Methanex Stays+Increased Demand Response+Reduced Rankine Availability+Constrained Operational Capacity+Low Wind & Solar | -1612.7925 | -862.4267 | -475.1684
2026 | SIWEM_PERC | High Demand Growth+High Gas Supply+Methanex Stays+Increased Demand Response+Reduced Rankine Availability+Constrained Operational Capacity+Low Wind & Solar | 26.4945 | 26.6351 | 26.6351
2027 | SIWEM_PERC | High Demand Growth+High Gas Supply+Methanex Stays+Increased Demand Response+Reduced Rankine Availability+Constrained Operational Capacity+Low Wind & Solar | 15.8317 | 18.0585 | 18.0585
2028 | SIWEM_PERC | High Demand Growth+High Gas Supply+Methanex Stays+Increased Demand Response+Reduced Rankine Availability+Constrained Operational Capacity+Low Wind & Solar | 10.3616 | 21.025 | 27.0063
2029 | SIWEM_PERC | High Demand Growth+High Gas Supply+Methanex Stays+Increased Demand Response+Reduced Rankine Availability+Constrained Operational Capacity+Low Wind & Solar | 3.3418 | 13.2931 | 25.4917
2030 | SIWEM_PERC | High Demand Growth+High Gas Supply+Methanex Stays+Increased Demand Response+Reduced Rankine Availability+Constrained Operational Capacity+Low Wind & Solar | -4.2769 | 6.3506 | 21.837
2031 | SIWEM_PERC | High Demand Growth+High Gas Supply+Methanex Stays+Increased Demand Response+Reduced Rankine Availability+Constrained Operational Capacity+Low Wind & Solar | -9.5005 | 0.51875 | 21.7766
2032 | SIWEM_PERC | High Demand Growth+High Gas Supply+Methanex Stays+Increased Demand Response+Reduced Rankine Availability+Constrained Operational Capacity+Low Wind & Solar | -11.248 | -1.4502 | 17.4787
2033 | SIWEM_PERC | High Demand Growth+High Gas Supply+Methanex Stays+Increased Demand Response+Reduced Rankine Availability+Constrained Operational Capacity+Low Wind & Solar | -12.8456 | -3.2532 | 14.5528
2034 | SIWEM_PERC | High Demand Growth+High Gas Supply+Methanex Stays+Increased Demand Response+Reduced Rankine Availability+Constrained Operational Capacity+Low Wind & Solar | -14.5725 | -5.2022 | 11.7666
2035 | SIWEM_PERC | High Demand Growth+High Gas Supply+Methanex Stays+Increased Demand Response+Reduced Rankine Availability+Constrained Operational Capacity+Low Wind & Solar | -15.8119 | -6.612 | 10.0483
2026 | NZWEM_PERC | High Demand Growth+High Gas Supply+Methanex Stays+Increased Demand Response+Reduced Rankine Availability+Upgraded HVDC | 11.2757 | 11.3311 | 11.3311
2027 | NZWEM_PERC | High Demand Growth+High Gas Supply+Methanex Stays+Increased Demand Response+Reduced Rankine Availability+Upgraded HVDC | 2.4373 | 4.167 | 4.466
2028 | NZWEM_PERC | High Demand Growth+High Gas Supply+Methanex Stays+Increased Demand Response+Reduced Rankine Availability+Upgraded HVDC | -1.3311 | 5.9847 | 10.0422
2029 | NZWEM_PERC | High Demand Growth+High Gas Supply+Methanex Stays+Increased Demand Response+Reduced Rankine Availability+Upgraded HVDC | -6.7341 | 3.2188 | 11.0935
2030 | NZWEM_PERC | High Demand Growth+High Gas Supply+Methanex Stays+Increased Demand Response+Reduced Rankine Availability+Upgraded HVDC | -11.4566 | -0.18764 | 12.1727
2031 | NZWEM_PERC | High Demand Growth+High Gas Supply+Methanex Stays+Increased Demand Response+Reduced Rankine Availability+Upgraded HVDC | -15.14 | -4.265 | 12.5988
2032 | NZWEM_PERC | High Demand Growth+High Gas Supply+Methanex Stays+Increased Demand Response+Reduced Rankine Availability+Upgraded HVDC | -17.2035 | -6.3139 | 10.916
2033 | NZWEM_PERC | High Demand Growth+High Gas Supply+Methanex Stays+Increased Demand Response+Reduced Rankine Availability+Upgraded HVDC | -19.0053 | -8.3931 | 9.8421
2034 | NZWEM_PERC | High Demand Growth+High Gas Supply+Methanex Stays+Increased Demand Response+Reduced Rankine Availability+Upgraded HVDC | -20.7301 | -10.0781 | 7.6281
2035 | NZWEM_PERC | High Demand Growth+High Gas Supply+Methanex Stays+Increased Demand Response+Reduced Rankine Availability+Upgraded HVDC | -22.1222 | -11.6451 | 5.6436
2026 | NIWCM | High Demand Growth+High Gas Supply+Methanex Stays+Increased Demand Response+Reduced Rankine Availability+Upgraded HVDC | 1020.1216 | 1020.9214 | 1020.9214
2027 | NIWCM | High Demand Growth+High Gas Supply+Methanex Stays+Increased Demand Response+Reduced Rankine Availability+Upgraded HVDC | 942.8326 | 974.4335 | 978.97
2028 | NIWCM | High Demand Growth+High Gas Supply+Methanex Stays+Increased Demand Response+Reduced Rankine Availability+Upgraded HVDC | 825.9289 | 1474.3514 | 1544.3903
2029 | NIWCM | High Demand Growth+High Gas Supply+Methanex Stays+Increased Demand Response+Reduced Rankine Availability+Upgraded HVDC | 518.4543 | 1413.5768 | 1742.6064
2030 | NIWCM | High Demand Growth+High Gas Supply+Methanex Stays+Increased Demand Response+Reduced Rankine Availability+Upgraded HVDC | 75.0046 | 1101.7085 | 1661.8351
2031 | NIWCM | High Demand Growth+High Gas Supply+Methanex Stays+Increased Demand Response+Reduced Rankine Availability+Upgraded HVDC | -183.5851 | 862.8736 | 1678.4641
2032 | NIWCM | High Demand Growth+High Gas Supply+Methanex Stays+Increased Demand Response+Reduced Rankine Availability+Upgraded HVDC | -398.4765 | 669.1865 | 1524.812
2033 | NIWCM | High Demand Growth+High Gas Supply+Methanex Stays+Increased Demand Response+Reduced Rankine Availability+Upgraded HVDC | -595.3056 | 472.7647 | 1401.8913
2034 | NIWCM | High Demand Growth+High Gas Supply+Methanex Stays+Increased Demand Response+Reduced Rankine Availability+Upgraded HVDC | -823.6946 | 290.3164 | 1302.2392
2035 | NIWCM | High Demand Growth+High Gas Supply+Methanex Stays+Increased Demand Response+Reduced Rankine Availability+Upgraded HVDC | -990.5654 | 136.9579 | 1152.3488
2026 | SIWEM_PERC | High Demand Growth+High Gas Supply+Methanex Stays+Increased Demand Response+Reduced Rankine Availability+Upgraded HVDC | 29.7649 | 29.9207 | 29.9207
2027 | SIWEM_PERC | High Demand Growth+High Gas Supply+Methanex Stays+Increased Demand Response+Reduced Rankine Availability+Upgraded HVDC | 16.6389 | 19.1065 | 19.1065
2028 | SIWEM_PERC | High Demand Growth+High Gas Supply+Methanex Stays+Increased Demand Response+Reduced Rankine Availability+Upgraded HVDC | 11.2837 | 23.0995 | 29.7273
2029 | SIWEM_PERC | High Demand Growth+High Gas Supply+Methanex Stays+Increased Demand Response+Reduced Rankine Availability+Upgraded HVDC | 4.2023 | 15.2291 | 28.7461
2030 | SIWEM_PERC | High Demand Growth+High Gas Supply+Methanex Stays+Increased Demand Response+Reduced Rankine Availability+Upgraded HVDC | -3.4825 | 8.2937 | 31.0037
2031 | SIWEM_PERC | High Demand Growth+High Gas Supply+Methanex Stays+Increased Demand Response+Reduced Rankine Availability+Upgraded HVDC | -8.7515 | 2.3505 | 31.7086
2032 | SIWEM_PERC | High Demand Growth+High Gas Supply+Methanex Stays+Increased Demand Response+Reduced Rankine Availability+Upgraded HVDC | -10.5156 | 0.3411 | 27.4132
2033 | SIWEM_PERC | High Demand Growth+High Gas Supply+Methanex Stays+Increased Demand Response+Reduced Rankine Availability+Upgraded HVDC | -12.1285 | -1.4995 | 24.6542
2034 | SIWEM_PERC | High Demand Growth+High Gas Supply+Methanex Stays+Increased Demand Response+Reduced Rankine Availability+Upgraded HVDC | -13.8721 | -3.4891 | 18.8368
2035 | SIWEM_PERC | High Demand Growth+High Gas Supply+Methanex Stays+Increased Demand Response+Reduced Rankine Availability+Upgraded HVDC | -15.1242 | -4.93 | 13.5631
2026 | NZWEM_PERC | High Demand Growth+High Gas Supply+Methanex Stays+Increased Demand Response+Reduced Rankine Availability+Upgraded HVDC+Low Wind & Solar | 10.1129 | 10.1629 | 10.1629
2027 | NZWEM_PERC | High Demand Growth+High Gas Supply+Methanex Stays+Increased Demand Response+Reduced Rankine Availability+Upgraded HVDC+Low Wind & Solar | 1.1688 | 2.7298 | 2.9996
2028 | NZWEM_PERC | High Demand Growth+High Gas Supply+Methanex Stays+Increased Demand Response+Reduced Rankine Availability+Upgraded HVDC+Low Wind & Solar | -2.6364 | 3.9658 | 7.6276
2029 | NZWEM_PERC | High Demand Growth+High Gas Supply+Methanex Stays+Increased Demand Response+Reduced Rankine Availability+Upgraded HVDC+Low Wind & Solar | -8.0043 | 0.97786 | 8.0845
2030 | NZWEM_PERC | High Demand Growth+High Gas Supply+Methanex Stays+Increased Demand Response+Reduced Rankine Availability+Upgraded HVDC+Low Wind & Solar | -12.6488 | -2.436 | 8.7509
2031 | NZWEM_PERC | High Demand Growth+High Gas Supply+Methanex Stays+Increased Demand Response+Reduced Rankine Availability+Upgraded HVDC+Low Wind & Solar | -16.2825 | -6.4196 | 8.8301
2032 | NZWEM_PERC | High Demand Growth+High Gas Supply+Methanex Stays+Increased Demand Response+Reduced Rankine Availability+Upgraded HVDC+Low Wind & Solar | -18.3137 | -8.4391 | 7.1701
2033 | NZWEM_PERC | High Demand Growth+High Gas Supply+Methanex Stays+Increased Demand Response+Reduced Rankine Availability+Upgraded HVDC+Low Wind & Solar | -20.0873 | -10.4641 | 6.0508
2034 | NZWEM_PERC | High Demand Growth+High Gas Supply+Methanex Stays+Increased Demand Response+Reduced Rankine Availability+Upgraded HVDC+Low Wind & Solar | -21.7807 | -12.0891 | 3.9467
2035 | NZWEM_PERC | High Demand Growth+High Gas Supply+Methanex Stays+Increased Demand Response+Reduced Rankine Availability+Upgraded HVDC+Low Wind & Solar | -23.148 | -13.6086 | 2.049
2026 | NIWCM | High Demand Growth+High Gas Supply+Methanex Stays+Increased Demand Response+Reduced Rankine Availability+Upgraded HVDC+Low Wind & Solar | 1020.1216 | 1020.9214 | 1020.9214
2027 | NIWCM | High Demand Growth+High Gas Supply+Methanex Stays+Increased Demand Response+Reduced Rankine Availability+Upgraded HVDC+Low Wind & Solar | 942.8326 | 974.4335 | 978.97
2028 | NIWCM | High Demand Growth+High Gas Supply+Methanex Stays+Increased Demand Response+Reduced Rankine Availability+Upgraded HVDC+Low Wind & Solar | 825.9289 | 1474.3514 | 1544.3903
2029 | NIWCM | High Demand Growth+High Gas Supply+Methanex Stays+Increased Demand Response+Reduced Rankine Availability+Upgraded HVDC+Low Wind & Solar | 518.4543 | 1413.5768 | 1742.6064
2030 | NIWCM | High Demand Growth+High Gas Supply+Methanex Stays+Increased Demand Response+Reduced Rankine Availability+Upgraded HVDC+Low Wind & Solar | 75.0046 | 1101.7085 | 1661.8351
2031 | NIWCM | High Demand Growth+High Gas Supply+Methanex Stays+Increased Demand Response+Reduced Rankine Availability+Upgraded HVDC+Low Wind & Solar | -183.5851 | 862.8736 | 1678.4641
2032 | NIWCM | High Demand Growth+High Gas Supply+Methanex Stays+Increased Demand Response+Reduced Rankine Availability+Upgraded HVDC+Low Wind & Solar | -398.4765 | 669.1865 | 1524.812
2033 | NIWCM | High Demand Growth+High Gas Supply+Methanex Stays+Increased Demand Response+Reduced Rankine Availability+Upgraded HVDC+Low Wind & Solar | -595.3056 | 472.7647 | 1401.8913
2034 | NIWCM | High Demand Growth+High Gas Supply+Methanex Stays+Increased Demand Response+Reduced Rankine Availability+Upgraded HVDC+Low Wind & Solar | -823.6946 | 290.3164 | 1302.2392
2035 | NIWCM | High Demand Growth+High Gas Supply+Methanex Stays+Increased Demand Response+Reduced Rankine Availability+Upgraded HVDC+Low Wind & Solar | -990.5654 | 136.9579 | 1152.3488
2026 | SIWEM_PERC | High Demand Growth+High Gas Supply+Methanex Stays+Increased Demand Response+Reduced Rankine Availability+Upgraded HVDC+Low Wind & Solar | 26.4945 | 26.6351 | 26.6351
2027 | SIWEM_PERC | High Demand Growth+High Gas Supply+Methanex Stays+Increased Demand Response+Reduced Rankine Availability+Upgraded HVDC+Low Wind & Solar | 15.8317 | 18.0585 | 18.0585
2028 | SIWEM_PERC | High Demand Growth+High Gas Supply+Methanex Stays+Increased Demand Response+Reduced Rankine Availability+Upgraded HVDC+Low Wind & Solar | 10.3616 | 21.025 | 27.0063
2029 | SIWEM_PERC | High Demand Growth+High Gas Supply+Methanex Stays+Increased Demand Response+Reduced Rankine Availability+Upgraded HVDC+Low Wind & Solar | 3.3418 | 13.2931 | 25.4917
2030 | SIWEM_PERC | High Demand Growth+High Gas Supply+Methanex Stays+Increased Demand Response+Reduced Rankine Availability+Upgraded HVDC+Low Wind & Solar | -4.2769 | 6.3506 | 21.837
2031 | SIWEM_PERC | High Demand Growth+High Gas Supply+Methanex Stays+Increased Demand Response+Reduced Rankine Availability+Upgraded HVDC+Low Wind & Solar | -9.5005 | 0.51875 | 21.7766
2032 | SIWEM_PERC | High Demand Growth+High Gas Supply+Methanex Stays+Increased Demand Response+Reduced Rankine Availability+Upgraded HVDC+Low Wind & Solar | -11.248 | -1.4502 | 17.4787
2033 | SIWEM_PERC | High Demand Growth+High Gas Supply+Methanex Stays+Increased Demand Response+Reduced Rankine Availability+Upgraded HVDC+Low Wind & Solar | -12.8456 | -3.2532 | 14.5528
2034 | SIWEM_PERC | High Demand Growth+High Gas Supply+Methanex Stays+Increased Demand Response+Reduced Rankine Availability+Upgraded HVDC+Low Wind & Solar | -14.5725 | -5.2022 | 11.7666
2035 | SIWEM_PERC | High Demand Growth+High Gas Supply+Methanex Stays+Increased Demand Response+Reduced Rankine Availability+Upgraded HVDC+Low Wind & Solar | -15.8119 | -6.612 | 10.0483
2026 | NZWEM_PERC | High Demand Growth+High Gas Supply+Methanex Stays+Increased Demand Response+Reduced Rankine Availability+Upgraded HVDC+Constrained Operational Capacity | 11.2757 | 11.3311 | 11.3311
2027 | NZWEM_PERC | High Demand Growth+High Gas Supply+Methanex Stays+Increased Demand Response+Reduced Rankine Availability+Upgraded HVDC+Constrained Operational Capacity | 2.4373 | 4.167 | 4.466
2028 | NZWEM_PERC | High Demand Growth+High Gas Supply+Methanex Stays+Increased Demand Response+Reduced Rankine Availability+Upgraded HVDC+Constrained Operational Capacity | -1.3311 | 5.9847 | 10.0422
2029 | NZWEM_PERC | High Demand Growth+High Gas Supply+Methanex Stays+Increased Demand Response+Reduced Rankine Availability+Upgraded HVDC+Constrained Operational Capacity | -6.7341 | 3.2188 | 11.0935
2030 | NZWEM_PERC | High Demand Growth+High Gas Supply+Methanex Stays+Increased Demand Response+Reduced Rankine Availability+Upgraded HVDC+Constrained Operational Capacity | -11.4566 | -0.18764 | 12.1727
2031 | NZWEM_PERC | High Demand Growth+High Gas Supply+Methanex Stays+Increased Demand Response+Reduced Rankine Availability+Upgraded HVDC+Constrained Operational Capacity | -15.14 | -4.265 | 12.5988
2032 | NZWEM_PERC | High Demand Growth+High Gas Supply+Methanex Stays+Increased Demand Response+Reduced Rankine Availability+Upgraded HVDC+Constrained Operational Capacity | -17.2035 | -6.3139 | 10.916
2033 | NZWEM_PERC | High Demand Growth+High Gas Supply+Methanex Stays+Increased Demand Response+Reduced Rankine Availability+Upgraded HVDC+Constrained Operational Capacity | -19.0053 | -8.3931 | 9.8421
2034 | NZWEM_PERC | High Demand Growth+High Gas Supply+Methanex Stays+Increased Demand Response+Reduced Rankine Availability+Upgraded HVDC+Constrained Operational Capacity | -20.7301 | -10.0781 | 7.6281
2035 | NZWEM_PERC | High Demand Growth+High Gas Supply+Methanex Stays+Increased Demand Response+Reduced Rankine Availability+Upgraded HVDC+Constrained Operational Capacity | -22.1222 | -11.6451 | 5.6436
2026 | NIWCM | High Demand Growth+High Gas Supply+Methanex Stays+Increased Demand Response+Reduced Rankine Availability+Upgraded HVDC+Constrained Operational Capacity | 439.5221 | 439.5221 | 439.5221
2027 | NIWCM | High Demand Growth+High Gas Supply+Methanex Stays+Increased Demand Response+Reduced Rankine Availability+Upgraded HVDC+Constrained Operational Capacity | 320.9465 | 324.8176 | 324.8176
2028 | NIWCM | High Demand Growth+High Gas Supply+Methanex Stays+Increased Demand Response+Reduced Rankine Availability+Upgraded HVDC+Constrained Operational Capacity | 169.0221 | 663.6563 | 671.9906
2029 | NIWCM | High Demand Growth+High Gas Supply+Methanex Stays+Increased Demand Response+Reduced Rankine Availability+Upgraded HVDC+Constrained Operational Capacity | -154.8654 | 494.7855 | 652.1706
2030 | NIWCM | High Demand Growth+High Gas Supply+Methanex Stays+Increased Demand Response+Reduced Rankine Availability+Upgraded HVDC+Constrained Operational Capacity | -603.8607 | 137.6087 | 350.945
2031 | NIWCM | High Demand Growth+High Gas Supply+Methanex Stays+Increased Demand Response+Reduced Rankine Availability+Upgraded HVDC+Constrained Operational Capacity | -864.1907 | -111.9715 | 161.7371
2032 | NIWCM | High Demand Growth+High Gas Supply+Methanex Stays+Increased Demand Response+Reduced Rankine Availability+Upgraded HVDC+Constrained Operational Capacity | -1078.7384 | -324.0986 | -27.0191
2033 | NIWCM | High Demand Growth+High Gas Supply+Methanex Stays+Increased Demand Response+Reduced Rankine Availability+Upgraded HVDC+Constrained Operational Capacity | -1279.3768 | -520.862 | -215.1628
2034 | NIWCM | High Demand Growth+High Gas Supply+Methanex Stays+Increased Demand Response+Reduced Rankine Availability+Upgraded HVDC+Constrained Operational Capacity | -1501.7344 | -705.9906 | -321.421
2035 | NIWCM | High Demand Growth+High Gas Supply+Methanex Stays+Increased Demand Response+Reduced Rankine Availability+Upgraded HVDC+Constrained Operational Capacity | -1612.7925 | -862.4267 | -475.1684
2026 | SIWEM_PERC | High Demand Growth+High Gas Supply+Methanex Stays+Increased Demand Response+Reduced Rankine Availability+Upgraded HVDC+Constrained Operational Capacity | 29.7649 | 29.9207 | 29.9207
2027 | SIWEM_PERC | High Demand Growth+High Gas Supply+Methanex Stays+Increased Demand Response+Reduced Rankine Availability+Upgraded HVDC+Constrained Operational Capacity | 16.6389 | 19.1065 | 19.1065
2028 | SIWEM_PERC | High Demand Growth+High Gas Supply+Methanex Stays+Increased Demand Response+Reduced Rankine Availability+Upgraded HVDC+Constrained Operational Capacity | 11.2837 | 23.0995 | 29.7273
2029 | SIWEM_PERC | High Demand Growth+High Gas Supply+Methanex Stays+Increased Demand Response+Reduced Rankine Availability+Upgraded HVDC+Constrained Operational Capacity | 4.2023 | 15.2291 | 28.7461
2030 | SIWEM_PERC | High Demand Growth+High Gas Supply+Methanex Stays+Increased Demand Response+Reduced Rankine Availability+Upgraded HVDC+Constrained Operational Capacity | -3.4825 | 8.2937 | 31.0037
2031 | SIWEM_PERC | High Demand Growth+High Gas Supply+Methanex Stays+Increased Demand Response+Reduced Rankine Availability+Upgraded HVDC+Constrained Operational Capacity | -8.7515 | 2.3505 | 31.7086
2032 | SIWEM_PERC | High Demand Growth+High Gas Supply+Methanex Stays+Increased Demand Response+Reduced Rankine Availability+Upgraded HVDC+Constrained Operational Capacity | -10.5156 | 0.3411 | 27.4132
2033 | SIWEM_PERC | High Demand Growth+High Gas Supply+Methanex Stays+Increased Demand Response+Reduced Rankine Availability+Upgraded HVDC+Constrained Operational Capacity | -12.1285 | -1.4995 | 24.6542
2034 | SIWEM_PERC | High Demand Growth+High Gas Supply+Methanex Stays+Increased Demand Response+Reduced Rankine Availability+Upgraded HVDC+Constrained Operational Capacity | -13.8721 | -3.4891 | 18.8368
2035 | SIWEM_PERC | High Demand Growth+High Gas Supply+Methanex Stays+Increased Demand Response+Reduced Rankine Availability+Upgraded HVDC+Constrained Operational Capacity | -15.1242 | -4.93 | 13.5631
2026 | NZWEM_PERC | High Demand Growth+High Gas Supply+Methanex Stays+Increased Demand Response+Reduced Rankine Availability+Upgraded HVDC+Constrained Operational Capacity+Low Wind & Solar | 10.1129 | 10.1629 | 10.1629
2027 | NZWEM_PERC | High Demand Growth+High Gas Supply+Methanex Stays+Increased Demand Response+Reduced Rankine Availability+Upgraded HVDC+Constrained Operational Capacity+Low Wind & Solar | 1.1688 | 2.7298 | 2.9996
2028 | NZWEM_PERC | High Demand Growth+High Gas Supply+Methanex Stays+Increased Demand Response+Reduced Rankine Availability+Upgraded HVDC+Constrained Operational Capacity+Low Wind & Solar | -2.6364 | 3.9658 | 7.6276
2029 | NZWEM_PERC | High Demand Growth+High Gas Supply+Methanex Stays+Increased Demand Response+Reduced Rankine Availability+Upgraded HVDC+Constrained Operational Capacity+Low Wind & Solar | -8.0043 | 0.97786 | 8.0845
2030 | NZWEM_PERC | High Demand Growth+High Gas Supply+Methanex Stays+Increased Demand Response+Reduced Rankine Availability+Upgraded HVDC+Constrained Operational Capacity+Low Wind & Solar | -12.6488 | -2.436 | 8.7509
2031 | NZWEM_PERC | High Demand Growth+High Gas Supply+Methanex Stays+Increased Demand Response+Reduced Rankine Availability+Upgraded HVDC+Constrained Operational Capacity+Low Wind & Solar | -16.2825 | -6.4196 | 8.8301
2032 | NZWEM_PERC | High Demand Growth+High Gas Supply+Methanex Stays+Increased Demand Response+Reduced Rankine Availability+Upgraded HVDC+Constrained Operational Capacity+Low Wind & Solar | -18.3137 | -8.4391 | 7.1701
2033 | NZWEM_PERC | High Demand Growth+High Gas Supply+Methanex Stays+Increased Demand Response+Reduced Rankine Availability+Upgraded HVDC+Constrained Operational Capacity+Low Wind & Solar | -20.0873 | -10.4641 | 6.0508
2034 | NZWEM_PERC | High Demand Growth+High Gas Supply+Methanex Stays+Increased Demand Response+Reduced Rankine Availability+Upgraded HVDC+Constrained Operational Capacity+Low Wind & Solar | -21.7807 | -12.0891 | 3.9467
2035 | NZWEM_PERC | High Demand Growth+High Gas Supply+Methanex Stays+Increased Demand Response+Reduced Rankine Availability+Upgraded HVDC+Constrained Operational Capacity+Low Wind & Solar | -23.148 | -13.6086 | 2.049
2026 | NIWCM | High Demand Growth+High Gas Supply+Methanex Stays+Increased Demand Response+Reduced Rankine Availability+Upgraded HVDC+Constrained Operational Capacity+Low Wind & Solar | 439.5221 | 439.5221 | 439.5221
2027 | NIWCM | High Demand Growth+High Gas Supply+Methanex Stays+Increased Demand Response+Reduced Rankine Availability+Upgraded HVDC+Constrained Operational Capacity+Low Wind & Solar | 320.9465 | 324.8176 | 324.8176
2028 | NIWCM | High Demand Growth+High Gas Supply+Methanex Stays+Increased Demand Response+Reduced Rankine Availability+Upgraded HVDC+Constrained Operational Capacity+Low Wind & Solar | 169.0221 | 663.6563 | 671.9906
2029 | NIWCM | High Demand Growth+High Gas Supply+Methanex Stays+Increased Demand Response+Reduced Rankine Availability+Upgraded HVDC+Constrained Operational Capacity+Low Wind & Solar | -154.8654 | 494.7855 | 652.1706
2030 | NIWCM | High Demand Growth+High Gas Supply+Methanex Stays+Increased Demand Response+Reduced Rankine Availability+Upgraded HVDC+Constrained Operational Capacity+Low Wind & Solar | -603.8607 | 137.6087 | 350.945
2031 | NIWCM | High Demand Growth+High Gas Supply+Methanex Stays+Increased Demand Response+Reduced Rankine Availability+Upgraded HVDC+Constrained Operational Capacity+Low Wind & Solar | -864.1907 | -111.9715 | 161.7371
2032 | NIWCM | High Demand Growth+High Gas Supply+Methanex Stays+Increased Demand Response+Reduced Rankine Availability+Upgraded HVDC+Constrained Operational Capacity+Low Wind & Solar | -1078.7384 | -324.0986 | -27.0191
2033 | NIWCM | High Demand Growth+High Gas Supply+Methanex Stays+Increased Demand Response+Reduced Rankine Availability+Upgraded HVDC+Constrained Operational Capacity+Low Wind & Solar | -1279.3768 | -520.862 | -215.1628
2034 | NIWCM | High Demand Growth+High Gas Supply+Methanex Stays+Increased Demand Response+Reduced Rankine Availability+Upgraded HVDC+Constrained Operational Capacity+Low Wind & Solar | -1501.7344 | -705.9906 | -321.421
2035 | NIWCM | High Demand Growth+High Gas Supply+Methanex Stays+Increased Demand Response+Reduced Rankine Availability+Upgraded HVDC+Constrained Operational Capacity+Low Wind & Solar | -1612.7925 | -862.4267 | -475.1684
2026 | SIWEM_PERC | High Demand Growth+High Gas Supply+Methanex Stays+Increased Demand Response+Reduced Rankine Availability+Upgraded HVDC+Constrained Operational Capacity+Low Wind & Solar | 26.4945 | 26.6351 | 26.6351
2027 | SIWEM_PERC | High Demand Growth+High Gas Supply+Methanex Stays+Increased Demand Response+Reduced Rankine Availability+Upgraded HVDC+Constrained Operational Capacity+Low Wind & Solar | 15.8317 | 18.0585 | 18.0585
2028 | SIWEM_PERC | High Demand Growth+High Gas Supply+Methanex Stays+Increased Demand Response+Reduced Rankine Availability+Upgraded HVDC+Constrained Operational Capacity+Low Wind & Solar | 10.3616 | 21.025 | 27.0063
2029 | SIWEM_PERC | High Demand Growth+High Gas Supply+Methanex Stays+Increased Demand Response+Reduced Rankine Availability+Upgraded HVDC+Constrained Operational Capacity+Low Wind & Solar | 3.3418 | 13.2931 | 25.4917
2030 | SIWEM_PERC | High Demand Growth+High Gas Supply+Methanex Stays+Increased Demand Response+Reduced Rankine Availability+Upgraded HVDC+Constrained Operational Capacity+Low Wind & Solar | -4.2769 | 6.3506 | 21.837
2031 | SIWEM_PERC | High Demand Growth+High Gas Supply+Methanex Stays+Increased Demand Response+Reduced Rankine Availability+Upgraded HVDC+Constrained Operational Capacity+Low Wind & Solar | -9.5005 | 0.51875 | 21.7766
2032 | SIWEM_PERC | High Demand Growth+High Gas Supply+Methanex Stays+Increased Demand Response+Reduced Rankine Availability+Upgraded HVDC+Constrained Operational Capacity+Low Wind & Solar | -11.248 | -1.4502 | 17.4787
2033 | SIWEM_PERC | High Demand Growth+High Gas Supply+Methanex Stays+Increased Demand Response+Reduced Rankine Availability+Upgraded HVDC+Constrained Operational Capacity+Low Wind & Solar | -12.8456 | -3.2532 | 14.5528
2034 | SIWEM_PERC | High Demand Growth+High Gas Supply+Methanex Stays+Increased Demand Response+Reduced Rankine Availability+Upgraded HVDC+Constrained Operational Capacity+Low Wind & Solar | -14.5725 | -5.2022 | 11.7666
2035 | SIWEM_PERC | High Demand Growth+High Gas Supply+Methanex Stays+Increased Demand Response+Reduced Rankine Availability+Upgraded HVDC+Constrained Operational Capacity+Low Wind & Solar | -15.8119 | -6.612 | 10.0483
2026 | NZWEM_PERC | High Demand Growth+High Gas Supply+Methanex Stays+Increased Demand Response+Reduced Rankine Availability+Delayed Build | 6.7822 | 6.7822 | 6.7822
2027 | NZWEM_PERC | High Demand Growth+High Gas Supply+Methanex Stays+Increased Demand Response+Reduced Rankine Availability+Delayed Build | -4.5016 | -4.3685 | -4.2106
2028 | NZWEM_PERC | High Demand Growth+High Gas Supply+Methanex Stays+Increased Demand Response+Reduced Rankine Availability+Delayed Build | -5.1043 | -3.8024 | -3.519
2029 | NZWEM_PERC | High Demand Growth+High Gas Supply+Methanex Stays+Increased Demand Response+Reduced Rankine Availability+Delayed Build | -7.7344 | -5.2544 | -4.4841
2030 | NZWEM_PERC | High Demand Growth+High Gas Supply+Methanex Stays+Increased Demand Response+Reduced Rankine Availability+Delayed Build | -11.4566 | -3.888 | 2.5097
2031 | NZWEM_PERC | High Demand Growth+High Gas Supply+Methanex Stays+Increased Demand Response+Reduced Rankine Availability+Delayed Build | -15.14 | -5.3338 | 1.7493
2032 | NZWEM_PERC | High Demand Growth+High Gas Supply+Methanex Stays+Increased Demand Response+Reduced Rankine Availability+Delayed Build | -17.2035 | -7.1196 | 4.391
2033 | NZWEM_PERC | High Demand Growth+High Gas Supply+Methanex Stays+Increased Demand Response+Reduced Rankine Availability+Delayed Build | -19.0053 | -9.1066 | 6.8633
2034 | NZWEM_PERC | High Demand Growth+High Gas Supply+Methanex Stays+Increased Demand Response+Reduced Rankine Availability+Delayed Build | -20.7301 | -10.814 | 5.4899
2035 | NZWEM_PERC | High Demand Growth+High Gas Supply+Methanex Stays+Increased Demand Response+Reduced Rankine Availability+Delayed Build | -22.1222 | -12.0609 | 5.2277
2026 | NIWCM | High Demand Growth+High Gas Supply+Methanex Stays+Increased Demand Response+Reduced Rankine Availability+Delayed Build | 741.7097 | 741.7097 | 741.7097
2027 | NIWCM | High Demand Growth+High Gas Supply+Methanex Stays+Increased Demand Response+Reduced Rankine Availability+Delayed Build | 543.3008 | 545.3044 | 547.7769
2028 | NIWCM | High Demand Growth+High Gas Supply+Methanex Stays+Increased Demand Response+Reduced Rankine Availability+Delayed Build | 570.4704 | 591.0527 | 595.5892
2029 | NIWCM | High Demand Growth+High Gas Supply+Methanex Stays+Increased Demand Response+Reduced Rankine Availability+Delayed Build | 309.988 | 438.2941 | 451.8864
2030 | NIWCM | High Demand Growth+High Gas Supply+Methanex Stays+Increased Demand Response+Reduced Rankine Availability+Delayed Build | 19.2281 | 745.4805 | 1038.4801
2031 | NIWCM | High Demand Growth+High Gas Supply+Methanex Stays+Increased Demand Response+Reduced Rankine Availability+Delayed Build | -256.5236 | 682.0003 | 1043.5201
2032 | NIWCM | High Demand Growth+High Gas Supply+Methanex Stays+Increased Demand Response+Reduced Rankine Availability+Delayed Build | -471.415 | 542.8788 | 1131.8408
2033 | NIWCM | High Demand Growth+High Gas Supply+Methanex Stays+Increased Demand Response+Reduced Rankine Availability+Delayed Build | -595.3056 | 427.7255 | 1257.4496
2034 | NIWCM | High Demand Growth+High Gas Supply+Methanex Stays+Increased Demand Response+Reduced Rankine Availability+Delayed Build | -823.6946 | 220.2272 | 1087.721
2035 | NIWCM | High Demand Growth+High Gas Supply+Methanex Stays+Increased Demand Response+Reduced Rankine Availability+Delayed Build | -990.5654 | 84.6259 | 1022.7878
2026 | SIWEM_PERC | High Demand Growth+High Gas Supply+Methanex Stays+Increased Demand Response+Reduced Rankine Availability+Delayed Build | 17.6057 | 17.6057 | 17.6057
2027 | SIWEM_PERC | High Demand Growth+High Gas Supply+Methanex Stays+Increased Demand Response+Reduced Rankine Availability+Delayed Build | 13.1185 | 13.1862 | 13.1862
2028 | SIWEM_PERC | High Demand Growth+High Gas Supply+Methanex Stays+Increased Demand Response+Reduced Rankine Availability+Delayed Build | 9.1882 | 10.9655 | 10.9655
2029 | SIWEM_PERC | High Demand Growth+High Gas Supply+Methanex Stays+Increased Demand Response+Reduced Rankine Availability+Delayed Build | 2.6144 | 6.9288 | 6.9288
2030 | SIWEM_PERC | High Demand Growth+High Gas Supply+Methanex Stays+Increased Demand Response+Reduced Rankine Availability+Delayed Build | -3.4825 | 6.6977 | 17.5342
2031 | SIWEM_PERC | High Demand Growth+High Gas Supply+Methanex Stays+Increased Demand Response+Reduced Rankine Availability+Delayed Build | -8.7515 | 0.84595 | 12.6108
2032 | SIWEM_PERC | High Demand Growth+High Gas Supply+Methanex Stays+Increased Demand Response+Reduced Rankine Availability+Delayed Build | -10.5156 | 0.3411 | 16.1139
2033 | SIWEM_PERC | High Demand Growth+High Gas Supply+Methanex Stays+Increased Demand Response+Reduced Rankine Availability+Delayed Build | -12.1285 | -1.4995 | 17.7488
2034 | SIWEM_PERC | High Demand Growth+High Gas Supply+Methanex Stays+Increased Demand Response+Reduced Rankine Availability+Delayed Build | -13.8721 | -3.4891 | 15.3136
2035 | SIWEM_PERC | High Demand Growth+High Gas Supply+Methanex Stays+Increased Demand Response+Reduced Rankine Availability+Delayed Build | -15.1242 | -4.93 | 13.5308
2026 | NZWEM_PERC | High Demand Growth+High Gas Supply+Methanex Stays+Increased Demand Response+Reduced Rankine Availability+Delayed Build+Low Wind & Solar | 5.8975 | 5.8975 | 5.8975
2027 | NZWEM_PERC | High Demand Growth+High Gas Supply+Methanex Stays+Increased Demand Response+Reduced Rankine Availability+Delayed Build+Low Wind & Solar | -5.4019 | -5.2818 | -5.1393
2028 | NZWEM_PERC | High Demand Growth+High Gas Supply+Methanex Stays+Increased Demand Response+Reduced Rankine Availability+Delayed Build+Low Wind & Solar | -6.1891 | -5.0142 | -4.7585
2029 | NZWEM_PERC | High Demand Growth+High Gas Supply+Methanex Stays+Increased Demand Response+Reduced Rankine Availability+Delayed Build+Low Wind & Solar | -8.9071 | -6.6689 | -5.9737
2030 | NZWEM_PERC | High Demand Growth+High Gas Supply+Methanex Stays+Increased Demand Response+Reduced Rankine Availability+Delayed Build+Low Wind & Solar | -12.6488 | -5.8184 | -0.044643
2031 | NZWEM_PERC | High Demand Growth+High Gas Supply+Methanex Stays+Increased Demand Response+Reduced Rankine Availability+Delayed Build+Low Wind & Solar | -16.2825 | -7.4327 | -1.0405
2032 | NZWEM_PERC | High Demand Growth+High Gas Supply+Methanex Stays+Increased Demand Response+Reduced Rankine Availability+Delayed Build+Low Wind & Solar | -18.3137 | -9.2133 | 1.2044
2033 | NZWEM_PERC | High Demand Growth+High Gas Supply+Methanex Stays+Increased Demand Response+Reduced Rankine Availability+Delayed Build+Low Wind & Solar | -20.0873 | -11.147 | 3.2944
2034 | NZWEM_PERC | High Demand Growth+High Gas Supply+Methanex Stays+Increased Demand Response+Reduced Rankine Availability+Delayed Build+Low Wind & Solar | -21.7807 | -12.825 | 1.9453
2035 | NZWEM_PERC | High Demand Growth+High Gas Supply+Methanex Stays+Increased Demand Response+Reduced Rankine Availability+Delayed Build+Low Wind & Solar | -23.148 | -14.0244 | 1.6332
2026 | NIWCM | High Demand Growth+High Gas Supply+Methanex Stays+Increased Demand Response+Reduced Rankine Availability+Delayed Build+Low Wind & Solar | 741.7097 | 741.7097 | 741.7097
2027 | NIWCM | High Demand Growth+High Gas Supply+Methanex Stays+Increased Demand Response+Reduced Rankine Availability+Delayed Build+Low Wind & Solar | 543.3008 | 545.3044 | 547.7769
2028 | NIWCM | High Demand Growth+High Gas Supply+Methanex Stays+Increased Demand Response+Reduced Rankine Availability+Delayed Build+Low Wind & Solar | 570.4704 | 591.0527 | 595.5892
2029 | NIWCM | High Demand Growth+High Gas Supply+Methanex Stays+Increased Demand Response+Reduced Rankine Availability+Delayed Build+Low Wind & Solar | 309.988 | 438.2941 | 451.8864
2030 | NIWCM | High Demand Growth+High Gas Supply+Methanex Stays+Increased Demand Response+Reduced Rankine Availability+Delayed Build+Low Wind & Solar | 19.2281 | 745.4805 | 1038.4801
2031 | NIWCM | High Demand Growth+High Gas Supply+Methanex Stays+Increased Demand Response+Reduced Rankine Availability+Delayed Build+Low Wind & Solar | -256.5236 | 682.0003 | 1043.5201
2032 | NIWCM | High Demand Growth+High Gas Supply+Methanex Stays+Increased Demand Response+Reduced Rankine Availability+Delayed Build+Low Wind & Solar | -471.415 | 542.8788 | 1131.8408
2033 | NIWCM | High Demand Growth+High Gas Supply+Methanex Stays+Increased Demand Response+Reduced Rankine Availability+Delayed Build+Low Wind & Solar | -595.3056 | 427.7255 | 1257.4496
2034 | NIWCM | High Demand Growth+High Gas Supply+Methanex Stays+Increased Demand Response+Reduced Rankine Availability+Delayed Build+Low Wind & Solar | -823.6946 | 220.2272 | 1087.721
2035 | NIWCM | High Demand Growth+High Gas Supply+Methanex Stays+Increased Demand Response+Reduced Rankine Availability+Delayed Build+Low Wind & Solar | -990.5654 | 84.6259 | 1022.7878
2026 | SIWEM_PERC | High Demand Growth+High Gas Supply+Methanex Stays+Increased Demand Response+Reduced Rankine Availability+Delayed Build+Low Wind & Solar | 17.2783 | 17.2783 | 17.2783
2027 | SIWEM_PERC | High Demand Growth+High Gas Supply+Methanex Stays+Increased Demand Response+Reduced Rankine Availability+Delayed Build+Low Wind & Solar | 12.6546 | 12.7157 | 12.7157
2028 | SIWEM_PERC | High Demand Growth+High Gas Supply+Methanex Stays+Increased Demand Response+Reduced Rankine Availability+Delayed Build+Low Wind & Solar | 8.4705 | 10.0745 | 10.0745
2029 | SIWEM_PERC | High Demand Growth+High Gas Supply+Methanex Stays+Increased Demand Response+Reduced Rankine Availability+Delayed Build+Low Wind & Solar | 1.9088 | 5.8024 | 5.8024
2030 | SIWEM_PERC | High Demand Growth+High Gas Supply+Methanex Stays+Increased Demand Response+Reduced Rankine Availability+Delayed Build+Low Wind & Solar | -4.2769 | 4.9103 | 14.6899
2031 | SIWEM_PERC | High Demand Growth+High Gas Supply+Methanex Stays+Increased Demand Response+Reduced Rankine Availability+Delayed Build+Low Wind & Solar | -9.5005 | -0.8391 | 9.7783
2032 | SIWEM_PERC | High Demand Growth+High Gas Supply+Methanex Stays+Increased Demand Response+Reduced Rankine Availability+Delayed Build+Low Wind & Solar | -11.248 | -1.4502 | 12.7842
2033 | SIWEM_PERC | High Demand Growth+High Gas Supply+Methanex Stays+Increased Demand Response+Reduced Rankine Availability+Delayed Build+Low Wind & Solar | -12.8456 | -3.2532 | 14.1177
2034 | SIWEM_PERC | High Demand Growth+High Gas Supply+Methanex Stays+Increased Demand Response+Reduced Rankine Availability+Delayed Build+Low Wind & Solar | -14.5725 | -5.2022 | 11.7666
2035 | SIWEM_PERC | High Demand Growth+High Gas Supply+Methanex Stays+Increased Demand Response+Reduced Rankine Availability+Delayed Build+Low Wind & Solar | -15.8119 | -6.612 | 10.0483
2026 | NZWEM_PERC | High Demand Growth+High Gas Supply+Methanex Stays+Increased Demand Response+Reduced Rankine Availability+Delayed Build+Constrained Operational Capacity | 6.7822 | 6.7822 | 6.7822
2027 | NZWEM_PERC | High Demand Growth+High Gas Supply+Methanex Stays+Increased Demand Response+Reduced Rankine Availability+Delayed Build+Constrained Operational Capacity | -4.5016 | -4.3685 | -4.2106
2028 | NZWEM_PERC | High Demand Growth+High Gas Supply+Methanex Stays+Increased Demand Response+Reduced Rankine Availability+Delayed Build+Constrained Operational Capacity | -5.1043 | -3.8024 | -3.519
2029 | NZWEM_PERC | High Demand Growth+High Gas Supply+Methanex Stays+Increased Demand Response+Reduced Rankine Availability+Delayed Build+Constrained Operational Capacity | -7.7344 | -5.2544 | -4.4841
2030 | NZWEM_PERC | High Demand Growth+High Gas Supply+Methanex Stays+Increased Demand Response+Reduced Rankine Availability+Delayed Build+Constrained Operational Capacity | -11.4566 | -3.888 | 2.5097
2031 | NZWEM_PERC | High Demand Growth+High Gas Supply+Methanex Stays+Increased Demand Response+Reduced Rankine Availability+Delayed Build+Constrained Operational Capacity | -15.14 | -5.3338 | 1.7493
2032 | NZWEM_PERC | High Demand Growth+High Gas Supply+Methanex Stays+Increased Demand Response+Reduced Rankine Availability+Delayed Build+Constrained Operational Capacity | -17.2035 | -7.1196 | 4.391
2033 | NZWEM_PERC | High Demand Growth+High Gas Supply+Methanex Stays+Increased Demand Response+Reduced Rankine Availability+Delayed Build+Constrained Operational Capacity | -19.0053 | -9.1066 | 6.8633
2034 | NZWEM_PERC | High Demand Growth+High Gas Supply+Methanex Stays+Increased Demand Response+Reduced Rankine Availability+Delayed Build+Constrained Operational Capacity | -20.7301 | -10.814 | 5.4899
2035 | NZWEM_PERC | High Demand Growth+High Gas Supply+Methanex Stays+Increased Demand Response+Reduced Rankine Availability+Delayed Build+Constrained Operational Capacity | -22.1222 | -12.0609 | 5.2277
2026 | NIWCM | High Demand Growth+High Gas Supply+Methanex Stays+Increased Demand Response+Reduced Rankine Availability+Delayed Build+Constrained Operational Capacity | 209.2066 | 209.2066 | 209.2066
2027 | NIWCM | High Demand Growth+High Gas Supply+Methanex Stays+Increased Demand Response+Reduced Rankine Availability+Delayed Build+Constrained Operational Capacity | 4.4086 | 4.4086 | 4.4086
2028 | NIWCM | High Demand Growth+High Gas Supply+Methanex Stays+Increased Demand Response+Reduced Rankine Availability+Delayed Build+Constrained Operational Capacity | -40.9528 | -40.9528 | -40.9528
2029 | NIWCM | High Demand Growth+High Gas Supply+Methanex Stays+Increased Demand Response+Reduced Rankine Availability+Delayed Build+Constrained Operational Capacity | -335.0736 | -252.8911 | -252.8911
2030 | NIWCM | High Demand Growth+High Gas Supply+Methanex Stays+Increased Demand Response+Reduced Rankine Availability+Delayed Build+Constrained Operational Capacity | -659.6372 | -145.9704 | -28.0389
2031 | NIWCM | High Demand Growth+High Gas Supply+Methanex Stays+Increased Demand Response+Reduced Rankine Availability+Delayed Build+Constrained Operational Capacity | -937.1292 | -284.1864 | -124.8989
2032 | NIWCM | High Demand Growth+High Gas Supply+Methanex Stays+Increased Demand Response+Reduced Rankine Availability+Delayed Build+Constrained Operational Capacity | -1151.6769 | -435.8263 | -220.1632
2033 | NIWCM | High Demand Growth+High Gas Supply+Methanex Stays+Increased Demand Response+Reduced Rankine Availability+Delayed Build+Constrained Operational Capacity | -1279.3768 | -551.3212 | -277.0745
2034 | NIWCM | High Demand Growth+High Gas Supply+Methanex Stays+Increased Demand Response+Reduced Rankine Availability+Delayed Build+Constrained Operational Capacity | -1501.7344 | -776.0798 | -478.7392
2035 | NIWCM | High Demand Growth+High Gas Supply+Methanex Stays+Increased Demand Response+Reduced Rankine Availability+Delayed Build+Constrained Operational Capacity | -1612.7925 | -914.7587 | -604.7294
2026 | SIWEM_PERC | High Demand Growth+High Gas Supply+Methanex Stays+Increased Demand Response+Reduced Rankine Availability+Delayed Build+Constrained Operational Capacity | 17.6057 | 17.6057 | 17.6057
2027 | SIWEM_PERC | High Demand Growth+High Gas Supply+Methanex Stays+Increased Demand Response+Reduced Rankine Availability+Delayed Build+Constrained Operational Capacity | 13.1185 | 13.1862 | 13.1862
2028 | SIWEM_PERC | High Demand Growth+High Gas Supply+Methanex Stays+Increased Demand Response+Reduced Rankine Availability+Delayed Build+Constrained Operational Capacity | 9.1882 | 10.9655 | 10.9655
2029 | SIWEM_PERC | High Demand Growth+High Gas Supply+Methanex Stays+Increased Demand Response+Reduced Rankine Availability+Delayed Build+Constrained Operational Capacity | 2.6144 | 6.9288 | 6.9288
2030 | SIWEM_PERC | High Demand Growth+High Gas Supply+Methanex Stays+Increased Demand Response+Reduced Rankine Availability+Delayed Build+Constrained Operational Capacity | -3.4825 | 6.6977 | 17.5342
2031 | SIWEM_PERC | High Demand Growth+High Gas Supply+Methanex Stays+Increased Demand Response+Reduced Rankine Availability+Delayed Build+Constrained Operational Capacity | -8.7515 | 0.84595 | 12.6108
2032 | SIWEM_PERC | High Demand Growth+High Gas Supply+Methanex Stays+Increased Demand Response+Reduced Rankine Availability+Delayed Build+Constrained Operational Capacity | -10.5156 | 0.3411 | 16.1139
2033 | SIWEM_PERC | High Demand Growth+High Gas Supply+Methanex Stays+Increased Demand Response+Reduced Rankine Availability+Delayed Build+Constrained Operational Capacity | -12.1285 | -1.4995 | 17.7488
2034 | SIWEM_PERC | High Demand Growth+High Gas Supply+Methanex Stays+Increased Demand Response+Reduced Rankine Availability+Delayed Build+Constrained Operational Capacity | -13.8721 | -3.4891 | 15.3136
2035 | SIWEM_PERC | High Demand Growth+High Gas Supply+Methanex Stays+Increased Demand Response+Reduced Rankine Availability+Delayed Build+Constrained Operational Capacity | -15.1242 | -4.93 | 13.5308
2026 | NZWEM_PERC | High Demand Growth+High Gas Supply+Methanex Stays+Increased Demand Response+Reduced Rankine Availability+Delayed Build+Constrained Operational Capacity+Low Wind & Solar | 5.8975 | 5.8975 | 5.8975
2027 | NZWEM_PERC | High Demand Growth+High Gas Supply+Methanex Stays+Increased Demand Response+Reduced Rankine Availability+Delayed Build+Constrained Operational Capacity+Low Wind & Solar | -5.4019 | -5.2818 | -5.1393
2028 | NZWEM_PERC | High Demand Growth+High Gas Supply+Methanex Stays+Increased Demand Response+Reduced Rankine Availability+Delayed Build+Constrained Operational Capacity+Low Wind & Solar | -6.1891 | -5.0142 | -4.7585
2029 | NZWEM_PERC | High Demand Growth+High Gas Supply+Methanex Stays+Increased Demand Response+Reduced Rankine Availability+Delayed Build+Constrained Operational Capacity+Low Wind & Solar | -8.9071 | -6.6689 | -5.9737
2030 | NZWEM_PERC | High Demand Growth+High Gas Supply+Methanex Stays+Increased Demand Response+Reduced Rankine Availability+Delayed Build+Constrained Operational Capacity+Low Wind & Solar | -12.6488 | -5.8184 | -0.044643
2031 | NZWEM_PERC | High Demand Growth+High Gas Supply+Methanex Stays+Increased Demand Response+Reduced Rankine Availability+Delayed Build+Constrained Operational Capacity+Low Wind & Solar | -16.2825 | -7.4327 | -1.0405
2032 | NZWEM_PERC | High Demand Growth+High Gas Supply+Methanex Stays+Increased Demand Response+Reduced Rankine Availability+Delayed Build+Constrained Operational Capacity+Low Wind & Solar | -18.3137 | -9.2133 | 1.2044
2033 | NZWEM_PERC | High Demand Growth+High Gas Supply+Methanex Stays+Increased Demand Response+Reduced Rankine Availability+Delayed Build+Constrained Operational Capacity+Low Wind & Solar | -20.0873 | -11.147 | 3.2944
2034 | NZWEM_PERC | High Demand Growth+High Gas Supply+Methanex Stays+Increased Demand Response+Reduced Rankine Availability+Delayed Build+Constrained Operational Capacity+Low Wind & Solar | -21.7807 | -12.825 | 1.9453
2035 | NZWEM_PERC | High Demand Growth+High Gas Supply+Methanex Stays+Increased Demand Response+Reduced Rankine Availability+Delayed Build+Constrained Operational Capacity+Low Wind & Solar | -23.148 | -14.0244 | 1.6332
2026 | NIWCM | High Demand Growth+High Gas Supply+Methanex Stays+Increased Demand Response+Reduced Rankine Availability+Delayed Build+Constrained Operational Capacity+Low Wind & Solar | 209.2066 | 209.2066 | 209.2066
2027 | NIWCM | High Demand Growth+High Gas Supply+Methanex Stays+Increased Demand Response+Reduced Rankine Availability+Delayed Build+Constrained Operational Capacity+Low Wind & Solar | 4.4086 | 4.4086 | 4.4086
2028 | NIWCM | High Demand Growth+High Gas Supply+Methanex Stays+Increased Demand Response+Reduced Rankine Availability+Delayed Build+Constrained Operational Capacity+Low Wind & Solar | -40.9528 | -40.9528 | -40.9528
2029 | NIWCM | High Demand Growth+High Gas Supply+Methanex Stays+Increased Demand Response+Reduced Rankine Availability+Delayed Build+Constrained Operational Capacity+Low Wind & Solar | -335.0736 | -252.8911 | -252.8911
2030 | NIWCM | High Demand Growth+High Gas Supply+Methanex Stays+Increased Demand Response+Reduced Rankine Availability+Delayed Build+Constrained Operational Capacity+Low Wind & Solar | -659.6372 | -145.9704 | -28.0389
2031 | NIWCM | High Demand Growth+High Gas Supply+Methanex Stays+Increased Demand Response+Reduced Rankine Availability+Delayed Build+Constrained Operational Capacity+Low Wind & Solar | -937.1292 | -284.1864 | -124.8989
2032 | NIWCM | High Demand Growth+High Gas Supply+Methanex Stays+Increased Demand Response+Reduced Rankine Availability+Delayed Build+Constrained Operational Capacity+Low Wind & Solar | -1151.6769 | -435.8263 | -220.1632
2033 | NIWCM | High Demand Growth+High Gas Supply+Methanex Stays+Increased Demand Response+Reduced Rankine Availability+Delayed Build+Constrained Operational Capacity+Low Wind & Solar | -1279.3768 | -551.3212 | -277.0745
2034 | NIWCM | High Demand Growth+High Gas Supply+Methanex Stays+Increased Demand Response+Reduced Rankine Availability+Delayed Build+Constrained Operational Capacity+Low Wind & Solar | -1501.7344 | -776.0798 | -478.7392
2035 | NIWCM | High Demand Growth+High Gas Supply+Methanex Stays+Increased Demand Response+Reduced Rankine Availability+Delayed Build+Constrained Operational Capacity+Low Wind & Solar | -1612.7925 | -914.7587 | -604.7294
2026 | SIWEM_PERC | High Demand Growth+High Gas Supply+Methanex Stays+Increased Demand Response+Reduced Rankine Availability+Delayed Build+Constrained Operational Capacity+Low Wind & Solar | 17.2783 | 17.2783 | 17.2783
2027 | SIWEM_PERC | High Demand Growth+High Gas Supply+Methanex Stays+Increased Demand Response+Reduced Rankine Availability+Delayed Build+Constrained Operational Capacity+Low Wind & Solar | 12.6546 | 12.7157 | 12.7157
2028 | SIWEM_PERC | High Demand Growth+High Gas Supply+Methanex Stays+Increased Demand Response+Reduced Rankine Availability+Delayed Build+Constrained Operational Capacity+Low Wind & Solar | 8.4705 | 10.0745 | 10.0745
2029 | SIWEM_PERC | High Demand Growth+High Gas Supply+Methanex Stays+Increased Demand Response+Reduced Rankine Availability+Delayed Build+Constrained Operational Capacity+Low Wind & Solar | 1.9088 | 5.8024 | 5.8024
2030 | SIWEM_PERC | High Demand Growth+High Gas Supply+Methanex Stays+Increased Demand Response+Reduced Rankine Availability+Delayed Build+Constrained Operational Capacity+Low Wind & Solar | -4.2769 | 4.9103 | 14.6899
2031 | SIWEM_PERC | High Demand Growth+High Gas Supply+Methanex Stays+Increased Demand Response+Reduced Rankine Availability+Delayed Build+Constrained Operational Capacity+Low Wind & Solar | -9.5005 | -0.8391 | 9.7783
2032 | SIWEM_PERC | High Demand Growth+High Gas Supply+Methanex Stays+Increased Demand Response+Reduced Rankine Availability+Delayed Build+Constrained Operational Capacity+Low Wind & Solar | -11.248 | -1.4502 | 12.7842
2033 | SIWEM_PERC | High Demand Growth+High Gas Supply+Methanex Stays+Increased Demand Response+Reduced Rankine Availability+Delayed Build+Constrained Operational Capacity+Low Wind & Solar | -12.8456 | -3.2532 | 14.1177
2034 | SIWEM_PERC | High Demand Growth+High Gas Supply+Methanex Stays+Increased Demand Response+Reduced Rankine Availability+Delayed Build+Constrained Operational Capacity+Low Wind & Solar | -14.5725 | -5.2022 | 11.7666
2035 | SIWEM_PERC | High Demand Growth+High Gas Supply+Methanex Stays+Increased Demand Response+Reduced Rankine Availability+Delayed Build+Constrained Operational Capacity+Low Wind & Solar | -15.8119 | -6.612 | 10.0483
2026 | NZWEM_PERC | High Demand Growth+High Gas Supply+Methanex Stays+Increased Demand Response+Reduced Rankine Availability+Delayed Build+Upgraded HVDC | 6.7822 | 6.7822 | 6.7822
2027 | NZWEM_PERC | High Demand Growth+High Gas Supply+Methanex Stays+Increased Demand Response+Reduced Rankine Availability+Delayed Build+Upgraded HVDC | -4.5016 | -4.3685 | -4.2106
2028 | NZWEM_PERC | High Demand Growth+High Gas Supply+Methanex Stays+Increased Demand Response+Reduced Rankine Availability+Delayed Build+Upgraded HVDC | -5.1043 | -3.8024 | -3.519
2029 | NZWEM_PERC | High Demand Growth+High Gas Supply+Methanex Stays+Increased Demand Response+Reduced Rankine Availability+Delayed Build+Upgraded HVDC | -7.7344 | -5.2544 | -4.4841
2030 | NZWEM_PERC | High Demand Growth+High Gas Supply+Methanex Stays+Increased Demand Response+Reduced Rankine Availability+Delayed Build+Upgraded HVDC | -11.4566 | -3.888 | 2.5097
2031 | NZWEM_PERC | High Demand Growth+High Gas Supply+Methanex Stays+Increased Demand Response+Reduced Rankine Availability+Delayed Build+Upgraded HVDC | -15.14 | -5.3338 | 1.7493
2032 | NZWEM_PERC | High Demand Growth+High Gas Supply+Methanex Stays+Increased Demand Response+Reduced Rankine Availability+Delayed Build+Upgraded HVDC | -17.2035 | -7.1196 | 4.391
2033 | NZWEM_PERC | High Demand Growth+High Gas Supply+Methanex Stays+Increased Demand Response+Reduced Rankine Availability+Delayed Build+Upgraded HVDC | -19.0053 | -9.1066 | 6.8633
2034 | NZWEM_PERC | High Demand Growth+High Gas Supply+Methanex Stays+Increased Demand Response+Reduced Rankine Availability+Delayed Build+Upgraded HVDC | -20.7301 | -10.814 | 5.4899
2035 | NZWEM_PERC | High Demand Growth+High Gas Supply+Methanex Stays+Increased Demand Response+Reduced Rankine Availability+Delayed Build+Upgraded HVDC | -22.1222 | -12.0609 | 5.2277
2026 | NIWCM | High Demand Growth+High Gas Supply+Methanex Stays+Increased Demand Response+Reduced Rankine Availability+Delayed Build+Upgraded HVDC | 741.7097 | 741.7097 | 741.7097
2027 | NIWCM | High Demand Growth+High Gas Supply+Methanex Stays+Increased Demand Response+Reduced Rankine Availability+Delayed Build+Upgraded HVDC | 543.3008 | 545.3044 | 547.7769
2028 | NIWCM | High Demand Growth+High Gas Supply+Methanex Stays+Increased Demand Response+Reduced Rankine Availability+Delayed Build+Upgraded HVDC | 570.4704 | 591.0527 | 595.5892
2029 | NIWCM | High Demand Growth+High Gas Supply+Methanex Stays+Increased Demand Response+Reduced Rankine Availability+Delayed Build+Upgraded HVDC | 309.988 | 438.2941 | 451.8864
2030 | NIWCM | High Demand Growth+High Gas Supply+Methanex Stays+Increased Demand Response+Reduced Rankine Availability+Delayed Build+Upgraded HVDC | 19.2281 | 745.4805 | 1038.4801
2031 | NIWCM | High Demand Growth+High Gas Supply+Methanex Stays+Increased Demand Response+Reduced Rankine Availability+Delayed Build+Upgraded HVDC | -256.5236 | 682.0003 | 1043.5201
2032 | NIWCM | High Demand Growth+High Gas Supply+Methanex Stays+Increased Demand Response+Reduced Rankine Availability+Delayed Build+Upgraded HVDC | -471.415 | 542.8788 | 1131.8406
2033 | NIWCM | High Demand Growth+High Gas Supply+Methanex Stays+Increased Demand Response+Reduced Rankine Availability+Delayed Build+Upgraded HVDC | -595.3056 | 427.7255 | 1257.4496
2034 | NIWCM | High Demand Growth+High Gas Supply+Methanex Stays+Increased Demand Response+Reduced Rankine Availability+Delayed Build+Upgraded HVDC | -823.6946 | 220.2272 | 1087.721
2035 | NIWCM | High Demand Growth+High Gas Supply+Methanex Stays+Increased Demand Response+Reduced Rankine Availability+Delayed Build+Upgraded HVDC | -990.5654 | 84.6259 | 1022.7878
2026 | SIWEM_PERC | High Demand Growth+High Gas Supply+Methanex Stays+Increased Demand Response+Reduced Rankine Availability+Delayed Build+Upgraded HVDC | 17.6057 | 17.6057 | 17.6057
2027 | SIWEM_PERC | High Demand Growth+High Gas Supply+Methanex Stays+Increased Demand Response+Reduced Rankine Availability+Delayed Build+Upgraded HVDC | 13.1185 | 13.1862 | 13.1862
2028 | SIWEM_PERC | High Demand Growth+High Gas Supply+Methanex Stays+Increased Demand Response+Reduced Rankine Availability+Delayed Build+Upgraded HVDC | 9.1882 | 10.9655 | 10.9655
2029 | SIWEM_PERC | High Demand Growth+High Gas Supply+Methanex Stays+Increased Demand Response+Reduced Rankine Availability+Delayed Build+Upgraded HVDC | 2.6144 | 6.9288 | 6.9288
2030 | SIWEM_PERC | High Demand Growth+High Gas Supply+Methanex Stays+Increased Demand Response+Reduced Rankine Availability+Delayed Build+Upgraded HVDC | -3.4825 | 6.6977 | 17.5342
2031 | SIWEM_PERC | High Demand Growth+High Gas Supply+Methanex Stays+Increased Demand Response+Reduced Rankine Availability+Delayed Build+Upgraded HVDC | -8.7515 | 0.84595 | 12.6108
2032 | SIWEM_PERC | High Demand Growth+High Gas Supply+Methanex Stays+Increased Demand Response+Reduced Rankine Availability+Delayed Build+Upgraded HVDC | -10.5156 | 0.3411 | 16.1139
2033 | SIWEM_PERC | High Demand Growth+High Gas Supply+Methanex Stays+Increased Demand Response+Reduced Rankine Availability+Delayed Build+Upgraded HVDC | -12.1285 | -1.4995 | 17.7488
2034 | SIWEM_PERC | High Demand Growth+High Gas Supply+Methanex Stays+Increased Demand Response+Reduced Rankine Availability+Delayed Build+Upgraded HVDC | -13.8721 | -3.4891 | 15.3136
2035 | SIWEM_PERC | High Demand Growth+High Gas Supply+Methanex Stays+Increased Demand Response+Reduced Rankine Availability+Delayed Build+Upgraded HVDC | -15.1242 | -4.93 | 13.5308
2026 | NZWEM_PERC | High Demand Growth+High Gas Supply+Methanex Stays+Increased Demand Response+Reduced Rankine Availability+Delayed Build+Upgraded HVDC+Low Wind & Solar | 5.8975 | 5.8975 | 5.8975
2027 | NZWEM_PERC | High Demand Growth+High Gas Supply+Methanex Stays+Increased Demand Response+Reduced Rankine Availability+Delayed Build+Upgraded HVDC+Low Wind & Solar | -5.4019 | -5.2818 | -5.1393
2028 | NZWEM_PERC | High Demand Growth+High Gas Supply+Methanex Stays+Increased Demand Response+Reduced Rankine Availability+Delayed Build+Upgraded HVDC+Low Wind & Solar | -6.1891 | -5.0142 | -4.7585
2029 | NZWEM_PERC | High Demand Growth+High Gas Supply+Methanex Stays+Increased Demand Response+Reduced Rankine Availability+Delayed Build+Upgraded HVDC+Low Wind & Solar | -8.9071 | -6.6689 | -5.9737
2030 | NZWEM_PERC | High Demand Growth+High Gas Supply+Methanex Stays+Increased Demand Response+Reduced Rankine Availability+Delayed Build+Upgraded HVDC+Low Wind & Solar | -12.6488 | -5.8184 | -0.044643
2031 | NZWEM_PERC | High Demand Growth+High Gas Supply+Methanex Stays+Increased Demand Response+Reduced Rankine Availability+Delayed Build+Upgraded HVDC+Low Wind & Solar | -16.2825 | -7.4327 | -1.0405
2032 | NZWEM_PERC | High Demand Growth+High Gas Supply+Methanex Stays+Increased Demand Response+Reduced Rankine Availability+Delayed Build+Upgraded HVDC+Low Wind & Solar | -18.3137 | -9.2133 | 1.2044
2033 | NZWEM_PERC | High Demand Growth+High Gas Supply+Methanex Stays+Increased Demand Response+Reduced Rankine Availability+Delayed Build+Upgraded HVDC+Low Wind & Solar | -20.0873 | -11.147 | 3.2944
2034 | NZWEM_PERC | High Demand Growth+High Gas Supply+Methanex Stays+Increased Demand Response+Reduced Rankine Availability+Delayed Build+Upgraded HVDC+Low Wind & Solar | -21.7807 | -12.825 | 1.9453
2035 | NZWEM_PERC | High Demand Growth+High Gas Supply+Methanex Stays+Increased Demand Response+Reduced Rankine Availability+Delayed Build+Upgraded HVDC+Low Wind & Solar | -23.148 | -14.0244 | 1.6332
2026 | NIWCM | High Demand Growth+High Gas Supply+Methanex Stays+Increased Demand Response+Reduced Rankine Availability+Delayed Build+Upgraded HVDC+Low Wind & Solar | 741.7097 | 741.7097 | 741.7097
2027 | NIWCM | High Demand Growth+High Gas Supply+Methanex Stays+Increased Demand Response+Reduced Rankine Availability+Delayed Build+Upgraded HVDC+Low Wind & Solar | 543.3008 | 545.3044 | 547.7769
2028 | NIWCM | High Demand Growth+High Gas Supply+Methanex Stays+Increased Demand Response+Reduced Rankine Availability+Delayed Build+Upgraded HVDC+Low Wind & Solar | 570.4704 | 591.0527 | 595.5892
2029 | NIWCM | High Demand Growth+High Gas Supply+Methanex Stays+Increased Demand Response+Reduced Rankine Availability+Delayed Build+Upgraded HVDC+Low Wind & Solar | 309.988 | 438.2941 | 451.8864
2030 | NIWCM | High Demand Growth+High Gas Supply+Methanex Stays+Increased Demand Response+Reduced Rankine Availability+Delayed Build+Upgraded HVDC+Low Wind & Solar | 19.2281 | 745.4805 | 1038.4801
2031 | NIWCM | High Demand Growth+High Gas Supply+Methanex Stays+Increased Demand Response+Reduced Rankine Availability+Delayed Build+Upgraded HVDC+Low Wind & Solar | -256.5236 | 682.0003 | 1043.5201
2032 | NIWCM | High Demand Growth+High Gas Supply+Methanex Stays+Increased Demand Response+Reduced Rankine Availability+Delayed Build+Upgraded HVDC+Low Wind & Solar | -471.415 | 542.8788 | 1131.8406
2033 | NIWCM | High Demand Growth+High Gas Supply+Methanex Stays+Increased Demand Response+Reduced Rankine Availability+Delayed Build+Upgraded HVDC+Low Wind & Solar | -595.3056 | 427.7255 | 1257.4496
2034 | NIWCM | High Demand Growth+High Gas Supply+Methanex Stays+Increased Demand Response+Reduced Rankine Availability+Delayed Build+Upgraded HVDC+Low Wind & Solar | -823.6946 | 220.2272 | 1087.721
2035 | NIWCM | High Demand Growth+High Gas Supply+Methanex Stays+Increased Demand Response+Reduced Rankine Availability+Delayed Build+Upgraded HVDC+Low Wind & Solar | -990.5654 | 84.6259 | 1022.7878
2026 | SIWEM_PERC | High Demand Growth+High Gas Supply+Methanex Stays+Increased Demand Response+Reduced Rankine Availability+Delayed Build+Upgraded HVDC+Low Wind & Solar | 17.2783 | 17.2783 | 17.2783
2027 | SIWEM_PERC | High Demand Growth+High Gas Supply+Methanex Stays+Increased Demand Response+Reduced Rankine Availability+Delayed Build+Upgraded HVDC+Low Wind & Solar | 12.6546 | 12.7157 | 12.7157
2028 | SIWEM_PERC | High Demand Growth+High Gas Supply+Methanex Stays+Increased Demand Response+Reduced Rankine Availability+Delayed Build+Upgraded HVDC+Low Wind & Solar | 8.4705 | 10.0745 | 10.0745
2029 | SIWEM_PERC | High Demand Growth+High Gas Supply+Methanex Stays+Increased Demand Response+Reduced Rankine Availability+Delayed Build+Upgraded HVDC+Low Wind & Solar | 1.9088 | 5.8024 | 5.8024
2030 | SIWEM_PERC | High Demand Growth+High Gas Supply+Methanex Stays+Increased Demand Response+Reduced Rankine Availability+Delayed Build+Upgraded HVDC+Low Wind & Solar | -4.2769 | 4.9103 | 14.6899
2031 | SIWEM_PERC | High Demand Growth+High Gas Supply+Methanex Stays+Increased Demand Response+Reduced Rankine Availability+Delayed Build+Upgraded HVDC+Low Wind & Solar | -9.5005 | -0.8391 | 9.7783
2032 | SIWEM_PERC | High Demand Growth+High Gas Supply+Methanex Stays+Increased Demand Response+Reduced Rankine Availability+Delayed Build+Upgraded HVDC+Low Wind & Solar | -11.248 | -1.4502 | 12.7842
2033 | SIWEM_PERC | High Demand Growth+High Gas Supply+Methanex Stays+Increased Demand Response+Reduced Rankine Availability+Delayed Build+Upgraded HVDC+Low Wind & Solar | -12.8456 | -3.2532 | 14.1177
2034 | SIWEM_PERC | High Demand Growth+High Gas Supply+Methanex Stays+Increased Demand Response+Reduced Rankine Availability+Delayed Build+Upgraded HVDC+Low Wind & Solar | -14.5725 | -5.2022 | 11.7666
2035 | SIWEM_PERC | High Demand Growth+High Gas Supply+Methanex Stays+Increased Demand Response+Reduced Rankine Availability+Delayed Build+Upgraded HVDC+Low Wind & Solar | -15.8119 | -6.612 | 10.0483
2026 | NZWEM_PERC | High Demand Growth+High Gas Supply+Methanex Stays+Increased Demand Response+Reduced Rankine Availability+Delayed Build+Upgraded HVDC+Constrained Operational Capacity | 6.7822 | 6.7822 | 6.7822
2027 | NZWEM_PERC | High Demand Growth+High Gas Supply+Methanex Stays+Increased Demand Response+Reduced Rankine Availability+Delayed Build+Upgraded HVDC+Constrained Operational Capacity | -4.5016 | -4.3685 | -4.2106
2028 | NZWEM_PERC | High Demand Growth+High Gas Supply+Methanex Stays+Increased Demand Response+Reduced Rankine Availability+Delayed Build+Upgraded HVDC+Constrained Operational Capacity | -5.1043 | -3.8024 | -3.519
2029 | NZWEM_PERC | High Demand Growth+High Gas Supply+Methanex Stays+Increased Demand Response+Reduced Rankine Availability+Delayed Build+Upgraded HVDC+Constrained Operational Capacity | -7.7344 | -5.2544 | -4.4841
2030 | NZWEM_PERC | High Demand Growth+High Gas Supply+Methanex Stays+Increased Demand Response+Reduced Rankine Availability+Delayed Build+Upgraded HVDC+Constrained Operational Capacity | -11.4566 | -3.888 | 2.5097
2031 | NZWEM_PERC | High Demand Growth+High Gas Supply+Methanex Stays+Increased Demand Response+Reduced Rankine Availability+Delayed Build+Upgraded HVDC+Constrained Operational Capacity | -15.14 | -5.3338 | 1.7493
2032 | NZWEM_PERC | High Demand Growth+High Gas Supply+Methanex Stays+Increased Demand Response+Reduced Rankine Availability+Delayed Build+Upgraded HVDC+Constrained Operational Capacity | -17.2035 | -7.1196 | 4.391
2033 | NZWEM_PERC | High Demand Growth+High Gas Supply+Methanex Stays+Increased Demand Response+Reduced Rankine Availability+Delayed Build+Upgraded HVDC+Constrained Operational Capacity | -19.0053 | -9.1066 | 6.8633
2034 | NZWEM_PERC | High Demand Growth+High Gas Supply+Methanex Stays+Increased Demand Response+Reduced Rankine Availability+Delayed Build+Upgraded HVDC+Constrained Operational Capacity | -20.7301 | -10.814 | 5.4899
2035 | NZWEM_PERC | High Demand Growth+High Gas Supply+Methanex Stays+Increased Demand Response+Reduced Rankine Availability+Delayed Build+Upgraded HVDC+Constrained Operational Capacity | -22.1222 | -12.0609 | 5.2277
2026 | NIWCM | High Demand Growth+High Gas Supply+Methanex Stays+Increased Demand Response+Reduced Rankine Availability+Delayed Build+Upgraded HVDC+Constrained Operational Capacity | 209.2066 | 209.2066 | 209.2066
2027 | NIWCM | High Demand Growth+High Gas Supply+Methanex Stays+Increased Demand Response+Reduced Rankine Availability+Delayed Build+Upgraded HVDC+Constrained Operational Capacity | 4.4086 | 4.4086 | 4.4086
2028 | NIWCM | High Demand Growth+High Gas Supply+Methanex Stays+Increased Demand Response+Reduced Rankine Availability+Delayed Build+Upgraded HVDC+Constrained Operational Capacity | -40.9528 | -40.9528 | -40.9528
2029 | NIWCM | High Demand Growth+High Gas Supply+Methanex Stays+Increased Demand Response+Reduced Rankine Availability+Delayed Build+Upgraded HVDC+Constrained Operational Capacity | -335.0736 | -252.8911 | -252.8911
2030 | NIWCM | High Demand Growth+High Gas Supply+Methanex Stays+Increased Demand Response+Reduced Rankine Availability+Delayed Build+Upgraded HVDC+Constrained Operational Capacity | -659.6372 | -145.9704 | -28.0389
2031 | NIWCM | High Demand Growth+High Gas Supply+Methanex Stays+Increased Demand Response+Reduced Rankine Availability+Delayed Build+Upgraded HVDC+Constrained Operational Capacity | -937.1292 | -284.1864 | -124.8989
2032 | NIWCM | High Demand Growth+High Gas Supply+Methanex Stays+Increased Demand Response+Reduced Rankine Availability+Delayed Build+Upgraded HVDC+Constrained Operational Capacity | -1151.6769 | -435.8263 | -220.1632
2033 | NIWCM | High Demand Growth+High Gas Supply+Methanex Stays+Increased Demand Response+Reduced Rankine Availability+Delayed Build+Upgraded HVDC+Constrained Operational Capacity | -1279.3768 | -551.3212 | -277.0745
2034 | NIWCM | High Demand Growth+High Gas Supply+Methanex Stays+Increased Demand Response+Reduced Rankine Availability+Delayed Build+Upgraded HVDC+Constrained Operational Capacity | -1501.7344 | -776.0798 | -478.7392
2035 | NIWCM | High Demand Growth+High Gas Supply+Methanex Stays+Increased Demand Response+Reduced Rankine Availability+Delayed Build+Upgraded HVDC+Constrained Operational Capacity | -1612.7925 | -914.7587 | -604.7294
2026 | SIWEM_PERC | High Demand Growth+High Gas Supply+Methanex Stays+Increased Demand Response+Reduced Rankine Availability+Delayed Build+Upgraded HVDC+Constrained Operational Capacity | 17.6057 | 17.6057 | 17.6057
2027 | SIWEM_PERC | High Demand Growth+High Gas Supply+Methanex Stays+Increased Demand Response+Reduced Rankine Availability+Delayed Build+Upgraded HVDC+Constrained Operational Capacity | 13.1185 | 13.1862 | 13.1862
2028 | SIWEM_PERC | High Demand Growth+High Gas Supply+Methanex Stays+Increased Demand Response+Reduced Rankine Availability+Delayed Build+Upgraded HVDC+Constrained Operational Capacity | 9.1882 | 10.9655 | 10.9655
2029 | SIWEM_PERC | High Demand Growth+High Gas Supply+Methanex Stays+Increased Demand Response+Reduced Rankine Availability+Delayed Build+Upgraded HVDC+Constrained Operational Capacity | 2.6144 | 6.9288 | 6.9288
2030 | SIWEM_PERC | High Demand Growth+High Gas Supply+Methanex Stays+Increased Demand Response+Reduced Rankine Availability+Delayed Build+Upgraded HVDC+Constrained Operational Capacity | -3.4825 | 6.6977 | 17.5342
2031 | SIWEM_PERC | High Demand Growth+High Gas Supply+Methanex Stays+Increased Demand Response+Reduced Rankine Availability+Delayed Build+Upgraded HVDC+Constrained Operational Capacity | -8.7515 | 0.84595 | 12.6108
2032 | SIWEM_PERC | High Demand Growth+High Gas Supply+Methanex Stays+Increased Demand Response+Reduced Rankine Availability+Delayed Build+Upgraded HVDC+Constrained Operational Capacity | -10.5156 | 0.3411 | 16.1139
2033 | SIWEM_PERC | High Demand Growth+High Gas Supply+Methanex Stays+Increased Demand Response+Reduced Rankine Availability+Delayed Build+Upgraded HVDC+Constrained Operational Capacity | -12.1285 | -1.4995 | 17.7488
2034 | SIWEM_PERC | High Demand Growth+High Gas Supply+Methanex Stays+Increased Demand Response+Reduced Rankine Availability+Delayed Build+Upgraded HVDC+Constrained Operational Capacity | -13.8721 | -3.4891 | 15.3136
2035 | SIWEM_PERC | High Demand Growth+High Gas Supply+Methanex Stays+Increased Demand Response+Reduced Rankine Availability+Delayed Build+Upgraded HVDC+Constrained Operational Capacity | -15.1242 | -4.93 | 13.5308
2026 | NZWEM_PERC | High Demand Growth+High Gas Supply+Methanex Stays+Increased Demand Response+Reduced Rankine Availability+Delayed Build+Upgraded HVDC+Constrained Operational Capacity+Low Wind & Solar | 5.8975 | 5.8975 | 5.8975
2027 | NZWEM_PERC | High Demand Growth+High Gas Supply+Methanex Stays+Increased Demand Response+Reduced Rankine Availability+Delayed Build+Upgraded HVDC+Constrained Operational Capacity+Low Wind & Solar | -5.4019 | -5.2818 | -5.1393
2028 | NZWEM_PERC | High Demand Growth+High Gas Supply+Methanex Stays+Increased Demand Response+Reduced Rankine Availability+Delayed Build+Upgraded HVDC+Constrained Operational Capacity+Low Wind & Solar | -6.1891 | -5.0142 | -4.7585
2029 | NZWEM_PERC | High Demand Growth+High Gas Supply+Methanex Stays+Increased Demand Response+Reduced Rankine Availability+Delayed Build+Upgraded HVDC+Constrained Operational Capacity+Low Wind & Solar | -8.9071 | -6.6689 | -5.9737
2030 | NZWEM_PERC | High Demand Growth+High Gas Supply+Methanex Stays+Increased Demand Response+Reduced Rankine Availability+Delayed Build+Upgraded HVDC+Constrained Operational Capacity+Low Wind & Solar | -12.6488 | -5.8184 | -0.044643
2031 | NZWEM_PERC | High Demand Growth+High Gas Supply+Methanex Stays+Increased Demand Response+Reduced Rankine Availability+Delayed Build+Upgraded HVDC+Constrained Operational Capacity+Low Wind & Solar | -16.2825 | -7.4327 | -1.0405
2032 | NZWEM_PERC | High Demand Growth+High Gas Supply+Methanex Stays+Increased Demand Response+Reduced Rankine Availability+Delayed Build+Upgraded HVDC+Constrained Operational Capacity+Low Wind & Solar | -18.3137 | -9.2133 | 1.2044
2033 | NZWEM_PERC | High Demand Growth+High Gas Supply+Methanex Stays+Increased Demand Response+Reduced Rankine Availability+Delayed Build+Upgraded HVDC+Constrained Operational Capacity+Low Wind & Solar | -20.0873 | -11.147 | 3.2944
2034 | NZWEM_PERC | High Demand Growth+High Gas Supply+Methanex Stays+Increased Demand Response+Reduced Rankine Availability+Delayed Build+Upgraded HVDC+Constrained Operational Capacity+Low Wind & Solar | -21.7807 | -12.825 | 1.9453
2035 | NZWEM_PERC | High Demand Growth+High Gas Supply+Methanex Stays+Increased Demand Response+Reduced Rankine Availability+Delayed Build+Upgraded HVDC+Constrained Operational Capacity+Low Wind & Solar | -23.148 | -14.0244 | 1.6332
2026 | NIWCM | High Demand Growth+High Gas Supply+Methanex Stays+Increased Demand Response+Reduced Rankine Availability+Delayed Build+Upgraded HVDC+Constrained Operational Capacity+Low Wind & Solar | 209.2066 | 209.2066 | 209.2066
2027 | NIWCM | High Demand Growth+High Gas Supply+Methanex Stays+Increased Demand Response+Reduced Rankine Availability+Delayed Build+Upgraded HVDC+Constrained Operational Capacity+Low Wind & Solar | 4.4086 | 4.4086 | 4.4086
2028 | NIWCM | High Demand Growth+High Gas Supply+Methanex Stays+Increased Demand Response+Reduced Rankine Availability+Delayed Build+Upgraded HVDC+Constrained Operational Capacity+Low Wind & Solar | -40.9528 | -40.9528 | -40.9528
2029 | NIWCM | High Demand Growth+High Gas Supply+Methanex Stays+Increased Demand Response+Reduced Rankine Availability+Delayed Build+Upgraded HVDC+Constrained Operational Capacity+Low Wind & Solar | -335.0736 | -252.8911 | -252.8911
2030 | NIWCM | High Demand Growth+High Gas Supply+Methanex Stays+Increased Demand Response+Reduced Rankine Availability+Delayed Build+Upgraded HVDC+Constrained Operational Capacity+Low Wind & Solar | -659.6372 | -145.9704 | -28.0389
2031 | NIWCM | High Demand Growth+High Gas Supply+Methanex Stays+Increased Demand Response+Reduced Rankine Availability+Delayed Build+Upgraded HVDC+Constrained Operational Capacity+Low Wind & Solar | -937.1292 | -284.1864 | -124.8989
2032 | NIWCM | High Demand Growth+High Gas Supply+Methanex Stays+Increased Demand Response+Reduced Rankine Availability+Delayed Build+Upgraded HVDC+Constrained Operational Capacity+Low Wind & Solar | -1151.6769 | -435.8263 | -220.1632
2033 | NIWCM | High Demand Growth+High Gas Supply+Methanex Stays+Increased Demand Response+Reduced Rankine Availability+Delayed Build+Upgraded HVDC+Constrained Operational Capacity+Low Wind & Solar | -1279.3768 | -551.3212 | -277.0745
2034 | NIWCM | High Demand Growth+High Gas Supply+Methanex Stays+Increased Demand Response+Reduced Rankine Availability+Delayed Build+Upgraded HVDC+Constrained Operational Capacity+Low Wind & Solar | -1501.7344 | -776.0798 | -478.7392
2035 | NIWCM | High Demand Growth+High Gas Supply+Methanex Stays+Increased Demand Response+Reduced Rankine Availability+Delayed Build+Upgraded HVDC+Constrained Operational Capacity+Low Wind & Solar | -1612.7925 | -914.7587 | -604.7294
2026 | SIWEM_PERC | High Demand Growth+High Gas Supply+Methanex Stays+Increased Demand Response+Reduced Rankine Availability+Delayed Build+Upgraded HVDC+Constrained Operational Capacity+Low Wind & Solar | 17.2783 | 17.2783 | 17.2783
2027 | SIWEM_PERC | High Demand Growth+High Gas Supply+Methanex Stays+Increased Demand Response+Reduced Rankine Availability+Delayed Build+Upgraded HVDC+Constrained Operational Capacity+Low Wind & Solar | 12.6546 | 12.7157 | 12.7157
2028 | SIWEM_PERC | High Demand Growth+High Gas Supply+Methanex Stays+Increased Demand Response+Reduced Rankine Availability+Delayed Build+Upgraded HVDC+Constrained Operational Capacity+Low Wind & Solar | 8.4705 | 10.0745 | 10.0745
2029 | SIWEM_PERC | High Demand Growth+High Gas Supply+Methanex Stays+Increased Demand Response+Reduced Rankine Availability+Delayed Build+Upgraded HVDC+Constrained Operational Capacity+Low Wind & Solar | 1.9088 | 5.8024 | 5.8024
2030 | SIWEM_PERC | High Demand Growth+High Gas Supply+Methanex Stays+Increased Demand Response+Reduced Rankine Availability+Delayed Build+Upgraded HVDC+Constrained Operational Capacity+Low Wind & Solar | -4.2769 | 4.9103 | 14.6899
2031 | SIWEM_PERC | High Demand Growth+High Gas Supply+Methanex Stays+Increased Demand Response+Reduced Rankine Availability+Delayed Build+Upgraded HVDC+Constrained Operational Capacity+Low Wind & Solar | -9.5005 | -0.8391 | 9.7783
2032 | SIWEM_PERC | High Demand Growth+High Gas Supply+Methanex Stays+Increased Demand Response+Reduced Rankine Availability+Delayed Build+Upgraded HVDC+Constrained Operational Capacity+Low Wind & Solar | -11.248 | -1.4502 | 12.7842
2033 | SIWEM_PERC | High Demand Growth+High Gas Supply+Methanex Stays+Increased Demand Response+Reduced Rankine Availability+Delayed Build+Upgraded HVDC+Constrained Operational Capacity+Low Wind & Solar | -12.8456 | -3.2532 | 14.1177
2034 | SIWEM_PERC | High Demand Growth+High Gas Supply+Methanex Stays+Increased Demand Response+Reduced Rankine Availability+Delayed Build+Upgraded HVDC+Constrained Operational Capacity+Low Wind & Solar | -14.5725 | -5.2022 | 11.7666
2035 | SIWEM_PERC | High Demand Growth+High Gas Supply+Methanex Stays+Increased Demand Response+Reduced Rankine Availability+Delayed Build+Upgraded HVDC+Constrained Operational Capacity+Low Wind & Solar | -15.8119 | -6.612 | 10.0483