## Winter energy demand
Winter Energy Demand |  | 1. Modelled embedded generation is used to calculate forecast demand and transmission losses.
Winter energy demand (GWh) and its components. The column 'Demand incl. trans. losses excl. demand response' should be used for the calculation of margins. Some sensitivities adjust the demand shown.
|  |  | South Island | [5 empty] | North Island
Year | Scenario | Result Type | GXP offtake | Solar and battery contribution | Non-modelled embedded generation contribution | Modelled embedded generation contribution1 | Transmission losses | Demand incl. trans. losses excl. demand response | GXP offtake | Solar and battery contribution | Non-modelled embedded generation contribution | Modelled embedded generation contribution1 | Transmission losses | Demand incl. trans. losses excl. demand response
2026 | Low Demand | NZ_WEM | 7334.4878 | 49.2939 | 277.8619 | 513.5767 | 330.052 | 8505.2723 | 11301.7588 | 122.1647 | 395.2442 | 2376.645 | 322.2167 | 14518.0293
2027 | Low Demand | NZ_WEM | 7417.3939 | 59.0294 | 277.8619 | 513.5767 | 333.7827 | 8601.6447 | 11320.1608 | 150.8008 | 395.2442 | 2376.645 | 322.0317 | 14564.8824
2028 | Low Demand | NZ_WEM | 7516.2783 | 65.6453 | 277.8619 | 513.5767 | 338.2325 | 8711.5948 | 11404.2592 | 181.6564 | 395.2442 | 2376.645 | 323.9863 | 14681.7911
2029 | Low Demand | NZ_WEM | 7622.9539 | 74.2084 | 277.8619 | 513.5767 | 343.0329 | 8831.6338 | 11521.1235 | 212.7929 | 395.2442 | 2376.645 | 327.0098 | 14832.8154
2030 | Low Demand | NZ_WEM | 7797.8473 | 81.23 | 277.8619 | 513.5767 | 350.9031 | 9021.4191 | 11710.4543 | 236.2001 | 395.2442 | 2376.645 | 331.8874 | 15050.431
2031 | Low Demand | NZ_WEM | 7981.0575 | 89.8143 | 277.8619 | 513.5767 | 359.1476 | 9221.4581 | 12031.5532 | 263.4587 | 395.2442 | 2376.645 | 341.2938 | 15408.1949
2032 | Low Demand | NZ_WEM | 8126.859 | 101.1888 | 277.8619 | 513.5767 | 365.7087 | 9385.1951 | 12254.2987 | 297.4705 | 395.2442 | 2376.645 | 347.6319 | 15671.2903
2033 | Low Demand | NZ_WEM | 8256.2186 | 112.4183 | 277.8619 | 513.5767 | 371.5298 | 9531.6054 | 12463.1694 | 332.2059 | 395.2442 | 2376.645 | 353.6487 | 15920.9133
2034 | Low Demand | NZ_WEM | 8381.0848 | 125.749 | 277.8619 | 513.5767 | 377.1488 | 9675.4213 | 12698.5182 | 372.1073 | 395.2442 | 2376.645 | 360.6373 | 16203.1519
2035 | Low Demand | NZ_WEM | 8545.6595 | 139.8768 | 277.8619 | 513.5767 | 384.5547 | 9861.5297 | 13032.8694 | 414.7991 | 395.2442 | 2376.645 | 370.6938 | 16590.2515
2026 | Medium Demand | NZ_WEM | 7585.5925 | 47.4891 | 277.8619 | 513.5767 | 341.3517 | 8765.8719 | 12299.037 | 118.745 | 395.2442 | 2376.645 | 354.6104 | 15544.2816
2027 | Medium Demand | NZ_WEM | 8000.0978 | 64.5681 | 277.8619 | 513.5767 | 360.0044 | 9216.1089 | 12800.3828 | 163.6305 | 395.2442 | 2376.645 | 368.0124 | 16103.9149
2028 | Medium Demand | NZ_WEM | 8233.4343 | 81.2816 | 277.8619 | 513.5767 | 370.5045 | 9476.6591 | 13244.5415 | 216.2744 | 395.2442 | 2376.645 | 381.2246 | 16613.9298
2029 | Medium Demand | NZ_WEM | 8855.2172 | 99.5392 | 277.8619 | 513.5767 | 398.4848 | 10144.6798 | 13818.5735 | 268.3316 | 395.2442 | 2376.645 | 395.0979 | 17253.8922
2030 | Medium Demand | NZ_WEM | 9238.6825 | 115.6583 | 277.8619 | 513.5767 | 415.7407 | 10561.5201 | 14378.9763 | 310.2432 | 395.2442 | 2376.645 | 410.8773 | 17871.986
2031 | Medium Demand | NZ_WEM | 9573.2589 | 130.0671 | 277.8619 | 513.5767 | 430.7967 | 10925.5613 | 14932.7097 | 349.9875 | 395.2442 | 2376.645 | 426.9123 | 18481.4986
2032 | Medium Demand | NZ_WEM | 9752.8619 | 147.3359 | 277.8619 | 513.5767 | 438.8788 | 11130.5153 | 15353.3401 | 396.6269 | 395.2442 | 2376.645 | 439.8383 | 18961.6944
2033 | Medium Demand | NZ_WEM | 9968.3309 | 165.2598 | 277.8619 | 513.5767 | 448.5749 | 11373.6043 | 15815.8787 | 445.7112 | 395.2442 | 2376.645 | 453.8724 | 19487.3515
2034 | Medium Demand | NZ_WEM | 10158.7316 | 185.6835 | 277.8619 | 513.5767 | 457.1429 | 11592.9966 | 16261.1958 | 500.8254 | 395.2442 | 2376.645 | 467.5545 | 20001.465
2035 | Medium Demand | NZ_WEM | 10324.0343 | 207.5134 | 277.8619 | 513.5767 | 464.5815 | 11787.5679 | 16716.7017 | 560.0346 | 395.2442 | 2376.645 | 481.8442 | 20530.4696
2026 | High Demand | NZ_WEM | 7924.5781 | 47.213 | 277.8619 | 513.5767 | 356.606 | 9119.8358 | 12620.3191 | 117.6895 | 395.2442 | 2376.645 | 362.4654 | 15872.3632
2027 | High Demand | NZ_WEM | 8397.9055 | 77.0843 | 277.8619 | 513.5767 | 377.9057 | 9644.3342 | 13175.4535 | 200.0503 | 395.2442 | 2376.645 | 377.1618 | 16524.5548
2028 | High Demand | NZ_WEM | 8990.9906 | 109.6883 | 277.8619 | 513.5767 | 404.5946 | 10296.7121 | 13855.8669 | 299.2219 | 395.2442 | 2376.645 | 395.0454 | 17322.0235
2029 | High Demand | NZ_WEM | 9660.9611 | 146.3211 | 277.8619 | 513.5767 | 434.7432 | 11033.464 | 14646.6941 | 411.0126 | 395.2442 | 2376.645 | 416.0247 | 18245.6206
2030 | High Demand | NZ_WEM | 10504.7351 | 182.1571 | 277.8619 | 513.5767 | 472.7131 | 11951.0439 | 15512.6394 | 521.3058 | 395.2442 | 2376.645 | 437.895 | 19243.7294
2031 | High Demand | NZ_WEM | 11169.6396 | 212.9454 | 277.8619 | 513.5767 | 502.6338 | 12676.6574 | 16033.0798 | 620.2826 | 395.2442 | 2376.645 | 449.4614 | 19874.713
2032 | High Demand | NZ_WEM | 11414.0338 | 244.042 | 277.8619 | 513.5767 | 513.6315 | 12963.146 | 16582.2837 | 714.2639 | 395.2442 | 2376.645 | 466.2396 | 20534.6763
2033 | High Demand | NZ_WEM | 11648.012 | 277.2136 | 277.8619 | 513.5767 | 524.1605 | 13240.8248 | 17063.9636 | 815.9688 | 395.2442 | 2376.645 | 480.7586 | 21132.5802
2034 | High Demand | NZ_WEM | 11912.4688 | 314.6424 | 277.8619 | 513.5767 | 536.0611 | 13554.6109 | 17645.031 | 930.4249 | 395.2442 | 2376.645 | 498.4514 | 21845.7965
2035 | High Demand | NZ_WEM | 12113.2856 | 355.8211 | 277.8619 | 513.5767 | 545.0979 | 13805.6432 | 18107.2937 | 1058.0274 | 395.2442 | 2376.645 | 512.6224 | 22449.8328
8505.2723

## Winter peak demand (H100)
Winter peak demand (H100) |  |  | 1. Modelled embedded generation is used to calculate forecast demand and transmission losses.
Winter peak demand (MW) and its components. The column 'Demand incl. trans. losses excl. demand response' should be used for the calculation of margins. Some sensitivities adjust the demand shown.
|  |  | South Island | [5 empty] | North Island
Year | Scenario | Result Type | GXP offtake | Solar and battery contribution | Non-modelled embedded generation contribution | Modelled embedded generation contribution1 | Transmission losses | Demand incl. trans. losses excl. demand response | GXP offtake | Solar and battery contribution | Non-modelled embedded generation contribution | Modelled embedded generation contribution1 | Transmission losses | Demand incl. trans. losses excl. demand response
2026 | Low Demand | NI-WCM | 2183.1372 | 13.8622 | 57.3039 | 97.3887 | 106.5371 | 2458.2292 | 3852.4294 | 26.1188 | 91.4638 | 535.2434 | 110.95 | 4616.2054
2027 | Low Demand | NI-WCM | 2213.4402 | 16.4868 | 57.4878 | 98.4094 | 108.0159 | 2493.8401 | 3878.7051 | 31.7966 | 91.4173 | 536.3029 | 111.7067 | 4649.9287
2028 | Low Demand | NI-WCM | 2239.8069 | 18.7228 | 57.9911 | 99.2098 | 109.3026 | 2525.0332 | 3928.5576 | 36.7411 | 91.4937 | 537.5101 | 113.1425 | 4707.445
2029 | Low Demand | NI-WCM | 2276.3289 | 21.8553 | 57.9618 | 99.4642 | 111.0848 | 2566.695 | 3989.7844 | 44.8667 | 91.414 | 537.4236 | 114.9058 | 4778.3945
2030 | Low Demand | NI-WCM | 2337.0339 | 25.1018 | 57.9997 | 99.6023 | 114.0473 | 2633.785 | 4055.9365 | 50.9978 | 91.5996 | 536.8936 | 116.811 | 4852.2385
2031 | Low Demand | NI-WCM | 2397.8225 | 28.2764 | 58.1207 | 99.9638 | 117.0137 | 2701.1971 | 4162.2544 | 57.7889 | 91.7129 | 537.6154 | 119.8729 | 4969.2446
2032 | Low Demand | NI-WCM | 2448.5095 | 32.1856 | 58.2232 | 101.0937 | 119.4873 | 2759.4993 | 4238.1089 | 66.6226 | 91.8872 | 538.9916 | 122.0575 | 5057.6678
2033 | Low Demand | NI-WCM | 2495.8679 | 35.9225 | 58.3705 | 101.4843 | 121.7984 | 2813.4435 | 4308.5063 | 73.1864 | 91.8014 | 539.8771 | 124.085 | 5137.4563
2034 | Low Demand | NI-WCM | 2538.7058 | 39.8477 | 58.4139 | 101.8317 | 123.8888 | 2862.688 | 4376.3525 | 81.129 | 91.7002 | 540.4888 | 126.039 | 5215.7095
2035 | Low Demand | NI-WCM | 2584.6062 | 44.1844 | 58.4944 | 102.0529 | 126.1288 | 2915.4667 | 4457.0786 | 89.1358 | 91.765 | 540.8249 | 128.3639 | 5307.1682
2026 | Medium Demand | NI-WCM | 2229.3706 | 12.7099 | 57.3818 | 97.4955 | 108.7933 | 2505.7511 | 4085.7144 | 23.259 | 91.5075 | 536.6708 | 117.6686 | 4854.8202
2027 | Medium Demand | NI-WCM | 2353.647 | 15.4054 | 57.6029 | 99.2214 | 114.858 | 2640.7346 | 4238.1738 | 28.1683 | 91.669 | 536.9724 | 122.0594 | 5017.043
2028 | Medium Demand | NI-WCM | 2419.7341 | 18.7609 | 57.7221 | 100.7241 | 118.083 | 2715.0243 | 4375.7793 | 33.6504 | 91.5503 | 536.9346 | 126.0224 | 5163.937
2029 | Medium Demand | NI-WCM | 2575.6221 | 23.6302 | 57.558 | 100.1213 | 125.6904 | 2882.6221 | 4546.8418 | 42.445 | 91.5307 | 537.9019 | 130.949 | 5349.6684
2030 | Medium Demand | NI-WCM | 2678.3591 | 27.7362 | 57.551 | 100.4327 | 130.7039 | 2994.7829 | 4698.9277 | 49.6867 | 91.6491 | 537.9831 | 135.3291 | 5513.5758
2031 | Medium Demand | NI-WCM | 2775.8584 | 31.5613 | 57.5726 | 101.0974 | 135.4619 | 3101.5516 | 4848.1201 | 56.6913 | 91.6937 | 538.7812 | 139.6259 | 5674.9123
2032 | Medium Demand | NI-WCM | 2828.7297 | 36.0255 | 57.6018 | 101.4313 | 138.042 | 3161.8304 | 4956.2461 | 65.482 | 91.7741 | 539.4387 | 142.7399 | 5795.6808
2033 | Medium Demand | NI-WCM | 2893.0513 | 39.4296 | 57.6168 | 102.6116 | 141.1809 | 3233.8902 | 5074.7573 | 73.195 | 91.861 | 540.0974 | 146.153 | 5926.0638
2034 | Medium Demand | NI-WCM | 2948.0371 | 43.9387 | 57.7405 | 103.2843 | 143.8642 | 3296.8648 | 5183.6499 | 82.5654 | 91.8121 | 539.8049 | 149.2891 | 6047.1214
2035 | Medium Demand | NI-WCM | 2991.6838 | 48.7883 | 57.6205 | 103.2842 | 145.9942 | 3347.371 | 5287.4863 | 90.883 | 91.8057 | 539.848 | 152.2796 | 6162.3027
2026 | High Demand | NI-WCM | 2260.439 | 12.982 | 57.7225 | 95.2397 | 110.3094 | 2536.6926 | 4123.0254 | 22.4259 | 91.6689 | 536.0662 | 118.7431 | 4891.9295
2027 | High Demand | NI-WCM | 2401.2078 | 16.6896 | 57.354 | 97.2504 | 117.1789 | 2689.6807 | 4287.9233 | 28.7664 | 91.6127 | 536.5664 | 123.4922 | 5068.361
2028 | High Demand | NI-WCM | 2554.1565 | 21.249 | 57.2409 | 99.2627 | 124.6428 | 2856.5519 | 4490.665 | 36.5784 | 91.67 | 537.6885 | 129.3312 | 5285.933
2029 | High Demand | NI-WCM | 2723.3162 | 27.1621 | 57.1479 | 99.6654 | 132.8978 | 3040.1894 | 4714.7734 | 46.6447 | 91.579 | 538.4548 | 135.7855 | 5527.2374
2030 | High Demand | NI-WCM | 2936.1748 | 34.7758 | 57.0744 | 100.0724 | 143.2853 | 3271.3828 | 4954.6812 | 55.4833 | 91.7116 | 539.7202 | 142.6948 | 5784.2911
2031 | High Demand | NI-WCM | 3125.3162 | 38.1757 | 56.8143 | 101.8852 | 152.5154 | 3474.7067 | 5096.1196 | 62.7009 | 91.7066 | 540.533 | 146.7682 | 5937.8285
2032 | High Demand | NI-WCM | 3194.2251 | 42.4006 | 56.6414 | 101.9304 | 155.8782 | 3551.0758 | 5240.6743 | 70.1564 | 91.8003 | 541.1341 | 150.9314 | 6094.6964
2033 | High Demand | NI-WCM | 3262.2549 | 47.2352 | 57.0749 | 103.6146 | 159.198 | 3629.3776 | 5367.4629 | 78.1124 | 91.8194 | 541.8869 | 154.5829 | 6233.8645
2034 | High Demand | NI-WCM | 3336.3137 | 52.5953 | 57.0365 | 104.0512 | 162.8121 | 3712.8088 | 5519.6377 | 87.5265 | 91.9088 | 541.7461 | 158.9656 | 6399.7847
2035 | High Demand | NI-WCM | 3387.439 | 57.8177 | 57.0784 | 104.6985 | 165.307 | 3772.3406 | 5630.98 | 96.9091 | 91.8352 | 541.594 | 162.1722 | 6523.4906
2458.2292

## Existing generation
Existing modelled generation
* Huntly U5 Winter Capacity Supply derated for 2026 | Genesis Huntly U5 announcement
Plant Name | Island | Fuel | Installed Capacity (MW) | Winter Energy Supply (GWh) | Winter Capacity Supply (MW)
Aniwhenua | N | Hydro | 25 | 61.32 | 24.5
Branch | S | Hydro | 11 | 32 | 10.78
Bream Bay | N | Diesel | 8 | 1 | 7.76
Clutha inflows | S | Aggregated Hydro | 752 | 1438.3043 | 736.96
Cobb | S | Hydro | 34 | 90 | 33.32
Coleridge | S | Hydro | 39 | 130 | 38.22
Edgecumbe | N | Cogeneration | 9.8 | 12 | 5.0539
Glenbrook | N | Cogeneration | 74 | 210.678 | 38.1618
Harapaki | N | Wind | 176 | 296.82 | 51.568
Highbank/Montalto | S | Hydro | 26.8 | 72 | 26.264
Huntly U1 | N | Coal | 240 | 980.7696 | 230.4
Huntly U2 | N | Coal | 240 | 980.7696 | 0
Huntly U4 | N | Coal | 240 | 980.7696 | 230.4
Huntly U5 | N | Gas CCGT | 385 | 1595.2398 | 74.7054
Huntly U6 | N | Gas OCGT | 45 | 9.3228 | 44.1
Junction road | N | Gas OCGT | 100 | 20.7174 | 98
Kaimai | N | Hydro | 37.9 | 91 | 37.142
Kaitaia Solar Farm | N | Solar | 23.7 | 18.7 | 1.0191
Kaiwera Downs | S | Wind | 43 | 74 | 12.599
Kapuni Co-gen | N | Cogeneration | 22 | 10 | 11.3454
Kawerau | N | Geothermal | 105 | 388 | 90.1005
Kawerau Onepu | N | Geothermal | 60 | 249.66 | 51.486
Lauriston Solar Farm | S | Solar | 47 | 36 | 2.021
Mahinerangi | S | Wind | 36 | 99 | 10.548
Manapouri | S | Hydro | 800 | 2442.9728 | 784
Mangahao | N | Hydro | 39.9 | 64.6619 | 39.102
Mangahewa Power Station | N | Gas OCGT | 9 | 1.8646 | 8.82
Matahina | N | Hydro | 80 | 160 | 65.66
McKee PP | N | Gas OCGT | 100 | 20.7174 | 98
Mill Creek | N | Wind | 60 | 115.49 | 17.58
Mokai | N | Geothermal | 100 | 397 | 85.81
Nga Awa Purua | N | Geothermal | 135 | 567.648 | 115.8435
NGA OEC1 | N | Geothermal | 25 | 103 | 21.4525
Ngatamariki | N | Geothermal | 86 | 372 | 73.7966
NGB OEC4 | N | Geothermal | 32 | 134 | 27.4592
Ohaaki | N | Geothermal | 40 | 167 | 34.324
Oringi | N | Solar | 0.33 | 0.1377 | 0.01419
Paerau/Patearoa | S | Hydro | 12.25 | 36 | 12.005
Patea | N | Hydro | 32.2 | 71 | 26.656
Poihipi | N | Geothermal | 38 | 150 | 32.6078
Pukaki inflows | S | Aggregated Hydro | 1553 | 1641.5468 | 1521.94
Pukenui | N | Solar | 17.1 | 16 | 0.7353
Rangipo | N | Hydro | 120 | 311.3 | 117.6
Rangitaiki | N | Solar | 24 | 16.8192 | 1.032
Rotohiko BESS | N | Battery | 33 | 0 | 19.8
Rotokawa | N | Geothermal | 32 | 123 | 27.4592
Ruakaka BESS | N | Battery | 100 | 0 | 60
Ruawai | N | Solar | 14 | 10 | 0.602
Solar bay (Golden Stairs) | N | Solar | 17.6 | 13 | 0.7568
Stratford Peakers | N | Gas OCGT | 200 | 803.8351 | 196
Taiohi | N | Solar | 22.4 | 15.6979 | 0.9632
Tararua | N | Wind | 161 | 260 | 47.173
Tauhara B | N | Geothermal | 170 | 643.5 | 145.877
Te Ä€piti | N | Wind | 90 | 124.73 | 26.37
Te Ahi O Maui | N | Geothermal | 25 | 99.6 | 21.4525
Te Huka | N | Geothermal | 28 | 111 | 24.0268
Te Huka 3 | N | Geothermal | 50 | 217 | 42.905
Te Mihi | N | Geothermal | 166 | 629 | 142.4446
Te Rere Hau | N | Wind | 48.5 | 41.1 | 14.2105
Te Uku | N | Wind | 67 | 115.43 | 19.631
Tekapo inflows | S | Aggregated Hydro | 184 | 1164.4931 | 180.32
Tokaanu | N | Hydro | 240 | 424.49 | 215.6
TOPP1 | N | Geothermal | 24 | 97.8 | 20.5944
Turitea North WF | N | Wind | 221 | 321 | 64.753
Twin Rivers Solar Farm | N | Solar | 24 | 16 | 1.032
Waikaremoana inflows | N | Aggregated Hydro | 139 | 269.6661 | 136.22
Waikato inflows | N | Aggregated Hydro | 1076 | 2296.9974 | 995.68
Waiotahi | N | Solar | 55 | 38.544 | 2.365
Waipipi | N | Wind | 133 | 233.016 | 38.969
Waipori | S | Hydro | 83.6 | 126 | 81.928
Wairakei | N | Geothermal | 90 | 363 | 77.229
West Wind | N | Wind | 142 | 250.26 | 41.606
Whareroa | N | Cogeneration | 65 | 45 | 33.5205
Wheao | N | Hydro | 26.1 | 55 | 25.578
Whirinaki | N | Diesel | 155 | 29.8716 | 150.35
Whitehill | S | Wind | 58 | 81.78 | 16.994
Whitianga | N | Solar | 23.75 | 16.644 | 1.0212

## New Supply
New supply installed capacity (MW) by commissioining year
Note: Ignores forecast distributed solar and batteries.
Note: This is for the Low Demand, Medium Demand and High Demand scenarios
Year | Battery | Thermal | Geothermal | Hydro | Offshore Wind | Onshore Wind | Solar | North Island | South Island
2026 | 200 |  | 106 | 13.5 |  | 232 | 416.1 | 607.8 | 359.8
2027 |  |  | 100 | 2.6 |  | 35 | 1222.75 | 1029.35 | 331
2028 | 1084.7 |  |  | 2.6 |  | 755 | 2116.6 | 2386.2 | 1572.7
2029 | 455.6 |  | 65 |  |  | 618 | 1413 | 1905.6 | 646
2030 | 106 |  | 57 |  |  | 700 | 1078 | 1235 | 706
2031 | 50 |  | 85 | 8.5 |  | 600 | 830 | 793.5 | 780
2032 |  |  | 25 |  |  | 60 | 250 | 335 | 0
2033 | [5 empty] | 200 | 200 | 400 | 0
2034 |  |  | 90 | 43.5 |  |  |  | 133.5 | 0
2035 |  |  |  | 9.9 |  |  |  | 9.9 | 0
New supply WEM, WCM and capacity by fuel type
Note: This is for the Low Demand, Medium Demand and High Demand scenarios.
| Nameplate Capacity (MW) | Winter Peak Capacity Contribution (MW) | Winter Energy Contribution (GWh)
Battery | 1896.3 | 1137.78 | 0
Thermal
Geothermal | 528 | 453.0768 | 1141.34
Hydro | 80.6 | 78.988 | 171
Offshore Wind
Onshore Wind | 3200 | 937.6 | 5634.176
Solar | 7526.45 | 323.6373 | 5183.3044
North Island | 8835.85 | 2232.9172 | 7737.6225
South Island | 4395.5 | 698.1649 | 4392.1979

## Example NZ energy margin calc
Example New Zealand Energy Margin Derivation
Notes
Scenario | Reference Case | No sensitivities have been applied
Year | 2026
Existing modelled generation | 23703.6848 | From 'Existing generation' tab
Start hydro storage | 2750 | See report Appendix 1
Thermal deratings | 0 | See report Appendix 4
Operational constraints | -92 | See report Appendix 1
Domestic solar PV and batteries | 166.2341 | From 'Winter energy demand' tab
Non-modelled embedded generation | 673.1062 | From 'Winter energy demand' tab
Committed generation | 1094.96
Supply total : Existing + committed (consented and active) | 28295.9851
Demand excl. demand response | 24310.1535 | From 'Winter energy demand' tab
Demand | 23823.9505 | See report Appendix 1
NZ energy margin: Existing + committed (consented and active) | 18.77% | See report Appendix 1

## Example NI capacity margin calc
Example New Zealand Energy Margin Derivation (all values in MW)
Notes
Scenario | Reference Case | No sensitivities have been applied
Year | 2026
North Island supply
Existing modelled generation | 4356.4249 | From 'Existing generation' tab
Thermal deratings | 0 | There are no thermal deratings for winter capacity supply
Operational constraints | 0 | Winter capacity supply from the 'Existing generation' tab already includes operational constraints (as defined in Appendix 1)
Domestic solar PV and batteries | 23.259 | From 'Winter peak demand (H100)' tab
Non-modelled embedded generation | 91.5075 | From 'Winter peak demand (H100)' tab
Committed generation | 242.39
Supply total : Existing + committed (consented and active) | 4713.5814
South Island contribution
Existing modelled generation | 3467.899
Operational constraints | 0 | See above
Domestic solar PV and batteries | 12.7099 | From 'Winter peak demand (H100)' tab
Non-modelled embedded generation | 57.3818 | From 'Winter peak demand (H100)' tab
Committed generation | 66.87
Supply total : Existing + committed (consented and active) | 3604.8607
SI demand excl. demand response | 2505.7511 | From 'Winter peak demand (H100)' tab
SI demand | 2505.7511 | See report Appendix 1
Surplus generation - 120 MW | 979.1096
Contribution to North Island | 886.212 | See Table 1, https://www.ea.govt.nz/documents/166/Security_standards_assumptions_document.pdf
NI demand excl. demand response | 4854.8202 | From 'Winter peak demand (H100)' tab
NI demand | 4678.8202 | See report Appendix 1
North Island winter capacity margin | 920.9731 | See report Appendix 1

## Results data
Year | Result Type | Scenario (note - "Medium Demand Growth" is the reference case) | Existing + Committed (consented and active) | + Consented and likely to be committed | + Not consented, but consent likely sought within 2 years
2026 | NZWEM_PERC | Medium Demand Growth+Ref Gas Supply | 18.7712 | 18.8278 | 18.8278
2027 | NZWEM_PERC | Medium Demand Growth+Ref Gas Supply | 16.0207 | 17.7993 | 18.1068
2028 | NZWEM_PERC | Medium Demand Growth+Ref Gas Supply | 14.0147 | 21.7194 | 25.9928
2029 | NZWEM_PERC | Medium Demand Growth+Ref Gas Supply | 8.6712 | 19.253 | 27.6252
2030 | NZWEM_PERC | Medium Demand Growth+Ref Gas Supply | 5.3404 | 17.6407 | 31.1322
2031 | NZWEM_PERC | Medium Demand Growth+Ref Gas Supply | 1.7246 | 13.7009 | 32.2727
2032 | NZWEM_PERC | Medium Demand Growth+Ref Gas Supply | -0.43101 | 11.6291 | 30.7112
2033 | NZWEM_PERC | Medium Demand Growth+Ref Gas Supply | -2.7719 | 8.9878 | 29.1949
2034 | NZWEM_PERC | Medium Demand Growth+Ref Gas Supply | -4.5979 | 7.2764 | 27.0143
2035 | NZWEM_PERC | Medium Demand Growth+Ref Gas Supply | -6.478 | 5.2157 | 24.5117
2026 | NIWCM | Medium Demand Growth+Ref Gas Supply | 920.9691 | 921.7689 | 921.7689
2027 | NIWCM | Medium Demand Growth+Ref Gas Supply | 1076.3707 | 1108.2368 | 1112.7733
2028 | NIWCM | Medium Demand Growth+Ref Gas Supply | 1089.5103 | 1735.4791 | 1796.2242
2029 | NIWCM | Medium Demand Growth+Ref Gas Supply | 841.753 | 1732.1771 | 2055.5221
2030 | NIWCM | Medium Demand Growth+Ref Gas Supply | 587.5061 | 1601.8514 | 2121.3615
2031 | NIWCM | Medium Demand Growth+Ref Gas Supply | 410.1311 | 1442.2479 | 2212.9238
2032 | NIWCM | Medium Demand Growth+Ref Gas Supply | 245.5165 | 1298.9412 | 2118.0906
2033 | NIWCM | Medium Demand Growth+Ref Gas Supply | 55.9676 | 1114.9126 | 2011.4907
2034 | NIWCM | Medium Demand Growth+Ref Gas Supply | -111.8944 | 992.0695 | 1974.1668
2035 | NIWCM | Medium Demand Growth+Ref Gas Supply | -263.5569 | 852.1582 | 1842.2204
2026 | SIWEM_PERC | Medium Demand Growth+Ref Gas Supply | 51.1127 | 51.1127 | 51.1127
2027 | SIWEM_PERC | Medium Demand Growth+Ref Gas Supply | 43.051 | 46.6967 | 46.6967
2028 | SIWEM_PERC | Medium Demand Growth+Ref Gas Supply | 37.3598 | 54.7015 | 61.804
2029 | SIWEM_PERC | Medium Demand Growth+Ref Gas Supply | 21.7335 | 44.3393 | 58.8026
2030 | SIWEM_PERC | Medium Demand Growth+Ref Gas Supply | 12.4172 | 40.3805 | 59.4
2031 | SIWEM_PERC | Medium Demand Growth+Ref Gas Supply | 3.1125 | 35.0679 | 58.5769
2032 | SIWEM_PERC | Medium Demand Growth+Ref Gas Supply | 1.3126 | 29.4606 | 55.7227
2033 | SIWEM_PERC | Medium Demand Growth+Ref Gas Supply | -0.75867 | 22.2205 | 52.4517
2034 | SIWEM_PERC | Medium Demand Growth+Ref Gas Supply | -2.5134 | 17.5185 | 49.6588
2035 | SIWEM_PERC | Medium Demand Growth+Ref Gas Supply | -3.9808 | 11.8393 | 47.3039
2026 | NZWEM_PERC | Medium Demand Growth+Ref Gas Supply+Low Wind & Solar | 17.5818 | 17.633 | 17.633
2027 | NZWEM_PERC | Medium Demand Growth+Ref Gas Supply+Low Wind & Solar | 14.7164 | 16.3215 | 16.599
2028 | NZWEM_PERC | Medium Demand Growth+Ref Gas Supply+Low Wind & Solar | 12.64 | 19.5932 | 23.4498
2029 | NZWEM_PERC | Medium Demand Growth+Ref Gas Supply+Low Wind & Solar | 7.3208 | 16.8704 | 24.4261
2030 | NZWEM_PERC | Medium Demand Growth+Ref Gas Supply+Low Wind & Solar | 4.0391 | 15.1866 | 27.3972
2031 | NZWEM_PERC | Medium Demand Growth+Ref Gas Supply+Low Wind & Solar | 0.46636 | 11.3281 | 28.1223
2032 | NZWEM_PERC | Medium Demand Growth+Ref Gas Supply+Low Wind & Solar | -1.6606 | 9.2755 | 26.5626
2033 | NZWEM_PERC | Medium Demand Growth+Ref Gas Supply+Low Wind & Solar | -3.9708 | 6.6928 | 24.9935
2034 | NZWEM_PERC | Medium Demand Growth+Ref Gas Supply+Low Wind & Solar | -5.769 | 5.0347 | 22.9105
2035 | NZWEM_PERC | Medium Demand Growth+Ref Gas Supply+Low Wind & Solar | -7.6229 | 3.0242 | 20.4998
2026 | NIWCM | Medium Demand Growth+Ref Gas Supply+Low Wind & Solar | 920.9691 | 921.7689 | 921.7689
2027 | NIWCM | Medium Demand Growth+Ref Gas Supply+Low Wind & Solar | 1076.3707 | 1108.2368 | 1112.7733
2028 | NIWCM | Medium Demand Growth+Ref Gas Supply+Low Wind & Solar | 1089.5103 | 1735.4791 | 1796.2242
2029 | NIWCM | Medium Demand Growth+Ref Gas Supply+Low Wind & Solar | 841.753 | 1732.1771 | 2055.5221
2030 | NIWCM | Medium Demand Growth+Ref Gas Supply+Low Wind & Solar | 587.5061 | 1601.8514 | 2121.3615
2031 | NIWCM | Medium Demand Growth+Ref Gas Supply+Low Wind & Solar | 410.1311 | 1442.2479 | 2212.9238
2032 | NIWCM | Medium Demand Growth+Ref Gas Supply+Low Wind & Solar | 245.5165 | 1298.9412 | 2118.0906
2033 | NIWCM | Medium Demand Growth+Ref Gas Supply+Low Wind & Solar | 55.9676 | 1114.9126 | 2011.4907
2034 | NIWCM | Medium Demand Growth+Ref Gas Supply+Low Wind & Solar | -111.8944 | 992.0695 | 1974.1668
2035 | NIWCM | Medium Demand Growth+Ref Gas Supply+Low Wind & Solar | -263.5569 | 852.1582 | 1842.2204
2026 | SIWEM_PERC | Medium Demand Growth+Ref Gas Supply+Low Wind & Solar | 48.1277 | 48.2724 | 48.2724
2027 | SIWEM_PERC | Medium Demand Growth+Ref Gas Supply+Low Wind & Solar | 39.4012 | 43.8926 | 44.6691
2028 | SIWEM_PERC | Medium Demand Growth+Ref Gas Supply+Low Wind & Solar | 33.509 | 52.4784 | 58.8882
2029 | SIWEM_PERC | Medium Demand Growth+Ref Gas Supply+Low Wind & Solar | 18.0319 | 42.2678 | 55.3204
2030 | SIWEM_PERC | Medium Demand Growth+Ref Gas Supply+Low Wind & Solar | 8.8668 | 38.2205 | 55.3849
2031 | SIWEM_PERC | Medium Demand Growth+Ref Gas Supply+Low Wind & Solar | 2.2597 | 28.6026 | 54.2585
2032 | SIWEM_PERC | Medium Demand Growth+Ref Gas Supply+Low Wind & Solar | 0.47602 | 23.0231 | 51.4863
2033 | SIWEM_PERC | Medium Demand Growth+Ref Gas Supply+Low Wind & Solar | -1.5768 | 15.9249 | 48.3088
2034 | SIWEM_PERC | Medium Demand Growth+Ref Gas Supply+Low Wind & Solar | -3.3156 | 11.3457 | 45.5967
2035 | SIWEM_PERC | Medium Demand Growth+Ref Gas Supply+Low Wind & Solar | -4.7693 | 5.7789 | 43.3109
2026 | NZWEM_PERC | Medium Demand Growth+Ref Gas Supply+Constrained Operational Capacity | 18.7712 | 18.8278 | 18.8278
2027 | NZWEM_PERC | Medium Demand Growth+Ref Gas Supply+Constrained Operational Capacity | 16.0207 | 17.7993 | 18.1068
2028 | NZWEM_PERC | Medium Demand Growth+Ref Gas Supply+Constrained Operational Capacity | 14.0147 | 21.7194 | 25.9928
2029 | NZWEM_PERC | Medium Demand Growth+Ref Gas Supply+Constrained Operational Capacity | 8.6712 | 19.253 | 27.6252
2030 | NZWEM_PERC | Medium Demand Growth+Ref Gas Supply+Constrained Operational Capacity | 5.3404 | 17.6407 | 31.1322
2031 | NZWEM_PERC | Medium Demand Growth+Ref Gas Supply+Constrained Operational Capacity | 1.7246 | 13.7009 | 32.2727
2032 | NZWEM_PERC | Medium Demand Growth+Ref Gas Supply+Constrained Operational Capacity | -0.43101 | 11.6291 | 30.7112
2033 | NZWEM_PERC | Medium Demand Growth+Ref Gas Supply+Constrained Operational Capacity | -2.7719 | 8.9878 | 29.1949
2034 | NZWEM_PERC | Medium Demand Growth+Ref Gas Supply+Constrained Operational Capacity | -4.5979 | 7.2764 | 27.0143
2035 | NZWEM_PERC | Medium Demand Growth+Ref Gas Supply+Constrained Operational Capacity | -6.478 | 5.2157 | 24.5117
2026 | NIWCM | Medium Demand Growth+Ref Gas Supply+Constrained Operational Capacity | 325.6776 | 325.6776 | 325.6776
2027 | NIWCM | Medium Demand Growth+Ref Gas Supply+Constrained Operational Capacity | 454.6836 | 458.6512 | 458.6512
2028 | NIWCM | Medium Demand Growth+Ref Gas Supply+Constrained Operational Capacity | 435.8256 | 929.7399 | 937.5268
2029 | NIWCM | Medium Demand Growth+Ref Gas Supply+Constrained Operational Capacity | 170.0838 | 819.7627 | 976.2717
2030 | NIWCM | Medium Demand Growth+Ref Gas Supply+Constrained Operational Capacity | -87.289 | 649.6906 | 862.3063
2031 | NIWCM | Medium Demand Growth+Ref Gas Supply+Constrained Operational Capacity | -267.4032 | 480.9253 | 752.1464
2032 | NIWCM | Medium Demand Growth+Ref Gas Supply+Constrained Operational Capacity | -433.3615 | 319.5265 | 612.6282
2033 | NIWCM | Medium Demand Growth+Ref Gas Supply+Constrained Operational Capacity | -622.764 | 130.3566 | 435.4464
2034 | NIWCM | Medium Demand Growth+Ref Gas Supply+Constrained Operational Capacity | -792.7651 | 4.824 | 387.2187
2035 | NIWCM | Medium Demand Growth+Ref Gas Supply+Constrained Operational Capacity | -944.4174 | -136.7198 | 245.3193
2026 | SIWEM_PERC | Medium Demand Growth+Ref Gas Supply+Constrained Operational Capacity | 51.1127 | 51.1127 | 51.1127
2027 | SIWEM_PERC | Medium Demand Growth+Ref Gas Supply+Constrained Operational Capacity | 43.051 | 46.6967 | 46.6967
2028 | SIWEM_PERC | Medium Demand Growth+Ref Gas Supply+Constrained Operational Capacity | 37.3598 | 54.7015 | 61.804
2029 | SIWEM_PERC | Medium Demand Growth+Ref Gas Supply+Constrained Operational Capacity | 21.7335 | 44.3393 | 58.8026
2030 | SIWEM_PERC | Medium Demand Growth+Ref Gas Supply+Constrained Operational Capacity | 12.4172 | 40.3805 | 59.4
2031 | SIWEM_PERC | Medium Demand Growth+Ref Gas Supply+Constrained Operational Capacity | 3.1125 | 35.0679 | 58.5769
2032 | SIWEM_PERC | Medium Demand Growth+Ref Gas Supply+Constrained Operational Capacity | 1.3126 | 29.4606 | 55.7227
2033 | SIWEM_PERC | Medium Demand Growth+Ref Gas Supply+Constrained Operational Capacity | -0.75867 | 22.2205 | 52.4517
2034 | SIWEM_PERC | Medium Demand Growth+Ref Gas Supply+Constrained Operational Capacity | -2.5134 | 17.5185 | 49.6588
2035 | SIWEM_PERC | Medium Demand Growth+Ref Gas Supply+Constrained Operational Capacity | -3.9808 | 11.8393 | 47.3039
2026 | NZWEM_PERC | Medium Demand Growth+Ref Gas Supply+Constrained Operational Capacity+Low Wind & Solar | 17.5818 | 17.633 | 17.633
2027 | NZWEM_PERC | Medium Demand Growth+Ref Gas Supply+Constrained Operational Capacity+Low Wind & Solar | 14.7164 | 16.3215 | 16.599
2028 | NZWEM_PERC | Medium Demand Growth+Ref Gas Supply+Constrained Operational Capacity+Low Wind & Solar | 12.64 | 19.5932 | 23.4498
2029 | NZWEM_PERC | Medium Demand Growth+Ref Gas Supply+Constrained Operational Capacity+Low Wind & Solar | 7.3208 | 16.8704 | 24.4261
2030 | NZWEM_PERC | Medium Demand Growth+Ref Gas Supply+Constrained Operational Capacity+Low Wind & Solar | 4.0391 | 15.1866 | 27.3972
2031 | NZWEM_PERC | Medium Demand Growth+Ref Gas Supply+Constrained Operational Capacity+Low Wind & Solar | 0.46636 | 11.3281 | 28.1223
2032 | NZWEM_PERC | Medium Demand Growth+Ref Gas Supply+Constrained Operational Capacity+Low Wind & Solar | -1.6606 | 9.2755 | 26.5626
2033 | NZWEM_PERC | Medium Demand Growth+Ref Gas Supply+Constrained Operational Capacity+Low Wind & Solar | -3.9708 | 6.6928 | 24.9935
2034 | NZWEM_PERC | Medium Demand Growth+Ref Gas Supply+Constrained Operational Capacity+Low Wind & Solar | -5.769 | 5.0347 | 22.9105
2035 | NZWEM_PERC | Medium Demand Growth+Ref Gas Supply+Constrained Operational Capacity+Low Wind & Solar | -7.6229 | 3.0242 | 20.4998
2026 | NIWCM | Medium Demand Growth+Ref Gas Supply+Constrained Operational Capacity+Low Wind & Solar | 325.6776 | 325.6776 | 325.6776
2027 | NIWCM | Medium Demand Growth+Ref Gas Supply+Constrained Operational Capacity+Low Wind & Solar | 454.6836 | 458.6512 | 458.6512
2028 | NIWCM | Medium Demand Growth+Ref Gas Supply+Constrained Operational Capacity+Low Wind & Solar | 435.8256 | 929.7399 | 937.5268
2029 | NIWCM | Medium Demand Growth+Ref Gas Supply+Constrained Operational Capacity+Low Wind & Solar | 170.0838 | 819.7627 | 976.2717
2030 | NIWCM | Medium Demand Growth+Ref Gas Supply+Constrained Operational Capacity+Low Wind & Solar | -87.289 | 649.6906 | 862.3063
2031 | NIWCM | Medium Demand Growth+Ref Gas Supply+Constrained Operational Capacity+Low Wind & Solar | -267.4032 | 480.9253 | 752.1464
2032 | NIWCM | Medium Demand Growth+Ref Gas Supply+Constrained Operational Capacity+Low Wind & Solar | -433.3615 | 319.5265 | 612.6282
2033 | NIWCM | Medium Demand Growth+Ref Gas Supply+Constrained Operational Capacity+Low Wind & Solar | -622.764 | 130.3566 | 435.4464
2034 | NIWCM | Medium Demand Growth+Ref Gas Supply+Constrained Operational Capacity+Low Wind & Solar | -792.7651 | 4.824 | 387.2187
2035 | NIWCM | Medium Demand Growth+Ref Gas Supply+Constrained Operational Capacity+Low Wind & Solar | -944.4174 | -136.7198 | 245.3193
2026 | SIWEM_PERC | Medium Demand Growth+Ref Gas Supply+Constrained Operational Capacity+Low Wind & Solar | 48.1277 | 48.2724 | 48.2724
2027 | SIWEM_PERC | Medium Demand Growth+Ref Gas Supply+Constrained Operational Capacity+Low Wind & Solar | 39.4012 | 43.8926 | 44.6691
2028 | SIWEM_PERC | Medium Demand Growth+Ref Gas Supply+Constrained Operational Capacity+Low Wind & Solar | 33.509 | 52.4784 | 58.8882
2029 | SIWEM_PERC | Medium Demand Growth+Ref Gas Supply+Constrained Operational Capacity+Low Wind & Solar | 18.0319 | 42.2678 | 55.3204
2030 | SIWEM_PERC | Medium Demand Growth+Ref Gas Supply+Constrained Operational Capacity+Low Wind & Solar | 8.8668 | 38.2205 | 55.3849
2031 | SIWEM_PERC | Medium Demand Growth+Ref Gas Supply+Constrained Operational Capacity+Low Wind & Solar | 2.2597 | 28.6026 | 54.2585
2032 | SIWEM_PERC | Medium Demand Growth+Ref Gas Supply+Constrained Operational Capacity+Low Wind & Solar | 0.47602 | 23.0231 | 51.4863
2033 | SIWEM_PERC | Medium Demand Growth+Ref Gas Supply+Constrained Operational Capacity+Low Wind & Solar | -1.5768 | 15.9249 | 48.3088
2034 | SIWEM_PERC | Medium Demand Growth+Ref Gas Supply+Constrained Operational Capacity+Low Wind & Solar | -3.3156 | 11.3457 | 45.5967
2035 | SIWEM_PERC | Medium Demand Growth+Ref Gas Supply+Constrained Operational Capacity+Low Wind & Solar | -4.7693 | 5.7789 | 43.3109
2026 | NZWEM_PERC | Medium Demand Growth+Ref Gas Supply+Upgraded HVDC | 18.7712 | 18.8278 | 18.8278
2027 | NZWEM_PERC | Medium Demand Growth+Ref Gas Supply+Upgraded HVDC | 16.0207 | 17.7993 | 18.1068
2028 | NZWEM_PERC | Medium Demand Growth+Ref Gas Supply+Upgraded HVDC | 14.0147 | 21.7194 | 25.9928
2029 | NZWEM_PERC | Medium Demand Growth+Ref Gas Supply+Upgraded HVDC | 8.6712 | 19.253 | 27.6252
2030 | NZWEM_PERC | Medium Demand Growth+Ref Gas Supply+Upgraded HVDC | 5.3404 | 17.6407 | 31.1322
2031 | NZWEM_PERC | Medium Demand Growth+Ref Gas Supply+Upgraded HVDC | 1.7246 | 13.7009 | 32.2727
2032 | NZWEM_PERC | Medium Demand Growth+Ref Gas Supply+Upgraded HVDC | -0.43101 | 11.6291 | 30.7112
2033 | NZWEM_PERC | Medium Demand Growth+Ref Gas Supply+Upgraded HVDC | -2.7719 | 8.9878 | 29.1949
2034 | NZWEM_PERC | Medium Demand Growth+Ref Gas Supply+Upgraded HVDC | -4.5979 | 7.2764 | 27.0143
2035 | NZWEM_PERC | Medium Demand Growth+Ref Gas Supply+Upgraded HVDC | -6.478 | 5.2157 | 24.5117
2026 | NIWCM | Medium Demand Growth+Ref Gas Supply+Upgraded HVDC | 920.9691 | 921.7689 | 921.7689
2027 | NIWCM | Medium Demand Growth+Ref Gas Supply+Upgraded HVDC | 1076.3707 | 1108.2368 | 1112.7733
2028 | NIWCM | Medium Demand Growth+Ref Gas Supply+Upgraded HVDC | 1089.5103 | 1735.4791 | 1796.2242
2029 | NIWCM | Medium Demand Growth+Ref Gas Supply+Upgraded HVDC | 841.753 | 1732.1771 | 2055.5221
2030 | NIWCM | Medium Demand Growth+Ref Gas Supply+Upgraded HVDC | 587.5061 | 1601.8514 | 2121.3615
2031 | NIWCM | Medium Demand Growth+Ref Gas Supply+Upgraded HVDC | 410.1311 | 1442.2478 | 2222.5311
2032 | NIWCM | Medium Demand Growth+Ref Gas Supply+Upgraded HVDC | 245.5165 | 1298.9413 | 2117.5995
2033 | NIWCM | Medium Demand Growth+Ref Gas Supply+Upgraded HVDC | 55.9676 | 1114.9126 | 2011.5554
2034 | NIWCM | Medium Demand Growth+Ref Gas Supply+Upgraded HVDC | -111.8944 | 992.0695 | 1974.1654
2035 | NIWCM | Medium Demand Growth+Ref Gas Supply+Upgraded HVDC | -263.5569 | 852.1582 | 1842.2228
2026 | SIWEM_PERC | Medium Demand Growth+Ref Gas Supply+Upgraded HVDC | 51.1127 | 51.1127 | 51.1127
2027 | SIWEM_PERC | Medium Demand Growth+Ref Gas Supply+Upgraded HVDC | 43.051 | 47.9089 | 48.6924
2028 | SIWEM_PERC | Medium Demand Growth+Ref Gas Supply+Upgraded HVDC | 37.3598 | 58.5628 | 70.0979
2029 | SIWEM_PERC | Medium Demand Growth+Ref Gas Supply+Upgraded HVDC | 21.7335 | 50.166 | 72.3559
2030 | SIWEM_PERC | Medium Demand Growth+Ref Gas Supply+Upgraded HVDC | 12.4172 | 45.4775 | 77.8061
2031 | SIWEM_PERC | Medium Demand Growth+Ref Gas Supply+Upgraded HVDC | 3.1125 | 35.0679 | 76.3495
2032 | SIWEM_PERC | Medium Demand Growth+Ref Gas Supply+Upgraded HVDC | 1.3126 | 29.4606 | 73.1574
2033 | SIWEM_PERC | Medium Demand Growth+Ref Gas Supply+Upgraded HVDC | -0.75867 | 22.2205 | 69.5021
2034 | SIWEM_PERC | Medium Demand Growth+Ref Gas Supply+Upgraded HVDC | -2.5134 | 17.5185 | 66.3765
2035 | SIWEM_PERC | Medium Demand Growth+Ref Gas Supply+Upgraded HVDC | -3.9808 | 11.8393 | 63.6608
2026 | NZWEM_PERC | Medium Demand Growth+Ref Gas Supply+Upgraded HVDC+Low Wind & Solar | 17.5818 | 17.633 | 17.633
2027 | NZWEM_PERC | Medium Demand Growth+Ref Gas Supply+Upgraded HVDC+Low Wind & Solar | 14.7164 | 16.3215 | 16.599
2028 | NZWEM_PERC | Medium Demand Growth+Ref Gas Supply+Upgraded HVDC+Low Wind & Solar | 12.64 | 19.5932 | 23.4498
2029 | NZWEM_PERC | Medium Demand Growth+Ref Gas Supply+Upgraded HVDC+Low Wind & Solar | 7.3208 | 16.8704 | 24.4261
2030 | NZWEM_PERC | Medium Demand Growth+Ref Gas Supply+Upgraded HVDC+Low Wind & Solar | 4.0391 | 15.1866 | 27.3972
2031 | NZWEM_PERC | Medium Demand Growth+Ref Gas Supply+Upgraded HVDC+Low Wind & Solar | 0.46636 | 11.3281 | 28.1223
2032 | NZWEM_PERC | Medium Demand Growth+Ref Gas Supply+Upgraded HVDC+Low Wind & Solar | -1.6606 | 9.2755 | 26.5626
2033 | NZWEM_PERC | Medium Demand Growth+Ref Gas Supply+Upgraded HVDC+Low Wind & Solar | -3.9708 | 6.6928 | 24.9935
2034 | NZWEM_PERC | Medium Demand Growth+Ref Gas Supply+Upgraded HVDC+Low Wind & Solar | -5.769 | 5.0347 | 22.9105
2035 | NZWEM_PERC | Medium Demand Growth+Ref Gas Supply+Upgraded HVDC+Low Wind & Solar | -7.6229 | 3.0242 | 20.4998
2026 | NIWCM | Medium Demand Growth+Ref Gas Supply+Upgraded HVDC+Low Wind & Solar | 920.9691 | 921.7689 | 921.7689
2027 | NIWCM | Medium Demand Growth+Ref Gas Supply+Upgraded HVDC+Low Wind & Solar | 1076.3707 | 1108.2368 | 1112.7733
2028 | NIWCM | Medium Demand Growth+Ref Gas Supply+Upgraded HVDC+Low Wind & Solar | 1089.5103 | 1735.4791 | 1796.2242
2029 | NIWCM | Medium Demand Growth+Ref Gas Supply+Upgraded HVDC+Low Wind & Solar | 841.753 | 1732.1771 | 2055.5221
2030 | NIWCM | Medium Demand Growth+Ref Gas Supply+Upgraded HVDC+Low Wind & Solar | 587.5061 | 1601.8514 | 2121.3615
2031 | NIWCM | Medium Demand Growth+Ref Gas Supply+Upgraded HVDC+Low Wind & Solar | 410.1311 | 1442.2478 | 2222.5311
2032 | NIWCM | Medium Demand Growth+Ref Gas Supply+Upgraded HVDC+Low Wind & Solar | 245.5165 | 1298.9413 | 2117.5995
2033 | NIWCM | Medium Demand Growth+Ref Gas Supply+Upgraded HVDC+Low Wind & Solar | 55.9676 | 1114.9126 | 2011.5554
2034 | NIWCM | Medium Demand Growth+Ref Gas Supply+Upgraded HVDC+Low Wind & Solar | -111.8944 | 992.0695 | 1974.1654
2035 | NIWCM | Medium Demand Growth+Ref Gas Supply+Upgraded HVDC+Low Wind & Solar | -263.5569 | 852.1582 | 1842.2228
2026 | SIWEM_PERC | Medium Demand Growth+Ref Gas Supply+Upgraded HVDC+Low Wind & Solar | 48.1277 | 48.2724 | 48.2724
2027 | SIWEM_PERC | Medium Demand Growth+Ref Gas Supply+Upgraded HVDC+Low Wind & Solar | 39.4012 | 43.8926 | 44.6691
2028 | SIWEM_PERC | Medium Demand Growth+Ref Gas Supply+Upgraded HVDC+Low Wind & Solar | 33.509 | 52.9406 | 63.3506
2029 | SIWEM_PERC | Medium Demand Growth+Ref Gas Supply+Upgraded HVDC+Low Wind & Solar | 18.0319 | 44.034 | 64.0596
2030 | SIWEM_PERC | Medium Demand Growth+Ref Gas Supply+Upgraded HVDC+Low Wind & Solar | 8.8668 | 39.187 | 71.0595
2031 | SIWEM_PERC | Medium Demand Growth+Ref Gas Supply+Upgraded HVDC+Low Wind & Solar | 2.2597 | 28.6026 | 72.0311
2032 | SIWEM_PERC | Medium Demand Growth+Ref Gas Supply+Upgraded HVDC+Low Wind & Solar | 0.47602 | 23.0231 | 68.625
2033 | SIWEM_PERC | Medium Demand Growth+Ref Gas Supply+Upgraded HVDC+Low Wind & Solar | -1.5768 | 15.9249 | 64.5356
2034 | SIWEM_PERC | Medium Demand Growth+Ref Gas Supply+Upgraded HVDC+Low Wind & Solar | -3.3156 | 11.3457 | 59.2312
2035 | SIWEM_PERC | Medium Demand Growth+Ref Gas Supply+Upgraded HVDC+Low Wind & Solar | -4.7693 | 5.7789 | 53.1885
2026 | NZWEM_PERC | Medium Demand Growth+Ref Gas Supply+Upgraded HVDC+Constrained Operational Capacity | 18.7712 | 18.8278 | 18.8278
2027 | NZWEM_PERC | Medium Demand Growth+Ref Gas Supply+Upgraded HVDC+Constrained Operational Capacity | 16.0207 | 17.7993 | 18.1068
2028 | NZWEM_PERC | Medium Demand Growth+Ref Gas Supply+Upgraded HVDC+Constrained Operational Capacity | 14.0147 | 21.7194 | 25.9928
2029 | NZWEM_PERC | Medium Demand Growth+Ref Gas Supply+Upgraded HVDC+Constrained Operational Capacity | 8.6712 | 19.253 | 27.6252
2030 | NZWEM_PERC | Medium Demand Growth+Ref Gas Supply+Upgraded HVDC+Constrained Operational Capacity | 5.3404 | 17.6407 | 31.1322
2031 | NZWEM_PERC | Medium Demand Growth+Ref Gas Supply+Upgraded HVDC+Constrained Operational Capacity | 1.7246 | 13.7009 | 32.2727
2032 | NZWEM_PERC | Medium Demand Growth+Ref Gas Supply+Upgraded HVDC+Constrained Operational Capacity | -0.43101 | 11.6291 | 30.7112
2033 | NZWEM_PERC | Medium Demand Growth+Ref Gas Supply+Upgraded HVDC+Constrained Operational Capacity | -2.7719 | 8.9878 | 29.1949
2034 | NZWEM_PERC | Medium Demand Growth+Ref Gas Supply+Upgraded HVDC+Constrained Operational Capacity | -4.5979 | 7.2764 | 27.0143
2035 | NZWEM_PERC | Medium Demand Growth+Ref Gas Supply+Upgraded HVDC+Constrained Operational Capacity | -6.478 | 5.2157 | 24.5117
2026 | NIWCM | Medium Demand Growth+Ref Gas Supply+Upgraded HVDC+Constrained Operational Capacity | 325.6776 | 325.6776 | 325.6776
2027 | NIWCM | Medium Demand Growth+Ref Gas Supply+Upgraded HVDC+Constrained Operational Capacity | 454.6836 | 458.6512 | 458.6512
2028 | NIWCM | Medium Demand Growth+Ref Gas Supply+Upgraded HVDC+Constrained Operational Capacity | 435.8256 | 929.7399 | 937.5268
2029 | NIWCM | Medium Demand Growth+Ref Gas Supply+Upgraded HVDC+Constrained Operational Capacity | 170.0838 | 819.7627 | 976.2717
2030 | NIWCM | Medium Demand Growth+Ref Gas Supply+Upgraded HVDC+Constrained Operational Capacity | -87.289 | 649.6906 | 862.3063
2031 | NIWCM | Medium Demand Growth+Ref Gas Supply+Upgraded HVDC+Constrained Operational Capacity | -267.4032 | 480.9253 | 752.1464
2032 | NIWCM | Medium Demand Growth+Ref Gas Supply+Upgraded HVDC+Constrained Operational Capacity | -433.3615 | 319.5265 | 612.6282
2033 | NIWCM | Medium Demand Growth+Ref Gas Supply+Upgraded HVDC+Constrained Operational Capacity | -622.764 | 130.3566 | 435.4464
2034 | NIWCM | Medium Demand Growth+Ref Gas Supply+Upgraded HVDC+Constrained Operational Capacity | -792.7651 | 4.824 | 387.2187
2035 | NIWCM | Medium Demand Growth+Ref Gas Supply+Upgraded HVDC+Constrained Operational Capacity | -944.4174 | -136.7198 | 245.3193
2026 | SIWEM_PERC | Medium Demand Growth+Ref Gas Supply+Upgraded HVDC+Constrained Operational Capacity | 51.1127 | 51.1127 | 51.1127
2027 | SIWEM_PERC | Medium Demand Growth+Ref Gas Supply+Upgraded HVDC+Constrained Operational Capacity | 43.051 | 47.9089 | 48.6924
2028 | SIWEM_PERC | Medium Demand Growth+Ref Gas Supply+Upgraded HVDC+Constrained Operational Capacity | 37.3598 | 58.5628 | 70.0979
2029 | SIWEM_PERC | Medium Demand Growth+Ref Gas Supply+Upgraded HVDC+Constrained Operational Capacity | 21.7335 | 50.166 | 72.3559
2030 | SIWEM_PERC | Medium Demand Growth+Ref Gas Supply+Upgraded HVDC+Constrained Operational Capacity | 12.4172 | 45.4775 | 77.8061
2031 | SIWEM_PERC | Medium Demand Growth+Ref Gas Supply+Upgraded HVDC+Constrained Operational Capacity | 3.1125 | 35.0679 | 76.3495
2032 | SIWEM_PERC | Medium Demand Growth+Ref Gas Supply+Upgraded HVDC+Constrained Operational Capacity | 1.3126 | 29.4606 | 73.1574
2033 | SIWEM_PERC | Medium Demand Growth+Ref Gas Supply+Upgraded HVDC+Constrained Operational Capacity | -0.75867 | 22.2205 | 69.5021
2034 | SIWEM_PERC | Medium Demand Growth+Ref Gas Supply+Upgraded HVDC+Constrained Operational Capacity | -2.5134 | 17.5185 | 66.3765
2035 | SIWEM_PERC | Medium Demand Growth+Ref Gas Supply+Upgraded HVDC+Constrained Operational Capacity | -3.9808 | 11.8393 | 63.6608
2026 | NZWEM_PERC | Medium Demand Growth+Ref Gas Supply+Upgraded HVDC+Constrained Operational Capacity+Low Wind & Solar | 17.5818 | 17.633 | 17.633
2027 | NZWEM_PERC | Medium Demand Growth+Ref Gas Supply+Upgraded HVDC+Constrained Operational Capacity+Low Wind & Solar | 14.7164 | 16.3215 | 16.599
2028 | NZWEM_PERC | Medium Demand Growth+Ref Gas Supply+Upgraded HVDC+Constrained Operational Capacity+Low Wind & Solar | 12.64 | 19.5932 | 23.4498
2029 | NZWEM_PERC | Medium Demand Growth+Ref Gas Supply+Upgraded HVDC+Constrained Operational Capacity+Low Wind & Solar | 7.3208 | 16.8704 | 24.4261
2030 | NZWEM_PERC | Medium Demand Growth+Ref Gas Supply+Upgraded HVDC+Constrained Operational Capacity+Low Wind & Solar | 4.0391 | 15.1866 | 27.3972
2031 | NZWEM_PERC | Medium Demand Growth+Ref Gas Supply+Upgraded HVDC+Constrained Operational Capacity+Low Wind & Solar | 0.46636 | 11.3281 | 28.1223
2032 | NZWEM_PERC | Medium Demand Growth+Ref Gas Supply+Upgraded HVDC+Constrained Operational Capacity+Low Wind & Solar | -1.6606 | 9.2755 | 26.5626
2033 | NZWEM_PERC | Medium Demand Growth+Ref Gas Supply+Upgraded HVDC+Constrained Operational Capacity+Low Wind & Solar | -3.9708 | 6.6928 | 24.9935
2034 | NZWEM_PERC | Medium Demand Growth+Ref Gas Supply+Upgraded HVDC+Constrained Operational Capacity+Low Wind & Solar | -5.769 | 5.0347 | 22.9105
2035 | NZWEM_PERC | Medium Demand Growth+Ref Gas Supply+Upgraded HVDC+Constrained Operational Capacity+Low Wind & Solar | -7.6229 | 3.0242 | 20.4998
2026 | NIWCM | Medium Demand Growth+Ref Gas Supply+Upgraded HVDC+Constrained Operational Capacity+Low Wind & Solar | 325.6776 | 325.6776 | 325.6776
2027 | NIWCM | Medium Demand Growth+Ref Gas Supply+Upgraded HVDC+Constrained Operational Capacity+Low Wind & Solar | 454.6836 | 458.6512 | 458.6512
2028 | NIWCM | Medium Demand Growth+Ref Gas Supply+Upgraded HVDC+Constrained Operational Capacity+Low Wind & Solar | 435.8256 | 929.7399 | 937.5268
2029 | NIWCM | Medium Demand Growth+Ref Gas Supply+Upgraded HVDC+Constrained Operational Capacity+Low Wind & Solar | 170.0838 | 819.7627 | 976.2717
2030 | NIWCM | Medium Demand Growth+Ref Gas Supply+Upgraded HVDC+Constrained Operational Capacity+Low Wind & Solar | -87.289 | 649.6906 | 862.3063
2031 | NIWCM | Medium Demand Growth+Ref Gas Supply+Upgraded HVDC+Constrained Operational Capacity+Low Wind & Solar | -267.4032 | 480.9253 | 752.1464
2032 | NIWCM | Medium Demand Growth+Ref Gas Supply+Upgraded HVDC+Constrained Operational Capacity+Low Wind & Solar | -433.3615 | 319.5265 | 612.6282
2033 | NIWCM | Medium Demand Growth+Ref Gas Supply+Upgraded HVDC+Constrained Operational Capacity+Low Wind & Solar | -622.764 | 130.3566 | 435.4464
2034 | NIWCM | Medium Demand Growth+Ref Gas Supply+Upgraded HVDC+Constrained Operational Capacity+Low Wind & Solar | -792.7651 | 4.824 | 387.2187
2035 | NIWCM | Medium Demand Growth+Ref Gas Supply+Upgraded HVDC+Constrained Operational Capacity+Low Wind & Solar | -944.4174 | -136.7198 | 245.3193
2026 | SIWEM_PERC | Medium Demand Growth+Ref Gas Supply+Upgraded HVDC+Constrained Operational Capacity+Low Wind & Solar | 48.1277 | 48.2724 | 48.2724
2027 | SIWEM_PERC | Medium Demand Growth+Ref Gas Supply+Upgraded HVDC+Constrained Operational Capacity+Low Wind & Solar | 39.4012 | 43.8926 | 44.6691
2028 | SIWEM_PERC | Medium Demand Growth+Ref Gas Supply+Upgraded HVDC+Constrained Operational Capacity+Low Wind & Solar | 33.509 | 52.9406 | 63.3506
2029 | SIWEM_PERC | Medium Demand Growth+Ref Gas Supply+Upgraded HVDC+Constrained Operational Capacity+Low Wind & Solar | 18.0319 | 44.034 | 64.0596
2030 | SIWEM_PERC | Medium Demand Growth+Ref Gas Supply+Upgraded HVDC+Constrained Operational Capacity+Low Wind & Solar | 8.8668 | 39.187 | 71.0595
2031 | SIWEM_PERC | Medium Demand Growth+Ref Gas Supply+Upgraded HVDC+Constrained Operational Capacity+Low Wind & Solar | 2.2597 | 28.6026 | 72.0311
2032 | SIWEM_PERC | Medium Demand Growth+Ref Gas Supply+Upgraded HVDC+Constrained Operational Capacity+Low Wind & Solar | 0.47602 | 23.0231 | 68.625
2033 | SIWEM_PERC | Medium Demand Growth+Ref Gas Supply+Upgraded HVDC+Constrained Operational Capacity+Low Wind & Solar | -1.5768 | 15.9249 | 64.5356
2034 | SIWEM_PERC | Medium Demand Growth+Ref Gas Supply+Upgraded HVDC+Constrained Operational Capacity+Low Wind & Solar | -3.3156 | 11.3457 | 59.2312
2035 | SIWEM_PERC | Medium Demand Growth+Ref Gas Supply+Upgraded HVDC+Constrained Operational Capacity+Low Wind & Solar | -4.7693 | 5.7789 | 53.1885
2026 | NZWEM_PERC | Medium Demand Growth+Ref Gas Supply+Delayed Build | 14.1751 | 14.1751 | 14.1751
2027 | NZWEM_PERC | Medium Demand Growth+Ref Gas Supply+Delayed Build | 8.8858 | 9.0226 | 9.185
2028 | NZWEM_PERC | Medium Demand Growth+Ref Gas Supply+Delayed Build | 10.0409 | 11.412 | 11.7104
2029 | NZWEM_PERC | Medium Demand Growth+Ref Gas Supply+Delayed Build | 7.6077 | 10.2444 | 11.0634
2030 | NZWEM_PERC | Medium Demand Growth+Ref Gas Supply+Delayed Build | 5.3404 | 13.6017 | 20.5849
2031 | NZWEM_PERC | Medium Demand Growth+Ref Gas Supply+Delayed Build | 1.7246 | 12.5239 | 20.3243
2032 | NZWEM_PERC | Medium Demand Growth+Ref Gas Supply+Delayed Build | -0.43101 | 10.7369 | 23.4847
2033 | NZWEM_PERC | Medium Demand Growth+Ref Gas Supply+Delayed Build | -2.7719 | 8.1972 | 25.894
2034 | NZWEM_PERC | Medium Demand Growth+Ref Gas Supply+Delayed Build | -4.5979 | 6.456 | 24.6308
2035 | NZWEM_PERC | Medium Demand Growth+Ref Gas Supply+Delayed Build | -6.478 | 4.7515 | 24.0476
2026 | NIWCM | Medium Demand Growth+Ref Gas Supply+Delayed Build | 628.8124 | 628.8124 | 628.8124
2027 | NIWCM | Medium Demand Growth+Ref Gas Supply+Delayed Build | 677.8105 | 679.8206 | 682.2931
2028 | NIWCM | Medium Demand Growth+Ref Gas Supply+Delayed Build | 835.4318 | 855.4229 | 859.9594
2029 | NIWCM | Medium Demand Growth+Ref Gas Supply+Delayed Build | 634.3073 | 761.4527 | 775.045
2030 | NIWCM | Medium Demand Growth+Ref Gas Supply+Delayed Build | 531.7296 | 1250.7871 | 1527.8104
2031 | NIWCM | Medium Demand Growth+Ref Gas Supply+Delayed Build | 337.1926 | 1266.4198 | 1612.631
2032 | NIWCM | Medium Demand Growth+Ref Gas Supply+Delayed Build | 172.578 | 1172.6335 | 1733.8244
2033 | NIWCM | Medium Demand Growth+Ref Gas Supply+Delayed Build | 55.9676 | 1069.8734 | 1867.049
2034 | NIWCM | Medium Demand Growth+Ref Gas Supply+Delayed Build | -111.8944 | 921.9803 | 1759.6486
2035 | NIWCM | Medium Demand Growth+Ref Gas Supply+Delayed Build | -263.5569 | 799.8262 | 1712.6594
2026 | SIWEM_PERC | Medium Demand Growth+Ref Gas Supply+Delayed Build | 38.4856 | 38.4856 | 38.4856
2027 | SIWEM_PERC | Medium Demand Growth+Ref Gas Supply+Delayed Build | 23.0855 | 23.4685 | 23.9229
2028 | SIWEM_PERC | Medium Demand Growth+Ref Gas Supply+Delayed Build | 26.2286 | 30.0693 | 30.9051
2029 | SIWEM_PERC | Medium Demand Growth+Ref Gas Supply+Delayed Build | 18.8182 | 26.0456 | 28.2903
2030 | SIWEM_PERC | Medium Demand Growth+Ref Gas Supply+Delayed Build | 12.4172 | 34.9576 | 50.6531
2031 | SIWEM_PERC | Medium Demand Growth+Ref Gas Supply+Delayed Build | 3.1125 | 31.8609 | 47.3677
2032 | SIWEM_PERC | Medium Demand Growth+Ref Gas Supply+Delayed Build | 1.3126 | 27.0202 | 51.282
2033 | SIWEM_PERC | Medium Demand Growth+Ref Gas Supply+Delayed Build | -0.75867 | 20.0516 | 52.4517
2034 | SIWEM_PERC | Medium Demand Growth+Ref Gas Supply+Delayed Build | -2.5134 | 15.2595 | 49.6588
2035 | SIWEM_PERC | Medium Demand Growth+Ref Gas Supply+Delayed Build | -3.9808 | 10.5542 | 47.3039
2026 | NZWEM_PERC | Medium Demand Growth+Ref Gas Supply+Delayed Build+Low Wind & Solar | 13.2703 | 13.2703 | 13.2703
2027 | NZWEM_PERC | Medium Demand Growth+Ref Gas Supply+Delayed Build+Low Wind & Solar | 7.96 | 8.0836 | 8.2301
2028 | NZWEM_PERC | Medium Demand Growth+Ref Gas Supply+Delayed Build+Low Wind & Solar | 8.8984 | 10.1358 | 10.4051
2029 | NZWEM_PERC | Medium Demand Growth+Ref Gas Supply+Delayed Build+Low Wind & Solar | 6.361 | 8.7405 | 9.4796
2030 | NZWEM_PERC | Medium Demand Growth+Ref Gas Supply+Delayed Build+Low Wind & Solar | 4.0391 | 11.4947 | 17.7968
2031 | NZWEM_PERC | Medium Demand Growth+Ref Gas Supply+Delayed Build+Low Wind & Solar | 0.46636 | 10.2124 | 17.252
2032 | NZWEM_PERC | Medium Demand Growth+Ref Gas Supply+Delayed Build+Low Wind & Solar | -1.6606 | 8.4181 | 19.9557
2033 | NZWEM_PERC | Medium Demand Growth+Ref Gas Supply+Delayed Build+Low Wind & Solar | -3.9708 | 5.9361 | 21.9391
2034 | NZWEM_PERC | Medium Demand Growth+Ref Gas Supply+Delayed Build+Low Wind & Solar | -5.769 | 4.2144 | 20.6795
2035 | NZWEM_PERC | Medium Demand Growth+Ref Gas Supply+Delayed Build+Low Wind & Solar | -7.6229 | 2.5601 | 20.0356
2026 | NIWCM | Medium Demand Growth+Ref Gas Supply+Delayed Build+Low Wind & Solar | 628.8124 | 628.8124 | 628.8124
2027 | NIWCM | Medium Demand Growth+Ref Gas Supply+Delayed Build+Low Wind & Solar | 677.8105 | 679.8206 | 682.2931
2028 | NIWCM | Medium Demand Growth+Ref Gas Supply+Delayed Build+Low Wind & Solar | 835.4318 | 855.4229 | 859.9594
2029 | NIWCM | Medium Demand Growth+Ref Gas Supply+Delayed Build+Low Wind & Solar | 634.3073 | 761.4527 | 775.045
2030 | NIWCM | Medium Demand Growth+Ref Gas Supply+Delayed Build+Low Wind & Solar | 531.7296 | 1250.7871 | 1527.8104
2031 | NIWCM | Medium Demand Growth+Ref Gas Supply+Delayed Build+Low Wind & Solar | 337.1926 | 1266.4198 | 1612.631
2032 | NIWCM | Medium Demand Growth+Ref Gas Supply+Delayed Build+Low Wind & Solar | 172.578 | 1172.6335 | 1733.8244
2033 | NIWCM | Medium Demand Growth+Ref Gas Supply+Delayed Build+Low Wind & Solar | 55.9676 | 1069.8734 | 1867.049
2034 | NIWCM | Medium Demand Growth+Ref Gas Supply+Delayed Build+Low Wind & Solar | -111.8944 | 921.9803 | 1759.6486
2035 | NIWCM | Medium Demand Growth+Ref Gas Supply+Delayed Build+Low Wind & Solar | -263.5569 | 799.8262 | 1712.6594
2026 | SIWEM_PERC | Medium Demand Growth+Ref Gas Supply+Delayed Build+Low Wind & Solar | 35.9246 | 35.9246 | 35.9246
2027 | SIWEM_PERC | Medium Demand Growth+Ref Gas Supply+Delayed Build+Low Wind & Solar | 20.495 | 20.8406 | 21.2507
2028 | SIWEM_PERC | Medium Demand Growth+Ref Gas Supply+Delayed Build+Low Wind & Solar | 23.0283 | 26.4944 | 27.2487
2029 | SIWEM_PERC | Medium Demand Growth+Ref Gas Supply+Delayed Build+Low Wind & Solar | 15.401 | 21.9234 | 23.9492
2030 | SIWEM_PERC | Medium Demand Growth+Ref Gas Supply+Delayed Build+Low Wind & Solar | 8.8668 | 29.2087 | 46.4035
2031 | SIWEM_PERC | Medium Demand Growth+Ref Gas Supply+Delayed Build+Low Wind & Solar | 2.2597 | 25.5627 | 44.1426
2032 | SIWEM_PERC | Medium Demand Growth+Ref Gas Supply+Delayed Build+Low Wind & Solar | 0.47602 | 20.6778 | 47.4788
2033 | SIWEM_PERC | Medium Demand Growth+Ref Gas Supply+Delayed Build+Low Wind & Solar | -1.5768 | 13.849 | 48.3088
2034 | SIWEM_PERC | Medium Demand Growth+Ref Gas Supply+Delayed Build+Low Wind & Solar | -3.3156 | 9.0868 | 45.5967
2035 | SIWEM_PERC | Medium Demand Growth+Ref Gas Supply+Delayed Build+Low Wind & Solar | -4.7693 | 5.7789 | 43.3109
2026 | NZWEM_PERC | Medium Demand Growth+Ref Gas Supply+Delayed Build+Constrained Operational Capacity | 14.1751 | 14.1751 | 14.1751
2027 | NZWEM_PERC | Medium Demand Growth+Ref Gas Supply+Delayed Build+Constrained Operational Capacity | 8.8858 | 9.0226 | 9.185
2028 | NZWEM_PERC | Medium Demand Growth+Ref Gas Supply+Delayed Build+Constrained Operational Capacity | 10.0409 | 11.412 | 11.7104
2029 | NZWEM_PERC | Medium Demand Growth+Ref Gas Supply+Delayed Build+Constrained Operational Capacity | 7.6077 | 10.2444 | 11.0634
2030 | NZWEM_PERC | Medium Demand Growth+Ref Gas Supply+Delayed Build+Constrained Operational Capacity | 5.3404 | 13.6017 | 20.5849
2031 | NZWEM_PERC | Medium Demand Growth+Ref Gas Supply+Delayed Build+Constrained Operational Capacity | 1.7246 | 12.5239 | 20.3243
2032 | NZWEM_PERC | Medium Demand Growth+Ref Gas Supply+Delayed Build+Constrained Operational Capacity | -0.43101 | 10.7369 | 23.4847
2033 | NZWEM_PERC | Medium Demand Growth+Ref Gas Supply+Delayed Build+Constrained Operational Capacity | -2.7719 | 8.1972 | 25.894
2034 | NZWEM_PERC | Medium Demand Growth+Ref Gas Supply+Delayed Build+Constrained Operational Capacity | -4.5979 | 6.456 | 24.6308
2035 | NZWEM_PERC | Medium Demand Growth+Ref Gas Supply+Delayed Build+Constrained Operational Capacity | -6.478 | 4.7515 | 24.0476
2026 | NIWCM | Medium Demand Growth+Ref Gas Supply+Delayed Build+Constrained Operational Capacity | 94.465 | 94.465 | 94.465
2027 | NIWCM | Medium Demand Growth+Ref Gas Supply+Delayed Build+Constrained Operational Capacity | 136.5614 | 136.5614 | 136.5614
2028 | NIWCM | Medium Demand Growth+Ref Gas Supply+Delayed Build+Constrained Operational Capacity | 225.7919 | 225.7919 | 225.7919
2029 | NIWCM | Medium Demand Growth+Ref Gas Supply+Delayed Build+Constrained Operational Capacity | -10.0491 | 72.1036 | 72.1036
2030 | NIWCM | Medium Demand Growth+Ref Gas Supply+Delayed Build+Constrained Operational Capacity | -143.0655 | 368.6962 | 485.3974
2031 | NIWCM | Medium Demand Growth+Ref Gas Supply+Delayed Build+Constrained Operational Capacity | -340.3417 | 312.2533 | 470.2427
2032 | NIWCM | Medium Demand Growth+Ref Gas Supply+Delayed Build+Constrained Operational Capacity | -506.3 | 207.7988 | 421.2215
2033 | NIWCM | Medium Demand Growth+Ref Gas Supply+Delayed Build+Constrained Operational Capacity | -622.764 | 99.8974 | 373.5347
2034 | NIWCM | Medium Demand Growth+Ref Gas Supply+Delayed Build+Constrained Operational Capacity | -792.7651 | -65.2652 | 229.9005
2035 | NIWCM | Medium Demand Growth+Ref Gas Supply+Delayed Build+Constrained Operational Capacity | -944.4174 | -189.0518 | 115.7583
2026 | SIWEM_PERC | Medium Demand Growth+Ref Gas Supply+Delayed Build+Constrained Operational Capacity | 38.4856 | 38.4856 | 38.4856
2027 | SIWEM_PERC | Medium Demand Growth+Ref Gas Supply+Delayed Build+Constrained Operational Capacity | 23.0855 | 23.4685 | 23.9229
2028 | SIWEM_PERC | Medium Demand Growth+Ref Gas Supply+Delayed Build+Constrained Operational Capacity | 26.2286 | 30.0693 | 30.9051
2029 | SIWEM_PERC | Medium Demand Growth+Ref Gas Supply+Delayed Build+Constrained Operational Capacity | 18.8182 | 26.0456 | 28.2903
2030 | SIWEM_PERC | Medium Demand Growth+Ref Gas Supply+Delayed Build+Constrained Operational Capacity | 12.4172 | 34.9576 | 50.6531
2031 | SIWEM_PERC | Medium Demand Growth+Ref Gas Supply+Delayed Build+Constrained Operational Capacity | 3.1125 | 31.8609 | 47.3677
2032 | SIWEM_PERC | Medium Demand Growth+Ref Gas Supply+Delayed Build+Constrained Operational Capacity | 1.3126 | 27.0202 | 51.282
2033 | SIWEM_PERC | Medium Demand Growth+Ref Gas Supply+Delayed Build+Constrained Operational Capacity | -0.75867 | 20.0516 | 52.4517
2034 | SIWEM_PERC | Medium Demand Growth+Ref Gas Supply+Delayed Build+Constrained Operational Capacity | -2.5134 | 15.2595 | 49.6588
2035 | SIWEM_PERC | Medium Demand Growth+Ref Gas Supply+Delayed Build+Constrained Operational Capacity | -3.9808 | 10.5542 | 47.3039
2026 | NZWEM_PERC | Medium Demand Growth+Ref Gas Supply+Delayed Build+Constrained Operational Capacity+Low Wind & Solar | 13.2703 | 13.2703 | 13.2703
2027 | NZWEM_PERC | Medium Demand Growth+Ref Gas Supply+Delayed Build+Constrained Operational Capacity+Low Wind & Solar | 7.96 | 8.0836 | 8.2301
2028 | NZWEM_PERC | Medium Demand Growth+Ref Gas Supply+Delayed Build+Constrained Operational Capacity+Low Wind & Solar | 8.8984 | 10.1358 | 10.4051
2029 | NZWEM_PERC | Medium Demand Growth+Ref Gas Supply+Delayed Build+Constrained Operational Capacity+Low Wind & Solar | 6.361 | 8.7405 | 9.4796
2030 | NZWEM_PERC | Medium Demand Growth+Ref Gas Supply+Delayed Build+Constrained Operational Capacity+Low Wind & Solar | 4.0391 | 11.4947 | 17.7968
2031 | NZWEM_PERC | Medium Demand Growth+Ref Gas Supply+Delayed Build+Constrained Operational Capacity+Low Wind & Solar | 0.46636 | 10.2124 | 17.252
2032 | NZWEM_PERC | Medium Demand Growth+Ref Gas Supply+Delayed Build+Constrained Operational Capacity+Low Wind & Solar | -1.6606 | 8.4181 | 19.9557
2033 | NZWEM_PERC | Medium Demand Growth+Ref Gas Supply+Delayed Build+Constrained Operational Capacity+Low Wind & Solar | -3.9708 | 5.9361 | 21.9391
2034 | NZWEM_PERC | Medium Demand Growth+Ref Gas Supply+Delayed Build+Constrained Operational Capacity+Low Wind & Solar | -5.769 | 4.2144 | 20.6795
2035 | NZWEM_PERC | Medium Demand Growth+Ref Gas Supply+Delayed Build+Constrained Operational Capacity+Low Wind & Solar | -7.6229 | 2.5601 | 20.0356
2026 | NIWCM | Medium Demand Growth+Ref Gas Supply+Delayed Build+Constrained Operational Capacity+Low Wind & Solar | 94.465 | 94.465 | 94.465
2027 | NIWCM | Medium Demand Growth+Ref Gas Supply+Delayed Build+Constrained Operational Capacity+Low Wind & Solar | 136.5614 | 136.5614 | 136.5614
2028 | NIWCM | Medium Demand Growth+Ref Gas Supply+Delayed Build+Constrained Operational Capacity+Low Wind & Solar | 225.7919 | 225.7919 | 225.7919
2029 | NIWCM | Medium Demand Growth+Ref Gas Supply+Delayed Build+Constrained Operational Capacity+Low Wind & Solar | -10.0491 | 72.1036 | 72.1036
2030 | NIWCM | Medium Demand Growth+Ref Gas Supply+Delayed Build+Constrained Operational Capacity+Low Wind & Solar | -143.0655 | 368.6962 | 485.3974
2031 | NIWCM | Medium Demand Growth+Ref Gas Supply+Delayed Build+Constrained Operational Capacity+Low Wind & Solar | -340.3417 | 312.2533 | 470.2427
2032 | NIWCM | Medium Demand Growth+Ref Gas Supply+Delayed Build+Constrained Operational Capacity+Low Wind & Solar | -506.3 | 207.7988 | 421.2215
2033 | NIWCM | Medium Demand Growth+Ref Gas Supply+Delayed Build+Constrained Operational Capacity+Low Wind & Solar | -622.764 | 99.8974 | 373.5347
2034 | NIWCM | Medium Demand Growth+Ref Gas Supply+Delayed Build+Constrained Operational Capacity+Low Wind & Solar | -792.7651 | -65.2652 | 229.9005
2035 | NIWCM | Medium Demand Growth+Ref Gas Supply+Delayed Build+Constrained Operational Capacity+Low Wind & Solar | -944.4174 | -189.0518 | 115.7583
2026 | SIWEM_PERC | Medium Demand Growth+Ref Gas Supply+Delayed Build+Constrained Operational Capacity+Low Wind & Solar | 35.9246 | 35.9246 | 35.9246
2027 | SIWEM_PERC | Medium Demand Growth+Ref Gas Supply+Delayed Build+Constrained Operational Capacity+Low Wind & Solar | 20.495 | 20.8406 | 21.2507
2028 | SIWEM_PERC | Medium Demand Growth+Ref Gas Supply+Delayed Build+Constrained Operational Capacity+Low Wind & Solar | 23.0283 | 26.4944 | 27.2487
2029 | SIWEM_PERC | Medium Demand Growth+Ref Gas Supply+Delayed Build+Constrained Operational Capacity+Low Wind & Solar | 15.401 | 21.9234 | 23.9492
2030 | SIWEM_PERC | Medium Demand Growth+Ref Gas Supply+Delayed Build+Constrained Operational Capacity+Low Wind & Solar | 8.8668 | 29.2087 | 46.4035
2031 | SIWEM_PERC | Medium Demand Growth+Ref Gas Supply+Delayed Build+Constrained Operational Capacity+Low Wind & Solar | 2.2597 | 25.5627 | 44.1426
2032 | SIWEM_PERC | Medium Demand Growth+Ref Gas Supply+Delayed Build+Constrained Operational Capacity+Low Wind & Solar | 0.47602 | 20.6778 | 47.4788
2033 | SIWEM_PERC | Medium Demand Growth+Ref Gas Supply+Delayed Build+Constrained Operational Capacity+Low Wind & Solar | -1.5768 | 13.849 | 48.3088
2034 | SIWEM_PERC | Medium Demand Growth+Ref Gas Supply+Delayed Build+Constrained Operational Capacity+Low Wind & Solar | -3.3156 | 9.0868 | 45.5967
2035 | SIWEM_PERC | Medium Demand Growth+Ref Gas Supply+Delayed Build+Constrained Operational Capacity+Low Wind & Solar | -4.7693 | 5.7789 | 43.3109
2026 | NZWEM_PERC | Medium Demand Growth+Ref Gas Supply+Delayed Build+Upgraded HVDC | 14.1751 | 14.1751 | 14.1751
2027 | NZWEM_PERC | Medium Demand Growth+Ref Gas Supply+Delayed Build+Upgraded HVDC | 8.8858 | 9.0226 | 9.185
2028 | NZWEM_PERC | Medium Demand Growth+Ref Gas Supply+Delayed Build+Upgraded HVDC | 10.0409 | 11.412 | 11.7104
2029 | NZWEM_PERC | Medium Demand Growth+Ref Gas Supply+Delayed Build+Upgraded HVDC | 7.6077 | 10.2444 | 11.0634
2030 | NZWEM_PERC | Medium Demand Growth+Ref Gas Supply+Delayed Build+Upgraded HVDC | 5.3404 | 13.6017 | 20.5849
2031 | NZWEM_PERC | Medium Demand Growth+Ref Gas Supply+Delayed Build+Upgraded HVDC | 1.7246 | 12.5239 | 20.3243
2032 | NZWEM_PERC | Medium Demand Growth+Ref Gas Supply+Delayed Build+Upgraded HVDC | -0.43101 | 10.7369 | 23.4847
2033 | NZWEM_PERC | Medium Demand Growth+Ref Gas Supply+Delayed Build+Upgraded HVDC | -2.7719 | 8.1972 | 25.894
2034 | NZWEM_PERC | Medium Demand Growth+Ref Gas Supply+Delayed Build+Upgraded HVDC | -4.5979 | 6.456 | 24.6308
2035 | NZWEM_PERC | Medium Demand Growth+Ref Gas Supply+Delayed Build+Upgraded HVDC | -6.478 | 4.7515 | 24.0476
2026 | NIWCM | Medium Demand Growth+Ref Gas Supply+Delayed Build+Upgraded HVDC | 628.8124 | 628.8124 | 628.8124
2027 | NIWCM | Medium Demand Growth+Ref Gas Supply+Delayed Build+Upgraded HVDC | 677.8105 | 679.8206 | 682.2931
2028 | NIWCM | Medium Demand Growth+Ref Gas Supply+Delayed Build+Upgraded HVDC | 835.4318 | 855.4229 | 859.9594
2029 | NIWCM | Medium Demand Growth+Ref Gas Supply+Delayed Build+Upgraded HVDC | 634.3073 | 761.4527 | 775.045
2030 | NIWCM | Medium Demand Growth+Ref Gas Supply+Delayed Build+Upgraded HVDC | 531.7296 | 1250.7871 | 1527.8104
2031 | NIWCM | Medium Demand Growth+Ref Gas Supply+Delayed Build+Upgraded HVDC | 337.1926 | 1266.4199 | 1612.6349
2032 | NIWCM | Medium Demand Growth+Ref Gas Supply+Delayed Build+Upgraded HVDC | 172.578 | 1172.6336 | 1733.9444
2033 | NIWCM | Medium Demand Growth+Ref Gas Supply+Delayed Build+Upgraded HVDC | 55.9676 | 1069.8734 | 1867.1137
2034 | NIWCM | Medium Demand Growth+Ref Gas Supply+Delayed Build+Upgraded HVDC | -111.8944 | 921.9803 | 1759.6472
2035 | NIWCM | Medium Demand Growth+Ref Gas Supply+Delayed Build+Upgraded HVDC | -263.5569 | 799.8262 | 1712.6618
2026 | SIWEM_PERC | Medium Demand Growth+Ref Gas Supply+Delayed Build+Upgraded HVDC | 38.4856 | 38.4856 | 38.4856
2027 | SIWEM_PERC | Medium Demand Growth+Ref Gas Supply+Delayed Build+Upgraded HVDC | 23.0855 | 23.4685 | 23.9229
2028 | SIWEM_PERC | Medium Demand Growth+Ref Gas Supply+Delayed Build+Upgraded HVDC | 26.2286 | 30.0693 | 30.9051
2029 | SIWEM_PERC | Medium Demand Growth+Ref Gas Supply+Delayed Build+Upgraded HVDC | 18.8182 | 26.0456 | 28.2903
2030 | SIWEM_PERC | Medium Demand Growth+Ref Gas Supply+Delayed Build+Upgraded HVDC | 12.4172 | 34.9576 | 53.7107
2031 | SIWEM_PERC | Medium Demand Growth+Ref Gas Supply+Delayed Build+Upgraded HVDC | 3.1125 | 31.8609 | 52.6013
2032 | SIWEM_PERC | Medium Demand Growth+Ref Gas Supply+Delayed Build+Upgraded HVDC | 1.3126 | 27.0202 | 60.9405
2033 | SIWEM_PERC | Medium Demand Growth+Ref Gas Supply+Delayed Build+Upgraded HVDC | -0.75867 | 20.0516 | 67.1552
2034 | SIWEM_PERC | Medium Demand Growth+Ref Gas Supply+Delayed Build+Upgraded HVDC | -2.5134 | 15.2595 | 63.908
2035 | SIWEM_PERC | Medium Demand Growth+Ref Gas Supply+Delayed Build+Upgraded HVDC | -3.9808 | 10.5542 | 62.4905
2026 | NZWEM_PERC | Medium Demand Growth+Ref Gas Supply+Delayed Build+Upgraded HVDC+Low Wind & Solar | 13.2703 | 13.2703 | 13.2703
2027 | NZWEM_PERC | Medium Demand Growth+Ref Gas Supply+Delayed Build+Upgraded HVDC+Low Wind & Solar | 7.96 | 8.0836 | 8.2301
2028 | NZWEM_PERC | Medium Demand Growth+Ref Gas Supply+Delayed Build+Upgraded HVDC+Low Wind & Solar | 8.8984 | 10.1358 | 10.4051
2029 | NZWEM_PERC | Medium Demand Growth+Ref Gas Supply+Delayed Build+Upgraded HVDC+Low Wind & Solar | 6.361 | 8.7405 | 9.4796
2030 | NZWEM_PERC | Medium Demand Growth+Ref Gas Supply+Delayed Build+Upgraded HVDC+Low Wind & Solar | 4.0391 | 11.4947 | 17.7968
2031 | NZWEM_PERC | Medium Demand Growth+Ref Gas Supply+Delayed Build+Upgraded HVDC+Low Wind & Solar | 0.46636 | 10.2124 | 17.252
2032 | NZWEM_PERC | Medium Demand Growth+Ref Gas Supply+Delayed Build+Upgraded HVDC+Low Wind & Solar | -1.6606 | 8.4181 | 19.9557
2033 | NZWEM_PERC | Medium Demand Growth+Ref Gas Supply+Delayed Build+Upgraded HVDC+Low Wind & Solar | -3.9708 | 5.9361 | 21.9391
2034 | NZWEM_PERC | Medium Demand Growth+Ref Gas Supply+Delayed Build+Upgraded HVDC+Low Wind & Solar | -5.769 | 4.2144 | 20.6795
2035 | NZWEM_PERC | Medium Demand Growth+Ref Gas Supply+Delayed Build+Upgraded HVDC+Low Wind & Solar | -7.6229 | 2.5601 | 20.0356
2026 | NIWCM | Medium Demand Growth+Ref Gas Supply+Delayed Build+Upgraded HVDC+Low Wind & Solar | 628.8124 | 628.8124 | 628.8124
2027 | NIWCM | Medium Demand Growth+Ref Gas Supply+Delayed Build+Upgraded HVDC+Low Wind & Solar | 677.8105 | 679.8206 | 682.2931
2028 | NIWCM | Medium Demand Growth+Ref Gas Supply+Delayed Build+Upgraded HVDC+Low Wind & Solar | 835.4318 | 855.4229 | 859.9594
2029 | NIWCM | Medium Demand Growth+Ref Gas Supply+Delayed Build+Upgraded HVDC+Low Wind & Solar | 634.3073 | 761.4527 | 775.045
2030 | NIWCM | Medium Demand Growth+Ref Gas Supply+Delayed Build+Upgraded HVDC+Low Wind & Solar | 531.7296 | 1250.7871 | 1527.8104
2031 | NIWCM | Medium Demand Growth+Ref Gas Supply+Delayed Build+Upgraded HVDC+Low Wind & Solar | 337.1926 | 1266.4199 | 1612.6349
2032 | NIWCM | Medium Demand Growth+Ref Gas Supply+Delayed Build+Upgraded HVDC+Low Wind & Solar | 172.578 | 1172.6336 | 1733.9444
2033 | NIWCM | Medium Demand Growth+Ref Gas Supply+Delayed Build+Upgraded HVDC+Low Wind & Solar | 55.9676 | 1069.8734 | 1867.1137
2034 | NIWCM | Medium Demand Growth+Ref Gas Supply+Delayed Build+Upgraded HVDC+Low Wind & Solar | -111.8944 | 921.9803 | 1759.6472
2035 | NIWCM | Medium Demand Growth+Ref Gas Supply+Delayed Build+Upgraded HVDC+Low Wind & Solar | -263.5569 | 799.8262 | 1712.6618
2026 | SIWEM_PERC | Medium Demand Growth+Ref Gas Supply+Delayed Build+Upgraded HVDC+Low Wind & Solar | 35.9246 | 35.9246 | 35.9246
2027 | SIWEM_PERC | Medium Demand Growth+Ref Gas Supply+Delayed Build+Upgraded HVDC+Low Wind & Solar | 20.495 | 20.8406 | 21.2507
2028 | SIWEM_PERC | Medium Demand Growth+Ref Gas Supply+Delayed Build+Upgraded HVDC+Low Wind & Solar | 23.0283 | 26.4944 | 27.2487
2029 | SIWEM_PERC | Medium Demand Growth+Ref Gas Supply+Delayed Build+Upgraded HVDC+Low Wind & Solar | 15.401 | 21.9234 | 23.9492
2030 | SIWEM_PERC | Medium Demand Growth+Ref Gas Supply+Delayed Build+Upgraded HVDC+Low Wind & Solar | 8.8668 | 29.2087 | 46.4035
2031 | SIWEM_PERC | Medium Demand Growth+Ref Gas Supply+Delayed Build+Upgraded HVDC+Low Wind & Solar | 2.2597 | 25.5627 | 44.6899
2032 | SIWEM_PERC | Medium Demand Growth+Ref Gas Supply+Delayed Build+Upgraded HVDC+Low Wind & Solar | 0.47602 | 20.6778 | 51.8104
2033 | SIWEM_PERC | Medium Demand Growth+Ref Gas Supply+Delayed Build+Upgraded HVDC+Low Wind & Solar | -1.5768 | 13.849 | 56.9054
2034 | SIWEM_PERC | Medium Demand Growth+Ref Gas Supply+Delayed Build+Upgraded HVDC+Low Wind & Solar | -3.3156 | 9.0868 | 53.6367
2035 | SIWEM_PERC | Medium Demand Growth+Ref Gas Supply+Delayed Build+Upgraded HVDC+Low Wind & Solar | -4.7693 | 5.7789 | 52.0182
2026 | NZWEM_PERC | Medium Demand Growth+Ref Gas Supply+Delayed Build+Upgraded HVDC+Constrained Operational Capacity | 14.1751 | 14.1751 | 14.1751
2027 | NZWEM_PERC | Medium Demand Growth+Ref Gas Supply+Delayed Build+Upgraded HVDC+Constrained Operational Capacity | 8.8858 | 9.0226 | 9.185
2028 | NZWEM_PERC | Medium Demand Growth+Ref Gas Supply+Delayed Build+Upgraded HVDC+Constrained Operational Capacity | 10.0409 | 11.412 | 11.7104
2029 | NZWEM_PERC | Medium Demand Growth+Ref Gas Supply+Delayed Build+Upgraded HVDC+Constrained Operational Capacity | 7.6077 | 10.2444 | 11.0634
2030 | NZWEM_PERC | Medium Demand Growth+Ref Gas Supply+Delayed Build+Upgraded HVDC+Constrained Operational Capacity | 5.3404 | 13.6017 | 20.5849
2031 | NZWEM_PERC | Medium Demand Growth+Ref Gas Supply+Delayed Build+Upgraded HVDC+Constrained Operational Capacity | 1.7246 | 12.5239 | 20.3243
2032 | NZWEM_PERC | Medium Demand Growth+Ref Gas Supply+Delayed Build+Upgraded HVDC+Constrained Operational Capacity | -0.43101 | 10.7369 | 23.4847
2033 | NZWEM_PERC | Medium Demand Growth+Ref Gas Supply+Delayed Build+Upgraded HVDC+Constrained Operational Capacity | -2.7719 | 8.1972 | 25.894
2034 | NZWEM_PERC | Medium Demand Growth+Ref Gas Supply+Delayed Build+Upgraded HVDC+Constrained Operational Capacity | -4.5979 | 6.456 | 24.6308
2035 | NZWEM_PERC | Medium Demand Growth+Ref Gas Supply+Delayed Build+Upgraded HVDC+Constrained Operational Capacity | -6.478 | 4.7515 | 24.0476
2026 | NIWCM | Medium Demand Growth+Ref Gas Supply+Delayed Build+Upgraded HVDC+Constrained Operational Capacity | 94.465 | 94.465 | 94.465
2027 | NIWCM | Medium Demand Growth+Ref Gas Supply+Delayed Build+Upgraded HVDC+Constrained Operational Capacity | 136.5614 | 136.5614 | 136.5614
2028 | NIWCM | Medium Demand Growth+Ref Gas Supply+Delayed Build+Upgraded HVDC+Constrained Operational Capacity | 225.7919 | 225.7919 | 225.7919
2029 | NIWCM | Medium Demand Growth+Ref Gas Supply+Delayed Build+Upgraded HVDC+Constrained Operational Capacity | -10.0491 | 72.1036 | 72.1036
2030 | NIWCM | Medium Demand Growth+Ref Gas Supply+Delayed Build+Upgraded HVDC+Constrained Operational Capacity | -143.0655 | 368.6962 | 485.3974
2031 | NIWCM | Medium Demand Growth+Ref Gas Supply+Delayed Build+Upgraded HVDC+Constrained Operational Capacity | -340.3417 | 312.2533 | 470.2427
2032 | NIWCM | Medium Demand Growth+Ref Gas Supply+Delayed Build+Upgraded HVDC+Constrained Operational Capacity | -506.3 | 207.7988 | 421.2215
2033 | NIWCM | Medium Demand Growth+Ref Gas Supply+Delayed Build+Upgraded HVDC+Constrained Operational Capacity | -622.764 | 99.8974 | 373.5347
2034 | NIWCM | Medium Demand Growth+Ref Gas Supply+Delayed Build+Upgraded HVDC+Constrained Operational Capacity | -792.7651 | -65.2652 | 229.9005
2035 | NIWCM | Medium Demand Growth+Ref Gas Supply+Delayed Build+Upgraded HVDC+Constrained Operational Capacity | -944.4174 | -189.0518 | 115.7583
2026 | SIWEM_PERC | Medium Demand Growth+Ref Gas Supply+Delayed Build+Upgraded HVDC+Constrained Operational Capacity | 38.4856 | 38.4856 | 38.4856
2027 | SIWEM_PERC | Medium Demand Growth+Ref Gas Supply+Delayed Build+Upgraded HVDC+Constrained Operational Capacity | 23.0855 | 23.4685 | 23.9229
2028 | SIWEM_PERC | Medium Demand Growth+Ref Gas Supply+Delayed Build+Upgraded HVDC+Constrained Operational Capacity | 26.2286 | 30.0693 | 30.9051
2029 | SIWEM_PERC | Medium Demand Growth+Ref Gas Supply+Delayed Build+Upgraded HVDC+Constrained Operational Capacity | 18.8182 | 26.0456 | 28.2903
2030 | SIWEM_PERC | Medium Demand Growth+Ref Gas Supply+Delayed Build+Upgraded HVDC+Constrained Operational Capacity | 12.4172 | 34.9576 | 53.7107
2031 | SIWEM_PERC | Medium Demand Growth+Ref Gas Supply+Delayed Build+Upgraded HVDC+Constrained Operational Capacity | 3.1125 | 31.8609 | 52.6013
2032 | SIWEM_PERC | Medium Demand Growth+Ref Gas Supply+Delayed Build+Upgraded HVDC+Constrained Operational Capacity | 1.3126 | 27.0202 | 60.9405
2033 | SIWEM_PERC | Medium Demand Growth+Ref Gas Supply+Delayed Build+Upgraded HVDC+Constrained Operational Capacity | -0.75867 | 20.0516 | 67.1552
2034 | SIWEM_PERC | Medium Demand Growth+Ref Gas Supply+Delayed Build+Upgraded HVDC+Constrained Operational Capacity | -2.5134 | 15.2595 | 63.908
2035 | SIWEM_PERC | Medium Demand Growth+Ref Gas Supply+Delayed Build+Upgraded HVDC+Constrained Operational Capacity | -3.9808 | 10.5542 | 62.4905
2026 | NZWEM_PERC | Medium Demand Growth+Ref Gas Supply+Delayed Build+Upgraded HVDC+Constrained Operational Capacity+Low Wind & Solar | 13.2703 | 13.2703 | 13.2703
2027 | NZWEM_PERC | Medium Demand Growth+Ref Gas Supply+Delayed Build+Upgraded HVDC+Constrained Operational Capacity+Low Wind & Solar | 7.96 | 8.0836 | 8.2301
2028 | NZWEM_PERC | Medium Demand Growth+Ref Gas Supply+Delayed Build+Upgraded HVDC+Constrained Operational Capacity+Low Wind & Solar | 8.8984 | 10.1358 | 10.4051
2029 | NZWEM_PERC | Medium Demand Growth+Ref Gas Supply+Delayed Build+Upgraded HVDC+Constrained Operational Capacity+Low Wind & Solar | 6.361 | 8.7405 | 9.4796
2030 | NZWEM_PERC | Medium Demand Growth+Ref Gas Supply+Delayed Build+Upgraded HVDC+Constrained Operational Capacity+Low Wind & Solar | 4.0391 | 11.4947 | 17.7968
2031 | NZWEM_PERC | Medium Demand Growth+Ref Gas Supply+Delayed Build+Upgraded HVDC+Constrained Operational Capacity+Low Wind & Solar | 0.46636 | 10.2124 | 17.252
2032 | NZWEM_PERC | Medium Demand Growth+Ref Gas Supply+Delayed Build+Upgraded HVDC+Constrained Operational Capacity+Low Wind & Solar | -1.6606 | 8.4181 | 19.9557
2033 | NZWEM_PERC | Medium Demand Growth+Ref Gas Supply+Delayed Build+Upgraded HVDC+Constrained Operational Capacity+Low Wind & Solar | -3.9708 | 5.9361 | 21.9391
2034 | NZWEM_PERC | Medium Demand Growth+Ref Gas Supply+Delayed Build+Upgraded HVDC+Constrained Operational Capacity+Low Wind & Solar | -5.769 | 4.2144 | 20.6795
2035 | NZWEM_PERC | Medium Demand Growth+Ref Gas Supply+Delayed Build+Upgraded HVDC+Constrained Operational Capacity+Low Wind & Solar | -7.6229 | 2.5601 | 20.0356
2026 | NIWCM | Medium Demand Growth+Ref Gas Supply+Delayed Build+Upgraded HVDC+Constrained Operational Capacity+Low Wind & Solar | 94.465 | 94.465 | 94.465
2027 | NIWCM | Medium Demand Growth+Ref Gas Supply+Delayed Build+Upgraded HVDC+Constrained Operational Capacity+Low Wind & Solar | 136.5614 | 136.5614 | 136.5614
2028 | NIWCM | Medium Demand Growth+Ref Gas Supply+Delayed Build+Upgraded HVDC+Constrained Operational Capacity+Low Wind & Solar | 225.7919 | 225.7919 | 225.7919
2029 | NIWCM | Medium Demand Growth+Ref Gas Supply+Delayed Build+Upgraded HVDC+Constrained Operational Capacity+Low Wind & Solar | -10.0491 | 72.1036 | 72.1036
2030 | NIWCM | Medium Demand Growth+Ref Gas Supply+Delayed Build+Upgraded HVDC+Constrained Operational Capacity+Low Wind & Solar | -143.0655 | 368.6962 | 485.3974
2031 | NIWCM | Medium Demand Growth+Ref Gas Supply+Delayed Build+Upgraded HVDC+Constrained Operational Capacity+Low Wind & Solar | -340.3417 | 312.2533 | 470.2427
2032 | NIWCM | Medium Demand Growth+Ref Gas Supply+Delayed Build+Upgraded HVDC+Constrained Operational Capacity+Low Wind & Solar | -506.3 | 207.7988 | 421.2215
2033 | NIWCM | Medium Demand Growth+Ref Gas Supply+Delayed Build+Upgraded HVDC+Constrained Operational Capacity+Low Wind & Solar | -622.764 | 99.8974 | 373.5347
2034 | NIWCM | Medium Demand Growth+Ref Gas Supply+Delayed Build+Upgraded HVDC+Constrained Operational Capacity+Low Wind & Solar | -792.7651 | -65.2652 | 229.9005
2035 | NIWCM | Medium Demand Growth+Ref Gas Supply+Delayed Build+Upgraded HVDC+Constrained Operational Capacity+Low Wind & Solar | -944.4174 | -189.0518 | 115.7583
2026 | SIWEM_PERC | Medium Demand Growth+Ref Gas Supply+Delayed Build+Upgraded HVDC+Constrained Operational Capacity+Low Wind & Solar | 35.9246 | 35.9246 | 35.9246
2027 | SIWEM_PERC | Medium Demand Growth+Ref Gas Supply+Delayed Build+Upgraded HVDC+Constrained Operational Capacity+Low Wind & Solar | 20.495 | 20.8406 | 21.2507
2028 | SIWEM_PERC | Medium Demand Growth+Ref Gas Supply+Delayed Build+Upgraded HVDC+Constrained Operational Capacity+Low Wind & Solar | 23.0283 | 26.4944 | 27.2487
2029 | SIWEM_PERC | Medium Demand Growth+Ref Gas Supply+Delayed Build+Upgraded HVDC+Constrained Operational Capacity+Low Wind & Solar | 15.401 | 21.9234 | 23.9492
2030 | SIWEM_PERC | Medium Demand Growth+Ref Gas Supply+Delayed Build+Upgraded HVDC+Constrained Operational Capacity+Low Wind & Solar | 8.8668 | 29.2087 | 46.4035
2031 | SIWEM_PERC | Medium Demand Growth+Ref Gas Supply+Delayed Build+Upgraded HVDC+Constrained Operational Capacity+Low Wind & Solar | 2.2597 | 25.5627 | 44.6899
2032 | SIWEM_PERC | Medium Demand Growth+Ref Gas Supply+Delayed Build+Upgraded HVDC+Constrained Operational Capacity+Low Wind & Solar | 0.47602 | 20.6778 | 51.8104
2033 | SIWEM_PERC | Medium Demand Growth+Ref Gas Supply+Delayed Build+Upgraded HVDC+Constrained Operational Capacity+Low Wind & Solar | -1.5768 | 13.849 | 56.9054
2034 | SIWEM_PERC | Medium Demand Growth+Ref Gas Supply+Delayed Build+Upgraded HVDC+Constrained Operational Capacity+Low Wind & Solar | -3.3156 | 9.0868 | 53.6367
2035 | SIWEM_PERC | Medium Demand Growth+Ref Gas Supply+Delayed Build+Upgraded HVDC+Constrained Operational Capacity+Low Wind & Solar | -4.7693 | 5.7789 | 52.0182
2026 | NZWEM_PERC | Medium Demand Growth+Ref Gas Supply+Reduced Rankine Availability | 14.6544 | 14.7111 | 14.7111
2027 | NZWEM_PERC | Medium Demand Growth+Ref Gas Supply+Reduced Rankine Availability | 8.1156 | 9.8942 | 10.2017
2028 | NZWEM_PERC | Medium Demand Growth+Ref Gas Supply+Reduced Rankine Availability | 6.3431 | 14.0478 | 18.3211
2029 | NZWEM_PERC | Medium Demand Growth+Ref Gas Supply+Reduced Rankine Availability | 1.3659 | 11.9476 | 20.3198
2030 | NZWEM_PERC | Medium Demand Growth+Ref Gas Supply+Reduced Rankine Availability | -1.6991 | 10.6012 | 24.0927
2031 | NZWEM_PERC | Medium Demand Growth+Ref Gas Supply+Reduced Rankine Availability | -5.0819 | 6.8945 | 25.4662
2032 | NZWEM_PERC | Medium Demand Growth+Ref Gas Supply+Reduced Rankine Availability | -7.0825 | 4.9777 | 24.0597
2033 | NZWEM_PERC | Medium Demand Growth+Ref Gas Supply+Reduced Rankine Availability | -9.2577 | 2.502 | 22.7091
2034 | NZWEM_PERC | Medium Demand Growth+Ref Gas Supply+Reduced Rankine Availability | -10.9331 | 0.94119 | 20.6791
2035 | NZWEM_PERC | Medium Demand Growth+Ref Gas Supply+Reduced Rankine Availability | -12.6713 | -0.97768 | 18.3183
2026 | NIWCM | Medium Demand Growth+Ref Gas Supply+Reduced Rankine Availability | 920.9691 | 921.7689 | 921.7689
2027 | NIWCM | Medium Demand Growth+Ref Gas Supply+Reduced Rankine Availability | 845.9707 | 877.8368 | 882.3733
2028 | NIWCM | Medium Demand Growth+Ref Gas Supply+Reduced Rankine Availability | 859.1103 | 1505.0791 | 1565.8242
2029 | NIWCM | Medium Demand Growth+Ref Gas Supply+Reduced Rankine Availability | 611.353 | 1501.7771 | 1825.1221
2030 | NIWCM | Medium Demand Growth+Ref Gas Supply+Reduced Rankine Availability | 357.1061 | 1371.4514 | 1890.9615
2031 | NIWCM | Medium Demand Growth+Ref Gas Supply+Reduced Rankine Availability | 179.7311 | 1211.8479 | 1982.5238
2032 | NIWCM | Medium Demand Growth+Ref Gas Supply+Reduced Rankine Availability | 15.1165 | 1068.5412 | 1887.6906
2033 | NIWCM | Medium Demand Growth+Ref Gas Supply+Reduced Rankine Availability | -174.4324 | 884.5126 | 1781.0907
2034 | NIWCM | Medium Demand Growth+Ref Gas Supply+Reduced Rankine Availability | -342.2944 | 761.6695 | 1743.7668
2035 | NIWCM | Medium Demand Growth+Ref Gas Supply+Reduced Rankine Availability | -493.9569 | 621.7582 | 1611.8204
2026 | SIWEM_PERC | Medium Demand Growth+Ref Gas Supply+Reduced Rankine Availability | 39.8422 | 40.0025 | 40.0025
2027 | SIWEM_PERC | Medium Demand Growth+Ref Gas Supply+Reduced Rankine Availability | 20.9304 | 25.9073 | 26.7677
2028 | SIWEM_PERC | Medium Demand Growth+Ref Gas Supply+Reduced Rankine Availability | 18.9439 | 37.4525 | 49.4226
2029 | SIWEM_PERC | Medium Demand Growth+Ref Gas Supply+Reduced Rankine Availability | 11.0199 | 30.7139 | 53.6619
2030 | SIWEM_PERC | Medium Demand Growth+Ref Gas Supply+Reduced Rankine Availability | 6.6467 | 26.771 | 59.4
2031 | SIWEM_PERC | Medium Demand Growth+Ref Gas Supply+Reduced Rankine Availability | 3.1125 | 16.5223 | 58.5769
2032 | SIWEM_PERC | Medium Demand Growth+Ref Gas Supply+Reduced Rankine Availability | 1.3126 | 13.7132 | 55.7227
2033 | SIWEM_PERC | Medium Demand Growth+Ref Gas Supply+Reduced Rankine Availability | -0.75867 | 11.3685 | 52.4517
2034 | SIWEM_PERC | Medium Demand Growth+Ref Gas Supply+Reduced Rankine Availability | -2.5134 | 9.3772 | 49.6588
2035 | SIWEM_PERC | Medium Demand Growth+Ref Gas Supply+Reduced Rankine Availability | -3.9808 | 7.7075 | 47.3039
2026 | NZWEM_PERC | Medium Demand Growth+Ref Gas Supply+Reduced Rankine Availability+Low Wind & Solar | 13.4651 | 13.5162 | 13.5162
2027 | NZWEM_PERC | Medium Demand Growth+Ref Gas Supply+Reduced Rankine Availability+Low Wind & Solar | 6.8113 | 8.4164 | 8.6939
2028 | NZWEM_PERC | Medium Demand Growth+Ref Gas Supply+Reduced Rankine Availability+Low Wind & Solar | 4.9684 | 11.9216 | 15.7781
2029 | NZWEM_PERC | Medium Demand Growth+Ref Gas Supply+Reduced Rankine Availability+Low Wind & Solar | 0.01541 | 9.5651 | 17.1207
2030 | NZWEM_PERC | Medium Demand Growth+Ref Gas Supply+Reduced Rankine Availability+Low Wind & Solar | -3.0004 | 8.1471 | 20.3577
2031 | NZWEM_PERC | Medium Demand Growth+Ref Gas Supply+Reduced Rankine Availability+Low Wind & Solar | -6.3401 | 4.5216 | 21.3158
2032 | NZWEM_PERC | Medium Demand Growth+Ref Gas Supply+Reduced Rankine Availability+Low Wind & Solar | -8.312 | 2.6241 | 19.9111
2033 | NZWEM_PERC | Medium Demand Growth+Ref Gas Supply+Reduced Rankine Availability+Low Wind & Solar | -10.4566 | 0.20707 | 18.5078
2034 | NZWEM_PERC | Medium Demand Growth+Ref Gas Supply+Reduced Rankine Availability+Low Wind & Solar | -12.1042 | -1.3005 | 16.5753
2035 | NZWEM_PERC | Medium Demand Growth+Ref Gas Supply+Reduced Rankine Availability+Low Wind & Solar | -13.8162 | -3.1692 | 14.3064
2026 | NIWCM | Medium Demand Growth+Ref Gas Supply+Reduced Rankine Availability+Low Wind & Solar | 920.9691 | 921.7689 | 921.7689
2027 | NIWCM | Medium Demand Growth+Ref Gas Supply+Reduced Rankine Availability+Low Wind & Solar | 845.9707 | 877.8368 | 882.3733
2028 | NIWCM | Medium Demand Growth+Ref Gas Supply+Reduced Rankine Availability+Low Wind & Solar | 859.1103 | 1505.0791 | 1565.8242
2029 | NIWCM | Medium Demand Growth+Ref Gas Supply+Reduced Rankine Availability+Low Wind & Solar | 611.353 | 1501.7771 | 1825.1221
2030 | NIWCM | Medium Demand Growth+Ref Gas Supply+Reduced Rankine Availability+Low Wind & Solar | 357.1061 | 1371.4514 | 1890.9615
2031 | NIWCM | Medium Demand Growth+Ref Gas Supply+Reduced Rankine Availability+Low Wind & Solar | 179.7311 | 1211.8479 | 1982.5238
2032 | NIWCM | Medium Demand Growth+Ref Gas Supply+Reduced Rankine Availability+Low Wind & Solar | 15.1165 | 1068.5412 | 1887.6906
2033 | NIWCM | Medium Demand Growth+Ref Gas Supply+Reduced Rankine Availability+Low Wind & Solar | -174.4324 | 884.5126 | 1781.0907
2034 | NIWCM | Medium Demand Growth+Ref Gas Supply+Reduced Rankine Availability+Low Wind & Solar | -342.2944 | 761.6695 | 1743.7668
2035 | NIWCM | Medium Demand Growth+Ref Gas Supply+Reduced Rankine Availability+Low Wind & Solar | -493.9569 | 621.7582 | 1611.8204
2026 | SIWEM_PERC | Medium Demand Growth+Ref Gas Supply+Reduced Rankine Availability+Low Wind & Solar | 36.4759 | 36.6206 | 36.6206
2027 | SIWEM_PERC | Medium Demand Growth+Ref Gas Supply+Reduced Rankine Availability+Low Wind & Solar | 19.539 | 21.8399 | 22.5485
2028 | SIWEM_PERC | Medium Demand Growth+Ref Gas Supply+Reduced Rankine Availability+Low Wind & Solar | 17.9557 | 31.4968 | 42.2994
2029 | SIWEM_PERC | Medium Demand Growth+Ref Gas Supply+Reduced Rankine Availability+Low Wind & Solar | 10.0991 | 24.1834 | 44.8932
2030 | SIWEM_PERC | Medium Demand Growth+Ref Gas Supply+Reduced Rankine Availability+Low Wind & Solar | 5.7635 | 20.0752 | 53.391
2031 | SIWEM_PERC | Medium Demand Growth+Ref Gas Supply+Reduced Rankine Availability+Low Wind & Solar | 2.2597 | 13.6677 | 54.2585
2032 | SIWEM_PERC | Medium Demand Growth+Ref Gas Supply+Reduced Rankine Availability+Low Wind & Solar | 0.47602 | 11.6671 | 51.4863
2033 | SIWEM_PERC | Medium Demand Growth+Ref Gas Supply+Reduced Rankine Availability+Low Wind & Solar | -1.5768 | 9.3676 | 48.3088
2034 | SIWEM_PERC | Medium Demand Growth+Ref Gas Supply+Reduced Rankine Availability+Low Wind & Solar | -3.3156 | 7.4153 | 43.1244
2035 | SIWEM_PERC | Medium Demand Growth+Ref Gas Supply+Reduced Rankine Availability+Low Wind & Solar | -4.7693 | 5.7789 | 37.0097
2026 | NZWEM_PERC | Medium Demand Growth+Ref Gas Supply+Reduced Rankine Availability+Constrained Operational Capacity | 14.6544 | 14.7111 | 14.7111
2027 | NZWEM_PERC | Medium Demand Growth+Ref Gas Supply+Reduced Rankine Availability+Constrained Operational Capacity | 8.1156 | 9.8942 | 10.2017
2028 | NZWEM_PERC | Medium Demand Growth+Ref Gas Supply+Reduced Rankine Availability+Constrained Operational Capacity | 6.3431 | 14.0478 | 18.3211
2029 | NZWEM_PERC | Medium Demand Growth+Ref Gas Supply+Reduced Rankine Availability+Constrained Operational Capacity | 1.3659 | 11.9476 | 20.3198
2030 | NZWEM_PERC | Medium Demand Growth+Ref Gas Supply+Reduced Rankine Availability+Constrained Operational Capacity | -1.6991 | 10.6012 | 24.0927
2031 | NZWEM_PERC | Medium Demand Growth+Ref Gas Supply+Reduced Rankine Availability+Constrained Operational Capacity | -5.0819 | 6.8945 | 25.4662
2032 | NZWEM_PERC | Medium Demand Growth+Ref Gas Supply+Reduced Rankine Availability+Constrained Operational Capacity | -7.0825 | 4.9777 | 24.0597
2033 | NZWEM_PERC | Medium Demand Growth+Ref Gas Supply+Reduced Rankine Availability+Constrained Operational Capacity | -9.2577 | 2.502 | 22.7091
2034 | NZWEM_PERC | Medium Demand Growth+Ref Gas Supply+Reduced Rankine Availability+Constrained Operational Capacity | -10.9331 | 0.94119 | 20.6791
2035 | NZWEM_PERC | Medium Demand Growth+Ref Gas Supply+Reduced Rankine Availability+Constrained Operational Capacity | -12.6713 | -0.97768 | 18.3183
2026 | NIWCM | Medium Demand Growth+Ref Gas Supply+Reduced Rankine Availability+Constrained Operational Capacity | 325.6776 | 325.6776 | 325.6776
2027 | NIWCM | Medium Demand Growth+Ref Gas Supply+Reduced Rankine Availability+Constrained Operational Capacity | 224.2836 | 228.2512 | 228.2512
2028 | NIWCM | Medium Demand Growth+Ref Gas Supply+Reduced Rankine Availability+Constrained Operational Capacity | 205.4256 | 699.3399 | 707.1268
2029 | NIWCM | Medium Demand Growth+Ref Gas Supply+Reduced Rankine Availability+Constrained Operational Capacity | -60.3162 | 589.3627 | 745.8717
2030 | NIWCM | Medium Demand Growth+Ref Gas Supply+Reduced Rankine Availability+Constrained Operational Capacity | -317.689 | 419.2906 | 631.9063
2031 | NIWCM | Medium Demand Growth+Ref Gas Supply+Reduced Rankine Availability+Constrained Operational Capacity | -497.8032 | 250.5253 | 521.7464
2032 | NIWCM | Medium Demand Growth+Ref Gas Supply+Reduced Rankine Availability+Constrained Operational Capacity | -663.7615 | 89.1265 | 382.2282
2033 | NIWCM | Medium Demand Growth+Ref Gas Supply+Reduced Rankine Availability+Constrained Operational Capacity | -853.164 | -100.0434 | 205.0464
2034 | NIWCM | Medium Demand Growth+Ref Gas Supply+Reduced Rankine Availability+Constrained Operational Capacity | -1023.1651 | -225.576 | 156.8187
2035 | NIWCM | Medium Demand Growth+Ref Gas Supply+Reduced Rankine Availability+Constrained Operational Capacity | -1174.8174 | -367.1198 | 14.9193
2026 | SIWEM_PERC | Medium Demand Growth+Ref Gas Supply+Reduced Rankine Availability+Constrained Operational Capacity | 39.8422 | 40.0025 | 40.0025
2027 | SIWEM_PERC | Medium Demand Growth+Ref Gas Supply+Reduced Rankine Availability+Constrained Operational Capacity | 20.9304 | 25.9073 | 26.7677
2028 | SIWEM_PERC | Medium Demand Growth+Ref Gas Supply+Reduced Rankine Availability+Constrained Operational Capacity | 18.9439 | 37.4525 | 49.4226
2029 | SIWEM_PERC | Medium Demand Growth+Ref Gas Supply+Reduced Rankine Availability+Constrained Operational Capacity | 11.0199 | 30.7139 | 53.6619
2030 | SIWEM_PERC | Medium Demand Growth+Ref Gas Supply+Reduced Rankine Availability+Constrained Operational Capacity | 6.6467 | 26.771 | 59.4
2031 | SIWEM_PERC | Medium Demand Growth+Ref Gas Supply+Reduced Rankine Availability+Constrained Operational Capacity | 3.1125 | 16.5223 | 58.5769
2032 | SIWEM_PERC | Medium Demand Growth+Ref Gas Supply+Reduced Rankine Availability+Constrained Operational Capacity | 1.3126 | 13.7132 | 55.7227
2033 | SIWEM_PERC | Medium Demand Growth+Ref Gas Supply+Reduced Rankine Availability+Constrained Operational Capacity | -0.75867 | 11.3685 | 52.4517
2034 | SIWEM_PERC | Medium Demand Growth+Ref Gas Supply+Reduced Rankine Availability+Constrained Operational Capacity | -2.5134 | 9.3772 | 49.6588
2035 | SIWEM_PERC | Medium Demand Growth+Ref Gas Supply+Reduced Rankine Availability+Constrained Operational Capacity | -3.9808 | 7.7075 | 47.3039
2026 | NZWEM_PERC | Medium Demand Growth+Ref Gas Supply+Reduced Rankine Availability+Constrained Operational Capacity+Low Wind & Solar | 13.4651 | 13.5162 | 13.5162
2027 | NZWEM_PERC | Medium Demand Growth+Ref Gas Supply+Reduced Rankine Availability+Constrained Operational Capacity+Low Wind & Solar | 6.8113 | 8.4164 | 8.6939
2028 | NZWEM_PERC | Medium Demand Growth+Ref Gas Supply+Reduced Rankine Availability+Constrained Operational Capacity+Low Wind & Solar | 4.9684 | 11.9216 | 15.7781
2029 | NZWEM_PERC | Medium Demand Growth+Ref Gas Supply+Reduced Rankine Availability+Constrained Operational Capacity+Low Wind & Solar | 0.01541 | 9.5651 | 17.1207
2030 | NZWEM_PERC | Medium Demand Growth+Ref Gas Supply+Reduced Rankine Availability+Constrained Operational Capacity+Low Wind & Solar | -3.0004 | 8.1471 | 20.3577
2031 | NZWEM_PERC | Medium Demand Growth+Ref Gas Supply+Reduced Rankine Availability+Constrained Operational Capacity+Low Wind & Solar | -6.3401 | 4.5216 | 21.3158
2032 | NZWEM_PERC | Medium Demand Growth+Ref Gas Supply+Reduced Rankine Availability+Constrained Operational Capacity+Low Wind & Solar | -8.312 | 2.6241 | 19.9111
2033 | NZWEM_PERC | Medium Demand Growth+Ref Gas Supply+Reduced Rankine Availability+Constrained Operational Capacity+Low Wind & Solar | -10.4566 | 0.20707 | 18.5078
2034 | NZWEM_PERC | Medium Demand Growth+Ref Gas Supply+Reduced Rankine Availability+Constrained Operational Capacity+Low Wind & Solar | -12.1042 | -1.3005 | 16.5753
2035 | NZWEM_PERC | Medium Demand Growth+Ref Gas Supply+Reduced Rankine Availability+Constrained Operational Capacity+Low Wind & Solar | -13.8162 | -3.1692 | 14.3064
2026 | NIWCM | Medium Demand Growth+Ref Gas Supply+Reduced Rankine Availability+Constrained Operational Capacity+Low Wind & Solar | 325.6776 | 325.6776 | 325.6776
2027 | NIWCM | Medium Demand Growth+Ref Gas Supply+Reduced Rankine Availability+Constrained Operational Capacity+Low Wind & Solar | 224.2836 | 228.2512 | 228.2512
2028 | NIWCM | Medium Demand Growth+Ref Gas Supply+Reduced Rankine Availability+Constrained Operational Capacity+Low Wind & Solar | 205.4256 | 699.3399 | 707.1268
2029 | NIWCM | Medium Demand Growth+Ref Gas Supply+Reduced Rankine Availability+Constrained Operational Capacity+Low Wind & Solar | -60.3162 | 589.3627 | 745.8717
2030 | NIWCM | Medium Demand Growth+Ref Gas Supply+Reduced Rankine Availability+Constrained Operational Capacity+Low Wind & Solar | -317.689 | 419.2906 | 631.9063
2031 | NIWCM | Medium Demand Growth+Ref Gas Supply+Reduced Rankine Availability+Constrained Operational Capacity+Low Wind & Solar | -497.8032 | 250.5253 | 521.7464
2032 | NIWCM | Medium Demand Growth+Ref Gas Supply+Reduced Rankine Availability+Constrained Operational Capacity+Low Wind & Solar | -663.7615 | 89.1265 | 382.2282
2033 | NIWCM | Medium Demand Growth+Ref Gas Supply+Reduced Rankine Availability+Constrained Operational Capacity+Low Wind & Solar | -853.164 | -100.0434 | 205.0464
2034 | NIWCM | Medium Demand Growth+Ref Gas Supply+Reduced Rankine Availability+Constrained Operational Capacity+Low Wind & Solar | -1023.1651 | -225.576 | 156.8187
2035 | NIWCM | Medium Demand Growth+Ref Gas Supply+Reduced Rankine Availability+Constrained Operational Capacity+Low Wind & Solar | -1174.8174 | -367.1198 | 14.9193
2026 | SIWEM_PERC | Medium Demand Growth+Ref Gas Supply+Reduced Rankine Availability+Constrained Operational Capacity+Low Wind & Solar | 36.4759 | 36.6206 | 36.6206
2027 | SIWEM_PERC | Medium Demand Growth+Ref Gas Supply+Reduced Rankine Availability+Constrained Operational Capacity+Low Wind & Solar | 19.539 | 21.8399 | 22.5485
2028 | SIWEM_PERC | Medium Demand Growth+Ref Gas Supply+Reduced Rankine Availability+Constrained Operational Capacity+Low Wind & Solar | 17.9557 | 31.4968 | 42.2994
2029 | SIWEM_PERC | Medium Demand Growth+Ref Gas Supply+Reduced Rankine Availability+Constrained Operational Capacity+Low Wind & Solar | 10.0991 | 24.1834 | 44.8932
2030 | SIWEM_PERC | Medium Demand Growth+Ref Gas Supply+Reduced Rankine Availability+Constrained Operational Capacity+Low Wind & Solar | 5.7635 | 20.0752 | 53.391
2031 | SIWEM_PERC | Medium Demand Growth+Ref Gas Supply+Reduced Rankine Availability+Constrained Operational Capacity+Low Wind & Solar | 2.2597 | 13.6677 | 54.2585
2032 | SIWEM_PERC | Medium Demand Growth+Ref Gas Supply+Reduced Rankine Availability+Constrained Operational Capacity+Low Wind & Solar | 0.47602 | 11.6671 | 51.4863
2033 | SIWEM_PERC | Medium Demand Growth+Ref Gas Supply+Reduced Rankine Availability+Constrained Operational Capacity+Low Wind & Solar | -1.5768 | 9.3676 | 48.3088
2034 | SIWEM_PERC | Medium Demand Growth+Ref Gas Supply+Reduced Rankine Availability+Constrained Operational Capacity+Low Wind & Solar | -3.3156 | 7.4153 | 43.1244
2035 | SIWEM_PERC | Medium Demand Growth+Ref Gas Supply+Reduced Rankine Availability+Constrained Operational Capacity+Low Wind & Solar | -4.7693 | 5.7789 | 37.0097
2026 | NZWEM_PERC | Medium Demand Growth+Ref Gas Supply+Reduced Rankine Availability+Upgraded HVDC | 14.6544 | 14.7111 | 14.7111
2027 | NZWEM_PERC | Medium Demand Growth+Ref Gas Supply+Reduced Rankine Availability+Upgraded HVDC | 8.1156 | 9.8942 | 10.2017
2028 | NZWEM_PERC | Medium Demand Growth+Ref Gas Supply+Reduced Rankine Availability+Upgraded HVDC | 6.3431 | 14.0478 | 18.3211
2029 | NZWEM_PERC | Medium Demand Growth+Ref Gas Supply+Reduced Rankine Availability+Upgraded HVDC | 1.3659 | 11.9476 | 20.3198
2030 | NZWEM_PERC | Medium Demand Growth+Ref Gas Supply+Reduced Rankine Availability+Upgraded HVDC | -1.6991 | 10.6012 | 24.0927
2031 | NZWEM_PERC | Medium Demand Growth+Ref Gas Supply+Reduced Rankine Availability+Upgraded HVDC | -5.0819 | 6.8945 | 25.4662
2032 | NZWEM_PERC | Medium Demand Growth+Ref Gas Supply+Reduced Rankine Availability+Upgraded HVDC | -7.0825 | 4.9777 | 24.0597
2033 | NZWEM_PERC | Medium Demand Growth+Ref Gas Supply+Reduced Rankine Availability+Upgraded HVDC | -9.2577 | 2.502 | 22.7091
2034 | NZWEM_PERC | Medium Demand Growth+Ref Gas Supply+Reduced Rankine Availability+Upgraded HVDC | -10.9331 | 0.94119 | 20.6791
2035 | NZWEM_PERC | Medium Demand Growth+Ref Gas Supply+Reduced Rankine Availability+Upgraded HVDC | -12.6713 | -0.97768 | 18.3183
2026 | NIWCM | Medium Demand Growth+Ref Gas Supply+Reduced Rankine Availability+Upgraded HVDC | 920.9691 | 921.7689 | 921.7689
2027 | NIWCM | Medium Demand Growth+Ref Gas Supply+Reduced Rankine Availability+Upgraded HVDC | 845.9707 | 877.8368 | 882.3733
2028 | NIWCM | Medium Demand Growth+Ref Gas Supply+Reduced Rankine Availability+Upgraded HVDC | 859.1103 | 1505.0791 | 1565.8242
2029 | NIWCM | Medium Demand Growth+Ref Gas Supply+Reduced Rankine Availability+Upgraded HVDC | 611.353 | 1501.7771 | 1825.1221
2030 | NIWCM | Medium Demand Growth+Ref Gas Supply+Reduced Rankine Availability+Upgraded HVDC | 357.1061 | 1371.4514 | 1890.9615
2031 | NIWCM | Medium Demand Growth+Ref Gas Supply+Reduced Rankine Availability+Upgraded HVDC | 179.7311 | 1211.8478 | 1992.1311
2032 | NIWCM | Medium Demand Growth+Ref Gas Supply+Reduced Rankine Availability+Upgraded HVDC | 15.1165 | 1068.5413 | 1887.1995
2033 | NIWCM | Medium Demand Growth+Ref Gas Supply+Reduced Rankine Availability+Upgraded HVDC | -174.4324 | 884.5126 | 1781.1554
2034 | NIWCM | Medium Demand Growth+Ref Gas Supply+Reduced Rankine Availability+Upgraded HVDC | -342.2944 | 761.6695 | 1743.7654
2035 | NIWCM | Medium Demand Growth+Ref Gas Supply+Reduced Rankine Availability+Upgraded HVDC | -493.9569 | 621.7582 | 1611.8228
2026 | SIWEM_PERC | Medium Demand Growth+Ref Gas Supply+Reduced Rankine Availability+Upgraded HVDC | 39.8422 | 40.0025 | 40.0025
2027 | SIWEM_PERC | Medium Demand Growth+Ref Gas Supply+Reduced Rankine Availability+Upgraded HVDC | 20.9304 | 25.9073 | 26.7677
2028 | SIWEM_PERC | Medium Demand Growth+Ref Gas Supply+Reduced Rankine Availability+Upgraded HVDC | 18.9439 | 37.4525 | 49.4226
2029 | SIWEM_PERC | Medium Demand Growth+Ref Gas Supply+Reduced Rankine Availability+Upgraded HVDC | 11.0199 | 30.7139 | 53.6619
2030 | SIWEM_PERC | Medium Demand Growth+Ref Gas Supply+Reduced Rankine Availability+Upgraded HVDC | 6.6467 | 26.771 | 63.2079
2031 | SIWEM_PERC | Medium Demand Growth+Ref Gas Supply+Reduced Rankine Availability+Upgraded HVDC | 3.1125 | 16.5223 | 66.3613
2032 | SIWEM_PERC | Medium Demand Growth+Ref Gas Supply+Reduced Rankine Availability+Upgraded HVDC | 1.3126 | 13.7132 | 62.7694
2033 | SIWEM_PERC | Medium Demand Growth+Ref Gas Supply+Reduced Rankine Availability+Upgraded HVDC | -0.75867 | 11.3685 | 59.1991
2034 | SIWEM_PERC | Medium Demand Growth+Ref Gas Supply+Reduced Rankine Availability+Upgraded HVDC | -2.5134 | 9.3772 | 53.9989
2035 | SIWEM_PERC | Medium Demand Growth+Ref Gas Supply+Reduced Rankine Availability+Upgraded HVDC | -3.9808 | 7.7075 | 48.0451
2026 | NZWEM_PERC | Medium Demand Growth+Ref Gas Supply+Reduced Rankine Availability+Upgraded HVDC+Low Wind & Solar | 13.4651 | 13.5162 | 13.5162
2027 | NZWEM_PERC | Medium Demand Growth+Ref Gas Supply+Reduced Rankine Availability+Upgraded HVDC+Low Wind & Solar | 6.8113 | 8.4164 | 8.6939
2028 | NZWEM_PERC | Medium Demand Growth+Ref Gas Supply+Reduced Rankine Availability+Upgraded HVDC+Low Wind & Solar | 4.9684 | 11.9216 | 15.7781
2029 | NZWEM_PERC | Medium Demand Growth+Ref Gas Supply+Reduced Rankine Availability+Upgraded HVDC+Low Wind & Solar | 0.01541 | 9.5651 | 17.1207
2030 | NZWEM_PERC | Medium Demand Growth+Ref Gas Supply+Reduced Rankine Availability+Upgraded HVDC+Low Wind & Solar | -3.0004 | 8.1471 | 20.3577
2031 | NZWEM_PERC | Medium Demand Growth+Ref Gas Supply+Reduced Rankine Availability+Upgraded HVDC+Low Wind & Solar | -6.3401 | 4.5216 | 21.3158
2032 | NZWEM_PERC | Medium Demand Growth+Ref Gas Supply+Reduced Rankine Availability+Upgraded HVDC+Low Wind & Solar | -8.312 | 2.6241 | 19.9111
2033 | NZWEM_PERC | Medium Demand Growth+Ref Gas Supply+Reduced Rankine Availability+Upgraded HVDC+Low Wind & Solar | -10.4566 | 0.20707 | 18.5078
2034 | NZWEM_PERC | Medium Demand Growth+Ref Gas Supply+Reduced Rankine Availability+Upgraded HVDC+Low Wind & Solar | -12.1042 | -1.3005 | 16.5753
2035 | NZWEM_PERC | Medium Demand Growth+Ref Gas Supply+Reduced Rankine Availability+Upgraded HVDC+Low Wind & Solar | -13.8162 | -3.1692 | 14.3064
2026 | NIWCM | Medium Demand Growth+Ref Gas Supply+Reduced Rankine Availability+Upgraded HVDC+Low Wind & Solar | 920.9691 | 921.7689 | 921.7689
2027 | NIWCM | Medium Demand Growth+Ref Gas Supply+Reduced Rankine Availability+Upgraded HVDC+Low Wind & Solar | 845.9707 | 877.8368 | 882.3733
2028 | NIWCM | Medium Demand Growth+Ref Gas Supply+Reduced Rankine Availability+Upgraded HVDC+Low Wind & Solar | 859.1103 | 1505.0791 | 1565.8242
2029 | NIWCM | Medium Demand Growth+Ref Gas Supply+Reduced Rankine Availability+Upgraded HVDC+Low Wind & Solar | 611.353 | 1501.7771 | 1825.1221
2030 | NIWCM | Medium Demand Growth+Ref Gas Supply+Reduced Rankine Availability+Upgraded HVDC+Low Wind & Solar | 357.1061 | 1371.4514 | 1890.9615
2031 | NIWCM | Medium Demand Growth+Ref Gas Supply+Reduced Rankine Availability+Upgraded HVDC+Low Wind & Solar | 179.7311 | 1211.8478 | 1992.1311
2032 | NIWCM | Medium Demand Growth+Ref Gas Supply+Reduced Rankine Availability+Upgraded HVDC+Low Wind & Solar | 15.1165 | 1068.5413 | 1887.1995
2033 | NIWCM | Medium Demand Growth+Ref Gas Supply+Reduced Rankine Availability+Upgraded HVDC+Low Wind & Solar | -174.4324 | 884.5126 | 1781.1554
2034 | NIWCM | Medium Demand Growth+Ref Gas Supply+Reduced Rankine Availability+Upgraded HVDC+Low Wind & Solar | -342.2944 | 761.6695 | 1743.7654
2035 | NIWCM | Medium Demand Growth+Ref Gas Supply+Reduced Rankine Availability+Upgraded HVDC+Low Wind & Solar | -493.9569 | 621.7582 | 1611.8228
2026 | SIWEM_PERC | Medium Demand Growth+Ref Gas Supply+Reduced Rankine Availability+Upgraded HVDC+Low Wind & Solar | 36.4759 | 36.6206 | 36.6206
2027 | SIWEM_PERC | Medium Demand Growth+Ref Gas Supply+Reduced Rankine Availability+Upgraded HVDC+Low Wind & Solar | 19.539 | 21.8399 | 22.5485
2028 | SIWEM_PERC | Medium Demand Growth+Ref Gas Supply+Reduced Rankine Availability+Upgraded HVDC+Low Wind & Solar | 17.9557 | 31.4968 | 42.2994
2029 | SIWEM_PERC | Medium Demand Growth+Ref Gas Supply+Reduced Rankine Availability+Upgraded HVDC+Low Wind & Solar | 10.0991 | 24.1834 | 44.8932
2030 | SIWEM_PERC | Medium Demand Growth+Ref Gas Supply+Reduced Rankine Availability+Upgraded HVDC+Low Wind & Solar | 5.7635 | 20.0752 | 53.391
2031 | SIWEM_PERC | Medium Demand Growth+Ref Gas Supply+Reduced Rankine Availability+Upgraded HVDC+Low Wind & Solar | 2.2597 | 13.6677 | 55.6773
2032 | SIWEM_PERC | Medium Demand Growth+Ref Gas Supply+Reduced Rankine Availability+Upgraded HVDC+Low Wind & Solar | 0.47602 | 11.6671 | 52.0576
2033 | SIWEM_PERC | Medium Demand Growth+Ref Gas Supply+Reduced Rankine Availability+Upgraded HVDC+Low Wind & Solar | -1.5768 | 9.3676 | 48.3336
2034 | SIWEM_PERC | Medium Demand Growth+Ref Gas Supply+Reduced Rankine Availability+Upgraded HVDC+Low Wind & Solar | -3.3156 | 7.4153 | 43.1244
2035 | SIWEM_PERC | Medium Demand Growth+Ref Gas Supply+Reduced Rankine Availability+Upgraded HVDC+Low Wind & Solar | -4.7693 | 5.7789 | 37.0097
2026 | NZWEM_PERC | Medium Demand Growth+Ref Gas Supply+Reduced Rankine Availability+Upgraded HVDC+Constrained Operational Capacity | 14.6544 | 14.7111 | 14.7111
2027 | NZWEM_PERC | Medium Demand Growth+Ref Gas Supply+Reduced Rankine Availability+Upgraded HVDC+Constrained Operational Capacity | 8.1156 | 9.8942 | 10.2017
2028 | NZWEM_PERC | Medium Demand Growth+Ref Gas Supply+Reduced Rankine Availability+Upgraded HVDC+Constrained Operational Capacity | 6.3431 | 14.0478 | 18.3211
2029 | NZWEM_PERC | Medium Demand Growth+Ref Gas Supply+Reduced Rankine Availability+Upgraded HVDC+Constrained Operational Capacity | 1.3659 | 11.9476 | 20.3198
2030 | NZWEM_PERC | Medium Demand Growth+Ref Gas Supply+Reduced Rankine Availability+Upgraded HVDC+Constrained Operational Capacity | -1.6991 | 10.6012 | 24.0927
2031 | NZWEM_PERC | Medium Demand Growth+Ref Gas Supply+Reduced Rankine Availability+Upgraded HVDC+Constrained Operational Capacity | -5.0819 | 6.8945 | 25.4662
2032 | NZWEM_PERC | Medium Demand Growth+Ref Gas Supply+Reduced Rankine Availability+Upgraded HVDC+Constrained Operational Capacity | -7.0825 | 4.9777 | 24.0597
2033 | NZWEM_PERC | Medium Demand Growth+Ref Gas Supply+Reduced Rankine Availability+Upgraded HVDC+Constrained Operational Capacity | -9.2577 | 2.502 | 22.7091
2034 | NZWEM_PERC | Medium Demand Growth+Ref Gas Supply+Reduced Rankine Availability+Upgraded HVDC+Constrained Operational Capacity | -10.9331 | 0.94119 | 20.6791
2035 | NZWEM_PERC | Medium Demand Growth+Ref Gas Supply+Reduced Rankine Availability+Upgraded HVDC+Constrained Operational Capacity | -12.6713 | -0.97768 | 18.3183
2026 | NIWCM | Medium Demand Growth+Ref Gas Supply+Reduced Rankine Availability+Upgraded HVDC+Constrained Operational Capacity | 325.6776 | 325.6776 | 325.6776
2027 | NIWCM | Medium Demand Growth+Ref Gas Supply+Reduced Rankine Availability+Upgraded HVDC+Constrained Operational Capacity | 224.2836 | 228.2512 | 228.2512
2028 | NIWCM | Medium Demand Growth+Ref Gas Supply+Reduced Rankine Availability+Upgraded HVDC+Constrained Operational Capacity | 205.4256 | 699.3399 | 707.1268
2029 | NIWCM | Medium Demand Growth+Ref Gas Supply+Reduced Rankine Availability+Upgraded HVDC+Constrained Operational Capacity | -60.3162 | 589.3627 | 745.8717
2030 | NIWCM | Medium Demand Growth+Ref Gas Supply+Reduced Rankine Availability+Upgraded HVDC+Constrained Operational Capacity | -317.689 | 419.2906 | 631.9063
2031 | NIWCM | Medium Demand Growth+Ref Gas Supply+Reduced Rankine Availability+Upgraded HVDC+Constrained Operational Capacity | -497.8032 | 250.5253 | 521.7464
2032 | NIWCM | Medium Demand Growth+Ref Gas Supply+Reduced Rankine Availability+Upgraded HVDC+Constrained Operational Capacity | -663.7615 | 89.1265 | 382.2282
2033 | NIWCM | Medium Demand Growth+Ref Gas Supply+Reduced Rankine Availability+Upgraded HVDC+Constrained Operational Capacity | -853.164 | -100.0434 | 205.0464
2034 | NIWCM | Medium Demand Growth+Ref Gas Supply+Reduced Rankine Availability+Upgraded HVDC+Constrained Operational Capacity | -1023.1651 | -225.576 | 156.8187
2035 | NIWCM | Medium Demand Growth+Ref Gas Supply+Reduced Rankine Availability+Upgraded HVDC+Constrained Operational Capacity | -1174.8174 | -367.1198 | 14.9193
2026 | SIWEM_PERC | Medium Demand Growth+Ref Gas Supply+Reduced Rankine Availability+Upgraded HVDC+Constrained Operational Capacity | 39.8422 | 40.0025 | 40.0025
2027 | SIWEM_PERC | Medium Demand Growth+Ref Gas Supply+Reduced Rankine Availability+Upgraded HVDC+Constrained Operational Capacity | 20.9304 | 25.9073 | 26.7677
2028 | SIWEM_PERC | Medium Demand Growth+Ref Gas Supply+Reduced Rankine Availability+Upgraded HVDC+Constrained Operational Capacity | 18.9439 | 37.4525 | 49.4226
2029 | SIWEM_PERC | Medium Demand Growth+Ref Gas Supply+Reduced Rankine Availability+Upgraded HVDC+Constrained Operational Capacity | 11.0199 | 30.7139 | 53.6619
2030 | SIWEM_PERC | Medium Demand Growth+Ref Gas Supply+Reduced Rankine Availability+Upgraded HVDC+Constrained Operational Capacity | 6.6467 | 26.771 | 63.2079
2031 | SIWEM_PERC | Medium Demand Growth+Ref Gas Supply+Reduced Rankine Availability+Upgraded HVDC+Constrained Operational Capacity | 3.1125 | 16.5223 | 66.3613
2032 | SIWEM_PERC | Medium Demand Growth+Ref Gas Supply+Reduced Rankine Availability+Upgraded HVDC+Constrained Operational Capacity | 1.3126 | 13.7132 | 62.7694
2033 | SIWEM_PERC | Medium Demand Growth+Ref Gas Supply+Reduced Rankine Availability+Upgraded HVDC+Constrained Operational Capacity | -0.75867 | 11.3685 | 59.1991
2034 | SIWEM_PERC | Medium Demand Growth+Ref Gas Supply+Reduced Rankine Availability+Upgraded HVDC+Constrained Operational Capacity | -2.5134 | 9.3772 | 53.9989
2035 | SIWEM_PERC | Medium Demand Growth+Ref Gas Supply+Reduced Rankine Availability+Upgraded HVDC+Constrained Operational Capacity | -3.9808 | 7.7075 | 48.0451
2026 | NZWEM_PERC | Medium Demand Growth+Ref Gas Supply+Reduced Rankine Availability+Upgraded HVDC+Constrained Operational Capacity+Low Wind & Solar | 13.4651 | 13.5162 | 13.5162
2027 | NZWEM_PERC | Medium Demand Growth+Ref Gas Supply+Reduced Rankine Availability+Upgraded HVDC+Constrained Operational Capacity+Low Wind & Solar | 6.8113 | 8.4164 | 8.6939
2028 | NZWEM_PERC | Medium Demand Growth+Ref Gas Supply+Reduced Rankine Availability+Upgraded HVDC+Constrained Operational Capacity+Low Wind & Solar | 4.9684 | 11.9216 | 15.7781
2029 | NZWEM_PERC | Medium Demand Growth+Ref Gas Supply+Reduced Rankine Availability+Upgraded HVDC+Constrained Operational Capacity+Low Wind & Solar | 0.01541 | 9.5651 | 17.1207
2030 | NZWEM_PERC | Medium Demand Growth+Ref Gas Supply+Reduced Rankine Availability+Upgraded HVDC+Constrained Operational Capacity+Low Wind & Solar | -3.0004 | 8.1471 | 20.3577
2031 | NZWEM_PERC | Medium Demand Growth+Ref Gas Supply+Reduced Rankine Availability+Upgraded HVDC+Constrained Operational Capacity+Low Wind & Solar | -6.3401 | 4.5216 | 21.3158
2032 | NZWEM_PERC | Medium Demand Growth+Ref Gas Supply+Reduced Rankine Availability+Upgraded HVDC+Constrained Operational Capacity+Low Wind & Solar | -8.312 | 2.6241 | 19.9111
2033 | NZWEM_PERC | Medium Demand Growth+Ref Gas Supply+Reduced Rankine Availability+Upgraded HVDC+Constrained Operational Capacity+Low Wind & Solar | -10.4566 | 0.20707 | 18.5078
2034 | NZWEM_PERC | Medium Demand Growth+Ref Gas Supply+Reduced Rankine Availability+Upgraded HVDC+Constrained Operational Capacity+Low Wind & Solar | -12.1042 | -1.3005 | 16.5753
2035 | NZWEM_PERC | Medium Demand Growth+Ref Gas Supply+Reduced Rankine Availability+Upgraded HVDC+Constrained Operational Capacity+Low Wind & Solar | -13.8162 | -3.1692 | 14.3064
2026 | NIWCM | Medium Demand Growth+Ref Gas Supply+Reduced Rankine Availability+Upgraded HVDC+Constrained Operational Capacity+Low Wind & Solar | 325.6776 | 325.6776 | 325.6776
2027 | NIWCM | Medium Demand Growth+Ref Gas Supply+Reduced Rankine Availability+Upgraded HVDC+Constrained Operational Capacity+Low Wind & Solar | 224.2836 | 228.2512 | 228.2512
2028 | NIWCM | Medium Demand Growth+Ref Gas Supply+Reduced Rankine Availability+Upgraded HVDC+Constrained Operational Capacity+Low Wind & Solar | 205.4256 | 699.3399 | 707.1268
2029 | NIWCM | Medium Demand Growth+Ref Gas Supply+Reduced Rankine Availability+Upgraded HVDC+Constrained Operational Capacity+Low Wind & Solar | -60.3162 | 589.3627 | 745.8717
2030 | NIWCM | Medium Demand Growth+Ref Gas Supply+Reduced Rankine Availability+Upgraded HVDC+Constrained Operational Capacity+Low Wind & Solar | -317.689 | 419.2906 | 631.9063
2031 | NIWCM | Medium Demand Growth+Ref Gas Supply+Reduced Rankine Availability+Upgraded HVDC+Constrained Operational Capacity+Low Wind & Solar | -497.8032 | 250.5253 | 521.7464
2032 | NIWCM | Medium Demand Growth+Ref Gas Supply+Reduced Rankine Availability+Upgraded HVDC+Constrained Operational Capacity+Low Wind & Solar | -663.7615 | 89.1265 | 382.2282
2033 | NIWCM | Medium Demand Growth+Ref Gas Supply+Reduced Rankine Availability+Upgraded HVDC+Constrained Operational Capacity+Low Wind & Solar | -853.164 | -100.0434 | 205.0464
2034 | NIWCM | Medium Demand Growth+Ref Gas Supply+Reduced Rankine Availability+Upgraded HVDC+Constrained Operational Capacity+Low Wind & Solar | -1023.1651 | -225.576 | 156.8187
2035 | NIWCM | Medium Demand Growth+Ref Gas Supply+Reduced Rankine Availability+Upgraded HVDC+Constrained Operational Capacity+Low Wind & Solar | -1174.8174 | -367.1198 | 14.9193
2026 | SIWEM_PERC | Medium Demand Growth+Ref Gas Supply+Reduced Rankine Availability+Upgraded HVDC+Constrained Operational Capacity+Low Wind & Solar | 36.4759 | 36.6206 | 36.6206
2027 | SIWEM_PERC | Medium Demand Growth+Ref Gas Supply+Reduced Rankine Availability+Upgraded HVDC+Constrained Operational Capacity+Low Wind & Solar | 19.539 | 21.8399 | 22.5485
2028 | SIWEM_PERC | Medium Demand Growth+Ref Gas Supply+Reduced Rankine Availability+Upgraded HVDC+Constrained Operational Capacity+Low Wind & Solar | 17.9557 | 31.4968 | 42.2994
2029 | SIWEM_PERC | Medium Demand Growth+Ref Gas Supply+Reduced Rankine Availability+Upgraded HVDC+Constrained Operational Capacity+Low Wind & Solar | 10.0991 | 24.1834 | 44.8932
2030 | SIWEM_PERC | Medium Demand Growth+Ref Gas Supply+Reduced Rankine Availability+Upgraded HVDC+Constrained Operational Capacity+Low Wind & Solar | 5.7635 | 20.0752 | 53.391
2031 | SIWEM_PERC | Medium Demand Growth+Ref Gas Supply+Reduced Rankine Availability+Upgraded HVDC+Constrained Operational Capacity+Low Wind & Solar | 2.2597 | 13.6677 | 55.6773
2032 | SIWEM_PERC | Medium Demand Growth+Ref Gas Supply+Reduced Rankine Availability+Upgraded HVDC+Constrained Operational Capacity+Low Wind & Solar | 0.47602 | 11.6671 | 52.0576
2033 | SIWEM_PERC | Medium Demand Growth+Ref Gas Supply+Reduced Rankine Availability+Upgraded HVDC+Constrained Operational Capacity+Low Wind & Solar | -1.5768 | 9.3676 | 48.3336
2034 | SIWEM_PERC | Medium Demand Growth+Ref Gas Supply+Reduced Rankine Availability+Upgraded HVDC+Constrained Operational Capacity+Low Wind & Solar | -3.3156 | 7.4153 | 43.1244
2035 | SIWEM_PERC | Medium Demand Growth+Ref Gas Supply+Reduced Rankine Availability+Upgraded HVDC+Constrained Operational Capacity+Low Wind & Solar | -4.7693 | 5.7789 | 37.0097
2026 | NZWEM_PERC | Medium Demand Growth+Ref Gas Supply+Reduced Rankine Availability+Delayed Build | 10.0584 | 10.0584 | 10.0584
2027 | NZWEM_PERC | Medium Demand Growth+Ref Gas Supply+Reduced Rankine Availability+Delayed Build | 0.9807 | 1.1176 | 1.28
2028 | NZWEM_PERC | Medium Demand Growth+Ref Gas Supply+Reduced Rankine Availability+Delayed Build | 2.3693 | 3.7404 | 4.0388
2029 | NZWEM_PERC | Medium Demand Growth+Ref Gas Supply+Reduced Rankine Availability+Delayed Build | 0.30228 | 2.9391 | 3.758
2030 | NZWEM_PERC | Medium Demand Growth+Ref Gas Supply+Reduced Rankine Availability+Delayed Build | -1.6991 | 6.5622 | 13.5454
2031 | NZWEM_PERC | Medium Demand Growth+Ref Gas Supply+Reduced Rankine Availability+Delayed Build | -5.0819 | 5.7175 | 13.5179
2032 | NZWEM_PERC | Medium Demand Growth+Ref Gas Supply+Reduced Rankine Availability+Delayed Build | -7.0825 | 4.0854 | 16.8333
2033 | NZWEM_PERC | Medium Demand Growth+Ref Gas Supply+Reduced Rankine Availability+Delayed Build | -9.2577 | 1.7114 | 19.4082
2034 | NZWEM_PERC | Medium Demand Growth+Ref Gas Supply+Reduced Rankine Availability+Delayed Build | -10.9331 | 0.12085 | 18.2956
2035 | NZWEM_PERC | Medium Demand Growth+Ref Gas Supply+Reduced Rankine Availability+Delayed Build | -12.6713 | -1.4418 | 17.8542
2026 | NIWCM | Medium Demand Growth+Ref Gas Supply+Reduced Rankine Availability+Delayed Build | 628.8124 | 628.8124 | 628.8124
2027 | NIWCM | Medium Demand Growth+Ref Gas Supply+Reduced Rankine Availability+Delayed Build | 447.4105 | 449.4206 | 451.8931
2028 | NIWCM | Medium Demand Growth+Ref Gas Supply+Reduced Rankine Availability+Delayed Build | 605.0318 | 625.0229 | 629.5594
2029 | NIWCM | Medium Demand Growth+Ref Gas Supply+Reduced Rankine Availability+Delayed Build | 403.9073 | 531.0527 | 544.645
2030 | NIWCM | Medium Demand Growth+Ref Gas Supply+Reduced Rankine Availability+Delayed Build | 301.3296 | 1020.3871 | 1297.4104
2031 | NIWCM | Medium Demand Growth+Ref Gas Supply+Reduced Rankine Availability+Delayed Build | 106.7926 | 1036.0198 | 1382.231
2032 | NIWCM | Medium Demand Growth+Ref Gas Supply+Reduced Rankine Availability+Delayed Build | -57.822 | 942.2335 | 1503.4244
2033 | NIWCM | Medium Demand Growth+Ref Gas Supply+Reduced Rankine Availability+Delayed Build | -174.4324 | 839.4734 | 1636.649
2034 | NIWCM | Medium Demand Growth+Ref Gas Supply+Reduced Rankine Availability+Delayed Build | -342.2944 | 691.5803 | 1529.2486
2035 | NIWCM | Medium Demand Growth+Ref Gas Supply+Reduced Rankine Availability+Delayed Build | -493.9569 | 569.4262 | 1482.2594
2026 | SIWEM_PERC | Medium Demand Growth+Ref Gas Supply+Reduced Rankine Availability+Delayed Build | 26.8337 | 26.8337 | 26.8337
2027 | SIWEM_PERC | Medium Demand Growth+Ref Gas Supply+Reduced Rankine Availability+Delayed Build | 16.7358 | 16.8057 | 16.8057
2028 | SIWEM_PERC | Medium Demand Growth+Ref Gas Supply+Reduced Rankine Availability+Delayed Build | 16.6982 | 18.6029 | 18.6029
2029 | SIWEM_PERC | Medium Demand Growth+Ref Gas Supply+Reduced Rankine Availability+Delayed Build | 9.3208 | 13.9372 | 13.9372
2030 | SIWEM_PERC | Medium Demand Growth+Ref Gas Supply+Reduced Rankine Availability+Delayed Build | 6.6467 | 17.964 | 34.8041
2031 | SIWEM_PERC | Medium Demand Growth+Ref Gas Supply+Reduced Rankine Availability+Delayed Build | 3.1125 | 14.0403 | 34.5692
2032 | SIWEM_PERC | Medium Demand Growth+Ref Gas Supply+Reduced Rankine Availability+Delayed Build | 1.3126 | 13.7132 | 43.6951
2033 | SIWEM_PERC | Medium Demand Growth+Ref Gas Supply+Reduced Rankine Availability+Delayed Build | -0.75867 | 11.3685 | 50.8061
2034 | SIWEM_PERC | Medium Demand Growth+Ref Gas Supply+Reduced Rankine Availability+Delayed Build | -2.5134 | 9.3772 | 47.8614
2035 | SIWEM_PERC | Medium Demand Growth+Ref Gas Supply+Reduced Rankine Availability+Delayed Build | -3.9808 | 7.7075 | 46.8327
2026 | NZWEM_PERC | Medium Demand Growth+Ref Gas Supply+Reduced Rankine Availability+Delayed Build+Low Wind & Solar | 9.1535 | 9.1535 | 9.1535
2027 | NZWEM_PERC | Medium Demand Growth+Ref Gas Supply+Reduced Rankine Availability+Delayed Build+Low Wind & Solar | 0.054958 | 0.17847 | 0.32502
2028 | NZWEM_PERC | Medium Demand Growth+Ref Gas Supply+Reduced Rankine Availability+Delayed Build+Low Wind & Solar | 1.2268 | 2.4642 | 2.7335
2029 | NZWEM_PERC | Medium Demand Growth+Ref Gas Supply+Reduced Rankine Availability+Delayed Build+Low Wind & Solar | -0.94443 | 1.4352 | 2.1742
2030 | NZWEM_PERC | Medium Demand Growth+Ref Gas Supply+Reduced Rankine Availability+Delayed Build+Low Wind & Solar | -3.0004 | 4.4552 | 10.7573
2031 | NZWEM_PERC | Medium Demand Growth+Ref Gas Supply+Reduced Rankine Availability+Delayed Build+Low Wind & Solar | -6.3401 | 3.406 | 10.4456
2032 | NZWEM_PERC | Medium Demand Growth+Ref Gas Supply+Reduced Rankine Availability+Delayed Build+Low Wind & Solar | -8.312 | 1.7666 | 13.3042
2033 | NZWEM_PERC | Medium Demand Growth+Ref Gas Supply+Reduced Rankine Availability+Delayed Build+Low Wind & Solar | -10.4566 | -0.54967 | 15.4533
2034 | NZWEM_PERC | Medium Demand Growth+Ref Gas Supply+Reduced Rankine Availability+Delayed Build+Low Wind & Solar | -12.1042 | -2.1208 | 14.3443
2035 | NZWEM_PERC | Medium Demand Growth+Ref Gas Supply+Reduced Rankine Availability+Delayed Build+Low Wind & Solar | -13.8162 | -3.6333 | 13.8423
2026 | NIWCM | Medium Demand Growth+Ref Gas Supply+Reduced Rankine Availability+Delayed Build+Low Wind & Solar | 628.8124 | 628.8124 | 628.8124
2027 | NIWCM | Medium Demand Growth+Ref Gas Supply+Reduced Rankine Availability+Delayed Build+Low Wind & Solar | 447.4105 | 449.4206 | 451.8931
2028 | NIWCM | Medium Demand Growth+Ref Gas Supply+Reduced Rankine Availability+Delayed Build+Low Wind & Solar | 605.0318 | 625.0229 | 629.5594
2029 | NIWCM | Medium Demand Growth+Ref Gas Supply+Reduced Rankine Availability+Delayed Build+Low Wind & Solar | 403.9073 | 531.0527 | 544.645
2030 | NIWCM | Medium Demand Growth+Ref Gas Supply+Reduced Rankine Availability+Delayed Build+Low Wind & Solar | 301.3296 | 1020.3871 | 1297.4104
2031 | NIWCM | Medium Demand Growth+Ref Gas Supply+Reduced Rankine Availability+Delayed Build+Low Wind & Solar | 106.7926 | 1036.0198 | 1382.231
2032 | NIWCM | Medium Demand Growth+Ref Gas Supply+Reduced Rankine Availability+Delayed Build+Low Wind & Solar | -57.822 | 942.2335 | 1503.4244
2033 | NIWCM | Medium Demand Growth+Ref Gas Supply+Reduced Rankine Availability+Delayed Build+Low Wind & Solar | -174.4324 | 839.4734 | 1636.649
2034 | NIWCM | Medium Demand Growth+Ref Gas Supply+Reduced Rankine Availability+Delayed Build+Low Wind & Solar | -342.2944 | 691.5803 | 1529.2486
2035 | NIWCM | Medium Demand Growth+Ref Gas Supply+Reduced Rankine Availability+Delayed Build+Low Wind & Solar | -493.9569 | 569.4262 | 1482.2594
2026 | SIWEM_PERC | Medium Demand Growth+Ref Gas Supply+Reduced Rankine Availability+Delayed Build+Low Wind & Solar | 24.2727 | 24.2727 | 24.2727
2027 | SIWEM_PERC | Medium Demand Growth+Ref Gas Supply+Reduced Rankine Availability+Delayed Build+Low Wind & Solar | 16.2565 | 16.3196 | 16.3196
2028 | SIWEM_PERC | Medium Demand Growth+Ref Gas Supply+Reduced Rankine Availability+Delayed Build+Low Wind & Solar | 15.9291 | 17.648 | 17.648
2029 | SIWEM_PERC | Medium Demand Growth+Ref Gas Supply+Reduced Rankine Availability+Delayed Build+Low Wind & Solar | 8.5658 | 12.7319 | 12.7319
2030 | SIWEM_PERC | Medium Demand Growth+Ref Gas Supply+Reduced Rankine Availability+Delayed Build+Low Wind & Solar | 5.7635 | 15.977 | 27.1968
2031 | SIWEM_PERC | Medium Demand Growth+Ref Gas Supply+Reduced Rankine Availability+Delayed Build+Low Wind & Solar | 2.2597 | 12.1217 | 26.198
2032 | SIWEM_PERC | Medium Demand Growth+Ref Gas Supply+Reduced Rankine Availability+Delayed Build+Low Wind & Solar | 0.47602 | 11.6671 | 34.0423
2033 | SIWEM_PERC | Medium Demand Growth+Ref Gas Supply+Reduced Rankine Availability+Delayed Build+Low Wind & Solar | -1.5768 | 9.3676 | 39.957
2034 | SIWEM_PERC | Medium Demand Growth+Ref Gas Supply+Reduced Rankine Availability+Delayed Build+Low Wind & Solar | -3.3156 | 7.4153 | 36.9809
2035 | SIWEM_PERC | Medium Demand Growth+Ref Gas Supply+Reduced Rankine Availability+Delayed Build+Low Wind & Solar | -4.7693 | 5.7789 | 35.7246
2026 | NZWEM_PERC | Medium Demand Growth+Ref Gas Supply+Reduced Rankine Availability+Delayed Build+Constrained Operational Capacity | 10.0584 | 10.0584 | 10.0584
2027 | NZWEM_PERC | Medium Demand Growth+Ref Gas Supply+Reduced Rankine Availability+Delayed Build+Constrained Operational Capacity | 0.9807 | 1.1176 | 1.28
2028 | NZWEM_PERC | Medium Demand Growth+Ref Gas Supply+Reduced Rankine Availability+Delayed Build+Constrained Operational Capacity | 2.3693 | 3.7404 | 4.0388
2029 | NZWEM_PERC | Medium Demand Growth+Ref Gas Supply+Reduced Rankine Availability+Delayed Build+Constrained Operational Capacity | 0.30228 | 2.9391 | 3.758
2030 | NZWEM_PERC | Medium Demand Growth+Ref Gas Supply+Reduced Rankine Availability+Delayed Build+Constrained Operational Capacity | -1.6991 | 6.5622 | 13.5454
2031 | NZWEM_PERC | Medium Demand Growth+Ref Gas Supply+Reduced Rankine Availability+Delayed Build+Constrained Operational Capacity | -5.0819 | 5.7175 | 13.5179
2032 | NZWEM_PERC | Medium Demand Growth+Ref Gas Supply+Reduced Rankine Availability+Delayed Build+Constrained Operational Capacity | -7.0825 | 4.0854 | 16.8333
2033 | NZWEM_PERC | Medium Demand Growth+Ref Gas Supply+Reduced Rankine Availability+Delayed Build+Constrained Operational Capacity | -9.2577 | 1.7114 | 19.4082
2034 | NZWEM_PERC | Medium Demand Growth+Ref Gas Supply+Reduced Rankine Availability+Delayed Build+Constrained Operational Capacity | -10.9331 | 0.12085 | 18.2956
2035 | NZWEM_PERC | Medium Demand Growth+Ref Gas Supply+Reduced Rankine Availability+Delayed Build+Constrained Operational Capacity | -12.6713 | -1.4418 | 17.8542
2026 | NIWCM | Medium Demand Growth+Ref Gas Supply+Reduced Rankine Availability+Delayed Build+Constrained Operational Capacity | 94.465 | 94.465 | 94.465
2027 | NIWCM | Medium Demand Growth+Ref Gas Supply+Reduced Rankine Availability+Delayed Build+Constrained Operational Capacity | -93.8386 | -93.8386 | -93.8386
2028 | NIWCM | Medium Demand Growth+Ref Gas Supply+Reduced Rankine Availability+Delayed Build+Constrained Operational Capacity | -4.6081 | -4.6081 | -4.6081
2029 | NIWCM | Medium Demand Growth+Ref Gas Supply+Reduced Rankine Availability+Delayed Build+Constrained Operational Capacity | -240.4491 | -158.2964 | -158.2964
2030 | NIWCM | Medium Demand Growth+Ref Gas Supply+Reduced Rankine Availability+Delayed Build+Constrained Operational Capacity | -373.4655 | 138.2962 | 254.9974
2031 | NIWCM | Medium Demand Growth+Ref Gas Supply+Reduced Rankine Availability+Delayed Build+Constrained Operational Capacity | -570.7417 | 81.8533 | 239.8427
2032 | NIWCM | Medium Demand Growth+Ref Gas Supply+Reduced Rankine Availability+Delayed Build+Constrained Operational Capacity | -736.7 | -22.6012 | 190.8215
2033 | NIWCM | Medium Demand Growth+Ref Gas Supply+Reduced Rankine Availability+Delayed Build+Constrained Operational Capacity | -853.164 | -130.5026 | 143.1347
2034 | NIWCM | Medium Demand Growth+Ref Gas Supply+Reduced Rankine Availability+Delayed Build+Constrained Operational Capacity | -1023.1651 | -295.6652 | -0.49953
2035 | NIWCM | Medium Demand Growth+Ref Gas Supply+Reduced Rankine Availability+Delayed Build+Constrained Operational Capacity | -1174.8174 | -419.4518 | -114.6417
2026 | SIWEM_PERC | Medium Demand Growth+Ref Gas Supply+Reduced Rankine Availability+Delayed Build+Constrained Operational Capacity | 26.8337 | 26.8337 | 26.8337
2027 | SIWEM_PERC | Medium Demand Growth+Ref Gas Supply+Reduced Rankine Availability+Delayed Build+Constrained Operational Capacity | 16.7358 | 16.8057 | 16.8057
2028 | SIWEM_PERC | Medium Demand Growth+Ref Gas Supply+Reduced Rankine Availability+Delayed Build+Constrained Operational Capacity | 16.6982 | 18.6029 | 18.6029
2029 | SIWEM_PERC | Medium Demand Growth+Ref Gas Supply+Reduced Rankine Availability+Delayed Build+Constrained Operational Capacity | 9.3208 | 13.9372 | 13.9372
2030 | SIWEM_PERC | Medium Demand Growth+Ref Gas Supply+Reduced Rankine Availability+Delayed Build+Constrained Operational Capacity | 6.6467 | 17.964 | 34.8041
2031 | SIWEM_PERC | Medium Demand Growth+Ref Gas Supply+Reduced Rankine Availability+Delayed Build+Constrained Operational Capacity | 3.1125 | 14.0403 | 34.5692
2032 | SIWEM_PERC | Medium Demand Growth+Ref Gas Supply+Reduced Rankine Availability+Delayed Build+Constrained Operational Capacity | 1.3126 | 13.7132 | 43.6951
2033 | SIWEM_PERC | Medium Demand Growth+Ref Gas Supply+Reduced Rankine Availability+Delayed Build+Constrained Operational Capacity | -0.75867 | 11.3685 | 50.8061
2034 | SIWEM_PERC | Medium Demand Growth+Ref Gas Supply+Reduced Rankine Availability+Delayed Build+Constrained Operational Capacity | -2.5134 | 9.3772 | 47.8614
2035 | SIWEM_PERC | Medium Demand Growth+Ref Gas Supply+Reduced Rankine Availability+Delayed Build+Constrained Operational Capacity | -3.9808 | 7.7075 | 46.8327
2026 | NZWEM_PERC | Medium Demand Growth+Ref Gas Supply+Reduced Rankine Availability+Delayed Build+Constrained Operational Capacity+Low Wind & Solar | 9.1535 | 9.1535 | 9.1535
2027 | NZWEM_PERC | Medium Demand Growth+Ref Gas Supply+Reduced Rankine Availability+Delayed Build+Constrained Operational Capacity+Low Wind & Solar | 0.054958 | 0.17847 | 0.32502
2028 | NZWEM_PERC | Medium Demand Growth+Ref Gas Supply+Reduced Rankine Availability+Delayed Build+Constrained Operational Capacity+Low Wind & Solar | 1.2268 | 2.4642 | 2.7335
2029 | NZWEM_PERC | Medium Demand Growth+Ref Gas Supply+Reduced Rankine Availability+Delayed Build+Constrained Operational Capacity+Low Wind & Solar | -0.94443 | 1.4352 | 2.1742
2030 | NZWEM_PERC | Medium Demand Growth+Ref Gas Supply+Reduced Rankine Availability+Delayed Build+Constrained Operational Capacity+Low Wind & Solar | -3.0004 | 4.4552 | 10.7573
2031 | NZWEM_PERC | Medium Demand Growth+Ref Gas Supply+Reduced Rankine Availability+Delayed Build+Constrained Operational Capacity+Low Wind & Solar | -6.3401 | 3.406 | 10.4456
2032 | NZWEM_PERC | Medium Demand Growth+Ref Gas Supply+Reduced Rankine Availability+Delayed Build+Constrained Operational Capacity+Low Wind & Solar | -8.312 | 1.7666 | 13.3042
2033 | NZWEM_PERC | Medium Demand Growth+Ref Gas Supply+Reduced Rankine Availability+Delayed Build+Constrained Operational Capacity+Low Wind & Solar | -10.4566 | -0.54967 | 15.4533
2034 | NZWEM_PERC | Medium Demand Growth+Ref Gas Supply+Reduced Rankine Availability+Delayed Build+Constrained Operational Capacity+Low Wind & Solar | -12.1042 | -2.1208 | 14.3443
2035 | NZWEM_PERC | Medium Demand Growth+Ref Gas Supply+Reduced Rankine Availability+Delayed Build+Constrained Operational Capacity+Low Wind & Solar | -13.8162 | -3.6333 | 13.8423
2026 | NIWCM | Medium Demand Growth+Ref Gas Supply+Reduced Rankine Availability+Delayed Build+Constrained Operational Capacity+Low Wind & Solar | 94.465 | 94.465 | 94.465
2027 | NIWCM | Medium Demand Growth+Ref Gas Supply+Reduced Rankine Availability+Delayed Build+Constrained Operational Capacity+Low Wind & Solar | -93.8386 | -93.8386 | -93.8386
2028 | NIWCM | Medium Demand Growth+Ref Gas Supply+Reduced Rankine Availability+Delayed Build+Constrained Operational Capacity+Low Wind & Solar | -4.6081 | -4.6081 | -4.6081
2029 | NIWCM | Medium Demand Growth+Ref Gas Supply+Reduced Rankine Availability+Delayed Build+Constrained Operational Capacity+Low Wind & Solar | -240.4491 | -158.2964 | -158.2964
2030 | NIWCM | Medium Demand Growth+Ref Gas Supply+Reduced Rankine Availability+Delayed Build+Constrained Operational Capacity+Low Wind & Solar | -373.4655 | 138.2962 | 254.9974
2031 | NIWCM | Medium Demand Growth+Ref Gas Supply+Reduced Rankine Availability+Delayed Build+Constrained Operational Capacity+Low Wind & Solar | -570.7417 | 81.8533 | 239.8427
2032 | NIWCM | Medium Demand Growth+Ref Gas Supply+Reduced Rankine Availability+Delayed Build+Constrained Operational Capacity+Low Wind & Solar | -736.7 | -22.6012 | 190.8215
2033 | NIWCM | Medium Demand Growth+Ref Gas Supply+Reduced Rankine Availability+Delayed Build+Constrained Operational Capacity+Low Wind & Solar | -853.164 | -130.5026 | 143.1347
2034 | NIWCM | Medium Demand Growth+Ref Gas Supply+Reduced Rankine Availability+Delayed Build+Constrained Operational Capacity+Low Wind & Solar | -1023.1651 | -295.6652 | -0.49953
2035 | NIWCM | Medium Demand Growth+Ref Gas Supply+Reduced Rankine Availability+Delayed Build+Constrained Operational Capacity+Low Wind & Solar | -1174.8174 | -419.4518 | -114.6417
2026 | SIWEM_PERC | Medium Demand Growth+Ref Gas Supply+Reduced Rankine Availability+Delayed Build+Constrained Operational Capacity+Low Wind & Solar | 24.2727 | 24.2727 | 24.2727
2027 | SIWEM_PERC | Medium Demand Growth+Ref Gas Supply+Reduced Rankine Availability+Delayed Build+Constrained Operational Capacity+Low Wind & Solar | 16.2565 | 16.3196 | 16.3196
2028 | SIWEM_PERC | Medium Demand Growth+Ref Gas Supply+Reduced Rankine Availability+Delayed Build+Constrained Operational Capacity+Low Wind & Solar | 15.9291 | 17.648 | 17.648
2029 | SIWEM_PERC | Medium Demand Growth+Ref Gas Supply+Reduced Rankine Availability+Delayed Build+Constrained Operational Capacity+Low Wind & Solar | 8.5658 | 12.7319 | 12.7319
2030 | SIWEM_PERC | Medium Demand Growth+Ref Gas Supply+Reduced Rankine Availability+Delayed Build+Constrained Operational Capacity+Low Wind & Solar | 5.7635 | 15.977 | 27.1968
2031 | SIWEM_PERC | Medium Demand Growth+Ref Gas Supply+Reduced Rankine Availability+Delayed Build+Constrained Operational Capacity+Low Wind & Solar | 2.2597 | 12.1217 | 26.198
2032 | SIWEM_PERC | Medium Demand Growth+Ref Gas Supply+Reduced Rankine Availability+Delayed Build+Constrained Operational Capacity+Low Wind & Solar | 0.47602 | 11.6671 | 34.0423
2033 | SIWEM_PERC | Medium Demand Growth+Ref Gas Supply+Reduced Rankine Availability+Delayed Build+Constrained Operational Capacity+Low Wind & Solar | -1.5768 | 9.3676 | 39.957
2034 | SIWEM_PERC | Medium Demand Growth+Ref Gas Supply+Reduced Rankine Availability+Delayed Build+Constrained Operational Capacity+Low Wind & Solar | -3.3156 | 7.4153 | 36.9809
2035 | SIWEM_PERC | Medium Demand Growth+Ref Gas Supply+Reduced Rankine Availability+Delayed Build+Constrained Operational Capacity+Low Wind & Solar | -4.7693 | 5.7789 | 35.7246
2026 | NZWEM_PERC | Medium Demand Growth+Ref Gas Supply+Reduced Rankine Availability+Delayed Build+Upgraded HVDC | 10.0584 | 10.0584 | 10.0584
2027 | NZWEM_PERC | Medium Demand Growth+Ref Gas Supply+Reduced Rankine Availability+Delayed Build+Upgraded HVDC | 0.9807 | 1.1176 | 1.28
2028 | NZWEM_PERC | Medium Demand Growth+Ref Gas Supply+Reduced Rankine Availability+Delayed Build+Upgraded HVDC | 2.3693 | 3.7404 | 4.0388
2029 | NZWEM_PERC | Medium Demand Growth+Ref Gas Supply+Reduced Rankine Availability+Delayed Build+Upgraded HVDC | 0.30228 | 2.9391 | 3.758
2030 | NZWEM_PERC | Medium Demand Growth+Ref Gas Supply+Reduced Rankine Availability+Delayed Build+Upgraded HVDC | -1.6991 | 6.5622 | 13.5454
2031 | NZWEM_PERC | Medium Demand Growth+Ref Gas Supply+Reduced Rankine Availability+Delayed Build+Upgraded HVDC | -5.0819 | 5.7175 | 13.5179
2032 | NZWEM_PERC | Medium Demand Growth+Ref Gas Supply+Reduced Rankine Availability+Delayed Build+Upgraded HVDC | -7.0825 | 4.0854 | 16.8333
2033 | NZWEM_PERC | Medium Demand Growth+Ref Gas Supply+Reduced Rankine Availability+Delayed Build+Upgraded HVDC | -9.2577 | 1.7114 | 19.4082
2034 | NZWEM_PERC | Medium Demand Growth+Ref Gas Supply+Reduced Rankine Availability+Delayed Build+Upgraded HVDC | -10.9331 | 0.12085 | 18.2956
2035 | NZWEM_PERC | Medium Demand Growth+Ref Gas Supply+Reduced Rankine Availability+Delayed Build+Upgraded HVDC | -12.6713 | -1.4418 | 17.8542
2026 | NIWCM | Medium Demand Growth+Ref Gas Supply+Reduced Rankine Availability+Delayed Build+Upgraded HVDC | 628.8124 | 628.8124 | 628.8124
2027 | NIWCM | Medium Demand Growth+Ref Gas Supply+Reduced Rankine Availability+Delayed Build+Upgraded HVDC | 447.4105 | 449.4206 | 451.8931
2028 | NIWCM | Medium Demand Growth+Ref Gas Supply+Reduced Rankine Availability+Delayed Build+Upgraded HVDC | 605.0318 | 625.0229 | 629.5594
2029 | NIWCM | Medium Demand Growth+Ref Gas Supply+Reduced Rankine Availability+Delayed Build+Upgraded HVDC | 403.9073 | 531.0527 | 544.645
2030 | NIWCM | Medium Demand Growth+Ref Gas Supply+Reduced Rankine Availability+Delayed Build+Upgraded HVDC | 301.3296 | 1020.3871 | 1297.4104
2031 | NIWCM | Medium Demand Growth+Ref Gas Supply+Reduced Rankine Availability+Delayed Build+Upgraded HVDC | 106.7926 | 1036.0199 | 1382.2349
2032 | NIWCM | Medium Demand Growth+Ref Gas Supply+Reduced Rankine Availability+Delayed Build+Upgraded HVDC | -57.822 | 942.2336 | 1503.5444
2033 | NIWCM | Medium Demand Growth+Ref Gas Supply+Reduced Rankine Availability+Delayed Build+Upgraded HVDC | -174.4324 | 839.4734 | 1636.7137
2034 | NIWCM | Medium Demand Growth+Ref Gas Supply+Reduced Rankine Availability+Delayed Build+Upgraded HVDC | -342.2944 | 691.5803 | 1529.2472
2035 | NIWCM | Medium Demand Growth+Ref Gas Supply+Reduced Rankine Availability+Delayed Build+Upgraded HVDC | -493.9569 | 569.4262 | 1482.2618
2026 | SIWEM_PERC | Medium Demand Growth+Ref Gas Supply+Reduced Rankine Availability+Delayed Build+Upgraded HVDC | 26.8337 | 26.8337 | 26.8337
2027 | SIWEM_PERC | Medium Demand Growth+Ref Gas Supply+Reduced Rankine Availability+Delayed Build+Upgraded HVDC | 16.7358 | 16.8057 | 16.8057
2028 | SIWEM_PERC | Medium Demand Growth+Ref Gas Supply+Reduced Rankine Availability+Delayed Build+Upgraded HVDC | 16.6982 | 18.6029 | 18.6029
2029 | SIWEM_PERC | Medium Demand Growth+Ref Gas Supply+Reduced Rankine Availability+Delayed Build+Upgraded HVDC | 9.3208 | 13.9372 | 13.9372
2030 | SIWEM_PERC | Medium Demand Growth+Ref Gas Supply+Reduced Rankine Availability+Delayed Build+Upgraded HVDC | 6.6467 | 17.964 | 34.8041
2031 | SIWEM_PERC | Medium Demand Growth+Ref Gas Supply+Reduced Rankine Availability+Delayed Build+Upgraded HVDC | 3.1125 | 14.0403 | 34.5692
2032 | SIWEM_PERC | Medium Demand Growth+Ref Gas Supply+Reduced Rankine Availability+Delayed Build+Upgraded HVDC | 1.3126 | 13.7132 | 43.6951
2033 | SIWEM_PERC | Medium Demand Growth+Ref Gas Supply+Reduced Rankine Availability+Delayed Build+Upgraded HVDC | -0.75867 | 11.3685 | 50.8061
2034 | SIWEM_PERC | Medium Demand Growth+Ref Gas Supply+Reduced Rankine Availability+Delayed Build+Upgraded HVDC | -2.5134 | 9.3772 | 47.8614
2035 | SIWEM_PERC | Medium Demand Growth+Ref Gas Supply+Reduced Rankine Availability+Delayed Build+Upgraded HVDC | -3.9808 | 7.7075 | 46.8327
2026 | NZWEM_PERC | Medium Demand Growth+Ref Gas Supply+Reduced Rankine Availability+Delayed Build+Upgraded HVDC+Low Wind & Solar | 9.1535 | 9.1535 | 9.1535
2027 | NZWEM_PERC | Medium Demand Growth+Ref Gas Supply+Reduced Rankine Availability+Delayed Build+Upgraded HVDC+Low Wind & Solar | 0.054958 | 0.17847 | 0.32502
2028 | NZWEM_PERC | Medium Demand Growth+Ref Gas Supply+Reduced Rankine Availability+Delayed Build+Upgraded HVDC+Low Wind & Solar | 1.2268 | 2.4642 | 2.7335
2029 | NZWEM_PERC | Medium Demand Growth+Ref Gas Supply+Reduced Rankine Availability+Delayed Build+Upgraded HVDC+Low Wind & Solar | -0.94443 | 1.4352 | 2.1742
2030 | NZWEM_PERC | Medium Demand Growth+Ref Gas Supply+Reduced Rankine Availability+Delayed Build+Upgraded HVDC+Low Wind & Solar | -3.0004 | 4.4552 | 10.7573
2031 | NZWEM_PERC | Medium Demand Growth+Ref Gas Supply+Reduced Rankine Availability+Delayed Build+Upgraded HVDC+Low Wind & Solar | -6.3401 | 3.406 | 10.4456
2032 | NZWEM_PERC | Medium Demand Growth+Ref Gas Supply+Reduced Rankine Availability+Delayed Build+Upgraded HVDC+Low Wind & Solar | -8.312 | 1.7666 | 13.3042
2033 | NZWEM_PERC | Medium Demand Growth+Ref Gas Supply+Reduced Rankine Availability+Delayed Build+Upgraded HVDC+Low Wind & Solar | -10.4566 | -0.54967 | 15.4533
2034 | NZWEM_PERC | Medium Demand Growth+Ref Gas Supply+Reduced Rankine Availability+Delayed Build+Upgraded HVDC+Low Wind & Solar | -12.1042 | -2.1208 | 14.3443
2035 | NZWEM_PERC | Medium Demand Growth+Ref Gas Supply+Reduced Rankine Availability+Delayed Build+Upgraded HVDC+Low Wind & Solar | -13.8162 | -3.6333 | 13.8423
2026 | NIWCM | Medium Demand Growth+Ref Gas Supply+Reduced Rankine Availability+Delayed Build+Upgraded HVDC+Low Wind & Solar | 628.8124 | 628.8124 | 628.8124
2027 | NIWCM | Medium Demand Growth+Ref Gas Supply+Reduced Rankine Availability+Delayed Build+Upgraded HVDC+Low Wind & Solar | 447.4105 | 449.4206 | 451.8931
2028 | NIWCM | Medium Demand Growth+Ref Gas Supply+Reduced Rankine Availability+Delayed Build+Upgraded HVDC+Low Wind & Solar | 605.0318 | 625.0229 | 629.5594
2029 | NIWCM | Medium Demand Growth+Ref Gas Supply+Reduced Rankine Availability+Delayed Build+Upgraded HVDC+Low Wind & Solar | 403.9073 | 531.0527 | 544.645
2030 | NIWCM | Medium Demand Growth+Ref Gas Supply+Reduced Rankine Availability+Delayed Build+Upgraded HVDC+Low Wind & Solar | 301.3296 | 1020.3871 | 1297.4104
2031 | NIWCM | Medium Demand Growth+Ref Gas Supply+Reduced Rankine Availability+Delayed Build+Upgraded HVDC+Low Wind & Solar | 106.7926 | 1036.0199 | 1382.2349
2032 | NIWCM | Medium Demand Growth+Ref Gas Supply+Reduced Rankine Availability+Delayed Build+Upgraded HVDC+Low Wind & Solar | -57.822 | 942.2336 | 1503.5444
2033 | NIWCM | Medium Demand Growth+Ref Gas Supply+Reduced Rankine Availability+Delayed Build+Upgraded HVDC+Low Wind & Solar | -174.4324 | 839.4734 | 1636.7137
2034 | NIWCM | Medium Demand Growth+Ref Gas Supply+Reduced Rankine Availability+Delayed Build+Upgraded HVDC+Low Wind & Solar | -342.2944 | 691.5803 | 1529.2472
2035 | NIWCM | Medium Demand Growth+Ref Gas Supply+Reduced Rankine Availability+Delayed Build+Upgraded HVDC+Low Wind & Solar | -493.9569 | 569.4262 | 1482.2618
2026 | SIWEM_PERC | Medium Demand Growth+Ref Gas Supply+Reduced Rankine Availability+Delayed Build+Upgraded HVDC+Low Wind & Solar | 24.2727 | 24.2727 | 24.2727
2027 | SIWEM_PERC | Medium Demand Growth+Ref Gas Supply+Reduced Rankine Availability+Delayed Build+Upgraded HVDC+Low Wind & Solar | 16.2565 | 16.3196 | 16.3196
2028 | SIWEM_PERC | Medium Demand Growth+Ref Gas Supply+Reduced Rankine Availability+Delayed Build+Upgraded HVDC+Low Wind & Solar | 15.9291 | 17.648 | 17.648
2029 | SIWEM_PERC | Medium Demand Growth+Ref Gas Supply+Reduced Rankine Availability+Delayed Build+Upgraded HVDC+Low Wind & Solar | 8.5658 | 12.7319 | 12.7319
2030 | SIWEM_PERC | Medium Demand Growth+Ref Gas Supply+Reduced Rankine Availability+Delayed Build+Upgraded HVDC+Low Wind & Solar | 5.7635 | 15.977 | 27.1968
2031 | SIWEM_PERC | Medium Demand Growth+Ref Gas Supply+Reduced Rankine Availability+Delayed Build+Upgraded HVDC+Low Wind & Solar | 2.2597 | 12.1217 | 26.198
2032 | SIWEM_PERC | Medium Demand Growth+Ref Gas Supply+Reduced Rankine Availability+Delayed Build+Upgraded HVDC+Low Wind & Solar | 0.47602 | 11.6671 | 34.0423
2033 | SIWEM_PERC | Medium Demand Growth+Ref Gas Supply+Reduced Rankine Availability+Delayed Build+Upgraded HVDC+Low Wind & Solar | -1.5768 | 9.3676 | 39.957
2034 | SIWEM_PERC | Medium Demand Growth+Ref Gas Supply+Reduced Rankine Availability+Delayed Build+Upgraded HVDC+Low Wind & Solar | -3.3156 | 7.4153 | 36.9809
2035 | SIWEM_PERC | Medium Demand Growth+Ref Gas Supply+Reduced Rankine Availability+Delayed Build+Upgraded HVDC+Low Wind & Solar | -4.7693 | 5.7789 | 35.7246
2026 | NZWEM_PERC | Medium Demand Growth+Ref Gas Supply+Reduced Rankine Availability+Delayed Build+Upgraded HVDC+Constrained Operational Capacity | 10.0584 | 10.0584 | 10.0584
2027 | NZWEM_PERC | Medium Demand Growth+Ref Gas Supply+Reduced Rankine Availability+Delayed Build+Upgraded HVDC+Constrained Operational Capacity | 0.9807 | 1.1176 | 1.28
2028 | NZWEM_PERC | Medium Demand Growth+Ref Gas Supply+Reduced Rankine Availability+Delayed Build+Upgraded HVDC+Constrained Operational Capacity | 2.3693 | 3.7404 | 4.0388
2029 | NZWEM_PERC | Medium Demand Growth+Ref Gas Supply+Reduced Rankine Availability+Delayed Build+Upgraded HVDC+Constrained Operational Capacity | 0.30228 | 2.9391 | 3.758
2030 | NZWEM_PERC | Medium Demand Growth+Ref Gas Supply+Reduced Rankine Availability+Delayed Build+Upgraded HVDC+Constrained Operational Capacity | -1.6991 | 6.5622 | 13.5454
2031 | NZWEM_PERC | Medium Demand Growth+Ref Gas Supply+Reduced Rankine Availability+Delayed Build+Upgraded HVDC+Constrained Operational Capacity | -5.0819 | 5.7175 | 13.5179
2032 | NZWEM_PERC | Medium Demand Growth+Ref Gas Supply+Reduced Rankine Availability+Delayed Build+Upgraded HVDC+Constrained Operational Capacity | -7.0825 | 4.0854 | 16.8333
2033 | NZWEM_PERC | Medium Demand Growth+Ref Gas Supply+Reduced Rankine Availability+Delayed Build+Upgraded HVDC+Constrained Operational Capacity | -9.2577 | 1.7114 | 19.4082
2034 | NZWEM_PERC | Medium Demand Growth+Ref Gas Supply+Reduced Rankine Availability+Delayed Build+Upgraded HVDC+Constrained Operational Capacity | -10.9331 | 0.12085 | 18.2956
2035 | NZWEM_PERC | Medium Demand Growth+Ref Gas Supply+Reduced Rankine Availability+Delayed Build+Upgraded HVDC+Constrained Operational Capacity | -12.6713 | -1.4418 | 17.8542
2026 | NIWCM | Medium Demand Growth+Ref Gas Supply+Reduced Rankine Availability+Delayed Build+Upgraded HVDC+Constrained Operational Capacity | 94.465 | 94.465 | 94.465
2027 | NIWCM | Medium Demand Growth+Ref Gas Supply+Reduced Rankine Availability+Delayed Build+Upgraded HVDC+Constrained Operational Capacity | -93.8386 | -93.8386 | -93.8386
2028 | NIWCM | Medium Demand Growth+Ref Gas Supply+Reduced Rankine Availability+Delayed Build+Upgraded HVDC+Constrained Operational Capacity | -4.6081 | -4.6081 | -4.6081
2029 | NIWCM | Medium Demand Growth+Ref Gas Supply+Reduced Rankine Availability+Delayed Build+Upgraded HVDC+Constrained Operational Capacity | -240.4491 | -158.2964 | -158.2964
2030 | NIWCM | Medium Demand Growth+Ref Gas Supply+Reduced Rankine Availability+Delayed Build+Upgraded HVDC+Constrained Operational Capacity | -373.4655 | 138.2962 | 254.9974
2031 | NIWCM | Medium Demand Growth+Ref Gas Supply+Reduced Rankine Availability+Delayed Build+Upgraded HVDC+Constrained Operational Capacity | -570.7417 | 81.8533 | 239.8427
2032 | NIWCM | Medium Demand Growth+Ref Gas Supply+Reduced Rankine Availability+Delayed Build+Upgraded HVDC+Constrained Operational Capacity | -736.7 | -22.6012 | 190.8215
2033 | NIWCM | Medium Demand Growth+Ref Gas Supply+Reduced Rankine Availability+Delayed Build+Upgraded HVDC+Constrained Operational Capacity | -853.164 | -130.5026 | 143.1347
2034 | NIWCM | Medium Demand Growth+Ref Gas Supply+Reduced Rankine Availability+Delayed Build+Upgraded HVDC+Constrained Operational Capacity | -1023.1651 | -295.6652 | -0.49953
2035 | NIWCM | Medium Demand Growth+Ref Gas Supply+Reduced Rankine Availability+Delayed Build+Upgraded HVDC+Constrained Operational Capacity | -1174.8174 | -419.4518 | -114.6417
2026 | SIWEM_PERC | Medium Demand Growth+Ref Gas Supply+Reduced Rankine Availability+Delayed Build+Upgraded HVDC+Constrained Operational Capacity | 26.8337 | 26.8337 | 26.8337
2027 | SIWEM_PERC | Medium Demand Growth+Ref Gas Supply+Reduced Rankine Availability+Delayed Build+Upgraded HVDC+Constrained Operational Capacity | 16.7358 | 16.8057 | 16.8057
2028 | SIWEM_PERC | Medium Demand Growth+Ref Gas Supply+Reduced Rankine Availability+Delayed Build+Upgraded HVDC+Constrained Operational Capacity | 16.6982 | 18.6029 | 18.6029
2029 | SIWEM_PERC | Medium Demand Growth+Ref Gas Supply+Reduced Rankine Availability+Delayed Build+Upgraded HVDC+Constrained Operational Capacity | 9.3208 | 13.9372 | 13.9372
2030 | SIWEM_PERC | Medium Demand Growth+Ref Gas Supply+Reduced Rankine Availability+Delayed Build+Upgraded HVDC+Constrained Operational Capacity | 6.6467 | 17.964 | 34.8041
2031 | SIWEM_PERC | Medium Demand Growth+Ref Gas Supply+Reduced Rankine Availability+Delayed Build+Upgraded HVDC+Constrained Operational Capacity | 3.1125 | 14.0403 | 34.5692
2032 | SIWEM_PERC | Medium Demand Growth+Ref Gas Supply+Reduced Rankine Availability+Delayed Build+Upgraded HVDC+Constrained Operational Capacity | 1.3126 | 13.7132 | 43.6951
2033 | SIWEM_PERC | Medium Demand Growth+Ref Gas Supply+Reduced Rankine Availability+Delayed Build+Upgraded HVDC+Constrained Operational Capacity | -0.75867 | 11.3685 | 50.8061
2034 | SIWEM_PERC | Medium Demand Growth+Ref Gas Supply+Reduced Rankine Availability+Delayed Build+Upgraded HVDC+Constrained Operational Capacity | -2.5134 | 9.3772 | 47.8614
2035 | SIWEM_PERC | Medium Demand Growth+Ref Gas Supply+Reduced Rankine Availability+Delayed Build+Upgraded HVDC+Constrained Operational Capacity | -3.9808 | 7.7075 | 46.8327
2026 | NZWEM_PERC | Medium Demand Growth+Ref Gas Supply+Reduced Rankine Availability+Delayed Build+Upgraded HVDC+Constrained Operational Capacity+Low Wind & Solar | 9.1535 | 9.1535 | 9.1535
2027 | NZWEM_PERC | Medium Demand Growth+Ref Gas Supply+Reduced Rankine Availability+Delayed Build+Upgraded HVDC+Constrained Operational Capacity+Low Wind & Solar | 0.054958 | 0.17847 | 0.32502
2028 | NZWEM_PERC | Medium Demand Growth+Ref Gas Supply+Reduced Rankine Availability+Delayed Build+Upgraded HVDC+Constrained Operational Capacity+Low Wind & Solar | 1.2268 | 2.4642 | 2.7335
2029 | NZWEM_PERC | Medium Demand Growth+Ref Gas Supply+Reduced Rankine Availability+Delayed Build+Upgraded HVDC+Constrained Operational Capacity+Low Wind & Solar | -0.94443 | 1.4352 | 2.1742
2030 | NZWEM_PERC | Medium Demand Growth+Ref Gas Supply+Reduced Rankine Availability+Delayed Build+Upgraded HVDC+Constrained Operational Capacity+Low Wind & Solar | -3.0004 | 4.4552 | 10.7573
2031 | NZWEM_PERC | Medium Demand Growth+Ref Gas Supply+Reduced Rankine Availability+Delayed Build+Upgraded HVDC+Constrained Operational Capacity+Low Wind & Solar | -6.3401 | 3.406 | 10.4456
2032 | NZWEM_PERC | Medium Demand Growth+Ref Gas Supply+Reduced Rankine Availability+Delayed Build+Upgraded HVDC+Constrained Operational Capacity+Low Wind & Solar | -8.312 | 1.7666 | 13.3042
2033 | NZWEM_PERC | Medium Demand Growth+Ref Gas Supply+Reduced Rankine Availability+Delayed Build+Upgraded HVDC+Constrained Operational Capacity+Low Wind & Solar | -10.4566 | -0.54967 | 15.4533
2034 | NZWEM_PERC | Medium Demand Growth+Ref Gas Supply+Reduced Rankine Availability+Delayed Build+Upgraded HVDC+Constrained Operational Capacity+Low Wind & Solar | -12.1042 | -2.1208 | 14.3443
2035 | NZWEM_PERC | Medium Demand Growth+Ref Gas Supply+Reduced Rankine Availability+Delayed Build+Upgraded HVDC+Constrained Operational Capacity+Low Wind & Solar | -13.8162 | -3.6333 | 13.8423
2026 | NIWCM | Medium Demand Growth+Ref Gas Supply+Reduced Rankine Availability+Delayed Build+Upgraded HVDC+Constrained Operational Capacity+Low Wind & Solar | 94.465 | 94.465 | 94.465
2027 | NIWCM | Medium Demand Growth+Ref Gas Supply+Reduced Rankine Availability+Delayed Build+Upgraded HVDC+Constrained Operational Capacity+Low Wind & Solar | -93.8386 | -93.8386 | -93.8386
2028 | NIWCM | Medium Demand Growth+Ref Gas Supply+Reduced Rankine Availability+Delayed Build+Upgraded HVDC+Constrained Operational Capacity+Low Wind & Solar | -4.6081 | -4.6081 | -4.6081
2029 | NIWCM | Medium Demand Growth+Ref Gas Supply+Reduced Rankine Availability+Delayed Build+Upgraded HVDC+Constrained Operational Capacity+Low Wind & Solar | -240.4491 | -158.2964 | -158.2964
2030 | NIWCM | Medium Demand Growth+Ref Gas Supply+Reduced Rankine Availability+Delayed Build+Upgraded HVDC+Constrained Operational Capacity+Low Wind & Solar | -373.4655 | 138.2962 | 254.9974
2031 | NIWCM | Medium Demand Growth+Ref Gas Supply+Reduced Rankine Availability+Delayed Build+Upgraded HVDC+Constrained Operational Capacity+Low Wind & Solar | -570.7417 | 81.8533 | 239.8427
2032 | NIWCM | Medium Demand Growth+Ref Gas Supply+Reduced Rankine Availability+Delayed Build+Upgraded HVDC+Constrained Operational Capacity+Low Wind & Solar | -736.7 | -22.6012 | 190.8215
2033 | NIWCM | Medium Demand Growth+Ref Gas Supply+Reduced Rankine Availability+Delayed Build+Upgraded HVDC+Constrained Operational Capacity+Low Wind & Solar | -853.164 | -130.5026 | 143.1347
2034 | NIWCM | Medium Demand Growth+Ref Gas Supply+Reduced Rankine Availability+Delayed Build+Upgraded HVDC+Constrained Operational Capacity+Low Wind & Solar | -1023.1651 | -295.6652 | -0.49953
2035 | NIWCM | Medium Demand Growth+Ref Gas Supply+Reduced Rankine Availability+Delayed Build+Upgraded HVDC+Constrained Operational Capacity+Low Wind & Solar | -1174.8174 | -419.4518 | -114.6417
2026 | SIWEM_PERC | Medium Demand Growth+Ref Gas Supply+Reduced Rankine Availability+Delayed Build+Upgraded HVDC+Constrained Operational Capacity+Low Wind & Solar | 24.2727 | 24.2727 | 24.2727
2027 | SIWEM_PERC | Medium Demand Growth+Ref Gas Supply+Reduced Rankine Availability+Delayed Build+Upgraded HVDC+Constrained Operational Capacity+Low Wind & Solar | 16.2565 | 16.3196 | 16.3196
2028 | SIWEM_PERC | Medium Demand Growth+Ref Gas Supply+Reduced Rankine Availability+Delayed Build+Upgraded HVDC+Constrained Operational Capacity+Low Wind & Solar | 15.9291 | 17.648 | 17.648
2029 | SIWEM_PERC | Medium Demand Growth+Ref Gas Supply+Reduced Rankine Availability+Delayed Build+Upgraded HVDC+Constrained Operational Capacity+Low Wind & Solar | 8.5658 | 12.7319 | 12.7319
2030 | SIWEM_PERC | Medium Demand Growth+Ref Gas Supply+Reduced Rankine Availability+Delayed Build+Upgraded HVDC+Constrained Operational Capacity+Low Wind & Solar | 5.7635 | 15.977 | 27.1968
2031 | SIWEM_PERC | Medium Demand Growth+Ref Gas Supply+Reduced Rankine Availability+Delayed Build+Upgraded HVDC+Constrained Operational Capacity+Low Wind & Solar | 2.2597 | 12.1217 | 26.198
2032 | SIWEM_PERC | Medium Demand Growth+Ref Gas Supply+Reduced Rankine Availability+Delayed Build+Upgraded HVDC+Constrained Operational Capacity+Low Wind & Solar | 0.47602 | 11.6671 | 34.0423
2033 | SIWEM_PERC | Medium Demand Growth+Ref Gas Supply+Reduced Rankine Availability+Delayed Build+Upgraded HVDC+Constrained Operational Capacity+Low Wind & Solar | -1.5768 | 9.3676 | 39.957
2034 | SIWEM_PERC | Medium Demand Growth+Ref Gas Supply+Reduced Rankine Availability+Delayed Build+Upgraded HVDC+Constrained Operational Capacity+Low Wind & Solar | -3.3156 | 7.4153 | 36.9809
2035 | SIWEM_PERC | Medium Demand Growth+Ref Gas Supply+Reduced Rankine Availability+Delayed Build+Upgraded HVDC+Constrained Operational Capacity+Low Wind & Solar | -4.7693 | 5.7789 | 35.7246
2026 | NZWEM_PERC | Medium Demand Growth+Ref Gas Supply+Increased Demand Response | 19.3803 | 19.4372 | 19.4372
2027 | NZWEM_PERC | Medium Demand Growth+Ref Gas Supply+Increased Demand Response | 16.6157 | 18.4034 | 18.7124
2028 | NZWEM_PERC | Medium Demand Growth+Ref Gas Supply+Increased Demand Response | 14.5994 | 22.3436 | 26.6389
2029 | NZWEM_PERC | Medium Demand Growth+Ref Gas Supply+Increased Demand Response | 9.2285 | 19.8645 | 28.2797
2030 | NZWEM_PERC | Medium Demand Growth+Ref Gas Supply+Increased Demand Response | 5.8806 | 18.244 | 31.8047
2031 | NZWEM_PERC | Medium Demand Growth+Ref Gas Supply+Increased Demand Response | 2.2462 | 14.284 | 32.951
2032 | NZWEM_PERC | Medium Demand Growth+Ref Gas Supply+Increased Demand Response | 0.079602 | 12.2016 | 31.3815
2033 | NZWEM_PERC | Medium Demand Growth+Ref Gas Supply+Increased Demand Response | -2.2733 | 9.5467 | 29.8574
2034 | NZWEM_PERC | Medium Demand Growth+Ref Gas Supply+Increased Demand Response | -4.1086 | 7.8265 | 27.6657
2035 | NZWEM_PERC | Medium Demand Growth+Ref Gas Supply+Increased Demand Response | -5.9984 | 5.7552 | 25.1502
2026 | NIWCM | Medium Demand Growth+Ref Gas Supply+Increased Demand Response | 1066.7284 | 1067.5282 | 1067.5282
2027 | NIWCM | Medium Demand Growth+Ref Gas Supply+Increased Demand Response | 1257.8828 | 1288.8253 | 1293.3618
2028 | NIWCM | Medium Demand Growth+Ref Gas Supply+Increased Demand Response | 1276.6847 | 1884.5216 | 1922.8368
2029 | NIWCM | Medium Demand Growth+Ref Gas Supply+Increased Demand Response | 1049.2947 | 1927.8168 | 2201.0383
2030 | NIWCM | Medium Demand Growth+Ref Gas Supply+Increased Demand Response | 804.9243 | 1804.235 | 2257.1317
2031 | NIWCM | Medium Demand Growth+Ref Gas Supply+Increased Demand Response | 637.8662 | 1658.4112 | 2363.1836
2032 | NIWCM | Medium Demand Growth+Ref Gas Supply+Increased Demand Response | 479.3549 | 1524.8896 | 2294.3757
2033 | NIWCM | Medium Demand Growth+Ref Gas Supply+Increased Demand Response | 297.5751 | 1347.4941 | 2219.4295
2034 | NIWCM | Medium Demand Growth+Ref Gas Supply+Increased Demand Response | 135.4698 | 1231.9917 | 2196.4338
2035 | NIWCM | Medium Demand Growth+Ref Gas Supply+Increased Demand Response | -11.5938 | 1098.5111 | 2069.3599
2026 | SIWEM_PERC | Medium Demand Growth+Ref Gas Supply+Increased Demand Response | 52.7407 | 52.7407 | 52.7407
2027 | SIWEM_PERC | Medium Demand Growth+Ref Gas Supply+Increased Demand Response | 44.884 | 48.5764 | 48.5764
2028 | SIWEM_PERC | Medium Demand Growth+Ref Gas Supply+Increased Demand Response | 39.27 | 56.853 | 64.0543
2029 | SIWEM_PERC | Medium Demand Growth+Ref Gas Supply+Increased Demand Response | 23.736 | 46.7137 | 61.4149
2030 | SIWEM_PERC | Medium Demand Growth+Ref Gas Supply+Increased Demand Response | 14.4267 | 42.8898 | 62.2493
2031 | SIWEM_PERC | Medium Demand Growth+Ref Gas Supply+Increased Demand Response | 5.0748 | 37.6384 | 61.5948
2032 | SIWEM_PERC | Medium Demand Growth+Ref Gas Supply+Increased Demand Response | 3.3033 | 32.0045 | 58.7826
2033 | SIWEM_PERC | Medium Demand Growth+Ref Gas Supply+Increased Demand Response | 1.2613 | 24.7082 | 55.5548
2034 | SIWEM_PERC | Medium Demand Growth+Ref Gas Supply+Increased Demand Response | -0.46956 | 19.9823 | 52.7964
2035 | SIWEM_PERC | Medium Demand Growth+Ref Gas Supply+Increased Demand Response | -1.9175 | 14.2426 | 50.4692
2026 | NZWEM_PERC | Medium Demand Growth+Ref Gas Supply+Increased Demand Response+Low Wind & Solar | 18.1848 | 18.2362 | 18.2362
2027 | NZWEM_PERC | Medium Demand Growth+Ref Gas Supply+Increased Demand Response+Low Wind & Solar | 15.3047 | 16.918 | 17.1969
2028 | NZWEM_PERC | Medium Demand Growth+Ref Gas Supply+Increased Demand Response+Low Wind & Solar | 13.2176 | 20.2065 | 24.0828
2029 | NZWEM_PERC | Medium Demand Growth+Ref Gas Supply+Increased Demand Response+Low Wind & Solar | 7.8712 | 17.4698 | 25.0642
2030 | NZWEM_PERC | Medium Demand Growth+Ref Gas Supply+Increased Demand Response+Low Wind & Solar | 4.5726 | 15.7773 | 28.0505
2031 | NZWEM_PERC | Medium Demand Growth+Ref Gas Supply+Increased Demand Response+Low Wind & Solar | 0.98157 | 11.899 | 28.7793
2032 | NZWEM_PERC | Medium Demand Growth+Ref Gas Supply+Increased Demand Response+Low Wind & Solar | -1.1563 | 9.8359 | 27.2116
2033 | NZWEM_PERC | Medium Demand Growth+Ref Gas Supply+Increased Demand Response+Low Wind & Solar | -3.4784 | 7.24 | 25.6345
2034 | NZWEM_PERC | Medium Demand Growth+Ref Gas Supply+Increased Demand Response+Low Wind & Solar | -5.2857 | 5.5733 | 23.5408
2035 | NZWEM_PERC | Medium Demand Growth+Ref Gas Supply+Increased Demand Response+Low Wind & Solar | -7.1491 | 3.5525 | 21.1177
2026 | NIWCM | Medium Demand Growth+Ref Gas Supply+Increased Demand Response+Low Wind & Solar | 1066.7284 | 1067.5282 | 1067.5282
2027 | NIWCM | Medium Demand Growth+Ref Gas Supply+Increased Demand Response+Low Wind & Solar | 1257.8828 | 1288.8253 | 1293.3618
2028 | NIWCM | Medium Demand Growth+Ref Gas Supply+Increased Demand Response+Low Wind & Solar | 1276.6847 | 1884.5216 | 1922.8368
2029 | NIWCM | Medium Demand Growth+Ref Gas Supply+Increased Demand Response+Low Wind & Solar | 1049.2947 | 1927.8168 | 2201.0383
2030 | NIWCM | Medium Demand Growth+Ref Gas Supply+Increased Demand Response+Low Wind & Solar | 804.9243 | 1804.235 | 2257.1317
2031 | NIWCM | Medium Demand Growth+Ref Gas Supply+Increased Demand Response+Low Wind & Solar | 637.8662 | 1658.4112 | 2363.1836
2032 | NIWCM | Medium Demand Growth+Ref Gas Supply+Increased Demand Response+Low Wind & Solar | 479.3549 | 1524.8896 | 2294.3757
2033 | NIWCM | Medium Demand Growth+Ref Gas Supply+Increased Demand Response+Low Wind & Solar | 297.5751 | 1347.4941 | 2219.4295
2034 | NIWCM | Medium Demand Growth+Ref Gas Supply+Increased Demand Response+Low Wind & Solar | 135.4698 | 1231.9917 | 2196.4338
2035 | NIWCM | Medium Demand Growth+Ref Gas Supply+Increased Demand Response+Low Wind & Solar | -11.5938 | 1098.5111 | 2069.3599
2026 | SIWEM_PERC | Medium Demand Growth+Ref Gas Supply+Increased Demand Response+Low Wind & Solar | 49.7236 | 49.8699 | 49.8699
2027 | SIWEM_PERC | Medium Demand Growth+Ref Gas Supply+Increased Demand Response+Low Wind & Solar | 41.1874 | 45.7364 | 46.5229
2028 | SIWEM_PERC | Medium Demand Growth+Ref Gas Supply+Increased Demand Response+Low Wind & Solar | 35.3657 | 54.5989 | 61.0978
2029 | SIWEM_PERC | Medium Demand Growth+Ref Gas Supply+Increased Demand Response+Low Wind & Solar | 19.9735 | 44.6081 | 57.8754
2030 | SIWEM_PERC | Medium Demand Growth+Ref Gas Supply+Increased Demand Response+Low Wind & Solar | 10.8128 | 40.6912 | 58.1624
2031 | SIWEM_PERC | Medium Demand Growth+Ref Gas Supply+Increased Demand Response+Low Wind & Solar | 4.2058 | 31.05 | 57.1942
2032 | SIWEM_PERC | Medium Demand Growth+Ref Gas Supply+Increased Demand Response+Low Wind & Solar | 2.4503 | 25.4404 | 54.463
2033 | SIWEM_PERC | Medium Demand Growth+Ref Gas Supply+Increased Demand Response+Low Wind & Solar | 0.42653 | 18.2845 | 51.3275
2034 | SIWEM_PERC | Medium Demand Growth+Ref Gas Supply+Increased Demand Response+Low Wind & Solar | -1.2885 | 13.6801 | 48.6492
2035 | SIWEM_PERC | Medium Demand Growth+Ref Gas Supply+Increased Demand Response+Low Wind & Solar | -2.723 | 8.052 | 46.3905
2026 | NZWEM_PERC | Medium Demand Growth+Ref Gas Supply+Increased Demand Response+Constrained Operational Capacity | 19.3803 | 19.4372 | 19.4372
2027 | NZWEM_PERC | Medium Demand Growth+Ref Gas Supply+Increased Demand Response+Constrained Operational Capacity | 16.6157 | 18.4034 | 18.7124
2028 | NZWEM_PERC | Medium Demand Growth+Ref Gas Supply+Increased Demand Response+Constrained Operational Capacity | 14.5994 | 22.3436 | 26.6389
2029 | NZWEM_PERC | Medium Demand Growth+Ref Gas Supply+Increased Demand Response+Constrained Operational Capacity | 9.2285 | 19.8645 | 28.2797
2030 | NZWEM_PERC | Medium Demand Growth+Ref Gas Supply+Increased Demand Response+Constrained Operational Capacity | 5.8806 | 18.244 | 31.8047
2031 | NZWEM_PERC | Medium Demand Growth+Ref Gas Supply+Increased Demand Response+Constrained Operational Capacity | 2.2462 | 14.284 | 32.951
2032 | NZWEM_PERC | Medium Demand Growth+Ref Gas Supply+Increased Demand Response+Constrained Operational Capacity | 0.079602 | 12.2016 | 31.3815
2033 | NZWEM_PERC | Medium Demand Growth+Ref Gas Supply+Increased Demand Response+Constrained Operational Capacity | -2.2733 | 9.5467 | 29.8574
2034 | NZWEM_PERC | Medium Demand Growth+Ref Gas Supply+Increased Demand Response+Constrained Operational Capacity | -4.1086 | 7.8265 | 27.6657
2035 | NZWEM_PERC | Medium Demand Growth+Ref Gas Supply+Increased Demand Response+Constrained Operational Capacity | -5.9984 | 5.7552 | 25.1502
2026 | NIWCM | Medium Demand Growth+Ref Gas Supply+Increased Demand Response+Constrained Operational Capacity | 496.3733 | 496.3733 | 496.3733
2027 | NIWCM | Medium Demand Growth+Ref Gas Supply+Increased Demand Response+Constrained Operational Capacity | 636.4987 | 640.4165 | 640.4165
2028 | NIWCM | Medium Demand Growth+Ref Gas Supply+Increased Demand Response+Constrained Operational Capacity | 629.9312 | 1117.416 | 1124.8439
2029 | NIWCM | Medium Demand Growth+Ref Gas Supply+Increased Demand Response+Constrained Operational Capacity | 380.392 | 1027.7241 | 1184.1439
2030 | NIWCM | Medium Demand Growth+Ref Gas Supply+Increased Demand Response+Constrained Operational Capacity | 133.5101 | 866.4545 | 1077.4421
2031 | NIWCM | Medium Demand Growth+Ref Gas Supply+Increased Demand Response+Constrained Operational Capacity | -36.6708 | 708.458 | 977.2019
2032 | NIWCM | Medium Demand Growth+Ref Gas Supply+Increased Demand Response+Constrained Operational Capacity | -196.3164 | 552.9828 | 844.6374
2033 | NIWCM | Medium Demand Growth+Ref Gas Supply+Increased Demand Response+Constrained Operational Capacity | -380.16 | 371.361 | 674.1267
2034 | NIWCM | Medium Demand Growth+Ref Gas Supply+Increased Demand Response+Constrained Operational Capacity | -543.3908 | 252.1537 | 632.527
2035 | NIWCM | Medium Demand Growth+Ref Gas Supply+Increased Demand Response+Constrained Operational Capacity | -690.1769 | 115.1578 | 496.7385
2026 | SIWEM_PERC | Medium Demand Growth+Ref Gas Supply+Increased Demand Response+Constrained Operational Capacity | 52.7407 | 52.7407 | 52.7407
2027 | SIWEM_PERC | Medium Demand Growth+Ref Gas Supply+Increased Demand Response+Constrained Operational Capacity | 44.884 | 48.5764 | 48.5764
2028 | SIWEM_PERC | Medium Demand Growth+Ref Gas Supply+Increased Demand Response+Constrained Operational Capacity | 39.27 | 56.853 | 64.0543
2029 | SIWEM_PERC | Medium Demand Growth+Ref Gas Supply+Increased Demand Response+Constrained Operational Capacity | 23.736 | 46.7137 | 61.4149
2030 | SIWEM_PERC | Medium Demand Growth+Ref Gas Supply+Increased Demand Response+Constrained Operational Capacity | 14.4267 | 42.8898 | 62.2493
2031 | SIWEM_PERC | Medium Demand Growth+Ref Gas Supply+Increased Demand Response+Constrained Operational Capacity | 5.0748 | 37.6384 | 61.5948
2032 | SIWEM_PERC | Medium Demand Growth+Ref Gas Supply+Increased Demand Response+Constrained Operational Capacity | 3.3033 | 32.0045 | 58.7826
2033 | SIWEM_PERC | Medium Demand Growth+Ref Gas Supply+Increased Demand Response+Constrained Operational Capacity | 1.2613 | 24.7082 | 55.5548
2034 | SIWEM_PERC | Medium Demand Growth+Ref Gas Supply+Increased Demand Response+Constrained Operational Capacity | -0.46956 | 19.9823 | 52.7964
2035 | SIWEM_PERC | Medium Demand Growth+Ref Gas Supply+Increased Demand Response+Constrained Operational Capacity | -1.9175 | 14.2426 | 50.4692
2026 | NZWEM_PERC | Medium Demand Growth+Ref Gas Supply+Increased Demand Response+Constrained Operational Capacity+Low Wind & Solar | 18.1848 | 18.2362 | 18.2362
2027 | NZWEM_PERC | Medium Demand Growth+Ref Gas Supply+Increased Demand Response+Constrained Operational Capacity+Low Wind & Solar | 15.3047 | 16.918 | 17.1969
2028 | NZWEM_PERC | Medium Demand Growth+Ref Gas Supply+Increased Demand Response+Constrained Operational Capacity+Low Wind & Solar | 13.2176 | 20.2065 | 24.0828
2029 | NZWEM_PERC | Medium Demand Growth+Ref Gas Supply+Increased Demand Response+Constrained Operational Capacity+Low Wind & Solar | 7.8712 | 17.4698 | 25.0642
2030 | NZWEM_PERC | Medium Demand Growth+Ref Gas Supply+Increased Demand Response+Constrained Operational Capacity+Low Wind & Solar | 4.5726 | 15.7773 | 28.0505
2031 | NZWEM_PERC | Medium Demand Growth+Ref Gas Supply+Increased Demand Response+Constrained Operational Capacity+Low Wind & Solar | 0.98157 | 11.899 | 28.7793
2032 | NZWEM_PERC | Medium Demand Growth+Ref Gas Supply+Increased Demand Response+Constrained Operational Capacity+Low Wind & Solar | -1.1563 | 9.8359 | 27.2116
2033 | NZWEM_PERC | Medium Demand Growth+Ref Gas Supply+Increased Demand Response+Constrained Operational Capacity+Low Wind & Solar | -3.4784 | 7.24 | 25.6345
2034 | NZWEM_PERC | Medium Demand Growth+Ref Gas Supply+Increased Demand Response+Constrained Operational Capacity+Low Wind & Solar | -5.2857 | 5.5733 | 23.5408
2035 | NZWEM_PERC | Medium Demand Growth+Ref Gas Supply+Increased Demand Response+Constrained Operational Capacity+Low Wind & Solar | -7.1491 | 3.5525 | 21.1177
2026 | NIWCM | Medium Demand Growth+Ref Gas Supply+Increased Demand Response+Constrained Operational Capacity+Low Wind & Solar | 496.3733 | 496.3733 | 496.3733
2027 | NIWCM | Medium Demand Growth+Ref Gas Supply+Increased Demand Response+Constrained Operational Capacity+Low Wind & Solar | 636.4987 | 640.4165 | 640.4165
2028 | NIWCM | Medium Demand Growth+Ref Gas Supply+Increased Demand Response+Constrained Operational Capacity+Low Wind & Solar | 629.9312 | 1117.416 | 1124.8439
2029 | NIWCM | Medium Demand Growth+Ref Gas Supply+Increased Demand Response+Constrained Operational Capacity+Low Wind & Solar | 380.392 | 1027.7241 | 1184.1439
2030 | NIWCM | Medium Demand Growth+Ref Gas Supply+Increased Demand Response+Constrained Operational Capacity+Low Wind & Solar | 133.5101 | 866.4545 | 1077.4421
2031 | NIWCM | Medium Demand Growth+Ref Gas Supply+Increased Demand Response+Constrained Operational Capacity+Low Wind & Solar | -36.6708 | 708.458 | 977.2019
2032 | NIWCM | Medium Demand Growth+Ref Gas Supply+Increased Demand Response+Constrained Operational Capacity+Low Wind & Solar | -196.3164 | 552.9828 | 844.6374
2033 | NIWCM | Medium Demand Growth+Ref Gas Supply+Increased Demand Response+Constrained Operational Capacity+Low Wind & Solar | -380.16 | 371.361 | 674.1267
2034 | NIWCM | Medium Demand Growth+Ref Gas Supply+Increased Demand Response+Constrained Operational Capacity+Low Wind & Solar | -543.3908 | 252.1537 | 632.527
2035 | NIWCM | Medium Demand Growth+Ref Gas Supply+Increased Demand Response+Constrained Operational Capacity+Low Wind & Solar | -690.1769 | 115.1578 | 496.7385
2026 | SIWEM_PERC | Medium Demand Growth+Ref Gas Supply+Increased Demand Response+Constrained Operational Capacity+Low Wind & Solar | 49.7236 | 49.8699 | 49.8699
2027 | SIWEM_PERC | Medium Demand Growth+Ref Gas Supply+Increased Demand Response+Constrained Operational Capacity+Low Wind & Solar | 41.1874 | 45.7364 | 46.5229
2028 | SIWEM_PERC | Medium Demand Growth+Ref Gas Supply+Increased Demand Response+Constrained Operational Capacity+Low Wind & Solar | 35.3657 | 54.5989 | 61.0978
2029 | SIWEM_PERC | Medium Demand Growth+Ref Gas Supply+Increased Demand Response+Constrained Operational Capacity+Low Wind & Solar | 19.9735 | 44.6081 | 57.8754
2030 | SIWEM_PERC | Medium Demand Growth+Ref Gas Supply+Increased Demand Response+Constrained Operational Capacity+Low Wind & Solar | 10.8128 | 40.6912 | 58.1624
2031 | SIWEM_PERC | Medium Demand Growth+Ref Gas Supply+Increased Demand Response+Constrained Operational Capacity+Low Wind & Solar | 4.2058 | 31.05 | 57.1942
2032 | SIWEM_PERC | Medium Demand Growth+Ref Gas Supply+Increased Demand Response+Constrained Operational Capacity+Low Wind & Solar | 2.4503 | 25.4404 | 54.463
2033 | SIWEM_PERC | Medium Demand Growth+Ref Gas Supply+Increased Demand Response+Constrained Operational Capacity+Low Wind & Solar | 0.42653 | 18.2845 | 51.3275
2034 | SIWEM_PERC | Medium Demand Growth+Ref Gas Supply+Increased Demand Response+Constrained Operational Capacity+Low Wind & Solar | -1.2885 | 13.6801 | 48.6492
2035 | SIWEM_PERC | Medium Demand Growth+Ref Gas Supply+Increased Demand Response+Constrained Operational Capacity+Low Wind & Solar | -2.723 | 8.052 | 46.3905
2026 | NZWEM_PERC | Medium Demand Growth+Ref Gas Supply+Increased Demand Response+Upgraded HVDC | 19.3803 | 19.4372 | 19.4372
2027 | NZWEM_PERC | Medium Demand Growth+Ref Gas Supply+Increased Demand Response+Upgraded HVDC | 16.6157 | 18.4034 | 18.7124
2028 | NZWEM_PERC | Medium Demand Growth+Ref Gas Supply+Increased Demand Response+Upgraded HVDC | 14.5994 | 22.3436 | 26.6389
2029 | NZWEM_PERC | Medium Demand Growth+Ref Gas Supply+Increased Demand Response+Upgraded HVDC | 9.2285 | 19.8645 | 28.2797
2030 | NZWEM_PERC | Medium Demand Growth+Ref Gas Supply+Increased Demand Response+Upgraded HVDC | 5.8806 | 18.244 | 31.8047
2031 | NZWEM_PERC | Medium Demand Growth+Ref Gas Supply+Increased Demand Response+Upgraded HVDC | 2.2462 | 14.284 | 32.951
2032 | NZWEM_PERC | Medium Demand Growth+Ref Gas Supply+Increased Demand Response+Upgraded HVDC | 0.079602 | 12.2016 | 31.3815
2033 | NZWEM_PERC | Medium Demand Growth+Ref Gas Supply+Increased Demand Response+Upgraded HVDC | -2.2733 | 9.5467 | 29.8574
2034 | NZWEM_PERC | Medium Demand Growth+Ref Gas Supply+Increased Demand Response+Upgraded HVDC | -4.1086 | 7.8265 | 27.6657
2035 | NZWEM_PERC | Medium Demand Growth+Ref Gas Supply+Increased Demand Response+Upgraded HVDC | -5.9984 | 5.7552 | 25.1502
2026 | NIWCM | Medium Demand Growth+Ref Gas Supply+Increased Demand Response+Upgraded HVDC | 1066.7284 | 1067.5282 | 1067.5282
2027 | NIWCM | Medium Demand Growth+Ref Gas Supply+Increased Demand Response+Upgraded HVDC | 1257.8828 | 1288.8253 | 1293.3618
2028 | NIWCM | Medium Demand Growth+Ref Gas Supply+Increased Demand Response+Upgraded HVDC | 1276.6847 | 1884.5216 | 1922.8368
2029 | NIWCM | Medium Demand Growth+Ref Gas Supply+Increased Demand Response+Upgraded HVDC | 1049.2947 | 1927.8168 | 2201.0383
2030 | NIWCM | Medium Demand Growth+Ref Gas Supply+Increased Demand Response+Upgraded HVDC | 804.9243 | 1804.235 | 2257.1317
2031 | NIWCM | Medium Demand Growth+Ref Gas Supply+Increased Demand Response+Upgraded HVDC | 637.8662 | 1658.4183 | 2434.2183
2032 | NIWCM | Medium Demand Growth+Ref Gas Supply+Increased Demand Response+Upgraded HVDC | 479.3549 | 1524.8883 | 2333.0629
2033 | NIWCM | Medium Demand Growth+Ref Gas Supply+Increased Demand Response+Upgraded HVDC | 297.5751 | 1347.4939 | 2227.5098
2034 | NIWCM | Medium Demand Growth+Ref Gas Supply+Increased Demand Response+Upgraded HVDC | 135.4698 | 1231.9918 | 2195.9357
2035 | NIWCM | Medium Demand Growth+Ref Gas Supply+Increased Demand Response+Upgraded HVDC | -11.5938 | 1098.5111 | 2069.5385
2026 | SIWEM_PERC | Medium Demand Growth+Ref Gas Supply+Increased Demand Response+Upgraded HVDC | 52.7407 | 52.7407 | 52.7407
2027 | SIWEM_PERC | Medium Demand Growth+Ref Gas Supply+Increased Demand Response+Upgraded HVDC | 44.884 | 49.8041 | 50.5977
2028 | SIWEM_PERC | Medium Demand Growth+Ref Gas Supply+Increased Demand Response+Upgraded HVDC | 39.27 | 60.7679 | 72.4635
2029 | SIWEM_PERC | Medium Demand Growth+Ref Gas Supply+Increased Demand Response+Upgraded HVDC | 23.736 | 52.6362 | 75.1911
2030 | SIWEM_PERC | Medium Demand Growth+Ref Gas Supply+Increased Demand Response+Upgraded HVDC | 14.4267 | 48.0779 | 80.9844
2031 | SIWEM_PERC | Medium Demand Growth+Ref Gas Supply+Increased Demand Response+Upgraded HVDC | 5.0748 | 37.6384 | 79.7056
2032 | SIWEM_PERC | Medium Demand Growth+Ref Gas Supply+Increased Demand Response+Upgraded HVDC | 3.3033 | 32.0045 | 76.5599
2033 | SIWEM_PERC | Medium Demand Growth+Ref Gas Supply+Increased Demand Response+Upgraded HVDC | 1.2613 | 24.7082 | 72.9522
2034 | SIWEM_PERC | Medium Demand Growth+Ref Gas Supply+Increased Demand Response+Upgraded HVDC | -0.46956 | 19.9823 | 69.8646
2035 | SIWEM_PERC | Medium Demand Growth+Ref Gas Supply+Increased Demand Response+Upgraded HVDC | -1.9175 | 14.2426 | 67.1776
2026 | NZWEM_PERC | Medium Demand Growth+Ref Gas Supply+Increased Demand Response+Upgraded HVDC+Low Wind & Solar | 18.1848 | 18.2362 | 18.2362
2027 | NZWEM_PERC | Medium Demand Growth+Ref Gas Supply+Increased Demand Response+Upgraded HVDC+Low Wind & Solar | 15.3047 | 16.918 | 17.1969
2028 | NZWEM_PERC | Medium Demand Growth+Ref Gas Supply+Increased Demand Response+Upgraded HVDC+Low Wind & Solar | 13.2176 | 20.2065 | 24.0828
2029 | NZWEM_PERC | Medium Demand Growth+Ref Gas Supply+Increased Demand Response+Upgraded HVDC+Low Wind & Solar | 7.8712 | 17.4698 | 25.0642
2030 | NZWEM_PERC | Medium Demand Growth+Ref Gas Supply+Increased Demand Response+Upgraded HVDC+Low Wind & Solar | 4.5726 | 15.7773 | 28.0505
2031 | NZWEM_PERC | Medium Demand Growth+Ref Gas Supply+Increased Demand Response+Upgraded HVDC+Low Wind & Solar | 0.98157 | 11.899 | 28.7793
2032 | NZWEM_PERC | Medium Demand Growth+Ref Gas Supply+Increased Demand Response+Upgraded HVDC+Low Wind & Solar | -1.1563 | 9.8359 | 27.2116
2033 | NZWEM_PERC | Medium Demand Growth+Ref Gas Supply+Increased Demand Response+Upgraded HVDC+Low Wind & Solar | -3.4784 | 7.24 | 25.6345
2034 | NZWEM_PERC | Medium Demand Growth+Ref Gas Supply+Increased Demand Response+Upgraded HVDC+Low Wind & Solar | -5.2857 | 5.5733 | 23.5408
2035 | NZWEM_PERC | Medium Demand Growth+Ref Gas Supply+Increased Demand Response+Upgraded HVDC+Low Wind & Solar | -7.1491 | 3.5525 | 21.1177
2026 | NIWCM | Medium Demand Growth+Ref Gas Supply+Increased Demand Response+Upgraded HVDC+Low Wind & Solar | 1066.7284 | 1067.5282 | 1067.5282
2027 | NIWCM | Medium Demand Growth+Ref Gas Supply+Increased Demand Response+Upgraded HVDC+Low Wind & Solar | 1257.8828 | 1288.8253 | 1293.3618
2028 | NIWCM | Medium Demand Growth+Ref Gas Supply+Increased Demand Response+Upgraded HVDC+Low Wind & Solar | 1276.6847 | 1884.5216 | 1922.8368
2029 | NIWCM | Medium Demand Growth+Ref Gas Supply+Increased Demand Response+Upgraded HVDC+Low Wind & Solar | 1049.2947 | 1927.8168 | 2201.0383
2030 | NIWCM | Medium Demand Growth+Ref Gas Supply+Increased Demand Response+Upgraded HVDC+Low Wind & Solar | 804.9243 | 1804.235 | 2257.1317
2031 | NIWCM | Medium Demand Growth+Ref Gas Supply+Increased Demand Response+Upgraded HVDC+Low Wind & Solar | 637.8662 | 1658.4183 | 2434.2183
2032 | NIWCM | Medium Demand Growth+Ref Gas Supply+Increased Demand Response+Upgraded HVDC+Low Wind & Solar | 479.3549 | 1524.8883 | 2333.0629
2033 | NIWCM | Medium Demand Growth+Ref Gas Supply+Increased Demand Response+Upgraded HVDC+Low Wind & Solar | 297.5751 | 1347.4939 | 2227.5098
2034 | NIWCM | Medium Demand Growth+Ref Gas Supply+Increased Demand Response+Upgraded HVDC+Low Wind & Solar | 135.4698 | 1231.9918 | 2195.9357
2035 | NIWCM | Medium Demand Growth+Ref Gas Supply+Increased Demand Response+Upgraded HVDC+Low Wind & Solar | -11.5938 | 1098.5111 | 2069.5385
2026 | SIWEM_PERC | Medium Demand Growth+Ref Gas Supply+Increased Demand Response+Upgraded HVDC+Low Wind & Solar | 49.7236 | 49.8699 | 49.8699
2027 | SIWEM_PERC | Medium Demand Growth+Ref Gas Supply+Increased Demand Response+Upgraded HVDC+Low Wind & Solar | 41.1874 | 45.7364 | 46.5229
2028 | SIWEM_PERC | Medium Demand Growth+Ref Gas Supply+Increased Demand Response+Upgraded HVDC+Low Wind & Solar | 35.3657 | 55.0675 | 65.6224
2029 | SIWEM_PERC | Medium Demand Growth+Ref Gas Supply+Increased Demand Response+Upgraded HVDC+Low Wind & Solar | 19.9735 | 46.4034 | 66.7584
2030 | SIWEM_PERC | Medium Demand Growth+Ref Gas Supply+Increased Demand Response+Upgraded HVDC+Low Wind & Solar | 10.8128 | 41.675 | 74.1172
2031 | SIWEM_PERC | Medium Demand Growth+Ref Gas Supply+Increased Demand Response+Upgraded HVDC+Low Wind & Solar | 4.2058 | 31.05 | 75.305
2032 | SIWEM_PERC | Medium Demand Growth+Ref Gas Supply+Increased Demand Response+Upgraded HVDC+Low Wind & Solar | 2.4503 | 25.4404 | 71.9384
2033 | SIWEM_PERC | Medium Demand Growth+Ref Gas Supply+Increased Demand Response+Upgraded HVDC+Low Wind & Solar | 0.42653 | 18.2845 | 67.8846
2034 | SIWEM_PERC | Medium Demand Growth+Ref Gas Supply+Increased Demand Response+Upgraded HVDC+Low Wind & Solar | -1.2885 | 13.6801 | 62.5696
2035 | SIWEM_PERC | Medium Demand Growth+Ref Gas Supply+Increased Demand Response+Upgraded HVDC+Low Wind & Solar | -2.723 | 8.052 | 56.4803
2026 | NZWEM_PERC | Medium Demand Growth+Ref Gas Supply+Increased Demand Response+Upgraded HVDC+Constrained Operational Capacity | 19.3803 | 19.4372 | 19.4372
2027 | NZWEM_PERC | Medium Demand Growth+Ref Gas Supply+Increased Demand Response+Upgraded HVDC+Constrained Operational Capacity | 16.6157 | 18.4034 | 18.7124
2028 | NZWEM_PERC | Medium Demand Growth+Ref Gas Supply+Increased Demand Response+Upgraded HVDC+Constrained Operational Capacity | 14.5994 | 22.3436 | 26.6389
2029 | NZWEM_PERC | Medium Demand Growth+Ref Gas Supply+Increased Demand Response+Upgraded HVDC+Constrained Operational Capacity | 9.2285 | 19.8645 | 28.2797
2030 | NZWEM_PERC | Medium Demand Growth+Ref Gas Supply+Increased Demand Response+Upgraded HVDC+Constrained Operational Capacity | 5.8806 | 18.244 | 31.8047
2031 | NZWEM_PERC | Medium Demand Growth+Ref Gas Supply+Increased Demand Response+Upgraded HVDC+Constrained Operational Capacity | 2.2462 | 14.284 | 32.951
2032 | NZWEM_PERC | Medium Demand Growth+Ref Gas Supply+Increased Demand Response+Upgraded HVDC+Constrained Operational Capacity | 0.079602 | 12.2016 | 31.3815
2033 | NZWEM_PERC | Medium Demand Growth+Ref Gas Supply+Increased Demand Response+Upgraded HVDC+Constrained Operational Capacity | -2.2733 | 9.5467 | 29.8574
2034 | NZWEM_PERC | Medium Demand Growth+Ref Gas Supply+Increased Demand Response+Upgraded HVDC+Constrained Operational Capacity | -4.1086 | 7.8265 | 27.6657
2035 | NZWEM_PERC | Medium Demand Growth+Ref Gas Supply+Increased Demand Response+Upgraded HVDC+Constrained Operational Capacity | -5.9984 | 5.7552 | 25.1502
2026 | NIWCM | Medium Demand Growth+Ref Gas Supply+Increased Demand Response+Upgraded HVDC+Constrained Operational Capacity | 496.3733 | 496.3733 | 496.3733
2027 | NIWCM | Medium Demand Growth+Ref Gas Supply+Increased Demand Response+Upgraded HVDC+Constrained Operational Capacity | 636.4987 | 640.4165 | 640.4165
2028 | NIWCM | Medium Demand Growth+Ref Gas Supply+Increased Demand Response+Upgraded HVDC+Constrained Operational Capacity | 629.9312 | 1117.416 | 1124.8439
2029 | NIWCM | Medium Demand Growth+Ref Gas Supply+Increased Demand Response+Upgraded HVDC+Constrained Operational Capacity | 380.392 | 1027.7241 | 1184.1439
2030 | NIWCM | Medium Demand Growth+Ref Gas Supply+Increased Demand Response+Upgraded HVDC+Constrained Operational Capacity | 133.5101 | 866.4545 | 1077.4421
2031 | NIWCM | Medium Demand Growth+Ref Gas Supply+Increased Demand Response+Upgraded HVDC+Constrained Operational Capacity | -36.6708 | 708.458 | 977.202
2032 | NIWCM | Medium Demand Growth+Ref Gas Supply+Increased Demand Response+Upgraded HVDC+Constrained Operational Capacity | -196.3164 | 552.9828 | 844.6374
2033 | NIWCM | Medium Demand Growth+Ref Gas Supply+Increased Demand Response+Upgraded HVDC+Constrained Operational Capacity | -380.16 | 371.361 | 674.1267
2034 | NIWCM | Medium Demand Growth+Ref Gas Supply+Increased Demand Response+Upgraded HVDC+Constrained Operational Capacity | -543.3908 | 252.1537 | 632.527
2035 | NIWCM | Medium Demand Growth+Ref Gas Supply+Increased Demand Response+Upgraded HVDC+Constrained Operational Capacity | -690.1769 | 115.1578 | 496.7385
2026 | SIWEM_PERC | Medium Demand Growth+Ref Gas Supply+Increased Demand Response+Upgraded HVDC+Constrained Operational Capacity | 52.7407 | 52.7407 | 52.7407
2027 | SIWEM_PERC | Medium Demand Growth+Ref Gas Supply+Increased Demand Response+Upgraded HVDC+Constrained Operational Capacity | 44.884 | 49.8041 | 50.5977
2028 | SIWEM_PERC | Medium Demand Growth+Ref Gas Supply+Increased Demand Response+Upgraded HVDC+Constrained Operational Capacity | 39.27 | 60.7679 | 72.4635
2029 | SIWEM_PERC | Medium Demand Growth+Ref Gas Supply+Increased Demand Response+Upgraded HVDC+Constrained Operational Capacity | 23.736 | 52.6362 | 75.1911
2030 | SIWEM_PERC | Medium Demand Growth+Ref Gas Supply+Increased Demand Response+Upgraded HVDC+Constrained Operational Capacity | 14.4267 | 48.0779 | 80.9844
2031 | SIWEM_PERC | Medium Demand Growth+Ref Gas Supply+Increased Demand Response+Upgraded HVDC+Constrained Operational Capacity | 5.0748 | 37.6384 | 79.7056
2032 | SIWEM_PERC | Medium Demand Growth+Ref Gas Supply+Increased Demand Response+Upgraded HVDC+Constrained Operational Capacity | 3.3033 | 32.0045 | 76.5599
2033 | SIWEM_PERC | Medium Demand Growth+Ref Gas Supply+Increased Demand Response+Upgraded HVDC+Constrained Operational Capacity | 1.2613 | 24.7082 | 72.9522
2034 | SIWEM_PERC | Medium Demand Growth+Ref Gas Supply+Increased Demand Response+Upgraded HVDC+Constrained Operational Capacity | -0.46956 | 19.9823 | 69.8646
2035 | SIWEM_PERC | Medium Demand Growth+Ref Gas Supply+Increased Demand Response+Upgraded HVDC+Constrained Operational Capacity | -1.9175 | 14.2426 | 67.1776
2026 | NZWEM_PERC | Medium Demand Growth+Ref Gas Supply+Increased Demand Response+Upgraded HVDC+Constrained Operational Capacity+Low Wind & Solar | 18.1848 | 18.2362 | 18.2362
2027 | NZWEM_PERC | Medium Demand Growth+Ref Gas Supply+Increased Demand Response+Upgraded HVDC+Constrained Operational Capacity+Low Wind & Solar | 15.3047 | 16.918 | 17.1969
2028 | NZWEM_PERC | Medium Demand Growth+Ref Gas Supply+Increased Demand Response+Upgraded HVDC+Constrained Operational Capacity+Low Wind & Solar | 13.2176 | 20.2065 | 24.0828
2029 | NZWEM_PERC | Medium Demand Growth+Ref Gas Supply+Increased Demand Response+Upgraded HVDC+Constrained Operational Capacity+Low Wind & Solar | 7.8712 | 17.4698 | 25.0642
2030 | NZWEM_PERC | Medium Demand Growth+Ref Gas Supply+Increased Demand Response+Upgraded HVDC+Constrained Operational Capacity+Low Wind & Solar | 4.5726 | 15.7773 | 28.0505
2031 | NZWEM_PERC | Medium Demand Growth+Ref Gas Supply+Increased Demand Response+Upgraded HVDC+Constrained Operational Capacity+Low Wind & Solar | 0.98157 | 11.899 | 28.7793
2032 | NZWEM_PERC | Medium Demand Growth+Ref Gas Supply+Increased Demand Response+Upgraded HVDC+Constrained Operational Capacity+Low Wind & Solar | -1.1563 | 9.8359 | 27.2116
2033 | NZWEM_PERC | Medium Demand Growth+Ref Gas Supply+Increased Demand Response+Upgraded HVDC+Constrained Operational Capacity+Low Wind & Solar | -3.4784 | 7.24 | 25.6345
2034 | NZWEM_PERC | Medium Demand Growth+Ref Gas Supply+Increased Demand Response+Upgraded HVDC+Constrained Operational Capacity+Low Wind & Solar | -5.2857 | 5.5733 | 23.5408
2035 | NZWEM_PERC | Medium Demand Growth+Ref Gas Supply+Increased Demand Response+Upgraded HVDC+Constrained Operational Capacity+Low Wind & Solar | -7.1491 | 3.5525 | 21.1177
2026 | NIWCM | Medium Demand Growth+Ref Gas Supply+Increased Demand Response+Upgraded HVDC+Constrained Operational Capacity+Low Wind & Solar | 496.3733 | 496.3733 | 496.3733
2027 | NIWCM | Medium Demand Growth+Ref Gas Supply+Increased Demand Response+Upgraded HVDC+Constrained Operational Capacity+Low Wind & Solar | 636.4987 | 640.4165 | 640.4165
2028 | NIWCM | Medium Demand Growth+Ref Gas Supply+Increased Demand Response+Upgraded HVDC+Constrained Operational Capacity+Low Wind & Solar | 629.9312 | 1117.416 | 1124.8439
2029 | NIWCM | Medium Demand Growth+Ref Gas Supply+Increased Demand Response+Upgraded HVDC+Constrained Operational Capacity+Low Wind & Solar | 380.392 | 1027.7241 | 1184.1439
2030 | NIWCM | Medium Demand Growth+Ref Gas Supply+Increased Demand Response+Upgraded HVDC+Constrained Operational Capacity+Low Wind & Solar | 133.5101 | 866.4545 | 1077.4421
2031 | NIWCM | Medium Demand Growth+Ref Gas Supply+Increased Demand Response+Upgraded HVDC+Constrained Operational Capacity+Low Wind & Solar | -36.6708 | 708.458 | 977.202
2032 | NIWCM | Medium Demand Growth+Ref Gas Supply+Increased Demand Response+Upgraded HVDC+Constrained Operational Capacity+Low Wind & Solar | -196.3164 | 552.9828 | 844.6374
2033 | NIWCM | Medium Demand Growth+Ref Gas Supply+Increased Demand Response+Upgraded HVDC+Constrained Operational Capacity+Low Wind & Solar | -380.16 | 371.361 | 674.1267
2034 | NIWCM | Medium Demand Growth+Ref Gas Supply+Increased Demand Response+Upgraded HVDC+Constrained Operational Capacity+Low Wind & Solar | -543.3908 | 252.1537 | 632.527
2035 | NIWCM | Medium Demand Growth+Ref Gas Supply+Increased Demand Response+Upgraded HVDC+Constrained Operational Capacity+Low Wind & Solar | -690.1769 | 115.1578 | 496.7385
2026 | SIWEM_PERC | Medium Demand Growth+Ref Gas Supply+Increased Demand Response+Upgraded HVDC+Constrained Operational Capacity+Low Wind & Solar | 49.7236 | 49.8699 | 49.8699
2027 | SIWEM_PERC | Medium Demand Growth+Ref Gas Supply+Increased Demand Response+Upgraded HVDC+Constrained Operational Capacity+Low Wind & Solar | 41.1874 | 45.7364 | 46.5229
2028 | SIWEM_PERC | Medium Demand Growth+Ref Gas Supply+Increased Demand Response+Upgraded HVDC+Constrained Operational Capacity+Low Wind & Solar | 35.3657 | 55.0675 | 65.6224
2029 | SIWEM_PERC | Medium Demand Growth+Ref Gas Supply+Increased Demand Response+Upgraded HVDC+Constrained Operational Capacity+Low Wind & Solar | 19.9735 | 46.4034 | 66.7584
2030 | SIWEM_PERC | Medium Demand Growth+Ref Gas Supply+Increased Demand Response+Upgraded HVDC+Constrained Operational Capacity+Low Wind & Solar | 10.8128 | 41.675 | 74.1172
2031 | SIWEM_PERC | Medium Demand Growth+Ref Gas Supply+Increased Demand Response+Upgraded HVDC+Constrained Operational Capacity+Low Wind & Solar | 4.2058 | 31.05 | 75.305
2032 | SIWEM_PERC | Medium Demand Growth+Ref Gas Supply+Increased Demand Response+Upgraded HVDC+Constrained Operational Capacity+Low Wind & Solar | 2.4503 | 25.4404 | 71.9384
2033 | SIWEM_PERC | Medium Demand Growth+Ref Gas Supply+Increased Demand Response+Upgraded HVDC+Constrained Operational Capacity+Low Wind & Solar | 0.42653 | 18.2845 | 67.8846
2034 | SIWEM_PERC | Medium Demand Growth+Ref Gas Supply+Increased Demand Response+Upgraded HVDC+Constrained Operational Capacity+Low Wind & Solar | -1.2885 | 13.6801 | 62.5696
2035 | SIWEM_PERC | Medium Demand Growth+Ref Gas Supply+Increased Demand Response+Upgraded HVDC+Constrained Operational Capacity+Low Wind & Solar | -2.723 | 8.052 | 56.4803
2026 | NZWEM_PERC | Medium Demand Growth+Ref Gas Supply+Increased Demand Response+Delayed Build | 14.7606 | 14.7606 | 14.7606
2027 | NZWEM_PERC | Medium Demand Growth+Ref Gas Supply+Increased Demand Response+Delayed Build | 9.4442 | 9.5817 | 9.745
2028 | NZWEM_PERC | Medium Demand Growth+Ref Gas Supply+Increased Demand Response+Delayed Build | 10.6052 | 11.9834 | 12.2833
2029 | NZWEM_PERC | Medium Demand Growth+Ref Gas Supply+Increased Demand Response+Delayed Build | 8.1595 | 10.8098 | 11.633
2030 | NZWEM_PERC | Medium Demand Growth+Ref Gas Supply+Increased Demand Response+Delayed Build | 5.8806 | 14.1843 | 21.2033
2031 | NZWEM_PERC | Medium Demand Growth+Ref Gas Supply+Increased Demand Response+Delayed Build | 2.2462 | 13.101 | 20.9414
2032 | NZWEM_PERC | Medium Demand Growth+Ref Gas Supply+Increased Demand Response+Delayed Build | 0.079602 | 11.3048 | 24.118
2033 | NZWEM_PERC | Medium Demand Growth+Ref Gas Supply+Increased Demand Response+Delayed Build | -2.2733 | 8.752 | 26.5396
2034 | NZWEM_PERC | Medium Demand Growth+Ref Gas Supply+Increased Demand Response+Delayed Build | -4.1086 | 7.002 | 25.2699
2035 | NZWEM_PERC | Medium Demand Growth+Ref Gas Supply+Increased Demand Response+Delayed Build | -5.9984 | 5.2887 | 24.6837
2026 | NIWCM | Medium Demand Growth+Ref Gas Supply+Increased Demand Response+Delayed Build | 796.8961 | 796.8961 | 796.8961
2027 | NIWCM | Medium Demand Growth+Ref Gas Supply+Increased Demand Response+Delayed Build | 859.3691 | 861.3799 | 863.8524
2028 | NIWCM | Medium Demand Growth+Ref Gas Supply+Increased Demand Response+Delayed Build | 1022.5709 | 1042.514 | 1047.0505
2029 | NIWCM | Medium Demand Growth+Ref Gas Supply+Increased Demand Response+Delayed Build | 842.1767 | 968.6908 | 982.2831
2030 | NIWCM | Medium Demand Growth+Ref Gas Supply+Increased Demand Response+Delayed Build | 749.1478 | 1456.8637 | 1724.1237
2031 | NIWCM | Medium Demand Growth+Ref Gas Supply+Increased Demand Response+Delayed Build | 564.9277 | 1488.2476 | 1821.5687
2032 | NIWCM | Medium Demand Growth+Ref Gas Supply+Increased Demand Response+Delayed Build | 406.4164 | 1398.5819 | 1935.1651
2033 | NIWCM | Medium Demand Growth+Ref Gas Supply+Increased Demand Response+Delayed Build | 297.5751 | 1302.4549 | 2074.9878
2034 | NIWCM | Medium Demand Growth+Ref Gas Supply+Increased Demand Response+Delayed Build | 135.4698 | 1161.9025 | 1981.9156
2035 | NIWCM | Medium Demand Growth+Ref Gas Supply+Increased Demand Response+Delayed Build | -11.5938 | 1046.1791 | 1939.7989
2026 | SIWEM_PERC | Medium Demand Growth+Ref Gas Supply+Increased Demand Response+Delayed Build | 39.9776 | 39.9776 | 39.9776
2027 | SIWEM_PERC | Medium Demand Growth+Ref Gas Supply+Increased Demand Response+Delayed Build | 24.6627 | 25.0505 | 25.5108
2028 | SIWEM_PERC | Medium Demand Growth+Ref Gas Supply+Increased Demand Response+Delayed Build | 27.9841 | 31.8782 | 32.7257
2029 | SIWEM_PERC | Medium Demand Growth+Ref Gas Supply+Increased Demand Response+Delayed Build | 20.7728 | 28.119 | 30.4007
2030 | SIWEM_PERC | Medium Demand Growth+Ref Gas Supply+Increased Demand Response+Delayed Build | 14.4267 | 37.37 | 53.3461
2031 | SIWEM_PERC | Medium Demand Growth+Ref Gas Supply+Increased Demand Response+Delayed Build | 5.0748 | 34.3704 | 50.1722
2032 | SIWEM_PERC | Medium Demand Growth+Ref Gas Supply+Increased Demand Response+Delayed Build | 3.3033 | 29.5161 | 54.2546
2033 | SIWEM_PERC | Medium Demand Growth+Ref Gas Supply+Increased Demand Response+Delayed Build | 1.2613 | 22.4952 | 55.5548
2034 | SIWEM_PERC | Medium Demand Growth+Ref Gas Supply+Increased Demand Response+Delayed Build | -0.46956 | 17.676 | 52.7964
2035 | SIWEM_PERC | Medium Demand Growth+Ref Gas Supply+Increased Demand Response+Delayed Build | -1.9175 | 12.9299 | 50.4692
2026 | NZWEM_PERC | Medium Demand Growth+Ref Gas Supply+Increased Demand Response+Delayed Build+Low Wind & Solar | 13.8512 | 13.8512 | 13.8512
2027 | NZWEM_PERC | Medium Demand Growth+Ref Gas Supply+Increased Demand Response+Delayed Build+Low Wind & Solar | 8.5137 | 8.6378 | 8.7851
2028 | NZWEM_PERC | Medium Demand Growth+Ref Gas Supply+Increased Demand Response+Delayed Build+Low Wind & Solar | 9.4568 | 10.7006 | 10.9712
2029 | NZWEM_PERC | Medium Demand Growth+Ref Gas Supply+Increased Demand Response+Delayed Build+Low Wind & Solar | 6.9064 | 9.2982 | 10.0411
2030 | NZWEM_PERC | Medium Demand Growth+Ref Gas Supply+Increased Demand Response+Delayed Build+Low Wind & Solar | 4.5726 | 12.0664 | 18.4008
2031 | NZWEM_PERC | Medium Demand Growth+Ref Gas Supply+Increased Demand Response+Delayed Build+Low Wind & Solar | 0.98157 | 10.7776 | 17.8533
2032 | NZWEM_PERC | Medium Demand Growth+Ref Gas Supply+Increased Demand Response+Delayed Build+Low Wind & Solar | -1.1563 | 8.9741 | 20.5708
2033 | NZWEM_PERC | Medium Demand Growth+Ref Gas Supply+Increased Demand Response+Delayed Build+Low Wind & Solar | -3.4784 | 6.4794 | 22.5644
2034 | NZWEM_PERC | Medium Demand Growth+Ref Gas Supply+Increased Demand Response+Delayed Build+Low Wind & Solar | -5.2857 | 4.7488 | 21.2983
2035 | NZWEM_PERC | Medium Demand Growth+Ref Gas Supply+Increased Demand Response+Delayed Build+Low Wind & Solar | -7.1491 | 3.086 | 20.6512
2026 | NIWCM | Medium Demand Growth+Ref Gas Supply+Increased Demand Response+Delayed Build+Low Wind & Solar | 796.8961 | 796.8961 | 796.8961
2027 | NIWCM | Medium Demand Growth+Ref Gas Supply+Increased Demand Response+Delayed Build+Low Wind & Solar | 859.3691 | 861.3799 | 863.8524
2028 | NIWCM | Medium Demand Growth+Ref Gas Supply+Increased Demand Response+Delayed Build+Low Wind & Solar | 1022.5709 | 1042.514 | 1047.0505
2029 | NIWCM | Medium Demand Growth+Ref Gas Supply+Increased Demand Response+Delayed Build+Low Wind & Solar | 842.1767 | 968.6908 | 982.2831
2030 | NIWCM | Medium Demand Growth+Ref Gas Supply+Increased Demand Response+Delayed Build+Low Wind & Solar | 749.1478 | 1456.8637 | 1724.1237
2031 | NIWCM | Medium Demand Growth+Ref Gas Supply+Increased Demand Response+Delayed Build+Low Wind & Solar | 564.9277 | 1488.2476 | 1821.5687
2032 | NIWCM | Medium Demand Growth+Ref Gas Supply+Increased Demand Response+Delayed Build+Low Wind & Solar | 406.4164 | 1398.5819 | 1935.1651
2033 | NIWCM | Medium Demand Growth+Ref Gas Supply+Increased Demand Response+Delayed Build+Low Wind & Solar | 297.5751 | 1302.4549 | 2074.9878
2034 | NIWCM | Medium Demand Growth+Ref Gas Supply+Increased Demand Response+Delayed Build+Low Wind & Solar | 135.4698 | 1161.9025 | 1981.9156
2035 | NIWCM | Medium Demand Growth+Ref Gas Supply+Increased Demand Response+Delayed Build+Low Wind & Solar | -11.5938 | 1046.1791 | 1939.7989
2026 | SIWEM_PERC | Medium Demand Growth+Ref Gas Supply+Increased Demand Response+Delayed Build+Low Wind & Solar | 37.389 | 37.389 | 37.389
2027 | SIWEM_PERC | Medium Demand Growth+Ref Gas Supply+Increased Demand Response+Delayed Build+Low Wind & Solar | 22.039 | 22.389 | 22.8044
2028 | SIWEM_PERC | Medium Demand Growth+Ref Gas Supply+Increased Demand Response+Delayed Build+Low Wind & Solar | 24.7392 | 28.2535 | 29.0183
2029 | SIWEM_PERC | Medium Demand Growth+Ref Gas Supply+Increased Demand Response+Delayed Build+Low Wind & Solar | 17.2994 | 23.9291 | 25.9882
2030 | SIWEM_PERC | Medium Demand Growth+Ref Gas Supply+Increased Demand Response+Delayed Build+Low Wind & Solar | 10.8128 | 31.5183 | 49.0205
2031 | SIWEM_PERC | Medium Demand Growth+Ref Gas Supply+Increased Demand Response+Delayed Build+Low Wind & Solar | 4.2058 | 27.9522 | 46.8857
2032 | SIWEM_PERC | Medium Demand Growth+Ref Gas Supply+Increased Demand Response+Delayed Build+Low Wind & Solar | 2.4503 | 23.049 | 50.3767
2033 | SIWEM_PERC | Medium Demand Growth+Ref Gas Supply+Increased Demand Response+Delayed Build+Low Wind & Solar | 0.42653 | 16.1663 | 51.3275
2034 | SIWEM_PERC | Medium Demand Growth+Ref Gas Supply+Increased Demand Response+Delayed Build+Low Wind & Solar | -1.2885 | 11.3738 | 48.6492
2035 | SIWEM_PERC | Medium Demand Growth+Ref Gas Supply+Increased Demand Response+Delayed Build+Low Wind & Solar | -2.723 | 8.052 | 46.3905
2026 | NZWEM_PERC | Medium Demand Growth+Ref Gas Supply+Increased Demand Response+Delayed Build+Constrained Operational Capacity | 14.7606 | 14.7606 | 14.7606
2027 | NZWEM_PERC | Medium Demand Growth+Ref Gas Supply+Increased Demand Response+Delayed Build+Constrained Operational Capacity | 9.4442 | 9.5817 | 9.745
2028 | NZWEM_PERC | Medium Demand Growth+Ref Gas Supply+Increased Demand Response+Delayed Build+Constrained Operational Capacity | 10.6052 | 11.9834 | 12.2833
2029 | NZWEM_PERC | Medium Demand Growth+Ref Gas Supply+Increased Demand Response+Delayed Build+Constrained Operational Capacity | 8.1595 | 10.8098 | 11.633
2030 | NZWEM_PERC | Medium Demand Growth+Ref Gas Supply+Increased Demand Response+Delayed Build+Constrained Operational Capacity | 5.8806 | 14.1843 | 21.2033
2031 | NZWEM_PERC | Medium Demand Growth+Ref Gas Supply+Increased Demand Response+Delayed Build+Constrained Operational Capacity | 2.2462 | 13.101 | 20.9414
2032 | NZWEM_PERC | Medium Demand Growth+Ref Gas Supply+Increased Demand Response+Delayed Build+Constrained Operational Capacity | 0.079602 | 11.3048 | 24.118
2033 | NZWEM_PERC | Medium Demand Growth+Ref Gas Supply+Increased Demand Response+Delayed Build+Constrained Operational Capacity | -2.2733 | 8.752 | 26.5396
2034 | NZWEM_PERC | Medium Demand Growth+Ref Gas Supply+Increased Demand Response+Delayed Build+Constrained Operational Capacity | -4.1086 | 7.002 | 25.2699
2035 | NZWEM_PERC | Medium Demand Growth+Ref Gas Supply+Increased Demand Response+Delayed Build+Constrained Operational Capacity | -5.9984 | 5.2887 | 24.6837
2026 | NIWCM | Medium Demand Growth+Ref Gas Supply+Increased Demand Response+Delayed Build+Constrained Operational Capacity | 267.5718 | 267.5718 | 267.5718
2027 | NIWCM | Medium Demand Growth+Ref Gas Supply+Increased Demand Response+Delayed Build+Constrained Operational Capacity | 319.5849 | 319.5849 | 319.5849
2028 | NIWCM | Medium Demand Growth+Ref Gas Supply+Increased Demand Response+Delayed Build+Constrained Operational Capacity | 420.4947 | 420.4947 | 420.4947
2029 | NIWCM | Medium Demand Growth+Ref Gas Supply+Increased Demand Response+Delayed Build+Constrained Operational Capacity | 200.4765 | 282.5493 | 282.5493
2030 | NIWCM | Medium Demand Growth+Ref Gas Supply+Increased Demand Response+Delayed Build+Constrained Operational Capacity | 77.7336 | 588.2799 | 703.8375
2031 | NIWCM | Medium Demand Growth+Ref Gas Supply+Increased Demand Response+Delayed Build+Constrained Operational Capacity | -109.6093 | 541.1512 | 698.4428
2032 | NIWCM | Medium Demand Growth+Ref Gas Supply+Increased Demand Response+Delayed Build+Constrained Operational Capacity | -269.2549 | 441.2551 | 653.7141
2033 | NIWCM | Medium Demand Growth+Ref Gas Supply+Increased Demand Response+Delayed Build+Constrained Operational Capacity | -380.16 | 340.9018 | 612.215
2034 | NIWCM | Medium Demand Growth+Ref Gas Supply+Increased Demand Response+Delayed Build+Constrained Operational Capacity | -543.3908 | 182.0645 | 475.2088
2035 | NIWCM | Medium Demand Growth+Ref Gas Supply+Increased Demand Response+Delayed Build+Constrained Operational Capacity | -690.1769 | 62.8258 | 367.1775
2026 | SIWEM_PERC | Medium Demand Growth+Ref Gas Supply+Increased Demand Response+Delayed Build+Constrained Operational Capacity | 39.9776 | 39.9776 | 39.9776
2027 | SIWEM_PERC | Medium Demand Growth+Ref Gas Supply+Increased Demand Response+Delayed Build+Constrained Operational Capacity | 24.6627 | 25.0505 | 25.5108
2028 | SIWEM_PERC | Medium Demand Growth+Ref Gas Supply+Increased Demand Response+Delayed Build+Constrained Operational Capacity | 27.9841 | 31.8782 | 32.7257
2029 | SIWEM_PERC | Medium Demand Growth+Ref Gas Supply+Increased Demand Response+Delayed Build+Constrained Operational Capacity | 20.7728 | 28.119 | 30.4007
2030 | SIWEM_PERC | Medium Demand Growth+Ref Gas Supply+Increased Demand Response+Delayed Build+Constrained Operational Capacity | 14.4267 | 37.37 | 53.3461
2031 | SIWEM_PERC | Medium Demand Growth+Ref Gas Supply+Increased Demand Response+Delayed Build+Constrained Operational Capacity | 5.0748 | 34.3704 | 50.1722
2032 | SIWEM_PERC | Medium Demand Growth+Ref Gas Supply+Increased Demand Response+Delayed Build+Constrained Operational Capacity | 3.3033 | 29.5161 | 54.2546
2033 | SIWEM_PERC | Medium Demand Growth+Ref Gas Supply+Increased Demand Response+Delayed Build+Constrained Operational Capacity | 1.2613 | 22.4952 | 55.5548
2034 | SIWEM_PERC | Medium Demand Growth+Ref Gas Supply+Increased Demand Response+Delayed Build+Constrained Operational Capacity | -0.46956 | 17.676 | 52.7964
2035 | SIWEM_PERC | Medium Demand Growth+Ref Gas Supply+Increased Demand Response+Delayed Build+Constrained Operational Capacity | -1.9175 | 12.9299 | 50.4692
2026 | NZWEM_PERC | Medium Demand Growth+Ref Gas Supply+Increased Demand Response+Delayed Build+Constrained Operational Capacity+Low Wind & Solar | 13.8512 | 13.8512 | 13.8512
2027 | NZWEM_PERC | Medium Demand Growth+Ref Gas Supply+Increased Demand Response+Delayed Build+Constrained Operational Capacity+Low Wind & Solar | 8.5137 | 8.6378 | 8.7851
2028 | NZWEM_PERC | Medium Demand Growth+Ref Gas Supply+Increased Demand Response+Delayed Build+Constrained Operational Capacity+Low Wind & Solar | 9.4568 | 10.7006 | 10.9712
2029 | NZWEM_PERC | Medium Demand Growth+Ref Gas Supply+Increased Demand Response+Delayed Build+Constrained Operational Capacity+Low Wind & Solar | 6.9064 | 9.2982 | 10.0411
2030 | NZWEM_PERC | Medium Demand Growth+Ref Gas Supply+Increased Demand Response+Delayed Build+Constrained Operational Capacity+Low Wind & Solar | 4.5726 | 12.0664 | 18.4008
2031 | NZWEM_PERC | Medium Demand Growth+Ref Gas Supply+Increased Demand Response+Delayed Build+Constrained Operational Capacity+Low Wind & Solar | 0.98157 | 10.7776 | 17.8533
2032 | NZWEM_PERC | Medium Demand Growth+Ref Gas Supply+Increased Demand Response+Delayed Build+Constrained Operational Capacity+Low Wind & Solar | -1.1563 | 8.9741 | 20.5708
2033 | NZWEM_PERC | Medium Demand Growth+Ref Gas Supply+Increased Demand Response+Delayed Build+Constrained Operational Capacity+Low Wind & Solar | -3.4784 | 6.4794 | 22.5644
2034 | NZWEM_PERC | Medium Demand Growth+Ref Gas Supply+Increased Demand Response+Delayed Build+Constrained Operational Capacity+Low Wind & Solar | -5.2857 | 4.7488 | 21.2983
2035 | NZWEM_PERC | Medium Demand Growth+Ref Gas Supply+Increased Demand Response+Delayed Build+Constrained Operational Capacity+Low Wind & Solar | -7.1491 | 3.086 | 20.6512
2026 | NIWCM | Medium Demand Growth+Ref Gas Supply+Increased Demand Response+Delayed Build+Constrained Operational Capacity+Low Wind & Solar | 267.5718 | 267.5718 | 267.5718
2027 | NIWCM | Medium Demand Growth+Ref Gas Supply+Increased Demand Response+Delayed Build+Constrained Operational Capacity+Low Wind & Solar | 319.5849 | 319.5849 | 319.5849
2028 | NIWCM | Medium Demand Growth+Ref Gas Supply+Increased Demand Response+Delayed Build+Constrained Operational Capacity+Low Wind & Solar | 420.4947 | 420.4947 | 420.4947
2029 | NIWCM | Medium Demand Growth+Ref Gas Supply+Increased Demand Response+Delayed Build+Constrained Operational Capacity+Low Wind & Solar | 200.4765 | 282.5493 | 282.5493
2030 | NIWCM | Medium Demand Growth+Ref Gas Supply+Increased Demand Response+Delayed Build+Constrained Operational Capacity+Low Wind & Solar | 77.7336 | 588.2799 | 703.8375
2031 | NIWCM | Medium Demand Growth+Ref Gas Supply+Increased Demand Response+Delayed Build+Constrained Operational Capacity+Low Wind & Solar | -109.6093 | 541.1512 | 698.4428
2032 | NIWCM | Medium Demand Growth+Ref Gas Supply+Increased Demand Response+Delayed Build+Constrained Operational Capacity+Low Wind & Solar | -269.2549 | 441.2551 | 653.7141
2033 | NIWCM | Medium Demand Growth+Ref Gas Supply+Increased Demand Response+Delayed Build+Constrained Operational Capacity+Low Wind & Solar | -380.16 | 340.9018 | 612.215
2034 | NIWCM | Medium Demand Growth+Ref Gas Supply+Increased Demand Response+Delayed Build+Constrained Operational Capacity+Low Wind & Solar | -543.3908 | 182.0645 | 475.2088
2035 | NIWCM | Medium Demand Growth+Ref Gas Supply+Increased Demand Response+Delayed Build+Constrained Operational Capacity+Low Wind & Solar | -690.1769 | 62.8258 | 367.1775
2026 | SIWEM_PERC | Medium Demand Growth+Ref Gas Supply+Increased Demand Response+Delayed Build+Constrained Operational Capacity+Low Wind & Solar | 37.389 | 37.389 | 37.389
2027 | SIWEM_PERC | Medium Demand Growth+Ref Gas Supply+Increased Demand Response+Delayed Build+Constrained Operational Capacity+Low Wind & Solar | 22.039 | 22.389 | 22.8044
2028 | SIWEM_PERC | Medium Demand Growth+Ref Gas Supply+Increased Demand Response+Delayed Build+Constrained Operational Capacity+Low Wind & Solar | 24.7392 | 28.2535 | 29.0183
2029 | SIWEM_PERC | Medium Demand Growth+Ref Gas Supply+Increased Demand Response+Delayed Build+Constrained Operational Capacity+Low Wind & Solar | 17.2994 | 23.9291 | 25.9882
2030 | SIWEM_PERC | Medium Demand Growth+Ref Gas Supply+Increased Demand Response+Delayed Build+Constrained Operational Capacity+Low Wind & Solar | 10.8128 | 31.5183 | 49.0205
2031 | SIWEM_PERC | Medium Demand Growth+Ref Gas Supply+Increased Demand Response+Delayed Build+Constrained Operational Capacity+Low Wind & Solar | 4.2058 | 27.9522 | 46.8857
2032 | SIWEM_PERC | Medium Demand Growth+Ref Gas Supply+Increased Demand Response+Delayed Build+Constrained Operational Capacity+Low Wind & Solar | 2.4503 | 23.049 | 50.3767
2033 | SIWEM_PERC | Medium Demand Growth+Ref Gas Supply+Increased Demand Response+Delayed Build+Constrained Operational Capacity+Low Wind & Solar | 0.42653 | 16.1663 | 51.3275
2034 | SIWEM_PERC | Medium Demand Growth+Ref Gas Supply+Increased Demand Response+Delayed Build+Constrained Operational Capacity+Low Wind & Solar | -1.2885 | 11.3738 | 48.6492
2035 | SIWEM_PERC | Medium Demand Growth+Ref Gas Supply+Increased Demand Response+Delayed Build+Constrained Operational Capacity+Low Wind & Solar | -2.723 | 8.052 | 46.3905
2026 | NZWEM_PERC | Medium Demand Growth+Ref Gas Supply+Increased Demand Response+Delayed Build+Upgraded HVDC | 14.7606 | 14.7606 | 14.7606
2027 | NZWEM_PERC | Medium Demand Growth+Ref Gas Supply+Increased Demand Response+Delayed Build+Upgraded HVDC | 9.4442 | 9.5817 | 9.745
2028 | NZWEM_PERC | Medium Demand Growth+Ref Gas Supply+Increased Demand Response+Delayed Build+Upgraded HVDC | 10.6052 | 11.9834 | 12.2833
2029 | NZWEM_PERC | Medium Demand Growth+Ref Gas Supply+Increased Demand Response+Delayed Build+Upgraded HVDC | 8.1595 | 10.8098 | 11.633
2030 | NZWEM_PERC | Medium Demand Growth+Ref Gas Supply+Increased Demand Response+Delayed Build+Upgraded HVDC | 5.8806 | 14.1843 | 21.2033
2031 | NZWEM_PERC | Medium Demand Growth+Ref Gas Supply+Increased Demand Response+Delayed Build+Upgraded HVDC | 2.2462 | 13.101 | 20.9414
2032 | NZWEM_PERC | Medium Demand Growth+Ref Gas Supply+Increased Demand Response+Delayed Build+Upgraded HVDC | 0.079602 | 11.3048 | 24.118
2033 | NZWEM_PERC | Medium Demand Growth+Ref Gas Supply+Increased Demand Response+Delayed Build+Upgraded HVDC | -2.2733 | 8.752 | 26.5396
2034 | NZWEM_PERC | Medium Demand Growth+Ref Gas Supply+Increased Demand Response+Delayed Build+Upgraded HVDC | -4.1086 | 7.002 | 25.2699
2035 | NZWEM_PERC | Medium Demand Growth+Ref Gas Supply+Increased Demand Response+Delayed Build+Upgraded HVDC | -5.9984 | 5.2887 | 24.6837
2026 | NIWCM | Medium Demand Growth+Ref Gas Supply+Increased Demand Response+Delayed Build+Upgraded HVDC | 796.8961 | 796.8961 | 796.8961
2027 | NIWCM | Medium Demand Growth+Ref Gas Supply+Increased Demand Response+Delayed Build+Upgraded HVDC | 859.3691 | 861.3799 | 863.8524
2028 | NIWCM | Medium Demand Growth+Ref Gas Supply+Increased Demand Response+Delayed Build+Upgraded HVDC | 1022.5709 | 1042.514 | 1047.0505
2029 | NIWCM | Medium Demand Growth+Ref Gas Supply+Increased Demand Response+Delayed Build+Upgraded HVDC | 842.1767 | 968.6908 | 982.2831
2030 | NIWCM | Medium Demand Growth+Ref Gas Supply+Increased Demand Response+Delayed Build+Upgraded HVDC | 749.1478 | 1456.8637 | 1724.1237
2031 | NIWCM | Medium Demand Growth+Ref Gas Supply+Increased Demand Response+Delayed Build+Upgraded HVDC | 564.9277 | 1488.2484 | 1821.7348
2032 | NIWCM | Medium Demand Growth+Ref Gas Supply+Increased Demand Response+Delayed Build+Upgraded HVDC | 406.4164 | 1398.5806 | 1945.0813
2033 | NIWCM | Medium Demand Growth+Ref Gas Supply+Increased Demand Response+Delayed Build+Upgraded HVDC | 297.5751 | 1302.4547 | 2083.0681
2034 | NIWCM | Medium Demand Growth+Ref Gas Supply+Increased Demand Response+Delayed Build+Upgraded HVDC | 135.4698 | 1161.9026 | 1981.4175
2035 | NIWCM | Medium Demand Growth+Ref Gas Supply+Increased Demand Response+Delayed Build+Upgraded HVDC | -11.5938 | 1046.1791 | 1939.9775
2026 | SIWEM_PERC | Medium Demand Growth+Ref Gas Supply+Increased Demand Response+Delayed Build+Upgraded HVDC | 39.9776 | 39.9776 | 39.9776
2027 | SIWEM_PERC | Medium Demand Growth+Ref Gas Supply+Increased Demand Response+Delayed Build+Upgraded HVDC | 24.6627 | 25.0505 | 25.5108
2028 | SIWEM_PERC | Medium Demand Growth+Ref Gas Supply+Increased Demand Response+Delayed Build+Upgraded HVDC | 27.9841 | 31.8782 | 32.7257
2029 | SIWEM_PERC | Medium Demand Growth+Ref Gas Supply+Increased Demand Response+Delayed Build+Upgraded HVDC | 20.7728 | 28.119 | 30.4007
2030 | SIWEM_PERC | Medium Demand Growth+Ref Gas Supply+Increased Demand Response+Delayed Build+Upgraded HVDC | 14.4267 | 37.37 | 56.4583
2031 | SIWEM_PERC | Medium Demand Growth+Ref Gas Supply+Increased Demand Response+Delayed Build+Upgraded HVDC | 5.0748 | 34.3704 | 55.5054
2032 | SIWEM_PERC | Medium Demand Growth+Ref Gas Supply+Increased Demand Response+Delayed Build+Upgraded HVDC | 3.3033 | 29.5161 | 64.1029
2033 | SIWEM_PERC | Medium Demand Growth+Ref Gas Supply+Increased Demand Response+Delayed Build+Upgraded HVDC | 1.2613 | 22.4952 | 70.5575
2034 | SIWEM_PERC | Medium Demand Growth+Ref Gas Supply+Increased Demand Response+Delayed Build+Upgraded HVDC | -0.46956 | 17.676 | 67.3443
2035 | SIWEM_PERC | Medium Demand Growth+Ref Gas Supply+Increased Demand Response+Delayed Build+Upgraded HVDC | -1.9175 | 12.9299 | 65.9822
2026 | NZWEM_PERC | Medium Demand Growth+Ref Gas Supply+Increased Demand Response+Delayed Build+Upgraded HVDC+Low Wind & Solar | 13.8512 | 13.8512 | 13.8512
2027 | NZWEM_PERC | Medium Demand Growth+Ref Gas Supply+Increased Demand Response+Delayed Build+Upgraded HVDC+Low Wind & Solar | 8.5137 | 8.6378 | 8.7851
2028 | NZWEM_PERC | Medium Demand Growth+Ref Gas Supply+Increased Demand Response+Delayed Build+Upgraded HVDC+Low Wind & Solar | 9.4568 | 10.7006 | 10.9712
2029 | NZWEM_PERC | Medium Demand Growth+Ref Gas Supply+Increased Demand Response+Delayed Build+Upgraded HVDC+Low Wind & Solar | 6.9064 | 9.2982 | 10.0411
2030 | NZWEM_PERC | Medium Demand Growth+Ref Gas Supply+Increased Demand Response+Delayed Build+Upgraded HVDC+Low Wind & Solar | 4.5726 | 12.0664 | 18.4008
2031 | NZWEM_PERC | Medium Demand Growth+Ref Gas Supply+Increased Demand Response+Delayed Build+Upgraded HVDC+Low Wind & Solar | 0.98157 | 10.7776 | 17.8533
2032 | NZWEM_PERC | Medium Demand Growth+Ref Gas Supply+Increased Demand Response+Delayed Build+Upgraded HVDC+Low Wind & Solar | -1.1563 | 8.9741 | 20.5708
2033 | NZWEM_PERC | Medium Demand Growth+Ref Gas Supply+Increased Demand Response+Delayed Build+Upgraded HVDC+Low Wind & Solar | -3.4784 | 6.4794 | 22.5644
2034 | NZWEM_PERC | Medium Demand Growth+Ref Gas Supply+Increased Demand Response+Delayed Build+Upgraded HVDC+Low Wind & Solar | -5.2857 | 4.7488 | 21.2983
2035 | NZWEM_PERC | Medium Demand Growth+Ref Gas Supply+Increased Demand Response+Delayed Build+Upgraded HVDC+Low Wind & Solar | -7.1491 | 3.086 | 20.6512
2026 | NIWCM | Medium Demand Growth+Ref Gas Supply+Increased Demand Response+Delayed Build+Upgraded HVDC+Low Wind & Solar | 796.8961 | 796.8961 | 796.8961
2027 | NIWCM | Medium Demand Growth+Ref Gas Supply+Increased Demand Response+Delayed Build+Upgraded HVDC+Low Wind & Solar | 859.3691 | 861.3799 | 863.8524
2028 | NIWCM | Medium Demand Growth+Ref Gas Supply+Increased Demand Response+Delayed Build+Upgraded HVDC+Low Wind & Solar | 1022.5709 | 1042.514 | 1047.0505
2029 | NIWCM | Medium Demand Growth+Ref Gas Supply+Increased Demand Response+Delayed Build+Upgraded HVDC+Low Wind & Solar | 842.1767 | 968.6908 | 982.2831
2030 | NIWCM | Medium Demand Growth+Ref Gas Supply+Increased Demand Response+Delayed Build+Upgraded HVDC+Low Wind & Solar | 749.1478 | 1456.8637 | 1724.1237
2031 | NIWCM | Medium Demand Growth+Ref Gas Supply+Increased Demand Response+Delayed Build+Upgraded HVDC+Low Wind & Solar | 564.9277 | 1488.2484 | 1821.7348
2032 | NIWCM | Medium Demand Growth+Ref Gas Supply+Increased Demand Response+Delayed Build+Upgraded HVDC+Low Wind & Solar | 406.4164 | 1398.5806 | 1945.0813
2033 | NIWCM | Medium Demand Growth+Ref Gas Supply+Increased Demand Response+Delayed Build+Upgraded HVDC+Low Wind & Solar | 297.5751 | 1302.4547 | 2083.0681
2034 | NIWCM | Medium Demand Growth+Ref Gas Supply+Increased Demand Response+Delayed Build+Upgraded HVDC+Low Wind & Solar | 135.4698 | 1161.9026 | 1981.4175
2035 | NIWCM | Medium Demand Growth+Ref Gas Supply+Increased Demand Response+Delayed Build+Upgraded HVDC+Low Wind & Solar | -11.5938 | 1046.1791 | 1939.9775
2026 | SIWEM_PERC | Medium Demand Growth+Ref Gas Supply+Increased Demand Response+Delayed Build+Upgraded HVDC+Low Wind & Solar | 37.389 | 37.389 | 37.389
2027 | SIWEM_PERC | Medium Demand Growth+Ref Gas Supply+Increased Demand Response+Delayed Build+Upgraded HVDC+Low Wind & Solar | 22.039 | 22.389 | 22.8044
2028 | SIWEM_PERC | Medium Demand Growth+Ref Gas Supply+Increased Demand Response+Delayed Build+Upgraded HVDC+Low Wind & Solar | 24.7392 | 28.2535 | 29.0183
2029 | SIWEM_PERC | Medium Demand Growth+Ref Gas Supply+Increased Demand Response+Delayed Build+Upgraded HVDC+Low Wind & Solar | 17.2994 | 23.9291 | 25.9882
2030 | SIWEM_PERC | Medium Demand Growth+Ref Gas Supply+Increased Demand Response+Delayed Build+Upgraded HVDC+Low Wind & Solar | 10.8128 | 31.5183 | 49.0205
2031 | SIWEM_PERC | Medium Demand Growth+Ref Gas Supply+Increased Demand Response+Delayed Build+Upgraded HVDC+Low Wind & Solar | 4.2058 | 27.9522 | 47.4435
2032 | SIWEM_PERC | Medium Demand Growth+Ref Gas Supply+Increased Demand Response+Delayed Build+Upgraded HVDC+Low Wind & Solar | 2.4503 | 23.049 | 54.7934
2033 | SIWEM_PERC | Medium Demand Growth+Ref Gas Supply+Increased Demand Response+Delayed Build+Upgraded HVDC+Low Wind & Solar | 0.42653 | 16.1663 | 60.0991
2034 | SIWEM_PERC | Medium Demand Growth+Ref Gas Supply+Increased Demand Response+Delayed Build+Upgraded HVDC+Low Wind & Solar | -1.2885 | 11.3738 | 56.8577
2035 | SIWEM_PERC | Medium Demand Growth+Ref Gas Supply+Increased Demand Response+Delayed Build+Upgraded HVDC+Low Wind & Solar | -2.723 | 8.052 | 55.2849
2026 | NZWEM_PERC | Medium Demand Growth+Ref Gas Supply+Increased Demand Response+Delayed Build+Upgraded HVDC+Constrained Operational Capacity | 14.7606 | 14.7606 | 14.7606
2027 | NZWEM_PERC | Medium Demand Growth+Ref Gas Supply+Increased Demand Response+Delayed Build+Upgraded HVDC+Constrained Operational Capacity | 9.4442 | 9.5817 | 9.745
2028 | NZWEM_PERC | Medium Demand Growth+Ref Gas Supply+Increased Demand Response+Delayed Build+Upgraded HVDC+Constrained Operational Capacity | 10.6052 | 11.9834 | 12.2833
2029 | NZWEM_PERC | Medium Demand Growth+Ref Gas Supply+Increased Demand Response+Delayed Build+Upgraded HVDC+Constrained Operational Capacity | 8.1595 | 10.8098 | 11.633
2030 | NZWEM_PERC | Medium Demand Growth+Ref Gas Supply+Increased Demand Response+Delayed Build+Upgraded HVDC+Constrained Operational Capacity | 5.8806 | 14.1843 | 21.2033
2031 | NZWEM_PERC | Medium Demand Growth+Ref Gas Supply+Increased Demand Response+Delayed Build+Upgraded HVDC+Constrained Operational Capacity | 2.2462 | 13.101 | 20.9414
2032 | NZWEM_PERC | Medium Demand Growth+Ref Gas Supply+Increased Demand Response+Delayed Build+Upgraded HVDC+Constrained Operational Capacity | 0.079602 | 11.3048 | 24.118
2033 | NZWEM_PERC | Medium Demand Growth+Ref Gas Supply+Increased Demand Response+Delayed Build+Upgraded HVDC+Constrained Operational Capacity | -2.2733 | 8.752 | 26.5396
2034 | NZWEM_PERC | Medium Demand Growth+Ref Gas Supply+Increased Demand Response+Delayed Build+Upgraded HVDC+Constrained Operational Capacity | -4.1086 | 7.002 | 25.2699
2035 | NZWEM_PERC | Medium Demand Growth+Ref Gas Supply+Increased Demand Response+Delayed Build+Upgraded HVDC+Constrained Operational Capacity | -5.9984 | 5.2887 | 24.6837
2026 | NIWCM | Medium Demand Growth+Ref Gas Supply+Increased Demand Response+Delayed Build+Upgraded HVDC+Constrained Operational Capacity | 267.5718 | 267.5718 | 267.5718
2027 | NIWCM | Medium Demand Growth+Ref Gas Supply+Increased Demand Response+Delayed Build+Upgraded HVDC+Constrained Operational Capacity | 319.5849 | 319.5849 | 319.5849
2028 | NIWCM | Medium Demand Growth+Ref Gas Supply+Increased Demand Response+Delayed Build+Upgraded HVDC+Constrained Operational Capacity | 420.4947 | 420.4947 | 420.4947
2029 | NIWCM | Medium Demand Growth+Ref Gas Supply+Increased Demand Response+Delayed Build+Upgraded HVDC+Constrained Operational Capacity | 200.4765 | 282.5493 | 282.5493
2030 | NIWCM | Medium Demand Growth+Ref Gas Supply+Increased Demand Response+Delayed Build+Upgraded HVDC+Constrained Operational Capacity | 77.7336 | 588.2799 | 703.8375
2031 | NIWCM | Medium Demand Growth+Ref Gas Supply+Increased Demand Response+Delayed Build+Upgraded HVDC+Constrained Operational Capacity | -109.6093 | 541.1512 | 698.4428
2032 | NIWCM | Medium Demand Growth+Ref Gas Supply+Increased Demand Response+Delayed Build+Upgraded HVDC+Constrained Operational Capacity | -269.2549 | 441.2551 | 653.7141
2033 | NIWCM | Medium Demand Growth+Ref Gas Supply+Increased Demand Response+Delayed Build+Upgraded HVDC+Constrained Operational Capacity | -380.16 | 340.9018 | 612.215
2034 | NIWCM | Medium Demand Growth+Ref Gas Supply+Increased Demand Response+Delayed Build+Upgraded HVDC+Constrained Operational Capacity | -543.3908 | 182.0645 | 475.2088
2035 | NIWCM | Medium Demand Growth+Ref Gas Supply+Increased Demand Response+Delayed Build+Upgraded HVDC+Constrained Operational Capacity | -690.1769 | 62.8258 | 367.1775
2026 | SIWEM_PERC | Medium Demand Growth+Ref Gas Supply+Increased Demand Response+Delayed Build+Upgraded HVDC+Constrained Operational Capacity | 39.9776 | 39.9776 | 39.9776
2027 | SIWEM_PERC | Medium Demand Growth+Ref Gas Supply+Increased Demand Response+Delayed Build+Upgraded HVDC+Constrained Operational Capacity | 24.6627 | 25.0505 | 25.5108
2028 | SIWEM_PERC | Medium Demand Growth+Ref Gas Supply+Increased Demand Response+Delayed Build+Upgraded HVDC+Constrained Operational Capacity | 27.9841 | 31.8782 | 32.7257
2029 | SIWEM_PERC | Medium Demand Growth+Ref Gas Supply+Increased Demand Response+Delayed Build+Upgraded HVDC+Constrained Operational Capacity | 20.7728 | 28.119 | 30.4007
2030 | SIWEM_PERC | Medium Demand Growth+Ref Gas Supply+Increased Demand Response+Delayed Build+Upgraded HVDC+Constrained Operational Capacity | 14.4267 | 37.37 | 56.4583
2031 | SIWEM_PERC | Medium Demand Growth+Ref Gas Supply+Increased Demand Response+Delayed Build+Upgraded HVDC+Constrained Operational Capacity | 5.0748 | 34.3704 | 55.5054
2032 | SIWEM_PERC | Medium Demand Growth+Ref Gas Supply+Increased Demand Response+Delayed Build+Upgraded HVDC+Constrained Operational Capacity | 3.3033 | 29.5161 | 64.1029
2033 | SIWEM_PERC | Medium Demand Growth+Ref Gas Supply+Increased Demand Response+Delayed Build+Upgraded HVDC+Constrained Operational Capacity | 1.2613 | 22.4952 | 70.5575
2034 | SIWEM_PERC | Medium Demand Growth+Ref Gas Supply+Increased Demand Response+Delayed Build+Upgraded HVDC+Constrained Operational Capacity | -0.46956 | 17.676 | 67.3443
2035 | SIWEM_PERC | Medium Demand Growth+Ref Gas Supply+Increased Demand Response+Delayed Build+Upgraded HVDC+Constrained Operational Capacity | -1.9175 | 12.9299 | 65.9822
2026 | NZWEM_PERC | Medium Demand Growth+Ref Gas Supply+Increased Demand Response+Delayed Build+Upgraded HVDC+Constrained Operational Capacity+Low Wind & Solar | 13.8512 | 13.8512 | 13.8512
2027 | NZWEM_PERC | Medium Demand Growth+Ref Gas Supply+Increased Demand Response+Delayed Build+Upgraded HVDC+Constrained Operational Capacity+Low Wind & Solar | 8.5137 | 8.6378 | 8.7851
2028 | NZWEM_PERC | Medium Demand Growth+Ref Gas Supply+Increased Demand Response+Delayed Build+Upgraded HVDC+Constrained Operational Capacity+Low Wind & Solar | 9.4568 | 10.7006 | 10.9712
2029 | NZWEM_PERC | Medium Demand Growth+Ref Gas Supply+Increased Demand Response+Delayed Build+Upgraded HVDC+Constrained Operational Capacity+Low Wind & Solar | 6.9064 | 9.2982 | 10.0411
2030 | NZWEM_PERC | Medium Demand Growth+Ref Gas Supply+Increased Demand Response+Delayed Build+Upgraded HVDC+Constrained Operational Capacity+Low Wind & Solar | 4.5726 | 12.0664 | 18.4008
2031 | NZWEM_PERC | Medium Demand Growth+Ref Gas Supply+Increased Demand Response+Delayed Build+Upgraded HVDC+Constrained Operational Capacity+Low Wind & Solar | 0.98157 | 10.7776 | 17.8533
2032 | NZWEM_PERC | Medium Demand Growth+Ref Gas Supply+Increased Demand Response+Delayed Build+Upgraded HVDC+Constrained Operational Capacity+Low Wind & Solar | -1.1563 | 8.9741 | 20.5708
2033 | NZWEM_PERC | Medium Demand Growth+Ref Gas Supply+Increased Demand Response+Delayed Build+Upgraded HVDC+Constrained Operational Capacity+Low Wind & Solar | -3.4784 | 6.4794 | 22.5644
2034 | NZWEM_PERC | Medium Demand Growth+Ref Gas Supply+Increased Demand Response+Delayed Build+Upgraded HVDC+Constrained Operational Capacity+Low Wind & Solar | -5.2857 | 4.7488 | 21.2983
2035 | NZWEM_PERC | Medium Demand Growth+Ref Gas Supply+Increased Demand Response+Delayed Build+Upgraded HVDC+Constrained Operational Capacity+Low Wind & Solar | -7.1491 | 3.086 | 20.6512
2026 | NIWCM | Medium Demand Growth+Ref Gas Supply+Increased Demand Response+Delayed Build+Upgraded HVDC+Constrained Operational Capacity+Low Wind & Solar | 267.5718 | 267.5718 | 267.5718
2027 | NIWCM | Medium Demand Growth+Ref Gas Supply+Increased Demand Response+Delayed Build+Upgraded HVDC+Constrained Operational Capacity+Low Wind & Solar | 319.5849 | 319.5849 | 319.5849
2028 | NIWCM | Medium Demand Growth+Ref Gas Supply+Increased Demand Response+Delayed Build+Upgraded HVDC+Constrained Operational Capacity+Low Wind & Solar | 420.4947 | 420.4947 | 420.4947
2029 | NIWCM | Medium Demand Growth+Ref Gas Supply+Increased Demand Response+Delayed Build+Upgraded HVDC+Constrained Operational Capacity+Low Wind & Solar | 200.4765 | 282.5493 | 282.5493
2030 | NIWCM | Medium Demand Growth+Ref Gas Supply+Increased Demand Response+Delayed Build+Upgraded HVDC+Constrained Operational Capacity+Low Wind & Solar | 77.7336 | 588.2799 | 703.8375
2031 | NIWCM | Medium Demand Growth+Ref Gas Supply+Increased Demand Response+Delayed Build+Upgraded HVDC+Constrained Operational Capacity+Low Wind & Solar | -109.6093 | 541.1512 | 698.4428
2032 | NIWCM | Medium Demand Growth+Ref Gas Supply+Increased Demand Response+Delayed Build+Upgraded HVDC+Constrained Operational Capacity+Low Wind & Solar | -269.2549 | 441.2551 | 653.7141
2033 | NIWCM | Medium Demand Growth+Ref Gas Supply+Increased Demand Response+Delayed Build+Upgraded HVDC+Constrained Operational Capacity+Low Wind & Solar | -380.16 | 340.9018 | 612.215
2034 | NIWCM | Medium Demand Growth+Ref Gas Supply+Increased Demand Response+Delayed Build+Upgraded HVDC+Constrained Operational Capacity+Low Wind & Solar | -543.3908 | 182.0645 | 475.2088
2035 | NIWCM | Medium Demand Growth+Ref Gas Supply+Increased Demand Response+Delayed Build+Upgraded HVDC+Constrained Operational Capacity+Low Wind & Solar | -690.1769 | 62.8258 | 367.1775
2026 | SIWEM_PERC | Medium Demand Growth+Ref Gas Supply+Increased Demand Response+Delayed Build+Upgraded HVDC+Constrained Operational Capacity+Low Wind & Solar | 37.389 | 37.389 | 37.389
2027 | SIWEM_PERC | Medium Demand Growth+Ref Gas Supply+Increased Demand Response+Delayed Build+Upgraded HVDC+Constrained Operational Capacity+Low Wind & Solar | 22.039 | 22.389 | 22.8044
2028 | SIWEM_PERC | Medium Demand Growth+Ref Gas Supply+Increased Demand Response+Delayed Build+Upgraded HVDC+Constrained Operational Capacity+Low Wind & Solar | 24.7392 | 28.2535 | 29.0183
2029 | SIWEM_PERC | Medium Demand Growth+Ref Gas Supply+Increased Demand Response+Delayed Build+Upgraded HVDC+Constrained Operational Capacity+Low Wind & Solar | 17.2994 | 23.9291 | 25.9882
2030 | SIWEM_PERC | Medium Demand Growth+Ref Gas Supply+Increased Demand Response+Delayed Build+Upgraded HVDC+Constrained Operational Capacity+Low Wind & Solar | 10.8128 | 31.5183 | 49.0205
2031 | SIWEM_PERC | Medium Demand Growth+Ref Gas Supply+Increased Demand Response+Delayed Build+Upgraded HVDC+Constrained Operational Capacity+Low Wind & Solar | 4.2058 | 27.9522 | 47.4435
2032 | SIWEM_PERC | Medium Demand Growth+Ref Gas Supply+Increased Demand Response+Delayed Build+Upgraded HVDC+Constrained Operational Capacity+Low Wind & Solar | 2.4503 | 23.049 | 54.7934
2033 | SIWEM_PERC | Medium Demand Growth+Ref Gas Supply+Increased Demand Response+Delayed Build+Upgraded HVDC+Constrained Operational Capacity+Low Wind & Solar | 0.42653 | 16.1663 | 60.0991
2034 | SIWEM_PERC | Medium Demand Growth+Ref Gas Supply+Increased Demand Response+Delayed Build+Upgraded HVDC+Constrained Operational Capacity+Low Wind & Solar | -1.2885 | 11.3738 | 56.8577
2035 | SIWEM_PERC | Medium Demand Growth+Ref Gas Supply+Increased Demand Response+Delayed Build+Upgraded HVDC+Constrained Operational Capacity+Low Wind & Solar | -2.723 | 8.052 | 55.2849
2026 | NZWEM_PERC | Medium Demand Growth+Ref Gas Supply+Increased Demand Response+Reduced Rankine Availability | 15.2424 | 15.2993 | 15.2993
2027 | NZWEM_PERC | Medium Demand Growth+Ref Gas Supply+Increased Demand Response+Reduced Rankine Availability | 8.6701 | 10.4578 | 10.7668
2028 | NZWEM_PERC | Medium Demand Growth+Ref Gas Supply+Increased Demand Response+Reduced Rankine Availability | 6.8884 | 14.6327 | 18.9279
2029 | NZWEM_PERC | Medium Demand Growth+Ref Gas Supply+Increased Demand Response+Reduced Rankine Availability | 1.8857 | 12.5217 | 20.9368
2030 | NZWEM_PERC | Medium Demand Growth+Ref Gas Supply+Increased Demand Response+Reduced Rankine Availability | -1.195 | 11.1684 | 24.7291
2031 | NZWEM_PERC | Medium Demand Growth+Ref Gas Supply+Increased Demand Response+Reduced Rankine Availability | -4.5951 | 7.4427 | 26.1096
2032 | NZWEM_PERC | Medium Demand Growth+Ref Gas Supply+Increased Demand Response+Reduced Rankine Availability | -6.606 | 5.516 | 24.6959
2033 | NZWEM_PERC | Medium Demand Growth+Ref Gas Supply+Increased Demand Response+Reduced Rankine Availability | -8.7923 | 3.0277 | 23.3384
2034 | NZWEM_PERC | Medium Demand Growth+Ref Gas Supply+Increased Demand Response+Reduced Rankine Availability | -10.4763 | 1.4588 | 21.298
2035 | NZWEM_PERC | Medium Demand Growth+Ref Gas Supply+Increased Demand Response+Reduced Rankine Availability | -12.2235 | -0.46987 | 18.9251
2026 | NIWCM | Medium Demand Growth+Ref Gas Supply+Increased Demand Response+Reduced Rankine Availability | 1066.7284 | 1067.5282 | 1067.5282
2027 | NIWCM | Medium Demand Growth+Ref Gas Supply+Increased Demand Response+Reduced Rankine Availability | 1027.4828 | 1058.4253 | 1062.9618
2028 | NIWCM | Medium Demand Growth+Ref Gas Supply+Increased Demand Response+Reduced Rankine Availability | 1046.2847 | 1654.1216 | 1692.4368
2029 | NIWCM | Medium Demand Growth+Ref Gas Supply+Increased Demand Response+Reduced Rankine Availability | 818.8947 | 1697.4168 | 1970.6383
2030 | NIWCM | Medium Demand Growth+Ref Gas Supply+Increased Demand Response+Reduced Rankine Availability | 574.5243 | 1573.835 | 2026.7317
2031 | NIWCM | Medium Demand Growth+Ref Gas Supply+Increased Demand Response+Reduced Rankine Availability | 407.4662 | 1428.0112 | 2132.7836
2032 | NIWCM | Medium Demand Growth+Ref Gas Supply+Increased Demand Response+Reduced Rankine Availability | 248.9549 | 1294.4896 | 2063.9757
2033 | NIWCM | Medium Demand Growth+Ref Gas Supply+Increased Demand Response+Reduced Rankine Availability | 67.1751 | 1117.0941 | 1989.0295
2034 | NIWCM | Medium Demand Growth+Ref Gas Supply+Increased Demand Response+Reduced Rankine Availability | -94.9302 | 1001.5917 | 1966.0338
2035 | NIWCM | Medium Demand Growth+Ref Gas Supply+Increased Demand Response+Reduced Rankine Availability | -241.9938 | 868.1111 | 1838.9599
2026 | SIWEM_PERC | Medium Demand Growth+Ref Gas Supply+Increased Demand Response+Reduced Rankine Availability | 41.3488 | 41.5109 | 41.5109
2027 | SIWEM_PERC | Medium Demand Growth+Ref Gas Supply+Increased Demand Response+Reduced Rankine Availability | 22.48 | 27.5206 | 28.392
2028 | SIWEM_PERC | Medium Demand Growth+Ref Gas Supply+Increased Demand Response+Reduced Rankine Availability | 20.598 | 39.3641 | 51.5006
2029 | SIWEM_PERC | Medium Demand Growth+Ref Gas Supply+Increased Demand Response+Reduced Rankine Availability | 12.8462 | 32.8641 | 56.1897
2030 | SIWEM_PERC | Medium Demand Growth+Ref Gas Supply+Increased Demand Response+Reduced Rankine Availability | 8.553 | 29.037 | 62.2493
2031 | SIWEM_PERC | Medium Demand Growth+Ref Gas Supply+Increased Demand Response+Reduced Rankine Availability | 5.0748 | 18.7398 | 61.5948
2032 | SIWEM_PERC | Medium Demand Growth+Ref Gas Supply+Increased Demand Response+Reduced Rankine Availability | 3.3033 | 15.9476 | 58.7826
2033 | SIWEM_PERC | Medium Demand Growth+Ref Gas Supply+Increased Demand Response+Reduced Rankine Availability | 1.2613 | 13.6353 | 55.5548
2034 | SIWEM_PERC | Medium Demand Growth+Ref Gas Supply+Increased Demand Response+Reduced Rankine Availability | -0.46956 | 11.6703 | 52.7964
2035 | SIWEM_PERC | Medium Demand Growth+Ref Gas Supply+Increased Demand Response+Reduced Rankine Availability | -1.9175 | 10.022 | 50.4692
2026 | NZWEM_PERC | Medium Demand Growth+Ref Gas Supply+Increased Demand Response+Reduced Rankine Availability+Low Wind & Solar | 14.047 | 14.0983 | 14.0983
2027 | NZWEM_PERC | Medium Demand Growth+Ref Gas Supply+Increased Demand Response+Reduced Rankine Availability+Low Wind & Solar | 7.3591 | 8.9724 | 9.2513
2028 | NZWEM_PERC | Medium Demand Growth+Ref Gas Supply+Increased Demand Response+Reduced Rankine Availability+Low Wind & Solar | 5.5067 | 12.4956 | 16.3719
2029 | NZWEM_PERC | Medium Demand Growth+Ref Gas Supply+Increased Demand Response+Reduced Rankine Availability+Low Wind & Solar | 0.52831 | 10.1269 | 17.7213
2030 | NZWEM_PERC | Medium Demand Growth+Ref Gas Supply+Increased Demand Response+Reduced Rankine Availability+Low Wind & Solar | -2.5029 | 8.7017 | 20.975
2031 | NZWEM_PERC | Medium Demand Growth+Ref Gas Supply+Increased Demand Response+Reduced Rankine Availability+Low Wind & Solar | -5.8598 | 5.0577 | 21.938
2032 | NZWEM_PERC | Medium Demand Growth+Ref Gas Supply+Increased Demand Response+Reduced Rankine Availability+Low Wind & Solar | -7.8418 | 3.1504 | 20.5261
2033 | NZWEM_PERC | Medium Demand Growth+Ref Gas Supply+Increased Demand Response+Reduced Rankine Availability+Low Wind & Solar | -9.9974 | 0.72095 | 19.1155
2034 | NZWEM_PERC | Medium Demand Growth+Ref Gas Supply+Increased Demand Response+Reduced Rankine Availability+Low Wind & Solar | -11.6534 | -0.79433 | 17.1732
2035 | NZWEM_PERC | Medium Demand Growth+Ref Gas Supply+Increased Demand Response+Reduced Rankine Availability+Low Wind & Solar | -13.3742 | -2.6726 | 14.8926
2026 | NIWCM | Medium Demand Growth+Ref Gas Supply+Increased Demand Response+Reduced Rankine Availability+Low Wind & Solar | 1066.7284 | 1067.5282 | 1067.5282
2027 | NIWCM | Medium Demand Growth+Ref Gas Supply+Increased Demand Response+Reduced Rankine Availability+Low Wind & Solar | 1027.4828 | 1058.4253 | 1062.9618
2028 | NIWCM | Medium Demand Growth+Ref Gas Supply+Increased Demand Response+Reduced Rankine Availability+Low Wind & Solar | 1046.2847 | 1654.1216 | 1692.4368
2029 | NIWCM | Medium Demand Growth+Ref Gas Supply+Increased Demand Response+Reduced Rankine Availability+Low Wind & Solar | 818.8947 | 1697.4168 | 1970.6383
2030 | NIWCM | Medium Demand Growth+Ref Gas Supply+Increased Demand Response+Reduced Rankine Availability+Low Wind & Solar | 574.5243 | 1573.835 | 2026.7317
2031 | NIWCM | Medium Demand Growth+Ref Gas Supply+Increased Demand Response+Reduced Rankine Availability+Low Wind & Solar | 407.4662 | 1428.0112 | 2132.7836
2032 | NIWCM | Medium Demand Growth+Ref Gas Supply+Increased Demand Response+Reduced Rankine Availability+Low Wind & Solar | 248.9549 | 1294.4896 | 2063.9757
2033 | NIWCM | Medium Demand Growth+Ref Gas Supply+Increased Demand Response+Reduced Rankine Availability+Low Wind & Solar | 67.1751 | 1117.0941 | 1989.0295
2034 | NIWCM | Medium Demand Growth+Ref Gas Supply+Increased Demand Response+Reduced Rankine Availability+Low Wind & Solar | -94.9302 | 1001.5917 | 1966.0338
2035 | NIWCM | Medium Demand Growth+Ref Gas Supply+Increased Demand Response+Reduced Rankine Availability+Low Wind & Solar | -241.9938 | 868.1111 | 1838.9599
2026 | SIWEM_PERC | Medium Demand Growth+Ref Gas Supply+Increased Demand Response+Reduced Rankine Availability+Low Wind & Solar | 37.9463 | 38.0925 | 38.0925
2027 | SIWEM_PERC | Medium Demand Growth+Ref Gas Supply+Increased Demand Response+Reduced Rankine Availability+Low Wind & Solar | 21.0708 | 23.4011 | 24.1188
2028 | SIWEM_PERC | Medium Demand Growth+Ref Gas Supply+Increased Demand Response+Reduced Rankine Availability+Low Wind & Solar | 19.5962 | 33.3255 | 44.2783
2029 | SIWEM_PERC | Medium Demand Growth+Ref Gas Supply+Increased Demand Response+Reduced Rankine Availability+Low Wind & Solar | 11.9103 | 26.2262 | 47.2768
2030 | SIWEM_PERC | Medium Demand Growth+Ref Gas Supply+Increased Demand Response+Reduced Rankine Availability+Low Wind & Solar | 7.6541 | 22.2215 | 56.1328
2031 | SIWEM_PERC | Medium Demand Growth+Ref Gas Supply+Increased Demand Response+Reduced Rankine Availability+Low Wind & Solar | 4.2058 | 15.8309 | 57.1942
2032 | SIWEM_PERC | Medium Demand Growth+Ref Gas Supply+Increased Demand Response+Reduced Rankine Availability+Low Wind & Solar | 2.4503 | 13.8614 | 54.463
2033 | SIWEM_PERC | Medium Demand Growth+Ref Gas Supply+Increased Demand Response+Reduced Rankine Availability+Low Wind & Solar | 0.42653 | 11.5937 | 51.3275
2034 | SIWEM_PERC | Medium Demand Growth+Ref Gas Supply+Increased Demand Response+Reduced Rankine Availability+Low Wind & Solar | -1.2885 | 9.6673 | 46.125
2035 | SIWEM_PERC | Medium Demand Growth+Ref Gas Supply+Increased Demand Response+Reduced Rankine Availability+Low Wind & Solar | -2.723 | 8.052 | 39.9538
2026 | NZWEM_PERC | Medium Demand Growth+Ref Gas Supply+Increased Demand Response+Reduced Rankine Availability+Constrained Operational Capacity | 15.2424 | 15.2993 | 15.2993
2027 | NZWEM_PERC | Medium Demand Growth+Ref Gas Supply+Increased Demand Response+Reduced Rankine Availability+Constrained Operational Capacity | 8.6701 | 10.4578 | 10.7668
2028 | NZWEM_PERC | Medium Demand Growth+Ref Gas Supply+Increased Demand Response+Reduced Rankine Availability+Constrained Operational Capacity | 6.8884 | 14.6327 | 18.9279
2029 | NZWEM_PERC | Medium Demand Growth+Ref Gas Supply+Increased Demand Response+Reduced Rankine Availability+Constrained Operational Capacity | 1.8857 | 12.5217 | 20.9368
2030 | NZWEM_PERC | Medium Demand Growth+Ref Gas Supply+Increased Demand Response+Reduced Rankine Availability+Constrained Operational Capacity | -1.195 | 11.1684 | 24.7291
2031 | NZWEM_PERC | Medium Demand Growth+Ref Gas Supply+Increased Demand Response+Reduced Rankine Availability+Constrained Operational Capacity | -4.5951 | 7.4427 | 26.1096
2032 | NZWEM_PERC | Medium Demand Growth+Ref Gas Supply+Increased Demand Response+Reduced Rankine Availability+Constrained Operational Capacity | -6.606 | 5.516 | 24.6959
2033 | NZWEM_PERC | Medium Demand Growth+Ref Gas Supply+Increased Demand Response+Reduced Rankine Availability+Constrained Operational Capacity | -8.7923 | 3.0277 | 23.3384
2034 | NZWEM_PERC | Medium Demand Growth+Ref Gas Supply+Increased Demand Response+Reduced Rankine Availability+Constrained Operational Capacity | -10.4763 | 1.4588 | 21.298
2035 | NZWEM_PERC | Medium Demand Growth+Ref Gas Supply+Increased Demand Response+Reduced Rankine Availability+Constrained Operational Capacity | -12.2235 | -0.46987 | 18.9251
2026 | NIWCM | Medium Demand Growth+Ref Gas Supply+Increased Demand Response+Reduced Rankine Availability+Constrained Operational Capacity | 496.3733 | 496.3733 | 496.3733
2027 | NIWCM | Medium Demand Growth+Ref Gas Supply+Increased Demand Response+Reduced Rankine Availability+Constrained Operational Capacity | 406.0987 | 410.0165 | 410.0165
2028 | NIWCM | Medium Demand Growth+Ref Gas Supply+Increased Demand Response+Reduced Rankine Availability+Constrained Operational Capacity | 399.5312 | 887.016 | 894.4439
2029 | NIWCM | Medium Demand Growth+Ref Gas Supply+Increased Demand Response+Reduced Rankine Availability+Constrained Operational Capacity | 149.992 | 797.3241 | 953.7439
2030 | NIWCM | Medium Demand Growth+Ref Gas Supply+Increased Demand Response+Reduced Rankine Availability+Constrained Operational Capacity | -96.8899 | 636.0545 | 847.0421
2031 | NIWCM | Medium Demand Growth+Ref Gas Supply+Increased Demand Response+Reduced Rankine Availability+Constrained Operational Capacity | -267.0708 | 478.058 | 746.8019
2032 | NIWCM | Medium Demand Growth+Ref Gas Supply+Increased Demand Response+Reduced Rankine Availability+Constrained Operational Capacity | -426.7164 | 322.5828 | 614.2374
2033 | NIWCM | Medium Demand Growth+Ref Gas Supply+Increased Demand Response+Reduced Rankine Availability+Constrained Operational Capacity | -610.56 | 140.961 | 443.7267
2034 | NIWCM | Medium Demand Growth+Ref Gas Supply+Increased Demand Response+Reduced Rankine Availability+Constrained Operational Capacity | -773.7908 | 21.7537 | 402.127
2035 | NIWCM | Medium Demand Growth+Ref Gas Supply+Increased Demand Response+Reduced Rankine Availability+Constrained Operational Capacity | -920.5769 | -115.2422 | 266.3385
2026 | SIWEM_PERC | Medium Demand Growth+Ref Gas Supply+Increased Demand Response+Reduced Rankine Availability+Constrained Operational Capacity | 41.3488 | 41.5109 | 41.5109
2027 | SIWEM_PERC | Medium Demand Growth+Ref Gas Supply+Increased Demand Response+Reduced Rankine Availability+Constrained Operational Capacity | 22.48 | 27.5206 | 28.392
2028 | SIWEM_PERC | Medium Demand Growth+Ref Gas Supply+Increased Demand Response+Reduced Rankine Availability+Constrained Operational Capacity | 20.598 | 39.3641 | 51.5006
2029 | SIWEM_PERC | Medium Demand Growth+Ref Gas Supply+Increased Demand Response+Reduced Rankine Availability+Constrained Operational Capacity | 12.8462 | 32.8641 | 56.1897
2030 | SIWEM_PERC | Medium Demand Growth+Ref Gas Supply+Increased Demand Response+Reduced Rankine Availability+Constrained Operational Capacity | 8.553 | 29.037 | 62.2493
2031 | SIWEM_PERC | Medium Demand Growth+Ref Gas Supply+Increased Demand Response+Reduced Rankine Availability+Constrained Operational Capacity | 5.0748 | 18.7398 | 61.5948
2032 | SIWEM_PERC | Medium Demand Growth+Ref Gas Supply+Increased Demand Response+Reduced Rankine Availability+Constrained Operational Capacity | 3.3033 | 15.9476 | 58.7826
2033 | SIWEM_PERC | Medium Demand Growth+Ref Gas Supply+Increased Demand Response+Reduced Rankine Availability+Constrained Operational Capacity | 1.2613 | 13.6353 | 55.5548
2034 | SIWEM_PERC | Medium Demand Growth+Ref Gas Supply+Increased Demand Response+Reduced Rankine Availability+Constrained Operational Capacity | -0.46956 | 11.6703 | 52.7964
2035 | SIWEM_PERC | Medium Demand Growth+Ref Gas Supply+Increased Demand Response+Reduced Rankine Availability+Constrained Operational Capacity | -1.9175 | 10.022 | 50.4692
2026 | NZWEM_PERC | Medium Demand Growth+Ref Gas Supply+Increased Demand Response+Reduced Rankine Availability+Constrained Operational Capacity+Low Wind & Solar | 14.047 | 14.0983 | 14.0983
2027 | NZWEM_PERC | Medium Demand Growth+Ref Gas Supply+Increased Demand Response+Reduced Rankine Availability+Constrained Operational Capacity+Low Wind & Solar | 7.3591 | 8.9724 | 9.2513
2028 | NZWEM_PERC | Medium Demand Growth+Ref Gas Supply+Increased Demand Response+Reduced Rankine Availability+Constrained Operational Capacity+Low Wind & Solar | 5.5067 | 12.4956 | 16.3719
2029 | NZWEM_PERC | Medium Demand Growth+Ref Gas Supply+Increased Demand Response+Reduced Rankine Availability+Constrained Operational Capacity+Low Wind & Solar | 0.52831 | 10.1269 | 17.7213
2030 | NZWEM_PERC | Medium Demand Growth+Ref Gas Supply+Increased Demand Response+Reduced Rankine Availability+Constrained Operational Capacity+Low Wind & Solar | -2.5029 | 8.7017 | 20.975
2031 | NZWEM_PERC | Medium Demand Growth+Ref Gas Supply+Increased Demand Response+Reduced Rankine Availability+Constrained Operational Capacity+Low Wind & Solar | -5.8598 | 5.0577 | 21.938
2032 | NZWEM_PERC | Medium Demand Growth+Ref Gas Supply+Increased Demand Response+Reduced Rankine Availability+Constrained Operational Capacity+Low Wind & Solar | -7.8418 | 3.1504 | 20.5261
2033 | NZWEM_PERC | Medium Demand Growth+Ref Gas Supply+Increased Demand Response+Reduced Rankine Availability+Constrained Operational Capacity+Low Wind & Solar | -9.9974 | 0.72095 | 19.1155
2034 | NZWEM_PERC | Medium Demand Growth+Ref Gas Supply+Increased Demand Response+Reduced Rankine Availability+Constrained Operational Capacity+Low Wind & Solar | -11.6534 | -0.79433 | 17.1732
2035 | NZWEM_PERC | Medium Demand Growth+Ref Gas Supply+Increased Demand Response+Reduced Rankine Availability+Constrained Operational Capacity+Low Wind & Solar | -13.3742 | -2.6726 | 14.8926
2026 | NIWCM | Medium Demand Growth+Ref Gas Supply+Increased Demand Response+Reduced Rankine Availability+Constrained Operational Capacity+Low Wind & Solar | 496.3733 | 496.3733 | 496.3733
2027 | NIWCM | Medium Demand Growth+Ref Gas Supply+Increased Demand Response+Reduced Rankine Availability+Constrained Operational Capacity+Low Wind & Solar | 406.0987 | 410.0165 | 410.0165
2028 | NIWCM | Medium Demand Growth+Ref Gas Supply+Increased Demand Response+Reduced Rankine Availability+Constrained Operational Capacity+Low Wind & Solar | 399.5312 | 887.016 | 894.4439
2029 | NIWCM | Medium Demand Growth+Ref Gas Supply+Increased Demand Response+Reduced Rankine Availability+Constrained Operational Capacity+Low Wind & Solar | 149.992 | 797.3241 | 953.7439
2030 | NIWCM | Medium Demand Growth+Ref Gas Supply+Increased Demand Response+Reduced Rankine Availability+Constrained Operational Capacity+Low Wind & Solar | -96.8899 | 636.0545 | 847.0421
2031 | NIWCM | Medium Demand Growth+Ref Gas Supply+Increased Demand Response+Reduced Rankine Availability+Constrained Operational Capacity+Low Wind & Solar | -267.0708 | 478.058 | 746.8019
2032 | NIWCM | Medium Demand Growth+Ref Gas Supply+Increased Demand Response+Reduced Rankine Availability+Constrained Operational Capacity+Low Wind & Solar | -426.7164 | 322.5828 | 614.2374
2033 | NIWCM | Medium Demand Growth+Ref Gas Supply+Increased Demand Response+Reduced Rankine Availability+Constrained Operational Capacity+Low Wind & Solar | -610.56 | 140.961 | 443.7267
2034 | NIWCM | Medium Demand Growth+Ref Gas Supply+Increased Demand Response+Reduced Rankine Availability+Constrained Operational Capacity+Low Wind & Solar | -773.7908 | 21.7537 | 402.127
2035 | NIWCM | Medium Demand Growth+Ref Gas Supply+Increased Demand Response+Reduced Rankine Availability+Constrained Operational Capacity+Low Wind & Solar | -920.5769 | -115.2422 | 266.3385
2026 | SIWEM_PERC | Medium Demand Growth+Ref Gas Supply+Increased Demand Response+Reduced Rankine Availability+Constrained Operational Capacity+Low Wind & Solar | 37.9463 | 38.0925 | 38.0925
2027 | SIWEM_PERC | Medium Demand Growth+Ref Gas Supply+Increased Demand Response+Reduced Rankine Availability+Constrained Operational Capacity+Low Wind & Solar | 21.0708 | 23.4011 | 24.1188
2028 | SIWEM_PERC | Medium Demand Growth+Ref Gas Supply+Increased Demand Response+Reduced Rankine Availability+Constrained Operational Capacity+Low Wind & Solar | 19.5962 | 33.3255 | 44.2783
2029 | SIWEM_PERC | Medium Demand Growth+Ref Gas Supply+Increased Demand Response+Reduced Rankine Availability+Constrained Operational Capacity+Low Wind & Solar | 11.9103 | 26.2262 | 47.2768
2030 | SIWEM_PERC | Medium Demand Growth+Ref Gas Supply+Increased Demand Response+Reduced Rankine Availability+Constrained Operational Capacity+Low Wind & Solar | 7.6541 | 22.2215 | 56.1328
2031 | SIWEM_PERC | Medium Demand Growth+Ref Gas Supply+Increased Demand Response+Reduced Rankine Availability+Constrained Operational Capacity+Low Wind & Solar | 4.2058 | 15.8309 | 57.1942
2032 | SIWEM_PERC | Medium Demand Growth+Ref Gas Supply+Increased Demand Response+Reduced Rankine Availability+Constrained Operational Capacity+Low Wind & Solar | 2.4503 | 13.8614 | 54.463
2033 | SIWEM_PERC | Medium Demand Growth+Ref Gas Supply+Increased Demand Response+Reduced Rankine Availability+Constrained Operational Capacity+Low Wind & Solar | 0.42653 | 11.5937 | 51.3275
2034 | SIWEM_PERC | Medium Demand Growth+Ref Gas Supply+Increased Demand Response+Reduced Rankine Availability+Constrained Operational Capacity+Low Wind & Solar | -1.2885 | 9.6673 | 46.125
2035 | SIWEM_PERC | Medium Demand Growth+Ref Gas Supply+Increased Demand Response+Reduced Rankine Availability+Constrained Operational Capacity+Low Wind & Solar | -2.723 | 8.052 | 39.9538
2026 | NZWEM_PERC | Medium Demand Growth+Ref Gas Supply+Increased Demand Response+Reduced Rankine Availability+Upgraded HVDC | 15.2424 | 15.2993 | 15.2993
2027 | NZWEM_PERC | Medium Demand Growth+Ref Gas Supply+Increased Demand Response+Reduced Rankine Availability+Upgraded HVDC | 8.6701 | 10.4578 | 10.7668
2028 | NZWEM_PERC | Medium Demand Growth+Ref Gas Supply+Increased Demand Response+Reduced Rankine Availability+Upgraded HVDC | 6.8884 | 14.6327 | 18.9279
2029 | NZWEM_PERC | Medium Demand Growth+Ref Gas Supply+Increased Demand Response+Reduced Rankine Availability+Upgraded HVDC | 1.8857 | 12.5217 | 20.9368
2030 | NZWEM_PERC | Medium Demand Growth+Ref Gas Supply+Increased Demand Response+Reduced Rankine Availability+Upgraded HVDC | -1.195 | 11.1684 | 24.7291
2031 | NZWEM_PERC | Medium Demand Growth+Ref Gas Supply+Increased Demand Response+Reduced Rankine Availability+Upgraded HVDC | -4.5951 | 7.4427 | 26.1096
2032 | NZWEM_PERC | Medium Demand Growth+Ref Gas Supply+Increased Demand Response+Reduced Rankine Availability+Upgraded HVDC | -6.606 | 5.516 | 24.6959
2033 | NZWEM_PERC | Medium Demand Growth+Ref Gas Supply+Increased Demand Response+Reduced Rankine Availability+Upgraded HVDC | -8.7923 | 3.0277 | 23.3384
2034 | NZWEM_PERC | Medium Demand Growth+Ref Gas Supply+Increased Demand Response+Reduced Rankine Availability+Upgraded HVDC | -10.4763 | 1.4588 | 21.298
2035 | NZWEM_PERC | Medium Demand Growth+Ref Gas Supply+Increased Demand Response+Reduced Rankine Availability+Upgraded HVDC | -12.2235 | -0.46987 | 18.9251
2026 | NIWCM | Medium Demand Growth+Ref Gas Supply+Increased Demand Response+Reduced Rankine Availability+Upgraded HVDC | 1066.7284 | 1067.5282 | 1067.5282
2027 | NIWCM | Medium Demand Growth+Ref Gas Supply+Increased Demand Response+Reduced Rankine Availability+Upgraded HVDC | 1027.4828 | 1058.4253 | 1062.9618
2028 | NIWCM | Medium Demand Growth+Ref Gas Supply+Increased Demand Response+Reduced Rankine Availability+Upgraded HVDC | 1046.2847 | 1654.1216 | 1692.4368
2029 | NIWCM | Medium Demand Growth+Ref Gas Supply+Increased Demand Response+Reduced Rankine Availability+Upgraded HVDC | 818.8947 | 1697.4168 | 1970.6383
2030 | NIWCM | Medium Demand Growth+Ref Gas Supply+Increased Demand Response+Reduced Rankine Availability+Upgraded HVDC | 574.5243 | 1573.835 | 2026.7317
2031 | NIWCM | Medium Demand Growth+Ref Gas Supply+Increased Demand Response+Reduced Rankine Availability+Upgraded HVDC | 407.4662 | 1428.0183 | 2203.8183
2032 | NIWCM | Medium Demand Growth+Ref Gas Supply+Increased Demand Response+Reduced Rankine Availability+Upgraded HVDC | 248.9549 | 1294.4883 | 2102.6629
2033 | NIWCM | Medium Demand Growth+Ref Gas Supply+Increased Demand Response+Reduced Rankine Availability+Upgraded HVDC | 67.1751 | 1117.0939 | 1997.1098
2034 | NIWCM | Medium Demand Growth+Ref Gas Supply+Increased Demand Response+Reduced Rankine Availability+Upgraded HVDC | -94.9302 | 1001.5918 | 1965.5357
2035 | NIWCM | Medium Demand Growth+Ref Gas Supply+Increased Demand Response+Reduced Rankine Availability+Upgraded HVDC | -241.9938 | 868.1111 | 1839.1385
2026 | SIWEM_PERC | Medium Demand Growth+Ref Gas Supply+Increased Demand Response+Reduced Rankine Availability+Upgraded HVDC | 41.3488 | 41.5109 | 41.5109
2027 | SIWEM_PERC | Medium Demand Growth+Ref Gas Supply+Increased Demand Response+Reduced Rankine Availability+Upgraded HVDC | 22.48 | 27.5206 | 28.392
2028 | SIWEM_PERC | Medium Demand Growth+Ref Gas Supply+Increased Demand Response+Reduced Rankine Availability+Upgraded HVDC | 20.598 | 39.3641 | 51.5006
2029 | SIWEM_PERC | Medium Demand Growth+Ref Gas Supply+Increased Demand Response+Reduced Rankine Availability+Upgraded HVDC | 12.8462 | 32.8641 | 56.1897
2030 | SIWEM_PERC | Medium Demand Growth+Ref Gas Supply+Increased Demand Response+Reduced Rankine Availability+Upgraded HVDC | 8.553 | 29.037 | 66.1252
2031 | SIWEM_PERC | Medium Demand Growth+Ref Gas Supply+Increased Demand Response+Reduced Rankine Availability+Upgraded HVDC | 5.0748 | 18.7398 | 69.5273
2032 | SIWEM_PERC | Medium Demand Growth+Ref Gas Supply+Increased Demand Response+Reduced Rankine Availability+Upgraded HVDC | 3.3033 | 15.9476 | 65.9678
2033 | SIWEM_PERC | Medium Demand Growth+Ref Gas Supply+Increased Demand Response+Reduced Rankine Availability+Upgraded HVDC | 1.2613 | 13.6353 | 62.4395
2034 | SIWEM_PERC | Medium Demand Growth+Ref Gas Supply+Increased Demand Response+Reduced Rankine Availability+Upgraded HVDC | -0.46956 | 11.6703 | 57.2275
2035 | SIWEM_PERC | Medium Demand Growth+Ref Gas Supply+Increased Demand Response+Reduced Rankine Availability+Upgraded HVDC | -1.9175 | 10.022 | 51.2264
2026 | NZWEM_PERC | Medium Demand Growth+Ref Gas Supply+Increased Demand Response+Reduced Rankine Availability+Upgraded HVDC+Low Wind & Solar | 14.047 | 14.0983 | 14.0983
2027 | NZWEM_PERC | Medium Demand Growth+Ref Gas Supply+Increased Demand Response+Reduced Rankine Availability+Upgraded HVDC+Low Wind & Solar | 7.3591 | 8.9724 | 9.2513
2028 | NZWEM_PERC | Medium Demand Growth+Ref Gas Supply+Increased Demand Response+Reduced Rankine Availability+Upgraded HVDC+Low Wind & Solar | 5.5067 | 12.4956 | 16.3719
2029 | NZWEM_PERC | Medium Demand Growth+Ref Gas Supply+Increased Demand Response+Reduced Rankine Availability+Upgraded HVDC+Low Wind & Solar | 0.52831 | 10.1269 | 17.7213
2030 | NZWEM_PERC | Medium Demand Growth+Ref Gas Supply+Increased Demand Response+Reduced Rankine Availability+Upgraded HVDC+Low Wind & Solar | -2.5029 | 8.7017 | 20.975
2031 | NZWEM_PERC | Medium Demand Growth+Ref Gas Supply+Increased Demand Response+Reduced Rankine Availability+Upgraded HVDC+Low Wind & Solar | -5.8598 | 5.0577 | 21.938
2032 | NZWEM_PERC | Medium Demand Growth+Ref Gas Supply+Increased Demand Response+Reduced Rankine Availability+Upgraded HVDC+Low Wind & Solar | -7.8418 | 3.1504 | 20.5261
2033 | NZWEM_PERC | Medium Demand Growth+Ref Gas Supply+Increased Demand Response+Reduced Rankine Availability+Upgraded HVDC+Low Wind & Solar | -9.9974 | 0.72095 | 19.1155
2034 | NZWEM_PERC | Medium Demand Growth+Ref Gas Supply+Increased Demand Response+Reduced Rankine Availability+Upgraded HVDC+Low Wind & Solar | -11.6534 | -0.79433 | 17.1732
2035 | NZWEM_PERC | Medium Demand Growth+Ref Gas Supply+Increased Demand Response+Reduced Rankine Availability+Upgraded HVDC+Low Wind & Solar | -13.3742 | -2.6726 | 14.8926
2026 | NIWCM | Medium Demand Growth+Ref Gas Supply+Increased Demand Response+Reduced Rankine Availability+Upgraded HVDC+Low Wind & Solar | 1066.7284 | 1067.5282 | 1067.5282
2027 | NIWCM | Medium Demand Growth+Ref Gas Supply+Increased Demand Response+Reduced Rankine Availability+Upgraded HVDC+Low Wind & Solar | 1027.4828 | 1058.4253 | 1062.9618
2028 | NIWCM | Medium Demand Growth+Ref Gas Supply+Increased Demand Response+Reduced Rankine Availability+Upgraded HVDC+Low Wind & Solar | 1046.2847 | 1654.1216 | 1692.4368
2029 | NIWCM | Medium Demand Growth+Ref Gas Supply+Increased Demand Response+Reduced Rankine Availability+Upgraded HVDC+Low Wind & Solar | 818.8947 | 1697.4168 | 1970.6383
2030 | NIWCM | Medium Demand Growth+Ref Gas Supply+Increased Demand Response+Reduced Rankine Availability+Upgraded HVDC+Low Wind & Solar | 574.5243 | 1573.835 | 2026.7317
2031 | NIWCM | Medium Demand Growth+Ref Gas Supply+Increased Demand Response+Reduced Rankine Availability+Upgraded HVDC+Low Wind & Solar | 407.4662 | 1428.0183 | 2203.8183
2032 | NIWCM | Medium Demand Growth+Ref Gas Supply+Increased Demand Response+Reduced Rankine Availability+Upgraded HVDC+Low Wind & Solar | 248.9549 | 1294.4883 | 2102.6629
2033 | NIWCM | Medium Demand Growth+Ref Gas Supply+Increased Demand Response+Reduced Rankine Availability+Upgraded HVDC+Low Wind & Solar | 67.1751 | 1117.0939 | 1997.1098
2034 | NIWCM | Medium Demand Growth+Ref Gas Supply+Increased Demand Response+Reduced Rankine Availability+Upgraded HVDC+Low Wind & Solar | -94.9302 | 1001.5918 | 1965.5357
2035 | NIWCM | Medium Demand Growth+Ref Gas Supply+Increased Demand Response+Reduced Rankine Availability+Upgraded HVDC+Low Wind & Solar | -241.9938 | 868.1111 | 1839.1385
2026 | SIWEM_PERC | Medium Demand Growth+Ref Gas Supply+Increased Demand Response+Reduced Rankine Availability+Upgraded HVDC+Low Wind & Solar | 37.9463 | 38.0925 | 38.0925
2027 | SIWEM_PERC | Medium Demand Growth+Ref Gas Supply+Increased Demand Response+Reduced Rankine Availability+Upgraded HVDC+Low Wind & Solar | 21.0708 | 23.4011 | 24.1188
2028 | SIWEM_PERC | Medium Demand Growth+Ref Gas Supply+Increased Demand Response+Reduced Rankine Availability+Upgraded HVDC+Low Wind & Solar | 19.5962 | 33.3255 | 44.2783
2029 | SIWEM_PERC | Medium Demand Growth+Ref Gas Supply+Increased Demand Response+Reduced Rankine Availability+Upgraded HVDC+Low Wind & Solar | 11.9103 | 26.2262 | 47.2768
2030 | SIWEM_PERC | Medium Demand Growth+Ref Gas Supply+Increased Demand Response+Reduced Rankine Availability+Upgraded HVDC+Low Wind & Solar | 7.6541 | 22.2215 | 56.1328
2031 | SIWEM_PERC | Medium Demand Growth+Ref Gas Supply+Increased Demand Response+Reduced Rankine Availability+Upgraded HVDC+Low Wind & Solar | 4.2058 | 15.8309 | 58.64
2032 | SIWEM_PERC | Medium Demand Growth+Ref Gas Supply+Increased Demand Response+Reduced Rankine Availability+Upgraded HVDC+Low Wind & Solar | 2.4503 | 13.8614 | 55.0455
2033 | SIWEM_PERC | Medium Demand Growth+Ref Gas Supply+Increased Demand Response+Reduced Rankine Availability+Upgraded HVDC+Low Wind & Solar | 0.42653 | 11.5937 | 51.3528
2034 | SIWEM_PERC | Medium Demand Growth+Ref Gas Supply+Increased Demand Response+Reduced Rankine Availability+Upgraded HVDC+Low Wind & Solar | -1.2885 | 9.6673 | 46.125
2035 | SIWEM_PERC | Medium Demand Growth+Ref Gas Supply+Increased Demand Response+Reduced Rankine Availability+Upgraded HVDC+Low Wind & Solar | -2.723 | 8.052 | 39.9538
2026 | NZWEM_PERC | Medium Demand Growth+Ref Gas Supply+Increased Demand Response+Reduced Rankine Availability+Upgraded HVDC+Constrained Operational Capacity | 15.2424 | 15.2993 | 15.2993
2027 | NZWEM_PERC | Medium Demand Growth+Ref Gas Supply+Increased Demand Response+Reduced Rankine Availability+Upgraded HVDC+Constrained Operational Capacity | 8.6701 | 10.4578 | 10.7668
2028 | NZWEM_PERC | Medium Demand Growth+Ref Gas Supply+Increased Demand Response+Reduced Rankine Availability+Upgraded HVDC+Constrained Operational Capacity | 6.8884 | 14.6327 | 18.9279
2029 | NZWEM_PERC | Medium Demand Growth+Ref Gas Supply+Increased Demand Response+Reduced Rankine Availability+Upgraded HVDC+Constrained Operational Capacity | 1.8857 | 12.5217 | 20.9368
2030 | NZWEM_PERC | Medium Demand Growth+Ref Gas Supply+Increased Demand Response+Reduced Rankine Availability+Upgraded HVDC+Constrained Operational Capacity | -1.195 | 11.1684 | 24.7291
2031 | NZWEM_PERC | Medium Demand Growth+Ref Gas Supply+Increased Demand Response+Reduced Rankine Availability+Upgraded HVDC+Constrained Operational Capacity | -4.5951 | 7.4427 | 26.1096
2032 | NZWEM_PERC | Medium Demand Growth+Ref Gas Supply+Increased Demand Response+Reduced Rankine Availability+Upgraded HVDC+Constrained Operational Capacity | -6.606 | 5.516 | 24.6959
2033 | NZWEM_PERC | Medium Demand Growth+Ref Gas Supply+Increased Demand Response+Reduced Rankine Availability+Upgraded HVDC+Constrained Operational Capacity | -8.7923 | 3.0277 | 23.3384
2034 | NZWEM_PERC | Medium Demand Growth+Ref Gas Supply+Increased Demand Response+Reduced Rankine Availability+Upgraded HVDC+Constrained Operational Capacity | -10.4763 | 1.4588 | 21.298
2035 | NZWEM_PERC | Medium Demand Growth+Ref Gas Supply+Increased Demand Response+Reduced Rankine Availability+Upgraded HVDC+Constrained Operational Capacity | -12.2235 | -0.46987 | 18.9251
2026 | NIWCM | Medium Demand Growth+Ref Gas Supply+Increased Demand Response+Reduced Rankine Availability+Upgraded HVDC+Constrained Operational Capacity | 496.3733 | 496.3733 | 496.3733
2027 | NIWCM | Medium Demand Growth+Ref Gas Supply+Increased Demand Response+Reduced Rankine Availability+Upgraded HVDC+Constrained Operational Capacity | 406.0987 | 410.0165 | 410.0165
2028 | NIWCM | Medium Demand Growth+Ref Gas Supply+Increased Demand Response+Reduced Rankine Availability+Upgraded HVDC+Constrained Operational Capacity | 399.5312 | 887.016 | 894.4439
2029 | NIWCM | Medium Demand Growth+Ref Gas Supply+Increased Demand Response+Reduced Rankine Availability+Upgraded HVDC+Constrained Operational Capacity | 149.992 | 797.3241 | 953.7439
2030 | NIWCM | Medium Demand Growth+Ref Gas Supply+Increased Demand Response+Reduced Rankine Availability+Upgraded HVDC+Constrained Operational Capacity | -96.8899 | 636.0545 | 847.0421
2031 | NIWCM | Medium Demand Growth+Ref Gas Supply+Increased Demand Response+Reduced Rankine Availability+Upgraded HVDC+Constrained Operational Capacity | -267.0708 | 478.058 | 746.802
2032 | NIWCM | Medium Demand Growth+Ref Gas Supply+Increased Demand Response+Reduced Rankine Availability+Upgraded HVDC+Constrained Operational Capacity | -426.7164 | 322.5828 | 614.2374
2033 | NIWCM | Medium Demand Growth+Ref Gas Supply+Increased Demand Response+Reduced Rankine Availability+Upgraded HVDC+Constrained Operational Capacity | -610.56 | 140.961 | 443.7267
2034 | NIWCM | Medium Demand Growth+Ref Gas Supply+Increased Demand Response+Reduced Rankine Availability+Upgraded HVDC+Constrained Operational Capacity | -773.7908 | 21.7537 | 402.127
2035 | NIWCM | Medium Demand Growth+Ref Gas Supply+Increased Demand Response+Reduced Rankine Availability+Upgraded HVDC+Constrained Operational Capacity | -920.5769 | -115.2422 | 266.3385
2026 | SIWEM_PERC | Medium Demand Growth+Ref Gas Supply+Increased Demand Response+Reduced Rankine Availability+Upgraded HVDC+Constrained Operational Capacity | 41.3488 | 41.5109 | 41.5109
2027 | SIWEM_PERC | Medium Demand Growth+Ref Gas Supply+Increased Demand Response+Reduced Rankine Availability+Upgraded HVDC+Constrained Operational Capacity | 22.48 | 27.5206 | 28.392
2028 | SIWEM_PERC | Medium Demand Growth+Ref Gas Supply+Increased Demand Response+Reduced Rankine Availability+Upgraded HVDC+Constrained Operational Capacity | 20.598 | 39.3641 | 51.5006
2029 | SIWEM_PERC | Medium Demand Growth+Ref Gas Supply+Increased Demand Response+Reduced Rankine Availability+Upgraded HVDC+Constrained Operational Capacity | 12.8462 | 32.8641 | 56.1897
2030 | SIWEM_PERC | Medium Demand Growth+Ref Gas Supply+Increased Demand Response+Reduced Rankine Availability+Upgraded HVDC+Constrained Operational Capacity | 8.553 | 29.037 | 66.1252
2031 | SIWEM_PERC | Medium Demand Growth+Ref Gas Supply+Increased Demand Response+Reduced Rankine Availability+Upgraded HVDC+Constrained Operational Capacity | 5.0748 | 18.7398 | 69.5273
2032 | SIWEM_PERC | Medium Demand Growth+Ref Gas Supply+Increased Demand Response+Reduced Rankine Availability+Upgraded HVDC+Constrained Operational Capacity | 3.3033 | 15.9476 | 65.9678
2033 | SIWEM_PERC | Medium Demand Growth+Ref Gas Supply+Increased Demand Response+Reduced Rankine Availability+Upgraded HVDC+Constrained Operational Capacity | 1.2613 | 13.6353 | 62.4395
2034 | SIWEM_PERC | Medium Demand Growth+Ref Gas Supply+Increased Demand Response+Reduced Rankine Availability+Upgraded HVDC+Constrained Operational Capacity | -0.46956 | 11.6703 | 57.2275
2035 | SIWEM_PERC | Medium Demand Growth+Ref Gas Supply+Increased Demand Response+Reduced Rankine Availability+Upgraded HVDC+Constrained Operational Capacity | -1.9175 | 10.022 | 51.2264
2026 | NZWEM_PERC | Medium Demand Growth+Ref Gas Supply+Increased Demand Response+Reduced Rankine Availability+Upgraded HVDC+Constrained Operational Capacity+Low Wind & Solar | 14.047 | 14.0983 | 14.0983
2027 | NZWEM_PERC | Medium Demand Growth+Ref Gas Supply+Increased Demand Response+Reduced Rankine Availability+Upgraded HVDC+Constrained Operational Capacity+Low Wind & Solar | 7.3591 | 8.9724 | 9.2513
2028 | NZWEM_PERC | Medium Demand Growth+Ref Gas Supply+Increased Demand Response+Reduced Rankine Availability+Upgraded HVDC+Constrained Operational Capacity+Low Wind & Solar | 5.5067 | 12.4956 | 16.3719
2029 | NZWEM_PERC | Medium Demand Growth+Ref Gas Supply+Increased Demand Response+Reduced Rankine Availability+Upgraded HVDC+Constrained Operational Capacity+Low Wind & Solar | 0.52831 | 10.1269 | 17.7213
2030 | NZWEM_PERC | Medium Demand Growth+Ref Gas Supply+Increased Demand Response+Reduced Rankine Availability+Upgraded HVDC+Constrained Operational Capacity+Low Wind & Solar | -2.5029 | 8.7017 | 20.975
2031 | NZWEM_PERC | Medium Demand Growth+Ref Gas Supply+Increased Demand Response+Reduced Rankine Availability+Upgraded HVDC+Constrained Operational Capacity+Low Wind & Solar | -5.8598 | 5.0577 | 21.938
2032 | NZWEM_PERC | Medium Demand Growth+Ref Gas Supply+Increased Demand Response+Reduced Rankine Availability+Upgraded HVDC+Constrained Operational Capacity+Low Wind & Solar | -7.8418 | 3.1504 | 20.5261
2033 | NZWEM_PERC | Medium Demand Growth+Ref Gas Supply+Increased Demand Response+Reduced Rankine Availability+Upgraded HVDC+Constrained Operational Capacity+Low Wind & Solar | -9.9974 | 0.72095 | 19.1155
2034 | NZWEM_PERC | Medium Demand Growth+Ref Gas Supply+Increased Demand Response+Reduced Rankine Availability+Upgraded HVDC+Constrained Operational Capacity+Low Wind & Solar | -11.6534 | -0.79433 | 17.1732
2035 | NZWEM_PERC | Medium Demand Growth+Ref Gas Supply+Increased Demand Response+Reduced Rankine Availability+Upgraded HVDC+Constrained Operational Capacity+Low Wind & Solar | -13.3742 | -2.6726 | 14.8926
2026 | NIWCM | Medium Demand Growth+Ref Gas Supply+Increased Demand Response+Reduced Rankine Availability+Upgraded HVDC+Constrained Operational Capacity+Low Wind & Solar | 496.3733 | 496.3733 | 496.3733
2027 | NIWCM | Medium Demand Growth+Ref Gas Supply+Increased Demand Response+Reduced Rankine Availability+Upgraded HVDC+Constrained Operational Capacity+Low Wind & Solar | 406.0987 | 410.0165 | 410.0165
2028 | NIWCM | Medium Demand Growth+Ref Gas Supply+Increased Demand Response+Reduced Rankine Availability+Upgraded HVDC+Constrained Operational Capacity+Low Wind & Solar | 399.5312 | 887.016 | 894.4439
2029 | NIWCM | Medium Demand Growth+Ref Gas Supply+Increased Demand Response+Reduced Rankine Availability+Upgraded HVDC+Constrained Operational Capacity+Low Wind & Solar | 149.992 | 797.3241 | 953.7439
2030 | NIWCM | Medium Demand Growth+Ref Gas Supply+Increased Demand Response+Reduced Rankine Availability+Upgraded HVDC+Constrained Operational Capacity+Low Wind & Solar | -96.8899 | 636.0545 | 847.0421
2031 | NIWCM | Medium Demand Growth+Ref Gas Supply+Increased Demand Response+Reduced Rankine Availability+Upgraded HVDC+Constrained Operational Capacity+Low Wind & Solar | -267.0708 | 478.058 | 746.802
2032 | NIWCM | Medium Demand Growth+Ref Gas Supply+Increased Demand Response+Reduced Rankine Availability+Upgraded HVDC+Constrained Operational Capacity+Low Wind & Solar | -426.7164 | 322.5828 | 614.2374
2033 | NIWCM | Medium Demand Growth+Ref Gas Supply+Increased Demand Response+Reduced Rankine Availability+Upgraded HVDC+Constrained Operational Capacity+Low Wind & Solar | -610.56 | 140.961 | 443.7267
2034 | NIWCM | Medium Demand Growth+Ref Gas Supply+Increased Demand Response+Reduced Rankine Availability+Upgraded HVDC+Constrained Operational Capacity+Low Wind & Solar | -773.7908 | 21.7537 | 402.127
2035 | NIWCM | Medium Demand Growth+Ref Gas Supply+Increased Demand Response+Reduced Rankine Availability+Upgraded HVDC+Constrained Operational Capacity+Low Wind & Solar | -920.5769 | -115.2422 | 266.3385
2026 | SIWEM_PERC | Medium Demand Growth+Ref Gas Supply+Increased Demand Response+Reduced Rankine Availability+Upgraded HVDC+Constrained Operational Capacity+Low Wind & Solar | 37.9463 | 38.0925 | 38.0925
2027 | SIWEM_PERC | Medium Demand Growth+Ref Gas Supply+Increased Demand Response+Reduced Rankine Availability+Upgraded HVDC+Constrained Operational Capacity+Low Wind & Solar | 21.0708 | 23.4011 | 24.1188
2028 | SIWEM_PERC | Medium Demand Growth+Ref Gas Supply+Increased Demand Response+Reduced Rankine Availability+Upgraded HVDC+Constrained Operational Capacity+Low Wind & Solar | 19.5962 | 33.3255 | 44.2783
2029 | SIWEM_PERC | Medium Demand Growth+Ref Gas Supply+Increased Demand Response+Reduced Rankine Availability+Upgraded HVDC+Constrained Operational Capacity+Low Wind & Solar | 11.9103 | 26.2262 | 47.2768
2030 | SIWEM_PERC | Medium Demand Growth+Ref Gas Supply+Increased Demand Response+Reduced Rankine Availability+Upgraded HVDC+Constrained Operational Capacity+Low Wind & Solar | 7.6541 | 22.2215 | 56.1328
2031 | SIWEM_PERC | Medium Demand Growth+Ref Gas Supply+Increased Demand Response+Reduced Rankine Availability+Upgraded HVDC+Constrained Operational Capacity+Low Wind & Solar | 4.2058 | 15.8309 | 58.64
2032 | SIWEM_PERC | Medium Demand Growth+Ref Gas Supply+Increased Demand Response+Reduced Rankine Availability+Upgraded HVDC+Constrained Operational Capacity+Low Wind & Solar | 2.4503 | 13.8614 | 55.0455
2033 | SIWEM_PERC | Medium Demand Growth+Ref Gas Supply+Increased Demand Response+Reduced Rankine Availability+Upgraded HVDC+Constrained Operational Capacity+Low Wind & Solar | 0.42653 | 11.5937 | 51.3528
2034 | SIWEM_PERC | Medium Demand Growth+Ref Gas Supply+Increased Demand Response+Reduced Rankine Availability+Upgraded HVDC+Constrained Operational Capacity+Low Wind & Solar | -1.2885 | 9.6673 | 46.125
2035 | SIWEM_PERC | Medium Demand Growth+Ref Gas Supply+Increased Demand Response+Reduced Rankine Availability+Upgraded HVDC+Constrained Operational Capacity+Low Wind & Solar | -2.723 | 8.052 | 39.9538
2026 | NZWEM_PERC | Medium Demand Growth+Ref Gas Supply+Increased Demand Response+Reduced Rankine Availability+Delayed Build | 10.6228 | 10.6228 | 10.6228
2027 | NZWEM_PERC | Medium Demand Growth+Ref Gas Supply+Increased Demand Response+Reduced Rankine Availability+Delayed Build | 1.4986 | 1.6361 | 1.7993
2028 | NZWEM_PERC | Medium Demand Growth+Ref Gas Supply+Increased Demand Response+Reduced Rankine Availability+Delayed Build | 2.8943 | 4.2724 | 4.5723
2029 | NZWEM_PERC | Medium Demand Growth+Ref Gas Supply+Increased Demand Response+Reduced Rankine Availability+Delayed Build | 0.81665 | 3.4669 | 4.2901
2030 | NZWEM_PERC | Medium Demand Growth+Ref Gas Supply+Increased Demand Response+Reduced Rankine Availability+Delayed Build | -1.195 | 7.1087 | 14.1277
2031 | NZWEM_PERC | Medium Demand Growth+Ref Gas Supply+Increased Demand Response+Reduced Rankine Availability+Delayed Build | -4.5951 | 6.2596 | 14.1
2032 | NZWEM_PERC | Medium Demand Growth+Ref Gas Supply+Increased Demand Response+Reduced Rankine Availability+Delayed Build | -6.606 | 4.6192 | 17.4324
2033 | NZWEM_PERC | Medium Demand Growth+Ref Gas Supply+Increased Demand Response+Reduced Rankine Availability+Delayed Build | -8.7923 | 2.233 | 20.0205
2034 | NZWEM_PERC | Medium Demand Growth+Ref Gas Supply+Increased Demand Response+Reduced Rankine Availability+Delayed Build | -10.4763 | 0.63429 | 18.9023
2035 | NZWEM_PERC | Medium Demand Growth+Ref Gas Supply+Increased Demand Response+Reduced Rankine Availability+Delayed Build | -12.2235 | -0.93639 | 18.4586
2026 | NIWCM | Medium Demand Growth+Ref Gas Supply+Increased Demand Response+Reduced Rankine Availability+Delayed Build | 796.8961 | 796.8961 | 796.8961
2027 | NIWCM | Medium Demand Growth+Ref Gas Supply+Increased Demand Response+Reduced Rankine Availability+Delayed Build | 628.9691 | 630.9799 | 633.4524
2028 | NIWCM | Medium Demand Growth+Ref Gas Supply+Increased Demand Response+Reduced Rankine Availability+Delayed Build | 792.1709 | 812.114 | 816.6505
2029 | NIWCM | Medium Demand Growth+Ref Gas Supply+Increased Demand Response+Reduced Rankine Availability+Delayed Build | 611.7767 | 738.2908 | 751.8831
2030 | NIWCM | Medium Demand Growth+Ref Gas Supply+Increased Demand Response+Reduced Rankine Availability+Delayed Build | 518.7478 | 1226.4637 | 1493.7237
2031 | NIWCM | Medium Demand Growth+Ref Gas Supply+Increased Demand Response+Reduced Rankine Availability+Delayed Build | 334.5277 | 1257.8476 | 1591.1687
2032 | NIWCM | Medium Demand Growth+Ref Gas Supply+Increased Demand Response+Reduced Rankine Availability+Delayed Build | 176.0164 | 1168.1819 | 1704.7651
2033 | NIWCM | Medium Demand Growth+Ref Gas Supply+Increased Demand Response+Reduced Rankine Availability+Delayed Build | 67.1751 | 1072.0549 | 1844.5878
2034 | NIWCM | Medium Demand Growth+Ref Gas Supply+Increased Demand Response+Reduced Rankine Availability+Delayed Build | -94.9302 | 931.5025 | 1751.5156
2035 | NIWCM | Medium Demand Growth+Ref Gas Supply+Increased Demand Response+Reduced Rankine Availability+Delayed Build | -241.9938 | 815.7791 | 1709.3989
2026 | SIWEM_PERC | Medium Demand Growth+Ref Gas Supply+Increased Demand Response+Reduced Rankine Availability+Delayed Build | 28.2002 | 28.2002 | 28.2002
2027 | SIWEM_PERC | Medium Demand Growth+Ref Gas Supply+Increased Demand Response+Reduced Rankine Availability+Delayed Build | 18.2316 | 18.3024 | 18.3024
2028 | SIWEM_PERC | Medium Demand Growth+Ref Gas Supply+Increased Demand Response+Reduced Rankine Availability+Delayed Build | 18.3211 | 20.2523 | 20.2523
2029 | SIWEM_PERC | Medium Demand Growth+Ref Gas Supply+Increased Demand Response+Reduced Rankine Availability+Delayed Build | 11.1191 | 15.8115 | 15.8115
2030 | SIWEM_PERC | Medium Demand Growth+Ref Gas Supply+Increased Demand Response+Reduced Rankine Availability+Delayed Build | 8.553 | 20.0726 | 37.2137
2031 | SIWEM_PERC | Medium Demand Growth+Ref Gas Supply+Increased Demand Response+Reduced Rankine Availability+Delayed Build | 5.0748 | 16.2105 | 37.1302
2032 | SIWEM_PERC | Medium Demand Growth+Ref Gas Supply+Increased Demand Response+Reduced Rankine Availability+Delayed Build | 3.3033 | 15.9476 | 46.5187
2033 | SIWEM_PERC | Medium Demand Growth+Ref Gas Supply+Increased Demand Response+Reduced Rankine Availability+Delayed Build | 1.2613 | 13.6353 | 53.8756
2034 | SIWEM_PERC | Medium Demand Growth+Ref Gas Supply+Increased Demand Response+Reduced Rankine Availability+Delayed Build | -0.46956 | 11.6703 | 50.9614
2035 | SIWEM_PERC | Medium Demand Growth+Ref Gas Supply+Increased Demand Response+Reduced Rankine Availability+Delayed Build | -1.9175 | 10.022 | 49.9879
2026 | NZWEM_PERC | Medium Demand Growth+Ref Gas Supply+Increased Demand Response+Reduced Rankine Availability+Delayed Build+Low Wind & Solar | 9.7133 | 9.7133 | 9.7133
2027 | NZWEM_PERC | Medium Demand Growth+Ref Gas Supply+Increased Demand Response+Reduced Rankine Availability+Delayed Build+Low Wind & Solar | 0.56806 | 0.6922 | 0.83951
2028 | NZWEM_PERC | Medium Demand Growth+Ref Gas Supply+Increased Demand Response+Reduced Rankine Availability+Delayed Build+Low Wind & Solar | 1.7459 | 2.9896 | 3.2603
2029 | NZWEM_PERC | Medium Demand Growth+Ref Gas Supply+Increased Demand Response+Reduced Rankine Availability+Delayed Build+Low Wind & Solar | -0.43645 | 1.9553 | 2.6982
2030 | NZWEM_PERC | Medium Demand Growth+Ref Gas Supply+Increased Demand Response+Reduced Rankine Availability+Delayed Build+Low Wind & Solar | -2.5029 | 4.9908 | 11.3253
2031 | NZWEM_PERC | Medium Demand Growth+Ref Gas Supply+Increased Demand Response+Reduced Rankine Availability+Delayed Build+Low Wind & Solar | -5.8598 | 3.9363 | 11.012
2032 | NZWEM_PERC | Medium Demand Growth+Ref Gas Supply+Increased Demand Response+Reduced Rankine Availability+Delayed Build+Low Wind & Solar | -7.8418 | 2.2885 | 13.8852
2033 | NZWEM_PERC | Medium Demand Growth+Ref Gas Supply+Increased Demand Response+Reduced Rankine Availability+Delayed Build+Low Wind & Solar | -9.9974 | -0.039673 | 16.0454
2034 | NZWEM_PERC | Medium Demand Growth+Ref Gas Supply+Increased Demand Response+Reduced Rankine Availability+Delayed Build+Low Wind & Solar | -11.6534 | -1.6189 | 14.9307
2035 | NZWEM_PERC | Medium Demand Growth+Ref Gas Supply+Increased Demand Response+Reduced Rankine Availability+Delayed Build+Low Wind & Solar | -13.3742 | -3.1391 | 14.4261
2026 | NIWCM | Medium Demand Growth+Ref Gas Supply+Increased Demand Response+Reduced Rankine Availability+Delayed Build+Low Wind & Solar | 796.8961 | 796.8961 | 796.8961
2027 | NIWCM | Medium Demand Growth+Ref Gas Supply+Increased Demand Response+Reduced Rankine Availability+Delayed Build+Low Wind & Solar | 628.9691 | 630.9799 | 633.4524
2028 | NIWCM | Medium Demand Growth+Ref Gas Supply+Increased Demand Response+Reduced Rankine Availability+Delayed Build+Low Wind & Solar | 792.1709 | 812.114 | 816.6505
2029 | NIWCM | Medium Demand Growth+Ref Gas Supply+Increased Demand Response+Reduced Rankine Availability+Delayed Build+Low Wind & Solar | 611.7767 | 738.2908 | 751.8831
2030 | NIWCM | Medium Demand Growth+Ref Gas Supply+Increased Demand Response+Reduced Rankine Availability+Delayed Build+Low Wind & Solar | 518.7478 | 1226.4637 | 1493.7237
2031 | NIWCM | Medium Demand Growth+Ref Gas Supply+Increased Demand Response+Reduced Rankine Availability+Delayed Build+Low Wind & Solar | 334.5277 | 1257.8476 | 1591.1687
2032 | NIWCM | Medium Demand Growth+Ref Gas Supply+Increased Demand Response+Reduced Rankine Availability+Delayed Build+Low Wind & Solar | 176.0164 | 1168.1819 | 1704.7651
2033 | NIWCM | Medium Demand Growth+Ref Gas Supply+Increased Demand Response+Reduced Rankine Availability+Delayed Build+Low Wind & Solar | 67.1751 | 1072.0549 | 1844.5878
2034 | NIWCM | Medium Demand Growth+Ref Gas Supply+Increased Demand Response+Reduced Rankine Availability+Delayed Build+Low Wind & Solar | -94.9302 | 931.5025 | 1751.5156
2035 | NIWCM | Medium Demand Growth+Ref Gas Supply+Increased Demand Response+Reduced Rankine Availability+Delayed Build+Low Wind & Solar | -241.9938 | 815.7791 | 1709.3989
2026 | SIWEM_PERC | Medium Demand Growth+Ref Gas Supply+Increased Demand Response+Reduced Rankine Availability+Delayed Build+Low Wind & Solar | 25.6116 | 25.6116 | 25.6116
2027 | SIWEM_PERC | Medium Demand Growth+Ref Gas Supply+Increased Demand Response+Reduced Rankine Availability+Delayed Build+Low Wind & Solar | 17.7461 | 17.81 | 17.81
2028 | SIWEM_PERC | Medium Demand Growth+Ref Gas Supply+Increased Demand Response+Reduced Rankine Availability+Delayed Build+Low Wind & Solar | 17.5413 | 19.2841 | 19.2841
2029 | SIWEM_PERC | Medium Demand Growth+Ref Gas Supply+Increased Demand Response+Reduced Rankine Availability+Delayed Build+Low Wind & Solar | 10.3517 | 14.5864 | 14.5864
2030 | SIWEM_PERC | Medium Demand Growth+Ref Gas Supply+Increased Demand Response+Reduced Rankine Availability+Delayed Build+Low Wind & Solar | 7.6541 | 18.0501 | 29.4705
2031 | SIWEM_PERC | Medium Demand Growth+Ref Gas Supply+Increased Demand Response+Reduced Rankine Availability+Delayed Build+Low Wind & Solar | 4.2058 | 14.2554 | 28.5996
2032 | SIWEM_PERC | Medium Demand Growth+Ref Gas Supply+Increased Demand Response+Reduced Rankine Availability+Delayed Build+Low Wind & Solar | 2.4503 | 13.8614 | 36.6762
2033 | SIWEM_PERC | Medium Demand Growth+Ref Gas Supply+Increased Demand Response+Reduced Rankine Availability+Delayed Build+Low Wind & Solar | 0.42653 | 11.5937 | 42.8057
2034 | SIWEM_PERC | Medium Demand Growth+Ref Gas Supply+Increased Demand Response+Reduced Rankine Availability+Delayed Build+Low Wind & Solar | -1.2885 | 9.6673 | 39.8527
2035 | SIWEM_PERC | Medium Demand Growth+Ref Gas Supply+Increased Demand Response+Reduced Rankine Availability+Delayed Build+Low Wind & Solar | -2.723 | 8.052 | 38.6411
2026 | NZWEM_PERC | Medium Demand Growth+Ref Gas Supply+Increased Demand Response+Reduced Rankine Availability+Delayed Build+Constrained Operational Capacity | 10.6228 | 10.6228 | 10.6228
2027 | NZWEM_PERC | Medium Demand Growth+Ref Gas Supply+Increased Demand Response+Reduced Rankine Availability+Delayed Build+Constrained Operational Capacity | 1.4986 | 1.6361 | 1.7993
2028 | NZWEM_PERC | Medium Demand Growth+Ref Gas Supply+Increased Demand Response+Reduced Rankine Availability+Delayed Build+Constrained Operational Capacity | 2.8943 | 4.2724 | 4.5723
2029 | NZWEM_PERC | Medium Demand Growth+Ref Gas Supply+Increased Demand Response+Reduced Rankine Availability+Delayed Build+Constrained Operational Capacity | 0.81665 | 3.4669 | 4.2901
2030 | NZWEM_PERC | Medium Demand Growth+Ref Gas Supply+Increased Demand Response+Reduced Rankine Availability+Delayed Build+Constrained Operational Capacity | -1.195 | 7.1087 | 14.1277
2031 | NZWEM_PERC | Medium Demand Growth+Ref Gas Supply+Increased Demand Response+Reduced Rankine Availability+Delayed Build+Constrained Operational Capacity | -4.5951 | 6.2596 | 14.1
2032 | NZWEM_PERC | Medium Demand Growth+Ref Gas Supply+Increased Demand Response+Reduced Rankine Availability+Delayed Build+Constrained Operational Capacity | -6.606 | 4.6192 | 17.4324
2033 | NZWEM_PERC | Medium Demand Growth+Ref Gas Supply+Increased Demand Response+Reduced Rankine Availability+Delayed Build+Constrained Operational Capacity | -8.7923 | 2.233 | 20.0205
2034 | NZWEM_PERC | Medium Demand Growth+Ref Gas Supply+Increased Demand Response+Reduced Rankine Availability+Delayed Build+Constrained Operational Capacity | -10.4763 | 0.63429 | 18.9023
2035 | NZWEM_PERC | Medium Demand Growth+Ref Gas Supply+Increased Demand Response+Reduced Rankine Availability+Delayed Build+Constrained Operational Capacity | -12.2235 | -0.93639 | 18.4586
2026 | NIWCM | Medium Demand Growth+Ref Gas Supply+Increased Demand Response+Reduced Rankine Availability+Delayed Build+Constrained Operational Capacity | 267.5718 | 267.5718 | 267.5718
2027 | NIWCM | Medium Demand Growth+Ref Gas Supply+Increased Demand Response+Reduced Rankine Availability+Delayed Build+Constrained Operational Capacity | 89.1849 | 89.1849 | 89.1849
2028 | NIWCM | Medium Demand Growth+Ref Gas Supply+Increased Demand Response+Reduced Rankine Availability+Delayed Build+Constrained Operational Capacity | 190.0947 | 190.0947 | 190.0947
2029 | NIWCM | Medium Demand Growth+Ref Gas Supply+Increased Demand Response+Reduced Rankine Availability+Delayed Build+Constrained Operational Capacity | -29.9235 | 52.1493 | 52.1493
2030 | NIWCM | Medium Demand Growth+Ref Gas Supply+Increased Demand Response+Reduced Rankine Availability+Delayed Build+Constrained Operational Capacity | -152.6664 | 357.8799 | 473.4375
2031 | NIWCM | Medium Demand Growth+Ref Gas Supply+Increased Demand Response+Reduced Rankine Availability+Delayed Build+Constrained Operational Capacity | -340.0093 | 310.7512 | 468.0428
2032 | NIWCM | Medium Demand Growth+Ref Gas Supply+Increased Demand Response+Reduced Rankine Availability+Delayed Build+Constrained Operational Capacity | -499.6549 | 210.8551 | 423.3141
2033 | NIWCM | Medium Demand Growth+Ref Gas Supply+Increased Demand Response+Reduced Rankine Availability+Delayed Build+Constrained Operational Capacity | -610.56 | 110.5018 | 381.815
2034 | NIWCM | Medium Demand Growth+Ref Gas Supply+Increased Demand Response+Reduced Rankine Availability+Delayed Build+Constrained Operational Capacity | -773.7908 | -48.3355 | 244.8088
2035 | NIWCM | Medium Demand Growth+Ref Gas Supply+Increased Demand Response+Reduced Rankine Availability+Delayed Build+Constrained Operational Capacity | -920.5769 | -167.5742 | 136.7775
2026 | SIWEM_PERC | Medium Demand Growth+Ref Gas Supply+Increased Demand Response+Reduced Rankine Availability+Delayed Build+Constrained Operational Capacity | 28.2002 | 28.2002 | 28.2002
2027 | SIWEM_PERC | Medium Demand Growth+Ref Gas Supply+Increased Demand Response+Reduced Rankine Availability+Delayed Build+Constrained Operational Capacity | 18.2316 | 18.3024 | 18.3024
2028 | SIWEM_PERC | Medium Demand Growth+Ref Gas Supply+Increased Demand Response+Reduced Rankine Availability+Delayed Build+Constrained Operational Capacity | 18.3211 | 20.2523 | 20.2523
2029 | SIWEM_PERC | Medium Demand Growth+Ref Gas Supply+Increased Demand Response+Reduced Rankine Availability+Delayed Build+Constrained Operational Capacity | 11.1191 | 15.8115 | 15.8115
2030 | SIWEM_PERC | Medium Demand Growth+Ref Gas Supply+Increased Demand Response+Reduced Rankine Availability+Delayed Build+Constrained Operational Capacity | 8.553 | 20.0726 | 37.2137
2031 | SIWEM_PERC | Medium Demand Growth+Ref Gas Supply+Increased Demand Response+Reduced Rankine Availability+Delayed Build+Constrained Operational Capacity | 5.0748 | 16.2105 | 37.1302
2032 | SIWEM_PERC | Medium Demand Growth+Ref Gas Supply+Increased Demand Response+Reduced Rankine Availability+Delayed Build+Constrained Operational Capacity | 3.3033 | 15.9476 | 46.5187
2033 | SIWEM_PERC | Medium Demand Growth+Ref Gas Supply+Increased Demand Response+Reduced Rankine Availability+Delayed Build+Constrained Operational Capacity | 1.2613 | 13.6353 | 53.8756
2034 | SIWEM_PERC | Medium Demand Growth+Ref Gas Supply+Increased Demand Response+Reduced Rankine Availability+Delayed Build+Constrained Operational Capacity | -0.46956 | 11.6703 | 50.9614
2035 | SIWEM_PERC | Medium Demand Growth+Ref Gas Supply+Increased Demand Response+Reduced Rankine Availability+Delayed Build+Constrained Operational Capacity | -1.9175 | 10.022 | 49.9879
2026 | NZWEM_PERC | Medium Demand Growth+Ref Gas Supply+Increased Demand Response+Reduced Rankine Availability+Delayed Build+Constrained Operational Capacity+Low Wind & Solar | 9.7133 | 9.7133 | 9.7133
2027 | NZWEM_PERC | Medium Demand Growth+Ref Gas Supply+Increased Demand Response+Reduced Rankine Availability+Delayed Build+Constrained Operational Capacity+Low Wind & Solar | 0.56806 | 0.6922 | 0.83951
2028 | NZWEM_PERC | Medium Demand Growth+Ref Gas Supply+Increased Demand Response+Reduced Rankine Availability+Delayed Build+Constrained Operational Capacity+Low Wind & Solar | 1.7459 | 2.9896 | 3.2603
2029 | NZWEM_PERC | Medium Demand Growth+Ref Gas Supply+Increased Demand Response+Reduced Rankine Availability+Delayed Build+Constrained Operational Capacity+Low Wind & Solar | -0.43645 | 1.9553 | 2.6982
2030 | NZWEM_PERC | Medium Demand Growth+Ref Gas Supply+Increased Demand Response+Reduced Rankine Availability+Delayed Build+Constrained Operational Capacity+Low Wind & Solar | -2.5029 | 4.9908 | 11.3253
2031 | NZWEM_PERC | Medium Demand Growth+Ref Gas Supply+Increased Demand Response+Reduced Rankine Availability+Delayed Build+Constrained Operational Capacity+Low Wind & Solar | -5.8598 | 3.9363 | 11.012
2032 | NZWEM_PERC | Medium Demand Growth+Ref Gas Supply+Increased Demand Response+Reduced Rankine Availability+Delayed Build+Constrained Operational Capacity+Low Wind & Solar | -7.8418 | 2.2885 | 13.8852
2033 | NZWEM_PERC | Medium Demand Growth+Ref Gas Supply+Increased Demand Response+Reduced Rankine Availability+Delayed Build+Constrained Operational Capacity+Low Wind & Solar | -9.9974 | -0.039673 | 16.0454
2034 | NZWEM_PERC | Medium Demand Growth+Ref Gas Supply+Increased Demand Response+Reduced Rankine Availability+Delayed Build+Constrained Operational Capacity+Low Wind & Solar | -11.6534 | -1.6189 | 14.9307
2035 | NZWEM_PERC | Medium Demand Growth+Ref Gas Supply+Increased Demand Response+Reduced Rankine Availability+Delayed Build+Constrained Operational Capacity+Low Wind & Solar | -13.3742 | -3.1391 | 14.4261
2026 | NIWCM | Medium Demand Growth+Ref Gas Supply+Increased Demand Response+Reduced Rankine Availability+Delayed Build+Constrained Operational Capacity+Low Wind & Solar | 267.5718 | 267.5718 | 267.5718
2027 | NIWCM | Medium Demand Growth+Ref Gas Supply+Increased Demand Response+Reduced Rankine Availability+Delayed Build+Constrained Operational Capacity+Low Wind & Solar | 89.1849 | 89.1849 | 89.1849
2028 | NIWCM | Medium Demand Growth+Ref Gas Supply+Increased Demand Response+Reduced Rankine Availability+Delayed Build+Constrained Operational Capacity+Low Wind & Solar | 190.0947 | 190.0947 | 190.0947
2029 | NIWCM | Medium Demand Growth+Ref Gas Supply+Increased Demand Response+Reduced Rankine Availability+Delayed Build+Constrained Operational Capacity+Low Wind & Solar | -29.9235 | 52.1493 | 52.1493
2030 | NIWCM | Medium Demand Growth+Ref Gas Supply+Increased Demand Response+Reduced Rankine Availability+Delayed Build+Constrained Operational Capacity+Low Wind & Solar | -152.6664 | 357.8799 | 473.4375
2031 | NIWCM | Medium Demand Growth+Ref Gas Supply+Increased Demand Response+Reduced Rankine Availability+Delayed Build+Constrained Operational Capacity+Low Wind & Solar | -340.0093 | 310.7512 | 468.0428
2032 | NIWCM | Medium Demand Growth+Ref Gas Supply+Increased Demand Response+Reduced Rankine Availability+Delayed Build+Constrained Operational Capacity+Low Wind & Solar | -499.6549 | 210.8551 | 423.3141
2033 | NIWCM | Medium Demand Growth+Ref Gas Supply+Increased Demand Response+Reduced Rankine Availability+Delayed Build+Constrained Operational Capacity+Low Wind & Solar | -610.56 | 110.5018 | 381.815
2034 | NIWCM | Medium Demand Growth+Ref Gas Supply+Increased Demand Response+Reduced Rankine Availability+Delayed Build+Constrained Operational Capacity+Low Wind & Solar | -773.7908 | -48.3355 | 244.8088
2035 | NIWCM | Medium Demand Growth+Ref Gas Supply+Increased Demand Response+Reduced Rankine Availability+Delayed Build+Constrained Operational Capacity+Low Wind & Solar | -920.5769 | -167.5742 | 136.7775
2026 | SIWEM_PERC | Medium Demand Growth+Ref Gas Supply+Increased Demand Response+Reduced Rankine Availability+Delayed Build+Constrained Operational Capacity+Low Wind & Solar | 25.6116 | 25.6116 | 25.6116
2027 | SIWEM_PERC | Medium Demand Growth+Ref Gas Supply+Increased Demand Response+Reduced Rankine Availability+Delayed Build+Constrained Operational Capacity+Low Wind & Solar | 17.7461 | 17.81 | 17.81
2028 | SIWEM_PERC | Medium Demand Growth+Ref Gas Supply+Increased Demand Response+Reduced Rankine Availability+Delayed Build+Constrained Operational Capacity+Low Wind & Solar | 17.5413 | 19.2841 | 19.2841
2029 | SIWEM_PERC | Medium Demand Growth+Ref Gas Supply+Increased Demand Response+Reduced Rankine Availability+Delayed Build+Constrained Operational Capacity+Low Wind & Solar | 10.3517 | 14.5864 | 14.5864
2030 | SIWEM_PERC | Medium Demand Growth+Ref Gas Supply+Increased Demand Response+Reduced Rankine Availability+Delayed Build+Constrained Operational Capacity+Low Wind & Solar | 7.6541 | 18.0501 | 29.4705
2031 | SIWEM_PERC | Medium Demand Growth+Ref Gas Supply+Increased Demand Response+Reduced Rankine Availability+Delayed Build+Constrained Operational Capacity+Low Wind & Solar | 4.2058 | 14.2554 | 28.5996
2032 | SIWEM_PERC | Medium Demand Growth+Ref Gas Supply+Increased Demand Response+Reduced Rankine Availability+Delayed Build+Constrained Operational Capacity+Low Wind & Solar | 2.4503 | 13.8614 | 36.6762
2033 | SIWEM_PERC | Medium Demand Growth+Ref Gas Supply+Increased Demand Response+Reduced Rankine Availability+Delayed Build+Constrained Operational Capacity+Low Wind & Solar | 0.42653 | 11.5937 | 42.8057
2034 | SIWEM_PERC | Medium Demand Growth+Ref Gas Supply+Increased Demand Response+Reduced Rankine Availability+Delayed Build+Constrained Operational Capacity+Low Wind & Solar | -1.2885 | 9.6673 | 39.8527
2035 | SIWEM_PERC | Medium Demand Growth+Ref Gas Supply+Increased Demand Response+Reduced Rankine Availability+Delayed Build+Constrained Operational Capacity+Low Wind & Solar | -2.723 | 8.052 | 38.6411
2026 | NZWEM_PERC | Medium Demand Growth+Ref Gas Supply+Increased Demand Response+Reduced Rankine Availability+Delayed Build+Upgraded HVDC | 10.6228 | 10.6228 | 10.6228
2027 | NZWEM_PERC | Medium Demand Growth+Ref Gas Supply+Increased Demand Response+Reduced Rankine Availability+Delayed Build+Upgraded HVDC | 1.4986 | 1.6361 | 1.7993
2028 | NZWEM_PERC | Medium Demand Growth+Ref Gas Supply+Increased Demand Response+Reduced Rankine Availability+Delayed Build+Upgraded HVDC | 2.8943 | 4.2724 | 4.5723
2029 | NZWEM_PERC | Medium Demand Growth+Ref Gas Supply+Increased Demand Response+Reduced Rankine Availability+Delayed Build+Upgraded HVDC | 0.81665 | 3.4669 | 4.2901
2030 | NZWEM_PERC | Medium Demand Growth+Ref Gas Supply+Increased Demand Response+Reduced Rankine Availability+Delayed Build+Upgraded HVDC | -1.195 | 7.1087 | 14.1277
2031 | NZWEM_PERC | Medium Demand Growth+Ref Gas Supply+Increased Demand Response+Reduced Rankine Availability+Delayed Build+Upgraded HVDC | -4.5951 | 6.2596 | 14.1
2032 | NZWEM_PERC | Medium Demand Growth+Ref Gas Supply+Increased Demand Response+Reduced Rankine Availability+Delayed Build+Upgraded HVDC | -6.606 | 4.6192 | 17.4324
2033 | NZWEM_PERC | Medium Demand Growth+Ref Gas Supply+Increased Demand Response+Reduced Rankine Availability+Delayed Build+Upgraded HVDC | -8.7923 | 2.233 | 20.0205
2034 | NZWEM_PERC | Medium Demand Growth+Ref Gas Supply+Increased Demand Response+Reduced Rankine Availability+Delayed Build+Upgraded HVDC | -10.4763 | 0.63429 | 18.9023
2035 | NZWEM_PERC | Medium Demand Growth+Ref Gas Supply+Increased Demand Response+Reduced Rankine Availability+Delayed Build+Upgraded HVDC | -12.2235 | -0.93639 | 18.4586
2026 | NIWCM | Medium Demand Growth+Ref Gas Supply+Increased Demand Response+Reduced Rankine Availability+Delayed Build+Upgraded HVDC | 796.8961 | 796.8961 | 796.8961
2027 | NIWCM | Medium Demand Growth+Ref Gas Supply+Increased Demand Response+Reduced Rankine Availability+Delayed Build+Upgraded HVDC | 628.9691 | 630.9799 | 633.4524
2028 | NIWCM | Medium Demand Growth+Ref Gas Supply+Increased Demand Response+Reduced Rankine Availability+Delayed Build+Upgraded HVDC | 792.1709 | 812.114 | 816.6505
2029 | NIWCM | Medium Demand Growth+Ref Gas Supply+Increased Demand Response+Reduced Rankine Availability+Delayed Build+Upgraded HVDC | 611.7767 | 738.2908 | 751.8831
2030 | NIWCM | Medium Demand Growth+Ref Gas Supply+Increased Demand Response+Reduced Rankine Availability+Delayed Build+Upgraded HVDC | 518.7478 | 1226.4637 | 1493.7237
2031 | NIWCM | Medium Demand Growth+Ref Gas Supply+Increased Demand Response+Reduced Rankine Availability+Delayed Build+Upgraded HVDC | 334.5277 | 1257.8484 | 1591.3348
2032 | NIWCM | Medium Demand Growth+Ref Gas Supply+Increased Demand Response+Reduced Rankine Availability+Delayed Build+Upgraded HVDC | 176.0164 | 1168.1806 | 1714.6813
2033 | NIWCM | Medium Demand Growth+Ref Gas Supply+Increased Demand Response+Reduced Rankine Availability+Delayed Build+Upgraded HVDC | 67.1751 | 1072.0547 | 1852.6681
2034 | NIWCM | Medium Demand Growth+Ref Gas Supply+Increased Demand Response+Reduced Rankine Availability+Delayed Build+Upgraded HVDC | -94.9302 | 931.5026 | 1751.0175
2035 | NIWCM | Medium Demand Growth+Ref Gas Supply+Increased Demand Response+Reduced Rankine Availability+Delayed Build+Upgraded HVDC | -241.9938 | 815.7791 | 1709.5775
2026 | SIWEM_PERC | Medium Demand Growth+Ref Gas Supply+Increased Demand Response+Reduced Rankine Availability+Delayed Build+Upgraded HVDC | 28.2002 | 28.2002 | 28.2002
2027 | SIWEM_PERC | Medium Demand Growth+Ref Gas Supply+Increased Demand Response+Reduced Rankine Availability+Delayed Build+Upgraded HVDC | 18.2316 | 18.3024 | 18.3024
2028 | SIWEM_PERC | Medium Demand Growth+Ref Gas Supply+Increased Demand Response+Reduced Rankine Availability+Delayed Build+Upgraded HVDC | 18.3211 | 20.2523 | 20.2523
2029 | SIWEM_PERC | Medium Demand Growth+Ref Gas Supply+Increased Demand Response+Reduced Rankine Availability+Delayed Build+Upgraded HVDC | 11.1191 | 15.8115 | 15.8115
2030 | SIWEM_PERC | Medium Demand Growth+Ref Gas Supply+Increased Demand Response+Reduced Rankine Availability+Delayed Build+Upgraded HVDC | 8.553 | 20.0726 | 37.2137
2031 | SIWEM_PERC | Medium Demand Growth+Ref Gas Supply+Increased Demand Response+Reduced Rankine Availability+Delayed Build+Upgraded HVDC | 5.0748 | 16.2105 | 37.1302
2032 | SIWEM_PERC | Medium Demand Growth+Ref Gas Supply+Increased Demand Response+Reduced Rankine Availability+Delayed Build+Upgraded HVDC | 3.3033 | 15.9476 | 46.5187
2033 | SIWEM_PERC | Medium Demand Growth+Ref Gas Supply+Increased Demand Response+Reduced Rankine Availability+Delayed Build+Upgraded HVDC | 1.2613 | 13.6353 | 53.8756
2034 | SIWEM_PERC | Medium Demand Growth+Ref Gas Supply+Increased Demand Response+Reduced Rankine Availability+Delayed Build+Upgraded HVDC | -0.46956 | 11.6703 | 50.9614
2035 | SIWEM_PERC | Medium Demand Growth+Ref Gas Supply+Increased Demand Response+Reduced Rankine Availability+Delayed Build+Upgraded HVDC | -1.9175 | 10.022 | 49.9879
2026 | NZWEM_PERC | Medium Demand Growth+Ref Gas Supply+Increased Demand Response+Reduced Rankine Availability+Delayed Build+Upgraded HVDC+Low Wind & Solar | 9.7133 | 9.7133 | 9.7133
2027 | NZWEM_PERC | Medium Demand Growth+Ref Gas Supply+Increased Demand Response+Reduced Rankine Availability+Delayed Build+Upgraded HVDC+Low Wind & Solar | 0.56806 | 0.6922 | 0.83951
2028 | NZWEM_PERC | Medium Demand Growth+Ref Gas Supply+Increased Demand Response+Reduced Rankine Availability+Delayed Build+Upgraded HVDC+Low Wind & Solar | 1.7459 | 2.9896 | 3.2603
2029 | NZWEM_PERC | Medium Demand Growth+Ref Gas Supply+Increased Demand Response+Reduced Rankine Availability+Delayed Build+Upgraded HVDC+Low Wind & Solar | -0.43645 | 1.9553 | 2.6982
2030 | NZWEM_PERC | Medium Demand Growth+Ref Gas Supply+Increased Demand Response+Reduced Rankine Availability+Delayed Build+Upgraded HVDC+Low Wind & Solar | -2.5029 | 4.9908 | 11.3253
2031 | NZWEM_PERC | Medium Demand Growth+Ref Gas Supply+Increased Demand Response+Reduced Rankine Availability+Delayed Build+Upgraded HVDC+Low Wind & Solar | -5.8598 | 3.9363 | 11.012
2032 | NZWEM_PERC | Medium Demand Growth+Ref Gas Supply+Increased Demand Response+Reduced Rankine Availability+Delayed Build+Upgraded HVDC+Low Wind & Solar | -7.8418 | 2.2885 | 13.8852
2033 | NZWEM_PERC | Medium Demand Growth+Ref Gas Supply+Increased Demand Response+Reduced Rankine Availability+Delayed Build+Upgraded HVDC+Low Wind & Solar | -9.9974 | -0.039673 | 16.0454
2034 | NZWEM_PERC | Medium Demand Growth+Ref Gas Supply+Increased Demand Response+Reduced Rankine Availability+Delayed Build+Upgraded HVDC+Low Wind & Solar | -11.6534 | -1.6189 | 14.9307
2035 | NZWEM_PERC | Medium Demand Growth+Ref Gas Supply+Increased Demand Response+Reduced Rankine Availability+Delayed Build+Upgraded HVDC+Low Wind & Solar | -13.3742 | -3.1391 | 14.4261
2026 | NIWCM | Medium Demand Growth+Ref Gas Supply+Increased Demand Response+Reduced Rankine Availability+Delayed Build+Upgraded HVDC+Low Wind & Solar | 796.8961 | 796.8961 | 796.8961
2027 | NIWCM | Medium Demand Growth+Ref Gas Supply+Increased Demand Response+Reduced Rankine Availability+Delayed Build+Upgraded HVDC+Low Wind & Solar | 628.9691 | 630.9799 | 633.4524
2028 | NIWCM | Medium Demand Growth+Ref Gas Supply+Increased Demand Response+Reduced Rankine Availability+Delayed Build+Upgraded HVDC+Low Wind & Solar | 792.1709 | 812.114 | 816.6505
2029 | NIWCM | Medium Demand Growth+Ref Gas Supply+Increased Demand Response+Reduced Rankine Availability+Delayed Build+Upgraded HVDC+Low Wind & Solar | 611.7767 | 738.2908 | 751.8831
2030 | NIWCM | Medium Demand Growth+Ref Gas Supply+Increased Demand Response+Reduced Rankine Availability+Delayed Build+Upgraded HVDC+Low Wind & Solar | 518.7478 | 1226.4637 | 1493.7237
2031 | NIWCM | Medium Demand Growth+Ref Gas Supply+Increased Demand Response+Reduced Rankine Availability+Delayed Build+Upgraded HVDC+Low Wind & Solar | 334.5277 | 1257.8484 | 1591.3348
2032 | NIWCM | Medium Demand Growth+Ref Gas Supply+Increased Demand Response+Reduced Rankine Availability+Delayed Build+Upgraded HVDC+Low Wind & Solar | 176.0164 | 1168.1806 | 1714.6813
2033 | NIWCM | Medium Demand Growth+Ref Gas Supply+Increased Demand Response+Reduced Rankine Availability+Delayed Build+Upgraded HVDC+Low Wind & Solar | 67.1751 | 1072.0547 | 1852.6681
2034 | NIWCM | Medium Demand Growth+Ref Gas Supply+Increased Demand Response+Reduced Rankine Availability+Delayed Build+Upgraded HVDC+Low Wind & Solar | -94.9302 | 931.5026 | 1751.0175
2035 | NIWCM | Medium Demand Growth+Ref Gas Supply+Increased Demand Response+Reduced Rankine Availability+Delayed Build+Upgraded HVDC+Low Wind & Solar | -241.9938 | 815.7791 | 1709.5775
2026 | SIWEM_PERC | Medium Demand Growth+Ref Gas Supply+Increased Demand Response+Reduced Rankine Availability+Delayed Build+Upgraded HVDC+Low Wind & Solar | 25.6116 | 25.6116 | 25.6116
2027 | SIWEM_PERC | Medium Demand Growth+Ref Gas Supply+Increased Demand Response+Reduced Rankine Availability+Delayed Build+Upgraded HVDC+Low Wind & Solar | 17.7461 | 17.81 | 17.81
2028 | SIWEM_PERC | Medium Demand Growth+Ref Gas Supply+Increased Demand Response+Reduced Rankine Availability+Delayed Build+Upgraded HVDC+Low Wind & Solar | 17.5413 | 19.2841 | 19.2841
2029 | SIWEM_PERC | Medium Demand Growth+Ref Gas Supply+Increased Demand Response+Reduced Rankine Availability+Delayed Build+Upgraded HVDC+Low Wind & Solar | 10.3517 | 14.5864 | 14.5864
2030 | SIWEM_PERC | Medium Demand Growth+Ref Gas Supply+Increased Demand Response+Reduced Rankine Availability+Delayed Build+Upgraded HVDC+Low Wind & Solar | 7.6541 | 18.0501 | 29.4705
2031 | SIWEM_PERC | Medium Demand Growth+Ref Gas Supply+Increased Demand Response+Reduced Rankine Availability+Delayed Build+Upgraded HVDC+Low Wind & Solar | 4.2058 | 14.2554 | 28.5996
2032 | SIWEM_PERC | Medium Demand Growth+Ref Gas Supply+Increased Demand Response+Reduced Rankine Availability+Delayed Build+Upgraded HVDC+Low Wind & Solar | 2.4503 | 13.8614 | 36.6762
2033 | SIWEM_PERC | Medium Demand Growth+Ref Gas Supply+Increased Demand Response+Reduced Rankine Availability+Delayed Build+Upgraded HVDC+Low Wind & Solar | 0.42653 | 11.5937 | 42.8057
2034 | SIWEM_PERC | Medium Demand Growth+Ref Gas Supply+Increased Demand Response+Reduced Rankine Availability+Delayed Build+Upgraded HVDC+Low Wind & Solar | -1.2885 | 9.6673 | 39.8527
2035 | SIWEM_PERC | Medium Demand Growth+Ref Gas Supply+Increased Demand Response+Reduced Rankine Availability+Delayed Build+Upgraded HVDC+Low Wind & Solar | -2.723 | 8.052 | 38.6411
2026 | NZWEM_PERC | Medium Demand Growth+Ref Gas Supply+Increased Demand Response+Reduced Rankine Availability+Delayed Build+Upgraded HVDC+Constrained Operational Capacity | 10.6228 | 10.6228 | 10.6228
2027 | NZWEM_PERC | Medium Demand Growth+Ref Gas Supply+Increased Demand Response+Reduced Rankine Availability+Delayed Build+Upgraded HVDC+Constrained Operational Capacity | 1.4986 | 1.6361 | 1.7993
2028 | NZWEM_PERC | Medium Demand Growth+Ref Gas Supply+Increased Demand Response+Reduced Rankine Availability+Delayed Build+Upgraded HVDC+Constrained Operational Capacity | 2.8943 | 4.2724 | 4.5723
2029 | NZWEM_PERC | Medium Demand Growth+Ref Gas Supply+Increased Demand Response+Reduced Rankine Availability+Delayed Build+Upgraded HVDC+Constrained Operational Capacity | 0.81665 | 3.4669 | 4.2901
2030 | NZWEM_PERC | Medium Demand Growth+Ref Gas Supply+Increased Demand Response+Reduced Rankine Availability+Delayed Build+Upgraded HVDC+Constrained Operational Capacity | -1.195 | 7.1087 | 14.1277
2031 | NZWEM_PERC | Medium Demand Growth+Ref Gas Supply+Increased Demand Response+Reduced Rankine Availability+Delayed Build+Upgraded HVDC+Constrained Operational Capacity | -4.5951 | 6.2596 | 14.1
2032 | NZWEM_PERC | Medium Demand Growth+Ref Gas Supply+Increased Demand Response+Reduced Rankine Availability+Delayed Build+Upgraded HVDC+Constrained Operational Capacity | -6.606 | 4.6192 | 17.4324
2033 | NZWEM_PERC | Medium Demand Growth+Ref Gas Supply+Increased Demand Response+Reduced Rankine Availability+Delayed Build+Upgraded HVDC+Constrained Operational Capacity | -8.7923 | 2.233 | 20.0205
2034 | NZWEM_PERC | Medium Demand Growth+Ref Gas Supply+Increased Demand Response+Reduced Rankine Availability+Delayed Build+Upgraded HVDC+Constrained Operational Capacity | -10.4763 | 0.63429 | 18.9023
2035 | NZWEM_PERC | Medium Demand Growth+Ref Gas Supply+Increased Demand Response+Reduced Rankine Availability+Delayed Build+Upgraded HVDC+Constrained Operational Capacity | -12.2235 | -0.93639 | 18.4586
2026 | NIWCM | Medium Demand Growth+Ref Gas Supply+Increased Demand Response+Reduced Rankine Availability+Delayed Build+Upgraded HVDC+Constrained Operational Capacity | 267.5718 | 267.5718 | 267.5718
2027 | NIWCM | Medium Demand Growth+Ref Gas Supply+Increased Demand Response+Reduced Rankine Availability+Delayed Build+Upgraded HVDC+Constrained Operational Capacity | 89.1849 | 89.1849 | 89.1849
2028 | NIWCM | Medium Demand Growth+Ref Gas Supply+Increased Demand Response+Reduced Rankine Availability+Delayed Build+Upgraded HVDC+Constrained Operational Capacity | 190.0947 | 190.0947 | 190.0947
2029 | NIWCM | Medium Demand Growth+Ref Gas Supply+Increased Demand Response+Reduced Rankine Availability+Delayed Build+Upgraded HVDC+Constrained Operational Capacity | -29.9235 | 52.1493 | 52.1493
2030 | NIWCM | Medium Demand Growth+Ref Gas Supply+Increased Demand Response+Reduced Rankine Availability+Delayed Build+Upgraded HVDC+Constrained Operational Capacity | -152.6664 | 357.8799 | 473.4375
2031 | NIWCM | Medium Demand Growth+Ref Gas Supply+Increased Demand Response+Reduced Rankine Availability+Delayed Build+Upgraded HVDC+Constrained Operational Capacity | -340.0093 | 310.7512 | 468.0428
2032 | NIWCM | Medium Demand Growth+Ref Gas Supply+Increased Demand Response+Reduced Rankine Availability+Delayed Build+Upgraded HVDC+Constrained Operational Capacity | -499.6549 | 210.8551 | 423.3141
2033 | NIWCM | Medium Demand Growth+Ref Gas Supply+Increased Demand Response+Reduced Rankine Availability+Delayed Build+Upgraded HVDC+Constrained Operational Capacity | -610.56 | 110.5018 | 381.815
2034 | NIWCM | Medium Demand Growth+Ref Gas Supply+Increased Demand Response+Reduced Rankine Availability+Delayed Build+Upgraded HVDC+Constrained Operational Capacity | -773.7908 | -48.3355 | 244.8088
2035 | NIWCM | Medium Demand Growth+Ref Gas Supply+Increased Demand Response+Reduced Rankine Availability+Delayed Build+Upgraded HVDC+Constrained Operational Capacity | -920.5769 | -167.5742 | 136.7775
2026 | SIWEM_PERC | Medium Demand Growth+Ref Gas Supply+Increased Demand Response+Reduced Rankine Availability+Delayed Build+Upgraded HVDC+Constrained Operational Capacity | 28.2002 | 28.2002 | 28.2002
2027 | SIWEM_PERC | Medium Demand Growth+Ref Gas Supply+Increased Demand Response+Reduced Rankine Availability+Delayed Build+Upgraded HVDC+Constrained Operational Capacity | 18.2316 | 18.3024 | 18.3024
2028 | SIWEM_PERC | Medium Demand Growth+Ref Gas Supply+Increased Demand Response+Reduced Rankine Availability+Delayed Build+Upgraded HVDC+Constrained Operational Capacity | 18.3211 | 20.2523 | 20.2523
2029 | SIWEM_PERC | Medium Demand Growth+Ref Gas Supply+Increased Demand Response+Reduced Rankine Availability+Delayed Build+Upgraded HVDC+Constrained Operational Capacity | 11.1191 | 15.8115 | 15.8115
2030 | SIWEM_PERC | Medium Demand Growth+Ref Gas Supply+Increased Demand Response+Reduced Rankine Availability+Delayed Build+Upgraded HVDC+Constrained Operational Capacity | 8.553 | 20.0726 | 37.2137
2031 | SIWEM_PERC | Medium Demand Growth+Ref Gas Supply+Increased Demand Response+Reduced Rankine Availability+Delayed Build+Upgraded HVDC+Constrained Operational Capacity | 5.0748 | 16.2105 | 37.1302
2032 | SIWEM_PERC | Medium Demand Growth+Ref Gas Supply+Increased Demand Response+Reduced Rankine Availability+Delayed Build+Upgraded HVDC+Constrained Operational Capacity | 3.3033 | 15.9476 | 46.5187
2033 | SIWEM_PERC | Medium Demand Growth+Ref Gas Supply+Increased Demand Response+Reduced Rankine Availability+Delayed Build+Upgraded HVDC+Constrained Operational Capacity | 1.2613 | 13.6353 | 53.8756
2034 | SIWEM_PERC | Medium Demand Growth+Ref Gas Supply+Increased Demand Response+Reduced Rankine Availability+Delayed Build+Upgraded HVDC+Constrained Operational Capacity | -0.46956 | 11.6703 | 50.9614
2035 | SIWEM_PERC | Medium Demand Growth+Ref Gas Supply+Increased Demand Response+Reduced Rankine Availability+Delayed Build+Upgraded HVDC+Constrained Operational Capacity | -1.9175 | 10.022 | 49.9879
2026 | NZWEM_PERC | Medium Demand Growth+Ref Gas Supply+Increased Demand Response+Reduced Rankine Availability+Delayed Build+Upgraded HVDC+Constrained Operational Capacity+Low Wind & Solar | 9.7133 | 9.7133 | 9.7133
2027 | NZWEM_PERC | Medium Demand Growth+Ref Gas Supply+Increased Demand Response+Reduced Rankine Availability+Delayed Build+Upgraded HVDC+Constrained Operational Capacity+Low Wind & Solar | 0.56806 | 0.6922 | 0.83951
2028 | NZWEM_PERC | Medium Demand Growth+Ref Gas Supply+Increased Demand Response+Reduced Rankine Availability+Delayed Build+Upgraded HVDC+Constrained Operational Capacity+Low Wind & Solar | 1.7459 | 2.9896 | 3.2603
2029 | NZWEM_PERC | Medium Demand Growth+Ref Gas Supply+Increased Demand Response+Reduced Rankine Availability+Delayed Build+Upgraded HVDC+Constrained Operational Capacity+Low Wind & Solar | -0.43645 | 1.9553 | 2.6982
2030 | NZWEM_PERC | Medium Demand Growth+Ref Gas Supply+Increased Demand Response+Reduced Rankine Availability+Delayed Build+Upgraded HVDC+Constrained Operational Capacity+Low Wind & Solar | -2.5029 | 4.9908 | 11.3253
2031 | NZWEM_PERC | Medium Demand Growth+Ref Gas Supply+Increased Demand Response+Reduced Rankine Availability+Delayed Build+Upgraded HVDC+Constrained Operational Capacity+Low Wind & Solar | -5.8598 | 3.9363 | 11.012
2032 | NZWEM_PERC | Medium Demand Growth+Ref Gas Supply+Increased Demand Response+Reduced Rankine Availability+Delayed Build+Upgraded HVDC+Constrained Operational Capacity+Low Wind & Solar | -7.8418 | 2.2885 | 13.8852
2033 | NZWEM_PERC | Medium Demand Growth+Ref Gas Supply+Increased Demand Response+Reduced Rankine Availability+Delayed Build+Upgraded HVDC+Constrained Operational Capacity+Low Wind & Solar | -9.9974 | -0.039673 | 16.0454
2034 | NZWEM_PERC | Medium Demand Growth+Ref Gas Supply+Increased Demand Response+Reduced Rankine Availability+Delayed Build+Upgraded HVDC+Constrained Operational Capacity+Low Wind & Solar | -11.6534 | -1.6189 | 14.9307
2035 | NZWEM_PERC | Medium Demand Growth+Ref Gas Supply+Increased Demand Response+Reduced Rankine Availability+Delayed Build+Upgraded HVDC+Constrained Operational Capacity+Low Wind & Solar | -13.3742 | -3.1391 | 14.4261
2026 | NIWCM | Medium Demand Growth+Ref Gas Supply+Increased Demand Response+Reduced Rankine Availability+Delayed Build+Upgraded HVDC+Constrained Operational Capacity+Low Wind & Solar | 267.5718 | 267.5718 | 267.5718
2027 | NIWCM | Medium Demand Growth+Ref Gas Supply+Increased Demand Response+Reduced Rankine Availability+Delayed Build+Upgraded HVDC+Constrained Operational Capacity+Low Wind & Solar | 89.1849 | 89.1849 | 89.1849
2028 | NIWCM | Medium Demand Growth+Ref Gas Supply+Increased Demand Response+Reduced Rankine Availability+Delayed Build+Upgraded HVDC+Constrained Operational Capacity+Low Wind & Solar | 190.0947 | 190.0947 | 190.0947
2029 | NIWCM | Medium Demand Growth+Ref Gas Supply+Increased Demand Response+Reduced Rankine Availability+Delayed Build+Upgraded HVDC+Constrained Operational Capacity+Low Wind & Solar | -29.9235 | 52.1493 | 52.1493
2030 | NIWCM | Medium Demand Growth+Ref Gas Supply+Increased Demand Response+Reduced Rankine Availability+Delayed Build+Upgraded HVDC+Constrained Operational Capacity+Low Wind & Solar | -152.6664 | 357.8799 | 473.4375
2031 | NIWCM | Medium Demand Growth+Ref Gas Supply+Increased Demand Response+Reduced Rankine Availability+Delayed Build+Upgraded HVDC+Constrained Operational Capacity+Low Wind & Solar | -340.0093 | 310.7512 | 468.0428
2032 | NIWCM | Medium Demand Growth+Ref Gas Supply+Increased Demand Response+Reduced Rankine Availability+Delayed Build+Upgraded HVDC+Constrained Operational Capacity+Low Wind & Solar | -499.6549 | 210.8551 | 423.3141
2033 | NIWCM | Medium Demand Growth+Ref Gas Supply+Increased Demand Response+Reduced Rankine Availability+Delayed Build+Upgraded HVDC+Constrained Operational Capacity+Low Wind & Solar | -610.56 | 110.5018 | 381.815
2034 | NIWCM | Medium Demand Growth+Ref Gas Supply+Increased Demand Response+Reduced Rankine Availability+Delayed Build+Upgraded HVDC+Constrained Operational Capacity+Low Wind & Solar | -773.7908 | -48.3355 | 244.8088
2035 | NIWCM | Medium Demand Growth+Ref Gas Supply+Increased Demand Response+Reduced Rankine Availability+Delayed Build+Upgraded HVDC+Constrained Operational Capacity+Low Wind & Solar | -920.5769 | -167.5742 | 136.7775
2026 | SIWEM_PERC | Medium Demand Growth+Ref Gas Supply+Increased Demand Response+Reduced Rankine Availability+Delayed Build+Upgraded HVDC+Constrained Operational Capacity+Low Wind & Solar | 25.6116 | 25.6116 | 25.6116
2027 | SIWEM_PERC | Medium Demand Growth+Ref Gas Supply+Increased Demand Response+Reduced Rankine Availability+Delayed Build+Upgraded HVDC+Constrained Operational Capacity+Low Wind & Solar | 17.7461 | 17.81 | 17.81
2028 | SIWEM_PERC | Medium Demand Growth+Ref Gas Supply+Increased Demand Response+Reduced Rankine Availability+Delayed Build+Upgraded HVDC+Constrained Operational Capacity+Low Wind & Solar | 17.5413 | 19.2841 | 19.2841
2029 | SIWEM_PERC | Medium Demand Growth+Ref Gas Supply+Increased Demand Response+Reduced Rankine Availability+Delayed Build+Upgraded HVDC+Constrained Operational Capacity+Low Wind & Solar | 10.3517 | 14.5864 | 14.5864
2030 | SIWEM_PERC | Medium Demand Growth+Ref Gas Supply+Increased Demand Response+Reduced Rankine Availability+Delayed Build+Upgraded HVDC+Constrained Operational Capacity+Low Wind & Solar | 7.6541 | 18.0501 | 29.4705
2031 | SIWEM_PERC | Medium Demand Growth+Ref Gas Supply+Increased Demand Response+Reduced Rankine Availability+Delayed Build+Upgraded HVDC+Constrained Operational Capacity+Low Wind & Solar | 4.2058 | 14.2554 | 28.5996
2032 | SIWEM_PERC | Medium Demand Growth+Ref Gas Supply+Increased Demand Response+Reduced Rankine Availability+Delayed Build+Upgraded HVDC+Constrained Operational Capacity+Low Wind & Solar | 2.4503 | 13.8614 | 36.6762
2033 | SIWEM_PERC | Medium Demand Growth+Ref Gas Supply+Increased Demand Response+Reduced Rankine Availability+Delayed Build+Upgraded HVDC+Constrained Operational Capacity+Low Wind & Solar | 0.42653 | 11.5937 | 42.8057
2034 | SIWEM_PERC | Medium Demand Growth+Ref Gas Supply+Increased Demand Response+Reduced Rankine Availability+Delayed Build+Upgraded HVDC+Constrained Operational Capacity+Low Wind & Solar | -1.2885 | 9.6673 | 39.8527
2035 | SIWEM_PERC | Medium Demand Growth+Ref Gas Supply+Increased Demand Response+Reduced Rankine Availability+Delayed Build+Upgraded HVDC+Constrained Operational Capacity+Low Wind & Solar | -2.723 | 8.052 | 38.6411
2026 | NZWEM_PERC | Medium Demand Growth+Very Low Gas Supply | 18.7712 | 18.8278 | 18.8278
2027 | NZWEM_PERC | Medium Demand Growth+Very Low Gas Supply | 16.0207 | 17.7993 | 18.1068
2028 | NZWEM_PERC | Medium Demand Growth+Very Low Gas Supply | 9.0924 | 16.7971 | 21.0704
2029 | NZWEM_PERC | Medium Demand Growth+Very Low Gas Supply | 2.4315 | 13.0132 | 21.3854
2030 | NZWEM_PERC | Medium Demand Growth+Very Low Gas Supply | -1.9414 | 10.3589 | 23.8504
2031 | NZWEM_PERC | Medium Demand Growth+Very Low Gas Supply | -4.9999 | 6.9765 | 25.5482
2032 | NZWEM_PERC | Medium Demand Growth+Very Low Gas Supply | -6.9461 | 5.114 | 24.1961
2033 | NZWEM_PERC | Medium Demand Growth+Very Low Gas Supply | -9.0425 | 2.7172 | 22.9242
2034 | NZWEM_PERC | Medium Demand Growth+Very Low Gas Supply | -10.9103 | 0.96399 | 20.7019
2035 | NZWEM_PERC | Medium Demand Growth+Very Low Gas Supply | -12.649 | -0.95539 | 18.3406
2026 | NIWCM | Medium Demand Growth+Very Low Gas Supply | 920.9691 | 921.7689 | 921.7689
2027 | NIWCM | Medium Demand Growth+Very Low Gas Supply | 1076.3707 | 1108.2368 | 1112.7733
2028 | NIWCM | Medium Demand Growth+Very Low Gas Supply | 1089.5103 | 1735.4791 | 1796.2242
2029 | NIWCM | Medium Demand Growth+Very Low Gas Supply | 600.281 | 1490.7051 | 1814.0501
2030 | NIWCM | Medium Demand Growth+Very Low Gas Supply | -234.7139 | 779.6314 | 1299.1415
2031 | NIWCM | Medium Demand Growth+Very Low Gas Supply | -412.0889 | 620.0279 | 1390.7038
2032 | NIWCM | Medium Demand Growth+Very Low Gas Supply | -576.7035 | 476.7212 | 1295.8706
2033 | NIWCM | Medium Demand Growth+Very Low Gas Supply | -766.2524 | 292.6926 | 1189.2707
2034 | NIWCM | Medium Demand Growth+Very Low Gas Supply | -934.1144 | 169.8495 | 1151.9468
2035 | NIWCM | Medium Demand Growth+Very Low Gas Supply | -1085.7769 | 29.9382 | 1020.0004
2026 | SIWEM_PERC | Medium Demand Growth+Very Low Gas Supply | 51.1127 | 51.1127 | 51.1127
2027 | SIWEM_PERC | Medium Demand Growth+Very Low Gas Supply | 43.051 | 46.6967 | 46.6967
2028 | SIWEM_PERC | Medium Demand Growth+Very Low Gas Supply | 23.5717 | 45.1536 | 57.1237
2029 | SIWEM_PERC | Medium Demand Growth+Very Low Gas Supply | 11.0199 | 33.6347 | 56.5828
2030 | SIWEM_PERC | Medium Demand Growth+Very Low Gas Supply | 6.6467 | 26.1098 | 59.4
2031 | SIWEM_PERC | Medium Demand Growth+Very Low Gas Supply | 3.1125 | 16.7457 | 58.5769
2032 | SIWEM_PERC | Medium Demand Growth+Very Low Gas Supply | 1.3126 | 13.7132 | 55.7227
2033 | SIWEM_PERC | Medium Demand Growth+Very Low Gas Supply | -0.75867 | 11.3685 | 52.4517
2034 | SIWEM_PERC | Medium Demand Growth+Very Low Gas Supply | -2.5134 | 9.3772 | 49.6588
2035 | SIWEM_PERC | Medium Demand Growth+Very Low Gas Supply | -3.9808 | 7.7075 | 47.3039
2026 | NZWEM_PERC | Medium Demand Growth+Very Low Gas Supply+Low Wind & Solar | 17.5818 | 17.633 | 17.633
2027 | NZWEM_PERC | Medium Demand Growth+Very Low Gas Supply+Low Wind & Solar | 14.7164 | 16.3215 | 16.599
2028 | NZWEM_PERC | Medium Demand Growth+Very Low Gas Supply+Low Wind & Solar | 7.7177 | 14.6709 | 18.5274
2029 | NZWEM_PERC | Medium Demand Growth+Very Low Gas Supply+Low Wind & Solar | 1.081 | 10.6307 | 18.1863
2030 | NZWEM_PERC | Medium Demand Growth+Very Low Gas Supply+Low Wind & Solar | -3.2427 | 7.9048 | 20.1154
2031 | NZWEM_PERC | Medium Demand Growth+Very Low Gas Supply+Low Wind & Solar | -6.2581 | 4.6037 | 21.3979
2032 | NZWEM_PERC | Medium Demand Growth+Very Low Gas Supply+Low Wind & Solar | -8.1757 | 2.7604 | 20.0475
2033 | NZWEM_PERC | Medium Demand Growth+Very Low Gas Supply+Low Wind & Solar | -10.2415 | 0.42221 | 18.7229
2034 | NZWEM_PERC | Medium Demand Growth+Very Low Gas Supply+Low Wind & Solar | -12.0814 | -1.2777 | 16.5981
2035 | NZWEM_PERC | Medium Demand Growth+Very Low Gas Supply+Low Wind & Solar | -13.7939 | -3.1469 | 14.3287
2026 | NIWCM | Medium Demand Growth+Very Low Gas Supply+Low Wind & Solar | 920.9691 | 921.7689 | 921.7689
2027 | NIWCM | Medium Demand Growth+Very Low Gas Supply+Low Wind & Solar | 1076.3707 | 1108.2368 | 1112.7733
2028 | NIWCM | Medium Demand Growth+Very Low Gas Supply+Low Wind & Solar | 1089.5103 | 1735.4791 | 1796.2242
2029 | NIWCM | Medium Demand Growth+Very Low Gas Supply+Low Wind & Solar | 600.281 | 1490.7051 | 1814.0501
2030 | NIWCM | Medium Demand Growth+Very Low Gas Supply+Low Wind & Solar | -234.7139 | 779.6314 | 1299.1415
2031 | NIWCM | Medium Demand Growth+Very Low Gas Supply+Low Wind & Solar | -412.0889 | 620.0279 | 1390.7038
2032 | NIWCM | Medium Demand Growth+Very Low Gas Supply+Low Wind & Solar | -576.7035 | 476.7212 | 1295.8706
2033 | NIWCM | Medium Demand Growth+Very Low Gas Supply+Low Wind & Solar | -766.2524 | 292.6926 | 1189.2707
2034 | NIWCM | Medium Demand Growth+Very Low Gas Supply+Low Wind & Solar | -934.1144 | 169.8495 | 1151.9468
2035 | NIWCM | Medium Demand Growth+Very Low Gas Supply+Low Wind & Solar | -1085.7769 | 29.9382 | 1020.0004
2026 | SIWEM_PERC | Medium Demand Growth+Very Low Gas Supply+Low Wind & Solar | 48.1277 | 48.2724 | 48.2724
2027 | SIWEM_PERC | Medium Demand Growth+Very Low Gas Supply+Low Wind & Solar | 39.4012 | 43.8926 | 44.6691
2028 | SIWEM_PERC | Medium Demand Growth+Very Low Gas Supply+Low Wind & Solar | 19.7209 | 39.1978 | 50.0004
2029 | SIWEM_PERC | Medium Demand Growth+Very Low Gas Supply+Low Wind & Solar | 10.0991 | 27.1042 | 47.8141
2030 | SIWEM_PERC | Medium Demand Growth+Very Low Gas Supply+Low Wind & Solar | 5.7635 | 19.414 | 52.7298
2031 | SIWEM_PERC | Medium Demand Growth+Very Low Gas Supply+Low Wind & Solar | 2.2597 | 13.6677 | 54.2585
2032 | SIWEM_PERC | Medium Demand Growth+Very Low Gas Supply+Low Wind & Solar | 0.47602 | 11.6671 | 51.4863
2033 | SIWEM_PERC | Medium Demand Growth+Very Low Gas Supply+Low Wind & Solar | -1.5768 | 9.3676 | 48.3088
2034 | SIWEM_PERC | Medium Demand Growth+Very Low Gas Supply+Low Wind & Solar | -3.3156 | 7.4153 | 43.1872
2035 | SIWEM_PERC | Medium Demand Growth+Very Low Gas Supply+Low Wind & Solar | -4.7693 | 5.7789 | 37.0714
2026 | NZWEM_PERC | Medium Demand Growth+Very Low Gas Supply+Constrained Operational Capacity | 18.7712 | 18.8278 | 18.8278
2027 | NZWEM_PERC | Medium Demand Growth+Very Low Gas Supply+Constrained Operational Capacity | 16.0207 | 17.7993 | 18.1068
2028 | NZWEM_PERC | Medium Demand Growth+Very Low Gas Supply+Constrained Operational Capacity | 9.0924 | 16.7971 | 21.0704
2029 | NZWEM_PERC | Medium Demand Growth+Very Low Gas Supply+Constrained Operational Capacity | 2.4315 | 13.0132 | 21.3854
2030 | NZWEM_PERC | Medium Demand Growth+Very Low Gas Supply+Constrained Operational Capacity | -1.9414 | 10.3589 | 23.8504
2031 | NZWEM_PERC | Medium Demand Growth+Very Low Gas Supply+Constrained Operational Capacity | -4.9999 | 6.9765 | 25.5482
2032 | NZWEM_PERC | Medium Demand Growth+Very Low Gas Supply+Constrained Operational Capacity | -6.9461 | 5.114 | 24.1961
2033 | NZWEM_PERC | Medium Demand Growth+Very Low Gas Supply+Constrained Operational Capacity | -9.0425 | 2.7172 | 22.9242
2034 | NZWEM_PERC | Medium Demand Growth+Very Low Gas Supply+Constrained Operational Capacity | -10.9103 | 0.96399 | 20.7019
2035 | NZWEM_PERC | Medium Demand Growth+Very Low Gas Supply+Constrained Operational Capacity | -12.649 | -0.95539 | 18.3406
2026 | NIWCM | Medium Demand Growth+Very Low Gas Supply+Constrained Operational Capacity | 325.6776 | 325.6776 | 325.6776
2027 | NIWCM | Medium Demand Growth+Very Low Gas Supply+Constrained Operational Capacity | 454.6836 | 458.6512 | 458.6512
2028 | NIWCM | Medium Demand Growth+Very Low Gas Supply+Constrained Operational Capacity | 435.8256 | 929.7399 | 937.5268
2029 | NIWCM | Medium Demand Growth+Very Low Gas Supply+Constrained Operational Capacity | -71.3882 | 578.2907 | 734.7997
2030 | NIWCM | Medium Demand Growth+Very Low Gas Supply+Constrained Operational Capacity | -909.509 | -172.5294 | 40.0863
2031 | NIWCM | Medium Demand Growth+Very Low Gas Supply+Constrained Operational Capacity | -1089.6232 | -341.2947 | -70.0736
2032 | NIWCM | Medium Demand Growth+Very Low Gas Supply+Constrained Operational Capacity | -1255.5815 | -502.6935 | -209.5918
2033 | NIWCM | Medium Demand Growth+Very Low Gas Supply+Constrained Operational Capacity | -1444.984 | -691.8634 | -386.7736
2034 | NIWCM | Medium Demand Growth+Very Low Gas Supply+Constrained Operational Capacity | -1614.9851 | -817.396 | -435.0013
2035 | NIWCM | Medium Demand Growth+Very Low Gas Supply+Constrained Operational Capacity | -1766.6374 | -958.9398 | -576.9007
2026 | SIWEM_PERC | Medium Demand Growth+Very Low Gas Supply+Constrained Operational Capacity | 51.1127 | 51.1127 | 51.1127
2027 | SIWEM_PERC | Medium Demand Growth+Very Low Gas Supply+Constrained Operational Capacity | 43.051 | 46.6967 | 46.6967
2028 | SIWEM_PERC | Medium Demand Growth+Very Low Gas Supply+Constrained Operational Capacity | 23.5717 | 45.1536 | 57.1237
2029 | SIWEM_PERC | Medium Demand Growth+Very Low Gas Supply+Constrained Operational Capacity | 11.0199 | 33.6347 | 56.5828
2030 | SIWEM_PERC | Medium Demand Growth+Very Low Gas Supply+Constrained Operational Capacity | 6.6467 | 26.1098 | 59.4
2031 | SIWEM_PERC | Medium Demand Growth+Very Low Gas Supply+Constrained Operational Capacity | 3.1125 | 16.7457 | 58.5769
2032 | SIWEM_PERC | Medium Demand Growth+Very Low Gas Supply+Constrained Operational Capacity | 1.3126 | 13.7132 | 55.7227
2033 | SIWEM_PERC | Medium Demand Growth+Very Low Gas Supply+Constrained Operational Capacity | -0.75867 | 11.3685 | 52.4517
2034 | SIWEM_PERC | Medium Demand Growth+Very Low Gas Supply+Constrained Operational Capacity | -2.5134 | 9.3772 | 49.6588
2035 | SIWEM_PERC | Medium Demand Growth+Very Low Gas Supply+Constrained Operational Capacity | -3.9808 | 7.7075 | 47.3039
2026 | NZWEM_PERC | Medium Demand Growth+Very Low Gas Supply+Constrained Operational Capacity+Low Wind & Solar | 17.5818 | 17.633 | 17.633
2027 | NZWEM_PERC | Medium Demand Growth+Very Low Gas Supply+Constrained Operational Capacity+Low Wind & Solar | 14.7164 | 16.3215 | 16.599
2028 | NZWEM_PERC | Medium Demand Growth+Very Low Gas Supply+Constrained Operational Capacity+Low Wind & Solar | 7.7177 | 14.6709 | 18.5274
2029 | NZWEM_PERC | Medium Demand Growth+Very Low Gas Supply+Constrained Operational Capacity+Low Wind & Solar | 1.081 | 10.6307 | 18.1863
2030 | NZWEM_PERC | Medium Demand Growth+Very Low Gas Supply+Constrained Operational Capacity+Low Wind & Solar | -3.2427 | 7.9048 | 20.1154
2031 | NZWEM_PERC | Medium Demand Growth+Very Low Gas Supply+Constrained Operational Capacity+Low Wind & Solar | -6.2581 | 4.6037 | 21.3979
2032 | NZWEM_PERC | Medium Demand Growth+Very Low Gas Supply+Constrained Operational Capacity+Low Wind & Solar | -8.1757 | 2.7604 | 20.0475
2033 | NZWEM_PERC | Medium Demand Growth+Very Low Gas Supply+Constrained Operational Capacity+Low Wind & Solar | -10.2415 | 0.42221 | 18.7229
2034 | NZWEM_PERC | Medium Demand Growth+Very Low Gas Supply+Constrained Operational Capacity+Low Wind & Solar | -12.0814 | -1.2777 | 16.5981
2035 | NZWEM_PERC | Medium Demand Growth+Very Low Gas Supply+Constrained Operational Capacity+Low Wind & Solar | -13.7939 | -3.1469 | 14.3287
2026 | NIWCM | Medium Demand Growth+Very Low Gas Supply+Constrained Operational Capacity+Low Wind & Solar | 325.6776 | 325.6776 | 325.6776
2027 | NIWCM | Medium Demand Growth+Very Low Gas Supply+Constrained Operational Capacity+Low Wind & Solar | 454.6836 | 458.6512 | 458.6512
2028 | NIWCM | Medium Demand Growth+Very Low Gas Supply+Constrained Operational Capacity+Low Wind & Solar | 435.8256 | 929.7399 | 937.5268
2029 | NIWCM | Medium Demand Growth+Very Low Gas Supply+Constrained Operational Capacity+Low Wind & Solar | -71.3882 | 578.2907 | 734.7997
2030 | NIWCM | Medium Demand Growth+Very Low Gas Supply+Constrained Operational Capacity+Low Wind & Solar | -909.509 | -172.5294 | 40.0863
2031 | NIWCM | Medium Demand Growth+Very Low Gas Supply+Constrained Operational Capacity+Low Wind & Solar | -1089.6232 | -341.2947 | -70.0736
2032 | NIWCM | Medium Demand Growth+Very Low Gas Supply+Constrained Operational Capacity+Low Wind & Solar | -1255.5815 | -502.6935 | -209.5918
2033 | NIWCM | Medium Demand Growth+Very Low Gas Supply+Constrained Operational Capacity+Low Wind & Solar | -1444.984 | -691.8634 | -386.7736
2034 | NIWCM | Medium Demand Growth+Very Low Gas Supply+Constrained Operational Capacity+Low Wind & Solar | -1614.9851 | -817.396 | -435.0013
2035 | NIWCM | Medium Demand Growth+Very Low Gas Supply+Constrained Operational Capacity+Low Wind & Solar | -1766.6374 | -958.9398 | -576.9007
2026 | SIWEM_PERC | Medium Demand Growth+Very Low Gas Supply+Constrained Operational Capacity+Low Wind & Solar | 48.1277 | 48.2724 | 48.2724
2027 | SIWEM_PERC | Medium Demand Growth+Very Low Gas Supply+Constrained Operational Capacity+Low Wind & Solar | 39.4012 | 43.8926 | 44.6691
2028 | SIWEM_PERC | Medium Demand Growth+Very Low Gas Supply+Constrained Operational Capacity+Low Wind & Solar | 19.7209 | 39.1978 | 50.0004
2029 | SIWEM_PERC | Medium Demand Growth+Very Low Gas Supply+Constrained Operational Capacity+Low Wind & Solar | 10.0991 | 27.1042 | 47.8141
2030 | SIWEM_PERC | Medium Demand Growth+Very Low Gas Supply+Constrained Operational Capacity+Low Wind & Solar | 5.7635 | 19.414 | 52.7298
2031 | SIWEM_PERC | Medium Demand Growth+Very Low Gas Supply+Constrained Operational Capacity+Low Wind & Solar | 2.2597 | 13.6677 | 54.2585
2032 | SIWEM_PERC | Medium Demand Growth+Very Low Gas Supply+Constrained Operational Capacity+Low Wind & Solar | 0.47602 | 11.6671 | 51.4863
2033 | SIWEM_PERC | Medium Demand Growth+Very Low Gas Supply+Constrained Operational Capacity+Low Wind & Solar | -1.5768 | 9.3676 | 48.3088
2034 | SIWEM_PERC | Medium Demand Growth+Very Low Gas Supply+Constrained Operational Capacity+Low Wind & Solar | -3.3156 | 7.4153 | 43.1872
2035 | SIWEM_PERC | Medium Demand Growth+Very Low Gas Supply+Constrained Operational Capacity+Low Wind & Solar | -4.7693 | 5.7789 | 37.0714
2026 | NZWEM_PERC | Medium Demand Growth+Very Low Gas Supply+Upgraded HVDC | 18.7712 | 18.8278 | 18.8278
2027 | NZWEM_PERC | Medium Demand Growth+Very Low Gas Supply+Upgraded HVDC | 16.0207 | 17.7993 | 18.1068
2028 | NZWEM_PERC | Medium Demand Growth+Very Low Gas Supply+Upgraded HVDC | 9.0924 | 16.7971 | 21.0704
2029 | NZWEM_PERC | Medium Demand Growth+Very Low Gas Supply+Upgraded HVDC | 2.4315 | 13.0132 | 21.3854
2030 | NZWEM_PERC | Medium Demand Growth+Very Low Gas Supply+Upgraded HVDC | -1.9414 | 10.3589 | 23.8504
2031 | NZWEM_PERC | Medium Demand Growth+Very Low Gas Supply+Upgraded HVDC | -4.9999 | 6.9765 | 25.5482
2032 | NZWEM_PERC | Medium Demand Growth+Very Low Gas Supply+Upgraded HVDC | -6.9461 | 5.114 | 24.1961
2033 | NZWEM_PERC | Medium Demand Growth+Very Low Gas Supply+Upgraded HVDC | -9.0425 | 2.7172 | 22.9242
2034 | NZWEM_PERC | Medium Demand Growth+Very Low Gas Supply+Upgraded HVDC | -10.9103 | 0.96399 | 20.7019
2035 | NZWEM_PERC | Medium Demand Growth+Very Low Gas Supply+Upgraded HVDC | -12.649 | -0.95539 | 18.3406
2026 | NIWCM | Medium Demand Growth+Very Low Gas Supply+Upgraded HVDC | 920.9691 | 921.7689 | 921.7689
2027 | NIWCM | Medium Demand Growth+Very Low Gas Supply+Upgraded HVDC | 1076.3707 | 1108.2368 | 1112.7733
2028 | NIWCM | Medium Demand Growth+Very Low Gas Supply+Upgraded HVDC | 1089.5103 | 1735.4791 | 1796.2242
2029 | NIWCM | Medium Demand Growth+Very Low Gas Supply+Upgraded HVDC | 600.281 | 1490.7051 | 1814.0501
2030 | NIWCM | Medium Demand Growth+Very Low Gas Supply+Upgraded HVDC | -234.7139 | 779.6314 | 1299.1415
2031 | NIWCM | Medium Demand Growth+Very Low Gas Supply+Upgraded HVDC | -412.0889 | 620.0278 | 1400.3111
2032 | NIWCM | Medium Demand Growth+Very Low Gas Supply+Upgraded HVDC | -576.7035 | 476.7213 | 1295.3795
2033 | NIWCM | Medium Demand Growth+Very Low Gas Supply+Upgraded HVDC | -766.2524 | 292.6926 | 1189.3354
2034 | NIWCM | Medium Demand Growth+Very Low Gas Supply+Upgraded HVDC | -934.1144 | 169.8495 | 1151.9454
2035 | NIWCM | Medium Demand Growth+Very Low Gas Supply+Upgraded HVDC | -1085.7769 | 29.9382 | 1020.0028
2026 | SIWEM_PERC | Medium Demand Growth+Very Low Gas Supply+Upgraded HVDC | 51.1127 | 51.1127 | 51.1127
2027 | SIWEM_PERC | Medium Demand Growth+Very Low Gas Supply+Upgraded HVDC | 43.051 | 47.9089 | 48.6924
2028 | SIWEM_PERC | Medium Demand Growth+Very Low Gas Supply+Upgraded HVDC | 23.5717 | 45.1536 | 57.1237
2029 | SIWEM_PERC | Medium Demand Growth+Very Low Gas Supply+Upgraded HVDC | 11.0199 | 33.6347 | 56.5828
2030 | SIWEM_PERC | Medium Demand Growth+Very Low Gas Supply+Upgraded HVDC | 6.6467 | 26.1098 | 62.6058
2031 | SIWEM_PERC | Medium Demand Growth+Very Low Gas Supply+Upgraded HVDC | 3.1125 | 16.7457 | 66.5648
2032 | SIWEM_PERC | Medium Demand Growth+Very Low Gas Supply+Upgraded HVDC | 1.3126 | 13.7132 | 63.109
2033 | SIWEM_PERC | Medium Demand Growth+Very Low Gas Supply+Upgraded HVDC | -0.75867 | 11.3685 | 59.7366
2034 | SIWEM_PERC | Medium Demand Growth+Very Low Gas Supply+Upgraded HVDC | -2.5134 | 9.3772 | 54.056
2035 | SIWEM_PERC | Medium Demand Growth+Very Low Gas Supply+Upgraded HVDC | -3.9808 | 7.7075 | 48.1013
2026 | NZWEM_PERC | Medium Demand Growth+Very Low Gas Supply+Upgraded HVDC+Low Wind & Solar | 17.5818 | 17.633 | 17.633
2027 | NZWEM_PERC | Medium Demand Growth+Very Low Gas Supply+Upgraded HVDC+Low Wind & Solar | 14.7164 | 16.3215 | 16.599
2028 | NZWEM_PERC | Medium Demand Growth+Very Low Gas Supply+Upgraded HVDC+Low Wind & Solar | 7.7177 | 14.6709 | 18.5274
2029 | NZWEM_PERC | Medium Demand Growth+Very Low Gas Supply+Upgraded HVDC+Low Wind & Solar | 1.081 | 10.6307 | 18.1863
2030 | NZWEM_PERC | Medium Demand Growth+Very Low Gas Supply+Upgraded HVDC+Low Wind & Solar | -3.2427 | 7.9048 | 20.1154
2031 | NZWEM_PERC | Medium Demand Growth+Very Low Gas Supply+Upgraded HVDC+Low Wind & Solar | -6.2581 | 4.6037 | 21.3979
2032 | NZWEM_PERC | Medium Demand Growth+Very Low Gas Supply+Upgraded HVDC+Low Wind & Solar | -8.1757 | 2.7604 | 20.0475
2033 | NZWEM_PERC | Medium Demand Growth+Very Low Gas Supply+Upgraded HVDC+Low Wind & Solar | -10.2415 | 0.42221 | 18.7229
2034 | NZWEM_PERC | Medium Demand Growth+Very Low Gas Supply+Upgraded HVDC+Low Wind & Solar | -12.0814 | -1.2777 | 16.5981
2035 | NZWEM_PERC | Medium Demand Growth+Very Low Gas Supply+Upgraded HVDC+Low Wind & Solar | -13.7939 | -3.1469 | 14.3287
2026 | NIWCM | Medium Demand Growth+Very Low Gas Supply+Upgraded HVDC+Low Wind & Solar | 920.9691 | 921.7689 | 921.7689
2027 | NIWCM | Medium Demand Growth+Very Low Gas Supply+Upgraded HVDC+Low Wind & Solar | 1076.3707 | 1108.2368 | 1112.7733
2028 | NIWCM | Medium Demand Growth+Very Low Gas Supply+Upgraded HVDC+Low Wind & Solar | 1089.5103 | 1735.4791 | 1796.2242
2029 | NIWCM | Medium Demand Growth+Very Low Gas Supply+Upgraded HVDC+Low Wind & Solar | 600.281 | 1490.7051 | 1814.0501
2030 | NIWCM | Medium Demand Growth+Very Low Gas Supply+Upgraded HVDC+Low Wind & Solar | -234.7139 | 779.6314 | 1299.1415
2031 | NIWCM | Medium Demand Growth+Very Low Gas Supply+Upgraded HVDC+Low Wind & Solar | -412.0889 | 620.0278 | 1400.3111
2032 | NIWCM | Medium Demand Growth+Very Low Gas Supply+Upgraded HVDC+Low Wind & Solar | -576.7035 | 476.7213 | 1295.3795
2033 | NIWCM | Medium Demand Growth+Very Low Gas Supply+Upgraded HVDC+Low Wind & Solar | -766.2524 | 292.6926 | 1189.3354
2034 | NIWCM | Medium Demand Growth+Very Low Gas Supply+Upgraded HVDC+Low Wind & Solar | -934.1144 | 169.8495 | 1151.9454
2035 | NIWCM | Medium Demand Growth+Very Low Gas Supply+Upgraded HVDC+Low Wind & Solar | -1085.7769 | 29.9382 | 1020.0028
2026 | SIWEM_PERC | Medium Demand Growth+Very Low Gas Supply+Upgraded HVDC+Low Wind & Solar | 48.1277 | 48.2724 | 48.2724
2027 | SIWEM_PERC | Medium Demand Growth+Very Low Gas Supply+Upgraded HVDC+Low Wind & Solar | 39.4012 | 43.8926 | 44.6691
2028 | SIWEM_PERC | Medium Demand Growth+Very Low Gas Supply+Upgraded HVDC+Low Wind & Solar | 19.7209 | 39.1978 | 50.0004
2029 | SIWEM_PERC | Medium Demand Growth+Very Low Gas Supply+Upgraded HVDC+Low Wind & Solar | 10.0991 | 27.1042 | 47.8141
2030 | SIWEM_PERC | Medium Demand Growth+Very Low Gas Supply+Upgraded HVDC+Low Wind & Solar | 5.7635 | 19.414 | 52.7298
2031 | SIWEM_PERC | Medium Demand Growth+Very Low Gas Supply+Upgraded HVDC+Low Wind & Solar | 2.2597 | 13.6677 | 55.8808
2032 | SIWEM_PERC | Medium Demand Growth+Very Low Gas Supply+Upgraded HVDC+Low Wind & Solar | 0.47602 | 11.6671 | 52.3972
2033 | SIWEM_PERC | Medium Demand Growth+Very Low Gas Supply+Upgraded HVDC+Low Wind & Solar | -1.5768 | 9.3676 | 48.871
2034 | SIWEM_PERC | Medium Demand Growth+Very Low Gas Supply+Upgraded HVDC+Low Wind & Solar | -3.3156 | 7.4153 | 43.1872
2035 | SIWEM_PERC | Medium Demand Growth+Very Low Gas Supply+Upgraded HVDC+Low Wind & Solar | -4.7693 | 5.7789 | 37.0714
2026 | NZWEM_PERC | Medium Demand Growth+Very Low Gas Supply+Upgraded HVDC+Constrained Operational Capacity | 18.7712 | 18.8278 | 18.8278
2027 | NZWEM_PERC | Medium Demand Growth+Very Low Gas Supply+Upgraded HVDC+Constrained Operational Capacity | 16.0207 | 17.7993 | 18.1068
2028 | NZWEM_PERC | Medium Demand Growth+Very Low Gas Supply+Upgraded HVDC+Constrained Operational Capacity | 9.0924 | 16.7971 | 21.0704
2029 | NZWEM_PERC | Medium Demand Growth+Very Low Gas Supply+Upgraded HVDC+Constrained Operational Capacity | 2.4315 | 13.0132 | 21.3854
2030 | NZWEM_PERC | Medium Demand Growth+Very Low Gas Supply+Upgraded HVDC+Constrained Operational Capacity | -1.9414 | 10.3589 | 23.8504
2031 | NZWEM_PERC | Medium Demand Growth+Very Low Gas Supply+Upgraded HVDC+Constrained Operational Capacity | -4.9999 | 6.9765 | 25.5482
2032 | NZWEM_PERC | Medium Demand Growth+Very Low Gas Supply+Upgraded HVDC+Constrained Operational Capacity | -6.9461 | 5.114 | 24.1961
2033 | NZWEM_PERC | Medium Demand Growth+Very Low Gas Supply+Upgraded HVDC+Constrained Operational Capacity | -9.0425 | 2.7172 | 22.9242
2034 | NZWEM_PERC | Medium Demand Growth+Very Low Gas Supply+Upgraded HVDC+Constrained Operational Capacity | -10.9103 | 0.96399 | 20.7019
2035 | NZWEM_PERC | Medium Demand Growth+Very Low Gas Supply+Upgraded HVDC+Constrained Operational Capacity | -12.649 | -0.95539 | 18.3406
2026 | NIWCM | Medium Demand Growth+Very Low Gas Supply+Upgraded HVDC+Constrained Operational Capacity | 325.6776 | 325.6776 | 325.6776
2027 | NIWCM | Medium Demand Growth+Very Low Gas Supply+Upgraded HVDC+Constrained Operational Capacity | 454.6836 | 458.6512 | 458.6512
2028 | NIWCM | Medium Demand Growth+Very Low Gas Supply+Upgraded HVDC+Constrained Operational Capacity | 435.8256 | 929.7399 | 937.5268
2029 | NIWCM | Medium Demand Growth+Very Low Gas Supply+Upgraded HVDC+Constrained Operational Capacity | -71.3882 | 578.2907 | 734.7997
2030 | NIWCM | Medium Demand Growth+Very Low Gas Supply+Upgraded HVDC+Constrained Operational Capacity | -909.509 | -172.5294 | 40.0863
2031 | NIWCM | Medium Demand Growth+Very Low Gas Supply+Upgraded HVDC+Constrained Operational Capacity | -1089.6232 | -341.2947 | -70.0736
2032 | NIWCM | Medium Demand Growth+Very Low Gas Supply+Upgraded HVDC+Constrained Operational Capacity | -1255.5815 | -502.6935 | -209.5918
2033 | NIWCM | Medium Demand Growth+Very Low Gas Supply+Upgraded HVDC+Constrained Operational Capacity | -1444.984 | -691.8634 | -386.7736
2034 | NIWCM | Medium Demand Growth+Very Low Gas Supply+Upgraded HVDC+Constrained Operational Capacity | -1614.9851 | -817.396 | -435.0013
2035 | NIWCM | Medium Demand Growth+Very Low Gas Supply+Upgraded HVDC+Constrained Operational Capacity | -1766.6374 | -958.9398 | -576.9007
2026 | SIWEM_PERC | Medium Demand Growth+Very Low Gas Supply+Upgraded HVDC+Constrained Operational Capacity | 51.1127 | 51.1127 | 51.1127
2027 | SIWEM_PERC | Medium Demand Growth+Very Low Gas Supply+Upgraded HVDC+Constrained Operational Capacity | 43.051 | 47.9089 | 48.6924
2028 | SIWEM_PERC | Medium Demand Growth+Very Low Gas Supply+Upgraded HVDC+Constrained Operational Capacity | 23.5717 | 45.1536 | 57.1237
2029 | SIWEM_PERC | Medium Demand Growth+Very Low Gas Supply+Upgraded HVDC+Constrained Operational Capacity | 11.0199 | 33.6347 | 56.5828
2030 | SIWEM_PERC | Medium Demand Growth+Very Low Gas Supply+Upgraded HVDC+Constrained Operational Capacity | 6.6467 | 26.1098 | 62.6058
2031 | SIWEM_PERC | Medium Demand Growth+Very Low Gas Supply+Upgraded HVDC+Constrained Operational Capacity | 3.1125 | 16.7457 | 66.5648
2032 | SIWEM_PERC | Medium Demand Growth+Very Low Gas Supply+Upgraded HVDC+Constrained Operational Capacity | 1.3126 | 13.7132 | 63.109
2033 | SIWEM_PERC | Medium Demand Growth+Very Low Gas Supply+Upgraded HVDC+Constrained Operational Capacity | -0.75867 | 11.3685 | 59.7366
2034 | SIWEM_PERC | Medium Demand Growth+Very Low Gas Supply+Upgraded HVDC+Constrained Operational Capacity | -2.5134 | 9.3772 | 54.056
2035 | SIWEM_PERC | Medium Demand Growth+Very Low Gas Supply+Upgraded HVDC+Constrained Operational Capacity | -3.9808 | 7.7075 | 48.1013
2026 | NZWEM_PERC | Medium Demand Growth+Very Low Gas Supply+Upgraded HVDC+Constrained Operational Capacity+Low Wind & Solar | 17.5818 | 17.633 | 17.633
2027 | NZWEM_PERC | Medium Demand Growth+Very Low Gas Supply+Upgraded HVDC+Constrained Operational Capacity+Low Wind & Solar | 14.7164 | 16.3215 | 16.599
2028 | NZWEM_PERC | Medium Demand Growth+Very Low Gas Supply+Upgraded HVDC+Constrained Operational Capacity+Low Wind & Solar | 7.7177 | 14.6709 | 18.5274
2029 | NZWEM_PERC | Medium Demand Growth+Very Low Gas Supply+Upgraded HVDC+Constrained Operational Capacity+Low Wind & Solar | 1.081 | 10.6307 | 18.1863
2030 | NZWEM_PERC | Medium Demand Growth+Very Low Gas Supply+Upgraded HVDC+Constrained Operational Capacity+Low Wind & Solar | -3.2427 | 7.9048 | 20.1154
2031 | NZWEM_PERC | Medium Demand Growth+Very Low Gas Supply+Upgraded HVDC+Constrained Operational Capacity+Low Wind & Solar | -6.2581 | 4.6037 | 21.3979
2032 | NZWEM_PERC | Medium Demand Growth+Very Low Gas Supply+Upgraded HVDC+Constrained Operational Capacity+Low Wind & Solar | -8.1757 | 2.7604 | 20.0475
2033 | NZWEM_PERC | Medium Demand Growth+Very Low Gas Supply+Upgraded HVDC+Constrained Operational Capacity+Low Wind & Solar | -10.2415 | 0.42221 | 18.7229
2034 | NZWEM_PERC | Medium Demand Growth+Very Low Gas Supply+Upgraded HVDC+Constrained Operational Capacity+Low Wind & Solar | -12.0814 | -1.2777 | 16.5981
2035 | NZWEM_PERC | Medium Demand Growth+Very Low Gas Supply+Upgraded HVDC+Constrained Operational Capacity+Low Wind & Solar | -13.7939 | -3.1469 | 14.3287
2026 | NIWCM | Medium Demand Growth+Very Low Gas Supply+Upgraded HVDC+Constrained Operational Capacity+Low Wind & Solar | 325.6776 | 325.6776 | 325.6776
2027 | NIWCM | Medium Demand Growth+Very Low Gas Supply+Upgraded HVDC+Constrained Operational Capacity+Low Wind & Solar | 454.6836 | 458.6512 | 458.6512
2028 | NIWCM | Medium Demand Growth+Very Low Gas Supply+Upgraded HVDC+Constrained Operational Capacity+Low Wind & Solar | 435.8256 | 929.7399 | 937.5268
2029 | NIWCM | Medium Demand Growth+Very Low Gas Supply+Upgraded HVDC+Constrained Operational Capacity+Low Wind & Solar | -71.3882 | 578.2907 | 734.7997
2030 | NIWCM | Medium Demand Growth+Very Low Gas Supply+Upgraded HVDC+Constrained Operational Capacity+Low Wind & Solar | -909.509 | -172.5294 | 40.0863
2031 | NIWCM | Medium Demand Growth+Very Low Gas Supply+Upgraded HVDC+Constrained Operational Capacity+Low Wind & Solar | -1089.6232 | -341.2947 | -70.0736
2032 | NIWCM | Medium Demand Growth+Very Low Gas Supply+Upgraded HVDC+Constrained Operational Capacity+Low Wind & Solar | -1255.5815 | -502.6935 | -209.5918
2033 | NIWCM | Medium Demand Growth+Very Low Gas Supply+Upgraded HVDC+Constrained Operational Capacity+Low Wind & Solar | -1444.984 | -691.8634 | -386.7736
2034 | NIWCM | Medium Demand Growth+Very Low Gas Supply+Upgraded HVDC+Constrained Operational Capacity+Low Wind & Solar | -1614.9851 | -817.396 | -435.0013
2035 | NIWCM | Medium Demand Growth+Very Low Gas Supply+Upgraded HVDC+Constrained Operational Capacity+Low Wind & Solar | -1766.6374 | -958.9398 | -576.9007
2026 | SIWEM_PERC | Medium Demand Growth+Very Low Gas Supply+Upgraded HVDC+Constrained Operational Capacity+Low Wind & Solar | 48.1277 | 48.2724 | 48.2724
2027 | SIWEM_PERC | Medium Demand Growth+Very Low Gas Supply+Upgraded HVDC+Constrained Operational Capacity+Low Wind & Solar | 39.4012 | 43.8926 | 44.6691
2028 | SIWEM_PERC | Medium Demand Growth+Very Low Gas Supply+Upgraded HVDC+Constrained Operational Capacity+Low Wind & Solar | 19.7209 | 39.1978 | 50.0004
2029 | SIWEM_PERC | Medium Demand Growth+Very Low Gas Supply+Upgraded HVDC+Constrained Operational Capacity+Low Wind & Solar | 10.0991 | 27.1042 | 47.8141
2030 | SIWEM_PERC | Medium Demand Growth+Very Low Gas Supply+Upgraded HVDC+Constrained Operational Capacity+Low Wind & Solar | 5.7635 | 19.414 | 52.7298
2031 | SIWEM_PERC | Medium Demand Growth+Very Low Gas Supply+Upgraded HVDC+Constrained Operational Capacity+Low Wind & Solar | 2.2597 | 13.6677 | 55.8808
2032 | SIWEM_PERC | Medium Demand Growth+Very Low Gas Supply+Upgraded HVDC+Constrained Operational Capacity+Low Wind & Solar | 0.47602 | 11.6671 | 52.3972
2033 | SIWEM_PERC | Medium Demand Growth+Very Low Gas Supply+Upgraded HVDC+Constrained Operational Capacity+Low Wind & Solar | -1.5768 | 9.3676 | 48.871
2034 | SIWEM_PERC | Medium Demand Growth+Very Low Gas Supply+Upgraded HVDC+Constrained Operational Capacity+Low Wind & Solar | -3.3156 | 7.4153 | 43.1872
2035 | SIWEM_PERC | Medium Demand Growth+Very Low Gas Supply+Upgraded HVDC+Constrained Operational Capacity+Low Wind & Solar | -4.7693 | 5.7789 | 37.0714
2026 | NZWEM_PERC | Medium Demand Growth+Very Low Gas Supply+Delayed Build | 14.1751 | 14.1751 | 14.1751
2027 | NZWEM_PERC | Medium Demand Growth+Very Low Gas Supply+Delayed Build | 8.8858 | 9.0226 | 9.185
2028 | NZWEM_PERC | Medium Demand Growth+Very Low Gas Supply+Delayed Build | 5.1186 | 6.4897 | 6.7881
2029 | NZWEM_PERC | Medium Demand Growth+Very Low Gas Supply+Delayed Build | 1.3679 | 4.0047 | 4.8236
2030 | NZWEM_PERC | Medium Demand Growth+Very Low Gas Supply+Delayed Build | -1.9414 | 6.3199 | 13.3031
2031 | NZWEM_PERC | Medium Demand Growth+Very Low Gas Supply+Delayed Build | -4.9999 | 5.7995 | 13.5999
2032 | NZWEM_PERC | Medium Demand Growth+Very Low Gas Supply+Delayed Build | -6.9461 | 4.2218 | 16.9696
2033 | NZWEM_PERC | Medium Demand Growth+Very Low Gas Supply+Delayed Build | -9.0425 | 1.9265 | 19.6233
2034 | NZWEM_PERC | Medium Demand Growth+Very Low Gas Supply+Delayed Build | -10.9103 | 0.14365 | 18.3184
2035 | NZWEM_PERC | Medium Demand Growth+Very Low Gas Supply+Delayed Build | -12.649 | -1.4195 | 17.8765
2026 | NIWCM | Medium Demand Growth+Very Low Gas Supply+Delayed Build | 628.8124 | 628.8124 | 628.8124
2027 | NIWCM | Medium Demand Growth+Very Low Gas Supply+Delayed Build | 677.8105 | 679.8206 | 682.2931
2028 | NIWCM | Medium Demand Growth+Very Low Gas Supply+Delayed Build | 835.4318 | 855.4229 | 859.9594
2029 | NIWCM | Medium Demand Growth+Very Low Gas Supply+Delayed Build | 392.8353 | 519.9807 | 533.573
2030 | NIWCM | Medium Demand Growth+Very Low Gas Supply+Delayed Build | -290.4904 | 428.5671 | 705.5904
2031 | NIWCM | Medium Demand Growth+Very Low Gas Supply+Delayed Build | -485.0274 | 444.1998 | 790.411
2032 | NIWCM | Medium Demand Growth+Very Low Gas Supply+Delayed Build | -649.642 | 350.4135 | 911.6044
2033 | NIWCM | Medium Demand Growth+Very Low Gas Supply+Delayed Build | -766.2524 | 247.6534 | 1044.829
2034 | NIWCM | Medium Demand Growth+Very Low Gas Supply+Delayed Build | -934.1144 | 99.7603 | 937.4286
2035 | NIWCM | Medium Demand Growth+Very Low Gas Supply+Delayed Build | -1085.7769 | -22.3938 | 890.4394
2026 | SIWEM_PERC | Medium Demand Growth+Very Low Gas Supply+Delayed Build | 38.4856 | 38.4856 | 38.4856
2027 | SIWEM_PERC | Medium Demand Growth+Very Low Gas Supply+Delayed Build | 23.0855 | 23.4685 | 23.9229
2028 | SIWEM_PERC | Medium Demand Growth+Very Low Gas Supply+Delayed Build | 16.6982 | 18.6029 | 18.6029
2029 | SIWEM_PERC | Medium Demand Growth+Very Low Gas Supply+Delayed Build | 9.3208 | 13.9372 | 13.9372
2030 | SIWEM_PERC | Medium Demand Growth+Very Low Gas Supply+Delayed Build | 6.6467 | 17.964 | 34.1429
2031 | SIWEM_PERC | Medium Demand Growth+Very Low Gas Supply+Delayed Build | 3.1125 | 14.0403 | 34.7927
2032 | SIWEM_PERC | Medium Demand Growth+Very Low Gas Supply+Delayed Build | 1.3126 | 13.7132 | 44.0681
2033 | SIWEM_PERC | Medium Demand Growth+Very Low Gas Supply+Delayed Build | -0.75867 | 11.3685 | 51.3963
2034 | SIWEM_PERC | Medium Demand Growth+Very Low Gas Supply+Delayed Build | -2.5134 | 9.3772 | 47.9242
2035 | SIWEM_PERC | Medium Demand Growth+Very Low Gas Supply+Delayed Build | -3.9808 | 7.7075 | 46.8944
2026 | NZWEM_PERC | Medium Demand Growth+Very Low Gas Supply+Delayed Build+Low Wind & Solar | 13.2703 | 13.2703 | 13.2703
2027 | NZWEM_PERC | Medium Demand Growth+Very Low Gas Supply+Delayed Build+Low Wind & Solar | 7.96 | 8.0836 | 8.2301
2028 | NZWEM_PERC | Medium Demand Growth+Very Low Gas Supply+Delayed Build+Low Wind & Solar | 3.9761 | 5.2134 | 5.4827
2029 | NZWEM_PERC | Medium Demand Growth+Very Low Gas Supply+Delayed Build+Low Wind & Solar | 0.12118 | 2.5008 | 3.2399
2030 | NZWEM_PERC | Medium Demand Growth+Very Low Gas Supply+Delayed Build+Low Wind & Solar | -3.2427 | 4.2129 | 10.515
2031 | NZWEM_PERC | Medium Demand Growth+Very Low Gas Supply+Delayed Build+Low Wind & Solar | -6.2581 | 3.488 | 10.5276
2032 | NZWEM_PERC | Medium Demand Growth+Very Low Gas Supply+Delayed Build+Low Wind & Solar | -8.1757 | 1.903 | 13.4405
2033 | NZWEM_PERC | Medium Demand Growth+Very Low Gas Supply+Delayed Build+Low Wind & Solar | -10.2415 | -0.33453 | 15.6685
2034 | NZWEM_PERC | Medium Demand Growth+Very Low Gas Supply+Delayed Build+Low Wind & Solar | -12.0814 | -2.098 | 14.3671
2035 | NZWEM_PERC | Medium Demand Growth+Very Low Gas Supply+Delayed Build+Low Wind & Solar | -13.7939 | -3.611 | 13.8646
2026 | NIWCM | Medium Demand Growth+Very Low Gas Supply+Delayed Build+Low Wind & Solar | 628.8124 | 628.8124 | 628.8124
2027 | NIWCM | Medium Demand Growth+Very Low Gas Supply+Delayed Build+Low Wind & Solar | 677.8105 | 679.8206 | 682.2931
2028 | NIWCM | Medium Demand Growth+Very Low Gas Supply+Delayed Build+Low Wind & Solar | 835.4318 | 855.4229 | 859.9594
2029 | NIWCM | Medium Demand Growth+Very Low Gas Supply+Delayed Build+Low Wind & Solar | 392.8353 | 519.9807 | 533.573
2030 | NIWCM | Medium Demand Growth+Very Low Gas Supply+Delayed Build+Low Wind & Solar | -290.4904 | 428.5671 | 705.5904
2031 | NIWCM | Medium Demand Growth+Very Low Gas Supply+Delayed Build+Low Wind & Solar | -485.0274 | 444.1998 | 790.411
2032 | NIWCM | Medium Demand Growth+Very Low Gas Supply+Delayed Build+Low Wind & Solar | -649.642 | 350.4135 | 911.6044
2033 | NIWCM | Medium Demand Growth+Very Low Gas Supply+Delayed Build+Low Wind & Solar | -766.2524 | 247.6534 | 1044.829
2034 | NIWCM | Medium Demand Growth+Very Low Gas Supply+Delayed Build+Low Wind & Solar | -934.1144 | 99.7603 | 937.4286
2035 | NIWCM | Medium Demand Growth+Very Low Gas Supply+Delayed Build+Low Wind & Solar | -1085.7769 | -22.3938 | 890.4394
2026 | SIWEM_PERC | Medium Demand Growth+Very Low Gas Supply+Delayed Build+Low Wind & Solar | 35.9246 | 35.9246 | 35.9246
2027 | SIWEM_PERC | Medium Demand Growth+Very Low Gas Supply+Delayed Build+Low Wind & Solar | 20.495 | 20.8406 | 21.2507
2028 | SIWEM_PERC | Medium Demand Growth+Very Low Gas Supply+Delayed Build+Low Wind & Solar | 15.9291 | 17.648 | 17.648
2029 | SIWEM_PERC | Medium Demand Growth+Very Low Gas Supply+Delayed Build+Low Wind & Solar | 8.5658 | 12.7319 | 12.7319
2030 | SIWEM_PERC | Medium Demand Growth+Very Low Gas Supply+Delayed Build+Low Wind & Solar | 5.7635 | 15.977 | 26.8488
2031 | SIWEM_PERC | Medium Demand Growth+Very Low Gas Supply+Delayed Build+Low Wind & Solar | 2.2597 | 12.1217 | 26.4214
2032 | SIWEM_PERC | Medium Demand Growth+Very Low Gas Supply+Delayed Build+Low Wind & Solar | 0.47602 | 11.6671 | 34.4152
2033 | SIWEM_PERC | Medium Demand Growth+Very Low Gas Supply+Delayed Build+Low Wind & Solar | -1.5768 | 9.3676 | 40.5472
2034 | SIWEM_PERC | Medium Demand Growth+Very Low Gas Supply+Delayed Build+Low Wind & Solar | -3.3156 | 7.4153 | 37.0436
2035 | SIWEM_PERC | Medium Demand Growth+Very Low Gas Supply+Delayed Build+Low Wind & Solar | -4.7693 | 5.7789 | 35.7863
2026 | NZWEM_PERC | Medium Demand Growth+Very Low Gas Supply+Delayed Build+Constrained Operational Capacity | 14.1751 | 14.1751 | 14.1751
2027 | NZWEM_PERC | Medium Demand Growth+Very Low Gas Supply+Delayed Build+Constrained Operational Capacity | 8.8858 | 9.0226 | 9.185
2028 | NZWEM_PERC | Medium Demand Growth+Very Low Gas Supply+Delayed Build+Constrained Operational Capacity | 5.1186 | 6.4897 | 6.7881
2029 | NZWEM_PERC | Medium Demand Growth+Very Low Gas Supply+Delayed Build+Constrained Operational Capacity | 1.3679 | 4.0047 | 4.8236
2030 | NZWEM_PERC | Medium Demand Growth+Very Low Gas Supply+Delayed Build+Constrained Operational Capacity | -1.9414 | 6.3199 | 13.3031
2031 | NZWEM_PERC | Medium Demand Growth+Very Low Gas Supply+Delayed Build+Constrained Operational Capacity | -4.9999 | 5.7995 | 13.5999
2032 | NZWEM_PERC | Medium Demand Growth+Very Low Gas Supply+Delayed Build+Constrained Operational Capacity | -6.9461 | 4.2218 | 16.9696
2033 | NZWEM_PERC | Medium Demand Growth+Very Low Gas Supply+Delayed Build+Constrained Operational Capacity | -9.0425 | 1.9265 | 19.6233
2034 | NZWEM_PERC | Medium Demand Growth+Very Low Gas Supply+Delayed Build+Constrained Operational Capacity | -10.9103 | 0.14365 | 18.3184
2035 | NZWEM_PERC | Medium Demand Growth+Very Low Gas Supply+Delayed Build+Constrained Operational Capacity | -12.649 | -1.4195 | 17.8765
2026 | NIWCM | Medium Demand Growth+Very Low Gas Supply+Delayed Build+Constrained Operational Capacity | 94.465 | 94.465 | 94.465
2027 | NIWCM | Medium Demand Growth+Very Low Gas Supply+Delayed Build+Constrained Operational Capacity | 136.5614 | 136.5614 | 136.5614
2028 | NIWCM | Medium Demand Growth+Very Low Gas Supply+Delayed Build+Constrained Operational Capacity | 225.7919 | 225.7919 | 225.7919
2029 | NIWCM | Medium Demand Growth+Very Low Gas Supply+Delayed Build+Constrained Operational Capacity | -251.5211 | -169.3684 | -169.3684
2030 | NIWCM | Medium Demand Growth+Very Low Gas Supply+Delayed Build+Constrained Operational Capacity | -965.2855 | -453.5238 | -336.8226
2031 | NIWCM | Medium Demand Growth+Very Low Gas Supply+Delayed Build+Constrained Operational Capacity | -1162.5617 | -509.9667 | -351.9773
2032 | NIWCM | Medium Demand Growth+Very Low Gas Supply+Delayed Build+Constrained Operational Capacity | -1328.52 | -614.4212 | -400.9985
2033 | NIWCM | Medium Demand Growth+Very Low Gas Supply+Delayed Build+Constrained Operational Capacity | -1444.984 | -722.3226 | -448.6853
2034 | NIWCM | Medium Demand Growth+Very Low Gas Supply+Delayed Build+Constrained Operational Capacity | -1614.9851 | -887.4852 | -592.3195
2035 | NIWCM | Medium Demand Growth+Very Low Gas Supply+Delayed Build+Constrained Operational Capacity | -1766.6374 | -1011.2718 | -706.4617
2026 | SIWEM_PERC | Medium Demand Growth+Very Low Gas Supply+Delayed Build+Constrained Operational Capacity | 38.4856 | 38.4856 | 38.4856
2027 | SIWEM_PERC | Medium Demand Growth+Very Low Gas Supply+Delayed Build+Constrained Operational Capacity | 23.0855 | 23.4685 | 23.9229
2028 | SIWEM_PERC | Medium Demand Growth+Very Low Gas Supply+Delayed Build+Constrained Operational Capacity | 16.6982 | 18.6029 | 18.6029
2029 | SIWEM_PERC | Medium Demand Growth+Very Low Gas Supply+Delayed Build+Constrained Operational Capacity | 9.3208 | 13.9372 | 13.9372
2030 | SIWEM_PERC | Medium Demand Growth+Very Low Gas Supply+Delayed Build+Constrained Operational Capacity | 6.6467 | 17.964 | 34.1429
2031 | SIWEM_PERC | Medium Demand Growth+Very Low Gas Supply+Delayed Build+Constrained Operational Capacity | 3.1125 | 14.0403 | 34.7927
2032 | SIWEM_PERC | Medium Demand Growth+Very Low Gas Supply+Delayed Build+Constrained Operational Capacity | 1.3126 | 13.7132 | 44.0681
2033 | SIWEM_PERC | Medium Demand Growth+Very Low Gas Supply+Delayed Build+Constrained Operational Capacity | -0.75867 | 11.3685 | 51.3963
2034 | SIWEM_PERC | Medium Demand Growth+Very Low Gas Supply+Delayed Build+Constrained Operational Capacity | -2.5134 | 9.3772 | 47.9242
2035 | SIWEM_PERC | Medium Demand Growth+Very Low Gas Supply+Delayed Build+Constrained Operational Capacity | -3.9808 | 7.7075 | 46.8944
2026 | NZWEM_PERC | Medium Demand Growth+Very Low Gas Supply+Delayed Build+Constrained Operational Capacity+Low Wind & Solar | 13.2703 | 13.2703 | 13.2703
2027 | NZWEM_PERC | Medium Demand Growth+Very Low Gas Supply+Delayed Build+Constrained Operational Capacity+Low Wind & Solar | 7.96 | 8.0836 | 8.2301
2028 | NZWEM_PERC | Medium Demand Growth+Very Low Gas Supply+Delayed Build+Constrained Operational Capacity+Low Wind & Solar | 3.9761 | 5.2134 | 5.4827
2029 | NZWEM_PERC | Medium Demand Growth+Very Low Gas Supply+Delayed Build+Constrained Operational Capacity+Low Wind & Solar | 0.12118 | 2.5008 | 3.2399
2030 | NZWEM_PERC | Medium Demand Growth+Very Low Gas Supply+Delayed Build+Constrained Operational Capacity+Low Wind & Solar | -3.2427 | 4.2129 | 10.515
2031 | NZWEM_PERC | Medium Demand Growth+Very Low Gas Supply+Delayed Build+Constrained Operational Capacity+Low Wind & Solar | -6.2581 | 3.488 | 10.5276
2032 | NZWEM_PERC | Medium Demand Growth+Very Low Gas Supply+Delayed Build+Constrained Operational Capacity+Low Wind & Solar | -8.1757 | 1.903 | 13.4405
2033 | NZWEM_PERC | Medium Demand Growth+Very Low Gas Supply+Delayed Build+Constrained Operational Capacity+Low Wind & Solar | -10.2415 | -0.33453 | 15.6685
2034 | NZWEM_PERC | Medium Demand Growth+Very Low Gas Supply+Delayed Build+Constrained Operational Capacity+Low Wind & Solar | -12.0814 | -2.098 | 14.3671
2035 | NZWEM_PERC | Medium Demand Growth+Very Low Gas Supply+Delayed Build+Constrained Operational Capacity+Low Wind & Solar | -13.7939 | -3.611 | 13.8646
2026 | NIWCM | Medium Demand Growth+Very Low Gas Supply+Delayed Build+Constrained Operational Capacity+Low Wind & Solar | 94.465 | 94.465 | 94.465
2027 | NIWCM | Medium Demand Growth+Very Low Gas Supply+Delayed Build+Constrained Operational Capacity+Low Wind & Solar | 136.5614 | 136.5614 | 136.5614
2028 | NIWCM | Medium Demand Growth+Very Low Gas Supply+Delayed Build+Constrained Operational Capacity+Low Wind & Solar | 225.7919 | 225.7919 | 225.7919
2029 | NIWCM | Medium Demand Growth+Very Low Gas Supply+Delayed Build+Constrained Operational Capacity+Low Wind & Solar | -251.5211 | -169.3684 | -169.3684
2030 | NIWCM | Medium Demand Growth+Very Low Gas Supply+Delayed Build+Constrained Operational Capacity+Low Wind & Solar | -965.2855 | -453.5238 | -336.8226
2031 | NIWCM | Medium Demand Growth+Very Low Gas Supply+Delayed Build+Constrained Operational Capacity+Low Wind & Solar | -1162.5617 | -509.9667 | -351.9773
2032 | NIWCM | Medium Demand Growth+Very Low Gas Supply+Delayed Build+Constrained Operational Capacity+Low Wind & Solar | -1328.52 | -614.4212 | -400.9985
2033 | NIWCM | Medium Demand Growth+Very Low Gas Supply+Delayed Build+Constrained Operational Capacity+Low Wind & Solar | -1444.984 | -722.3226 | -448.6853
2034 | NIWCM | Medium Demand Growth+Very Low Gas Supply+Delayed Build+Constrained Operational Capacity+Low Wind & Solar | -1614.9851 | -887.4852 | -592.3195
2035 | NIWCM | Medium Demand Growth+Very Low Gas Supply+Delayed Build+Constrained Operational Capacity+Low Wind & Solar | -1766.6374 | -1011.2718 | -706.4617
2026 | SIWEM_PERC | Medium Demand Growth+Very Low Gas Supply+Delayed Build+Constrained Operational Capacity+Low Wind & Solar | 35.9246 | 35.9246 | 35.9246
2027 | SIWEM_PERC | Medium Demand Growth+Very Low Gas Supply+Delayed Build+Constrained Operational Capacity+Low Wind & Solar | 20.495 | 20.8406 | 21.2507
2028 | SIWEM_PERC | Medium Demand Growth+Very Low Gas Supply+Delayed Build+Constrained Operational Capacity+Low Wind & Solar | 15.9291 | 17.648 | 17.648
2029 | SIWEM_PERC | Medium Demand Growth+Very Low Gas Supply+Delayed Build+Constrained Operational Capacity+Low Wind & Solar | 8.5658 | 12.7319 | 12.7319
2030 | SIWEM_PERC | Medium Demand Growth+Very Low Gas Supply+Delayed Build+Constrained Operational Capacity+Low Wind & Solar | 5.7635 | 15.977 | 26.8488
2031 | SIWEM_PERC | Medium Demand Growth+Very Low Gas Supply+Delayed Build+Constrained Operational Capacity+Low Wind & Solar | 2.2597 | 12.1217 | 26.4214
2032 | SIWEM_PERC | Medium Demand Growth+Very Low Gas Supply+Delayed Build+Constrained Operational Capacity+Low Wind & Solar | 0.47602 | 11.6671 | 34.4152
2033 | SIWEM_PERC | Medium Demand Growth+Very Low Gas Supply+Delayed Build+Constrained Operational Capacity+Low Wind & Solar | -1.5768 | 9.3676 | 40.5472
2034 | SIWEM_PERC | Medium Demand Growth+Very Low Gas Supply+Delayed Build+Constrained Operational Capacity+Low Wind & Solar | -3.3156 | 7.4153 | 37.0436
2035 | SIWEM_PERC | Medium Demand Growth+Very Low Gas Supply+Delayed Build+Constrained Operational Capacity+Low Wind & Solar | -4.7693 | 5.7789 | 35.7863
2026 | NZWEM_PERC | Medium Demand Growth+Very Low Gas Supply+Delayed Build+Upgraded HVDC | 14.1751 | 14.1751 | 14.1751
2027 | NZWEM_PERC | Medium Demand Growth+Very Low Gas Supply+Delayed Build+Upgraded HVDC | 8.8858 | 9.0226 | 9.185
2028 | NZWEM_PERC | Medium Demand Growth+Very Low Gas Supply+Delayed Build+Upgraded HVDC | 5.1186 | 6.4897 | 6.7881
2029 | NZWEM_PERC | Medium Demand Growth+Very Low Gas Supply+Delayed Build+Upgraded HVDC | 1.3679 | 4.0047 | 4.8236
2030 | NZWEM_PERC | Medium Demand Growth+Very Low Gas Supply+Delayed Build+Upgraded HVDC | -1.9414 | 6.3199 | 13.3031
2031 | NZWEM_PERC | Medium Demand Growth+Very Low Gas Supply+Delayed Build+Upgraded HVDC | -4.9999 | 5.7995 | 13.5999
2032 | NZWEM_PERC | Medium Demand Growth+Very Low Gas Supply+Delayed Build+Upgraded HVDC | -6.9461 | 4.2218 | 16.9696
2033 | NZWEM_PERC | Medium Demand Growth+Very Low Gas Supply+Delayed Build+Upgraded HVDC | -9.0425 | 1.9265 | 19.6233
2034 | NZWEM_PERC | Medium Demand Growth+Very Low Gas Supply+Delayed Build+Upgraded HVDC | -10.9103 | 0.14365 | 18.3184
2035 | NZWEM_PERC | Medium Demand Growth+Very Low Gas Supply+Delayed Build+Upgraded HVDC | -12.649 | -1.4195 | 17.8765
2026 | NIWCM | Medium Demand Growth+Very Low Gas Supply+Delayed Build+Upgraded HVDC | 628.8124 | 628.8124 | 628.8124
2027 | NIWCM | Medium Demand Growth+Very Low Gas Supply+Delayed Build+Upgraded HVDC | 677.8105 | 679.8206 | 682.2931
2028 | NIWCM | Medium Demand Growth+Very Low Gas Supply+Delayed Build+Upgraded HVDC | 835.4318 | 855.4229 | 859.9594
2029 | NIWCM | Medium Demand Growth+Very Low Gas Supply+Delayed Build+Upgraded HVDC | 392.8353 | 519.9807 | 533.573
2030 | NIWCM | Medium Demand Growth+Very Low Gas Supply+Delayed Build+Upgraded HVDC | -290.4904 | 428.5671 | 705.5904
2031 | NIWCM | Medium Demand Growth+Very Low Gas Supply+Delayed Build+Upgraded HVDC | -485.0274 | 444.1999 | 790.4149
2032 | NIWCM | Medium Demand Growth+Very Low Gas Supply+Delayed Build+Upgraded HVDC | -649.642 | 350.4136 | 911.7244
2033 | NIWCM | Medium Demand Growth+Very Low Gas Supply+Delayed Build+Upgraded HVDC | -766.2524 | 247.6534 | 1044.8937
2034 | NIWCM | Medium Demand Growth+Very Low Gas Supply+Delayed Build+Upgraded HVDC | -934.1144 | 99.7603 | 937.4272
2035 | NIWCM | Medium Demand Growth+Very Low Gas Supply+Delayed Build+Upgraded HVDC | -1085.7769 | -22.3938 | 890.4418
2026 | SIWEM_PERC | Medium Demand Growth+Very Low Gas Supply+Delayed Build+Upgraded HVDC | 38.4856 | 38.4856 | 38.4856
2027 | SIWEM_PERC | Medium Demand Growth+Very Low Gas Supply+Delayed Build+Upgraded HVDC | 23.0855 | 23.4685 | 23.9229
2028 | SIWEM_PERC | Medium Demand Growth+Very Low Gas Supply+Delayed Build+Upgraded HVDC | 16.6982 | 18.6029 | 18.6029
2029 | SIWEM_PERC | Medium Demand Growth+Very Low Gas Supply+Delayed Build+Upgraded HVDC | 9.3208 | 13.9372 | 13.9372
2030 | SIWEM_PERC | Medium Demand Growth+Very Low Gas Supply+Delayed Build+Upgraded HVDC | 6.6467 | 17.964 | 34.1429
2031 | SIWEM_PERC | Medium Demand Growth+Very Low Gas Supply+Delayed Build+Upgraded HVDC | 3.1125 | 14.0403 | 34.7927
2032 | SIWEM_PERC | Medium Demand Growth+Very Low Gas Supply+Delayed Build+Upgraded HVDC | 1.3126 | 13.7132 | 44.0681
2033 | SIWEM_PERC | Medium Demand Growth+Very Low Gas Supply+Delayed Build+Upgraded HVDC | -0.75867 | 11.3685 | 51.3963
2034 | SIWEM_PERC | Medium Demand Growth+Very Low Gas Supply+Delayed Build+Upgraded HVDC | -2.5134 | 9.3772 | 47.9242
2035 | SIWEM_PERC | Medium Demand Growth+Very Low Gas Supply+Delayed Build+Upgraded HVDC | -3.9808 | 7.7075 | 46.8944
2026 | NZWEM_PERC | Medium Demand Growth+Very Low Gas Supply+Delayed Build+Upgraded HVDC+Low Wind & Solar | 13.2703 | 13.2703 | 13.2703
2027 | NZWEM_PERC | Medium Demand Growth+Very Low Gas Supply+Delayed Build+Upgraded HVDC+Low Wind & Solar | 7.96 | 8.0836 | 8.2301
2028 | NZWEM_PERC | Medium Demand Growth+Very Low Gas Supply+Delayed Build+Upgraded HVDC+Low Wind & Solar | 3.9761 | 5.2134 | 5.4827
2029 | NZWEM_PERC | Medium Demand Growth+Very Low Gas Supply+Delayed Build+Upgraded HVDC+Low Wind & Solar | 0.12118 | 2.5008 | 3.2399
2030 | NZWEM_PERC | Medium Demand Growth+Very Low Gas Supply+Delayed Build+Upgraded HVDC+Low Wind & Solar | -3.2427 | 4.2129 | 10.515
2031 | NZWEM_PERC | Medium Demand Growth+Very Low Gas Supply+Delayed Build+Upgraded HVDC+Low Wind & Solar | -6.2581 | 3.488 | 10.5276
2032 | NZWEM_PERC | Medium Demand Growth+Very Low Gas Supply+Delayed Build+Upgraded HVDC+Low Wind & Solar | -8.1757 | 1.903 | 13.4405
2033 | NZWEM_PERC | Medium Demand Growth+Very Low Gas Supply+Delayed Build+Upgraded HVDC+Low Wind & Solar | -10.2415 | -0.33453 | 15.6685
2034 | NZWEM_PERC | Medium Demand Growth+Very Low Gas Supply+Delayed Build+Upgraded HVDC+Low Wind & Solar | -12.0814 | -2.098 | 14.3671
2035 | NZWEM_PERC | Medium Demand Growth+Very Low Gas Supply+Delayed Build+Upgraded HVDC+Low Wind & Solar | -13.7939 | -3.611 | 13.8646
2026 | NIWCM | Medium Demand Growth+Very Low Gas Supply+Delayed Build+Upgraded HVDC+Low Wind & Solar | 628.8124 | 628.8124 | 628.8124
2027 | NIWCM | Medium Demand Growth+Very Low Gas Supply+Delayed Build+Upgraded HVDC+Low Wind & Solar | 677.8105 | 679.8206 | 682.2931
2028 | NIWCM | Medium Demand Growth+Very Low Gas Supply+Delayed Build+Upgraded HVDC+Low Wind & Solar | 835.4318 | 855.4229 | 859.9594
2029 | NIWCM | Medium Demand Growth+Very Low Gas Supply+Delayed Build+Upgraded HVDC+Low Wind & Solar | 392.8353 | 519.9807 | 533.573
2030 | NIWCM | Medium Demand Growth+Very Low Gas Supply+Delayed Build+Upgraded HVDC+Low Wind & Solar | -290.4904 | 428.5671 | 705.5904
2031 | NIWCM | Medium Demand Growth+Very Low Gas Supply+Delayed Build+Upgraded HVDC+Low Wind & Solar | -485.0274 | 444.1999 | 790.4149
2032 | NIWCM | Medium Demand Growth+Very Low Gas Supply+Delayed Build+Upgraded HVDC+Low Wind & Solar | -649.642 | 350.4136 | 911.7244
2033 | NIWCM | Medium Demand Growth+Very Low Gas Supply+Delayed Build+Upgraded HVDC+Low Wind & Solar | -766.2524 | 247.6534 | 1044.8937
2034 | NIWCM | Medium Demand Growth+Very Low Gas Supply+Delayed Build+Upgraded HVDC+Low Wind & Solar | -934.1144 | 99.7603 | 937.4272
2035 | NIWCM | Medium Demand Growth+Very Low Gas Supply+Delayed Build+Upgraded HVDC+Low Wind & Solar | -1085.7769 | -22.3938 | 890.4418
2026 | SIWEM_PERC | Medium Demand Growth+Very Low Gas Supply+Delayed Build+Upgraded HVDC+Low Wind & Solar | 35.9246 | 35.9246 | 35.9246
2027 | SIWEM_PERC | Medium Demand Growth+Very Low Gas Supply+Delayed Build+Upgraded HVDC+Low Wind & Solar | 20.495 | 20.8406 | 21.2507
2028 | SIWEM_PERC | Medium Demand Growth+Very Low Gas Supply+Delayed Build+Upgraded HVDC+Low Wind & Solar | 15.9291 | 17.648 | 17.648
2029 | SIWEM_PERC | Medium Demand Growth+Very Low Gas Supply+Delayed Build+Upgraded HVDC+Low Wind & Solar | 8.5658 | 12.7319 | 12.7319
2030 | SIWEM_PERC | Medium Demand Growth+Very Low Gas Supply+Delayed Build+Upgraded HVDC+Low Wind & Solar | 5.7635 | 15.977 | 26.8488
2031 | SIWEM_PERC | Medium Demand Growth+Very Low Gas Supply+Delayed Build+Upgraded HVDC+Low Wind & Solar | 2.2597 | 12.1217 | 26.4214
2032 | SIWEM_PERC | Medium Demand Growth+Very Low Gas Supply+Delayed Build+Upgraded HVDC+Low Wind & Solar | 0.47602 | 11.6671 | 34.4152
2033 | SIWEM_PERC | Medium Demand Growth+Very Low Gas Supply+Delayed Build+Upgraded HVDC+Low Wind & Solar | -1.5768 | 9.3676 | 40.5472
2034 | SIWEM_PERC | Medium Demand Growth+Very Low Gas Supply+Delayed Build+Upgraded HVDC+Low Wind & Solar | -3.3156 | 7.4153 | 37.0436
2035 | SIWEM_PERC | Medium Demand Growth+Very Low Gas Supply+Delayed Build+Upgraded HVDC+Low Wind & Solar | -4.7693 | 5.7789 | 35.7863
2026 | NZWEM_PERC | Medium Demand Growth+Very Low Gas Supply+Delayed Build+Upgraded HVDC+Constrained Operational Capacity | 14.1751 | 14.1751 | 14.1751
2027 | NZWEM_PERC | Medium Demand Growth+Very Low Gas Supply+Delayed Build+Upgraded HVDC+Constrained Operational Capacity | 8.8858 | 9.0226 | 9.185
2028 | NZWEM_PERC | Medium Demand Growth+Very Low Gas Supply+Delayed Build+Upgraded HVDC+Constrained Operational Capacity | 5.1186 | 6.4897 | 6.7881
2029 | NZWEM_PERC | Medium Demand Growth+Very Low Gas Supply+Delayed Build+Upgraded HVDC+Constrained Operational Capacity | 1.3679 | 4.0047 | 4.8236
2030 | NZWEM_PERC | Medium Demand Growth+Very Low Gas Supply+Delayed Build+Upgraded HVDC+Constrained Operational Capacity | -1.9414 | 6.3199 | 13.3031
2031 | NZWEM_PERC | Medium Demand Growth+Very Low Gas Supply+Delayed Build+Upgraded HVDC+Constrained Operational Capacity | -4.9999 | 5.7995 | 13.5999
2032 | NZWEM_PERC | Medium Demand Growth+Very Low Gas Supply+Delayed Build+Upgraded HVDC+Constrained Operational Capacity | -6.9461 | 4.2218 | 16.9696
2033 | NZWEM_PERC | Medium Demand Growth+Very Low Gas Supply+Delayed Build+Upgraded HVDC+Constrained Operational Capacity | -9.0425 | 1.9265 | 19.6233
2034 | NZWEM_PERC | Medium Demand Growth+Very Low Gas Supply+Delayed Build+Upgraded HVDC+Constrained Operational Capacity | -10.9103 | 0.14365 | 18.3184
2035 | NZWEM_PERC | Medium Demand Growth+Very Low Gas Supply+Delayed Build+Upgraded HVDC+Constrained Operational Capacity | -12.649 | -1.4195 | 17.8765
2026 | NIWCM | Medium Demand Growth+Very Low Gas Supply+Delayed Build+Upgraded HVDC+Constrained Operational Capacity | 94.465 | 94.465 | 94.465
2027 | NIWCM | Medium Demand Growth+Very Low Gas Supply+Delayed Build+Upgraded HVDC+Constrained Operational Capacity | 136.5614 | 136.5614 | 136.5614
2028 | NIWCM | Medium Demand Growth+Very Low Gas Supply+Delayed Build+Upgraded HVDC+Constrained Operational Capacity | 225.7919 | 225.7919 | 225.7919
2029 | NIWCM | Medium Demand Growth+Very Low Gas Supply+Delayed Build+Upgraded HVDC+Constrained Operational Capacity | -251.5211 | -169.3684 | -169.3684
2030 | NIWCM | Medium Demand Growth+Very Low Gas Supply+Delayed Build+Upgraded HVDC+Constrained Operational Capacity | -965.2855 | -453.5238 | -336.8226
2031 | NIWCM | Medium Demand Growth+Very Low Gas Supply+Delayed Build+Upgraded HVDC+Constrained Operational Capacity | -1162.5617 | -509.9667 | -351.9773
2032 | NIWCM | Medium Demand Growth+Very Low Gas Supply+Delayed Build+Upgraded HVDC+Constrained Operational Capacity | -1328.52 | -614.4212 | -400.9985
2033 | NIWCM | Medium Demand Growth+Very Low Gas Supply+Delayed Build+Upgraded HVDC+Constrained Operational Capacity | -1444.984 | -722.3226 | -448.6853
2034 | NIWCM | Medium Demand Growth+Very Low Gas Supply+Delayed Build+Upgraded HVDC+Constrained Operational Capacity | -1614.9851 | -887.4852 | -592.3195
2035 | NIWCM | Medium Demand Growth+Very Low Gas Supply+Delayed Build+Upgraded HVDC+Constrained Operational Capacity | -1766.6374 | -1011.2718 | -706.4617
2026 | SIWEM_PERC | Medium Demand Growth+Very Low Gas Supply+Delayed Build+Upgraded HVDC+Constrained Operational Capacity | 38.4856 | 38.4856 | 38.4856
2027 | SIWEM_PERC | Medium Demand Growth+Very Low Gas Supply+Delayed Build+Upgraded HVDC+Constrained Operational Capacity | 23.0855 | 23.4685 | 23.9229
2028 | SIWEM_PERC | Medium Demand Growth+Very Low Gas Supply+Delayed Build+Upgraded HVDC+Constrained Operational Capacity | 16.6982 | 18.6029 | 18.6029
2029 | SIWEM_PERC | Medium Demand Growth+Very Low Gas Supply+Delayed Build+Upgraded HVDC+Constrained Operational Capacity | 9.3208 | 13.9372 | 13.9372
2030 | SIWEM_PERC | Medium Demand Growth+Very Low Gas Supply+Delayed Build+Upgraded HVDC+Constrained Operational Capacity | 6.6467 | 17.964 | 34.1429
2031 | SIWEM_PERC | Medium Demand Growth+Very Low Gas Supply+Delayed Build+Upgraded HVDC+Constrained Operational Capacity | 3.1125 | 14.0403 | 34.7927
2032 | SIWEM_PERC | Medium Demand Growth+Very Low Gas Supply+Delayed Build+Upgraded HVDC+Constrained Operational Capacity | 1.3126 | 13.7132 | 44.0681
2033 | SIWEM_PERC | Medium Demand Growth+Very Low Gas Supply+Delayed Build+Upgraded HVDC+Constrained Operational Capacity | -0.75867 | 11.3685 | 51.3963
2034 | SIWEM_PERC | Medium Demand Growth+Very Low Gas Supply+Delayed Build+Upgraded HVDC+Constrained Operational Capacity | -2.5134 | 9.3772 | 47.9242
2035 | SIWEM_PERC | Medium Demand Growth+Very Low Gas Supply+Delayed Build+Upgraded HVDC+Constrained Operational Capacity | -3.9808 | 7.7075 | 46.8944
2026 | NZWEM_PERC | Medium Demand Growth+Very Low Gas Supply+Delayed Build+Upgraded HVDC+Constrained Operational Capacity+Low Wind & Solar | 13.2703 | 13.2703 | 13.2703
2027 | NZWEM_PERC | Medium Demand Growth+Very Low Gas Supply+Delayed Build+Upgraded HVDC+Constrained Operational Capacity+Low Wind & Solar | 7.96 | 8.0836 | 8.2301
2028 | NZWEM_PERC | Medium Demand Growth+Very Low Gas Supply+Delayed Build+Upgraded HVDC+Constrained Operational Capacity+Low Wind & Solar | 3.9761 | 5.2134 | 5.4827
2029 | NZWEM_PERC | Medium Demand Growth+Very Low Gas Supply+Delayed Build+Upgraded HVDC+Constrained Operational Capacity+Low Wind & Solar | 0.12118 | 2.5008 | 3.2399
2030 | NZWEM_PERC | Medium Demand Growth+Very Low Gas Supply+Delayed Build+Upgraded HVDC+Constrained Operational Capacity+Low Wind & Solar | -3.2427 | 4.2129 | 10.515
2031 | NZWEM_PERC | Medium Demand Growth+Very Low Gas Supply+Delayed Build+Upgraded HVDC+Constrained Operational Capacity+Low Wind & Solar | -6.2581 | 3.488 | 10.5276
2032 | NZWEM_PERC | Medium Demand Growth+Very Low Gas Supply+Delayed Build+Upgraded HVDC+Constrained Operational Capacity+Low Wind & Solar | -8.1757 | 1.903 | 13.4405
2033 | NZWEM_PERC | Medium Demand Growth+Very Low Gas Supply+Delayed Build+Upgraded HVDC+Constrained Operational Capacity+Low Wind & Solar | -10.2415 | -0.33453 | 15.6685
2034 | NZWEM_PERC | Medium Demand Growth+Very Low Gas Supply+Delayed Build+Upgraded HVDC+Constrained Operational Capacity+Low Wind & Solar | -12.0814 | -2.098 | 14.3671
2035 | NZWEM_PERC | Medium Demand Growth+Very Low Gas Supply+Delayed Build+Upgraded HVDC+Constrained Operational Capacity+Low Wind & Solar | -13.7939 | -3.611 | 13.8646
2026 | NIWCM | Medium Demand Growth+Very Low Gas Supply+Delayed Build+Upgraded HVDC+Constrained Operational Capacity+Low Wind & Solar | 94.465 | 94.465 | 94.465
2027 | NIWCM | Medium Demand Growth+Very Low Gas Supply+Delayed Build+Upgraded HVDC+Constrained Operational Capacity+Low Wind & Solar | 136.5614 | 136.5614 | 136.5614
2028 | NIWCM | Medium Demand Growth+Very Low Gas Supply+Delayed Build+Upgraded HVDC+Constrained Operational Capacity+Low Wind & Solar | 225.7919 | 225.7919 | 225.7919
2029 | NIWCM | Medium Demand Growth+Very Low Gas Supply+Delayed Build+Upgraded HVDC+Constrained Operational Capacity+Low Wind & Solar | -251.5211 | -169.3684 | -169.3684
2030 | NIWCM | Medium Demand Growth+Very Low Gas Supply+Delayed Build+Upgraded HVDC+Constrained Operational Capacity+Low Wind & Solar | -965.2855 | -453.5238 | -336.8226
2031 | NIWCM | Medium Demand Growth+Very Low Gas Supply+Delayed Build+Upgraded HVDC+Constrained Operational Capacity+Low Wind & Solar | -1162.5617 | -509.9667 | -351.9773
2032 | NIWCM | Medium Demand Growth+Very Low Gas Supply+Delayed Build+Upgraded HVDC+Constrained Operational Capacity+Low Wind & Solar | -1328.52 | -614.4212 | -400.9985
2033 | NIWCM | Medium Demand Growth+Very Low Gas Supply+Delayed Build+Upgraded HVDC+Constrained Operational Capacity+Low Wind & Solar | -1444.984 | -722.3226 | -448.6853
2034 | NIWCM | Medium Demand Growth+Very Low Gas Supply+Delayed Build+Upgraded HVDC+Constrained Operational Capacity+Low Wind & Solar | -1614.9851 | -887.4852 | -592.3195
2035 | NIWCM | Medium Demand Growth+Very Low Gas Supply+Delayed Build+Upgraded HVDC+Constrained Operational Capacity+Low Wind & Solar | -1766.6374 | -1011.2718 | -706.4617
2026 | SIWEM_PERC | Medium Demand Growth+Very Low Gas Supply+Delayed Build+Upgraded HVDC+Constrained Operational Capacity+Low Wind & Solar | 35.9246 | 35.9246 | 35.9246
2027 | SIWEM_PERC | Medium Demand Growth+Very Low Gas Supply+Delayed Build+Upgraded HVDC+Constrained Operational Capacity+Low Wind & Solar | 20.495 | 20.8406 | 21.2507
2028 | SIWEM_PERC | Medium Demand Growth+Very Low Gas Supply+Delayed Build+Upgraded HVDC+Constrained Operational Capacity+Low Wind & Solar | 15.9291 | 17.648 | 17.648
2029 | SIWEM_PERC | Medium Demand Growth+Very Low Gas Supply+Delayed Build+Upgraded HVDC+Constrained Operational Capacity+Low Wind & Solar | 8.5658 | 12.7319 | 12.7319
2030 | SIWEM_PERC | Medium Demand Growth+Very Low Gas Supply+Delayed Build+Upgraded HVDC+Constrained Operational Capacity+Low Wind & Solar | 5.7635 | 15.977 | 26.8488
2031 | SIWEM_PERC | Medium Demand Growth+Very Low Gas Supply+Delayed Build+Upgraded HVDC+Constrained Operational Capacity+Low Wind & Solar | 2.2597 | 12.1217 | 26.4214
2032 | SIWEM_PERC | Medium Demand Growth+Very Low Gas Supply+Delayed Build+Upgraded HVDC+Constrained Operational Capacity+Low Wind & Solar | 0.47602 | 11.6671 | 34.4152
2033 | SIWEM_PERC | Medium Demand Growth+Very Low Gas Supply+Delayed Build+Upgraded HVDC+Constrained Operational Capacity+Low Wind & Solar | -1.5768 | 9.3676 | 40.5472
2034 | SIWEM_PERC | Medium Demand Growth+Very Low Gas Supply+Delayed Build+Upgraded HVDC+Constrained Operational Capacity+Low Wind & Solar | -3.3156 | 7.4153 | 37.0436
2035 | SIWEM_PERC | Medium Demand Growth+Very Low Gas Supply+Delayed Build+Upgraded HVDC+Constrained Operational Capacity+Low Wind & Solar | -4.7693 | 5.7789 | 35.7863
2026 | NZWEM_PERC | Medium Demand Growth+Very Low Gas Supply+Reduced Rankine Availability | 14.6544 | 14.7111 | 14.7111
2027 | NZWEM_PERC | Medium Demand Growth+Very Low Gas Supply+Reduced Rankine Availability | 8.1156 | 9.8942 | 10.2017
2028 | NZWEM_PERC | Medium Demand Growth+Very Low Gas Supply+Reduced Rankine Availability | 1.4208 | 9.1255 | 13.3988
2029 | NZWEM_PERC | Medium Demand Growth+Very Low Gas Supply+Reduced Rankine Availability | -4.8739 | 5.7078 | 14.08
2030 | NZWEM_PERC | Medium Demand Growth+Very Low Gas Supply+Reduced Rankine Availability | -8.9809 | 3.3194 | 16.8109
2031 | NZWEM_PERC | Medium Demand Growth+Very Low Gas Supply+Reduced Rankine Availability | -11.8063 | 0.17007 | 18.7418
2032 | NZWEM_PERC | Medium Demand Growth+Very Low Gas Supply+Reduced Rankine Availability | -13.5976 | -1.5375 | 17.5446
2033 | NZWEM_PERC | Medium Demand Growth+Very Low Gas Supply+Reduced Rankine Availability | -15.5283 | -3.7686 | 16.4385
2034 | NZWEM_PERC | Medium Demand Growth+Very Low Gas Supply+Reduced Rankine Availability | -17.2455 | -5.3712 | 14.3667
2035 | NZWEM_PERC | Medium Demand Growth+Very Low Gas Supply+Reduced Rankine Availability | -18.8424 | -7.1487 | 12.1473
2026 | NIWCM | Medium Demand Growth+Very Low Gas Supply+Reduced Rankine Availability | 920.9691 | 921.7689 | 921.7689
2027 | NIWCM | Medium Demand Growth+Very Low Gas Supply+Reduced Rankine Availability | 845.9707 | 877.8368 | 882.3733
2028 | NIWCM | Medium Demand Growth+Very Low Gas Supply+Reduced Rankine Availability | 859.1103 | 1505.0791 | 1565.8242
2029 | NIWCM | Medium Demand Growth+Very Low Gas Supply+Reduced Rankine Availability | 369.881 | 1260.3051 | 1583.6501
2030 | NIWCM | Medium Demand Growth+Very Low Gas Supply+Reduced Rankine Availability | -465.1139 | 549.2314 | 1068.7415
2031 | NIWCM | Medium Demand Growth+Very Low Gas Supply+Reduced Rankine Availability | -642.4889 | 389.6279 | 1160.3038
2032 | NIWCM | Medium Demand Growth+Very Low Gas Supply+Reduced Rankine Availability | -807.1035 | 246.3212 | 1065.4706
2033 | NIWCM | Medium Demand Growth+Very Low Gas Supply+Reduced Rankine Availability | -996.6524 | 62.2926 | 958.8707
2034 | NIWCM | Medium Demand Growth+Very Low Gas Supply+Reduced Rankine Availability | -1164.5144 | -60.5505 | 921.5468
2035 | NIWCM | Medium Demand Growth+Very Low Gas Supply+Reduced Rankine Availability | -1316.1769 | -200.4618 | 789.6004
2026 | SIWEM_PERC | Medium Demand Growth+Very Low Gas Supply+Reduced Rankine Availability | 39.8422 | 40.0025 | 40.0025
2027 | SIWEM_PERC | Medium Demand Growth+Very Low Gas Supply+Reduced Rankine Availability | 20.9304 | 25.9073 | 26.7677
2028 | SIWEM_PERC | Medium Demand Growth+Very Low Gas Supply+Reduced Rankine Availability | 18.9439 | 31.6061 | 38.7086
2029 | SIWEM_PERC | Medium Demand Growth+Very Low Gas Supply+Reduced Rankine Availability | 11.0199 | 22.8187 | 37.2819
2030 | SIWEM_PERC | Medium Demand Growth+Very Low Gas Supply+Reduced Rankine Availability | 6.6467 | 19.7382 | 43.7137
2031 | SIWEM_PERC | Medium Demand Growth+Very Low Gas Supply+Reduced Rankine Availability | 3.1125 | 15.7534 | 48.8029
2032 | SIWEM_PERC | Medium Demand Growth+Very Low Gas Supply+Reduced Rankine Availability | 1.3126 | 13.7132 | 45.6408
2033 | SIWEM_PERC | Medium Demand Growth+Very Low Gas Supply+Reduced Rankine Availability | -0.75867 | 11.3685 | 42.6595
2034 | SIWEM_PERC | Medium Demand Growth+Very Low Gas Supply+Reduced Rankine Availability | -2.5134 | 9.3772 | 37.0427
2035 | SIWEM_PERC | Medium Demand Growth+Very Low Gas Supply+Reduced Rankine Availability | -3.9808 | 7.7075 | 31.0314
2026 | NZWEM_PERC | Medium Demand Growth+Very Low Gas Supply+Reduced Rankine Availability+Low Wind & Solar | 13.4651 | 13.5162 | 13.5162
2027 | NZWEM_PERC | Medium Demand Growth+Very Low Gas Supply+Reduced Rankine Availability+Low Wind & Solar | 6.8113 | 8.4164 | 8.6939
2028 | NZWEM_PERC | Medium Demand Growth+Very Low Gas Supply+Reduced Rankine Availability+Low Wind & Solar | 0.046036 | 6.9993 | 10.8558
2029 | NZWEM_PERC | Medium Demand Growth+Very Low Gas Supply+Reduced Rankine Availability+Low Wind & Solar | -6.2244 | 3.3253 | 10.8809
2030 | NZWEM_PERC | Medium Demand Growth+Very Low Gas Supply+Reduced Rankine Availability+Low Wind & Solar | -10.2822 | 0.86531 | 13.0759
2031 | NZWEM_PERC | Medium Demand Growth+Very Low Gas Supply+Reduced Rankine Availability+Low Wind & Solar | -13.0645 | -2.2028 | 14.5914
2032 | NZWEM_PERC | Medium Demand Growth+Very Low Gas Supply+Reduced Rankine Availability+Low Wind & Solar | -14.8271 | -3.891 | 13.396
2033 | NZWEM_PERC | Medium Demand Growth+Very Low Gas Supply+Reduced Rankine Availability+Low Wind & Solar | -16.7272 | -6.0636 | 12.2371
2034 | NZWEM_PERC | Medium Demand Growth+Very Low Gas Supply+Reduced Rankine Availability+Low Wind & Solar | -18.4166 | -7.6129 | 10.2629
2035 | NZWEM_PERC | Medium Demand Growth+Very Low Gas Supply+Reduced Rankine Availability+Low Wind & Solar | -19.9873 | -9.3402 | 8.1354
2026 | NIWCM | Medium Demand Growth+Very Low Gas Supply+Reduced Rankine Availability+Low Wind & Solar | 920.9691 | 921.7689 | 921.7689
2027 | NIWCM | Medium Demand Growth+Very Low Gas Supply+Reduced Rankine Availability+Low Wind & Solar | 845.9707 | 877.8368 | 882.3733
2028 | NIWCM | Medium Demand Growth+Very Low Gas Supply+Reduced Rankine Availability+Low Wind & Solar | 859.1103 | 1505.0791 | 1565.8242
2029 | NIWCM | Medium Demand Growth+Very Low Gas Supply+Reduced Rankine Availability+Low Wind & Solar | 369.881 | 1260.3051 | 1583.6501
2030 | NIWCM | Medium Demand Growth+Very Low Gas Supply+Reduced Rankine Availability+Low Wind & Solar | -465.1139 | 549.2314 | 1068.7415
2031 | NIWCM | Medium Demand Growth+Very Low Gas Supply+Reduced Rankine Availability+Low Wind & Solar | -642.4889 | 389.6279 | 1160.3038
2032 | NIWCM | Medium Demand Growth+Very Low Gas Supply+Reduced Rankine Availability+Low Wind & Solar | -807.1035 | 246.3212 | 1065.4706
2033 | NIWCM | Medium Demand Growth+Very Low Gas Supply+Reduced Rankine Availability+Low Wind & Solar | -996.6524 | 62.2926 | 958.8707
2034 | NIWCM | Medium Demand Growth+Very Low Gas Supply+Reduced Rankine Availability+Low Wind & Solar | -1164.5144 | -60.5505 | 921.5468
2035 | NIWCM | Medium Demand Growth+Very Low Gas Supply+Reduced Rankine Availability+Low Wind & Solar | -1316.1769 | -200.4618 | 789.6004
2026 | SIWEM_PERC | Medium Demand Growth+Very Low Gas Supply+Reduced Rankine Availability+Low Wind & Solar | 36.4759 | 36.6206 | 36.6206
2027 | SIWEM_PERC | Medium Demand Growth+Very Low Gas Supply+Reduced Rankine Availability+Low Wind & Solar | 19.539 | 21.8399 | 22.5485
2028 | SIWEM_PERC | Medium Demand Growth+Very Low Gas Supply+Reduced Rankine Availability+Low Wind & Solar | 17.9557 | 29.3829 | 35.7927
2029 | SIWEM_PERC | Medium Demand Growth+Very Low Gas Supply+Reduced Rankine Availability+Low Wind & Solar | 10.0991 | 20.7471 | 33.7997
2030 | SIWEM_PERC | Medium Demand Growth+Very Low Gas Supply+Reduced Rankine Availability+Low Wind & Solar | 5.7635 | 17.5781 | 34.7425
2031 | SIWEM_PERC | Medium Demand Growth+Very Low Gas Supply+Reduced Rankine Availability+Low Wind & Solar | 2.2597 | 13.6677 | 37.4943
2032 | SIWEM_PERC | Medium Demand Growth+Very Low Gas Supply+Reduced Rankine Availability+Low Wind & Solar | 0.47602 | 11.6671 | 34.2935
2033 | SIWEM_PERC | Medium Demand Growth+Very Low Gas Supply+Reduced Rankine Availability+Low Wind & Solar | -1.5768 | 9.3676 | 31.1342
2034 | SIWEM_PERC | Medium Demand Growth+Very Low Gas Supply+Reduced Rankine Availability+Low Wind & Solar | -3.3156 | 7.4153 | 26.8479
2035 | SIWEM_PERC | Medium Demand Growth+Very Low Gas Supply+Reduced Rankine Availability+Low Wind & Solar | -4.7693 | 5.7789 | 24.881
2026 | NZWEM_PERC | Medium Demand Growth+Very Low Gas Supply+Reduced Rankine Availability+Constrained Operational Capacity | 14.6544 | 14.7111 | 14.7111
2027 | NZWEM_PERC | Medium Demand Growth+Very Low Gas Supply+Reduced Rankine Availability+Constrained Operational Capacity | 8.1156 | 9.8942 | 10.2017
2028 | NZWEM_PERC | Medium Demand Growth+Very Low Gas Supply+Reduced Rankine Availability+Constrained Operational Capacity | 1.4208 | 9.1255 | 13.3988
2029 | NZWEM_PERC | Medium Demand Growth+Very Low Gas Supply+Reduced Rankine Availability+Constrained Operational Capacity | -4.8739 | 5.7078 | 14.08
2030 | NZWEM_PERC | Medium Demand Growth+Very Low Gas Supply+Reduced Rankine Availability+Constrained Operational Capacity | -8.9809 | 3.3194 | 16.8109
2031 | NZWEM_PERC | Medium Demand Growth+Very Low Gas Supply+Reduced Rankine Availability+Constrained Operational Capacity | -11.8063 | 0.17007 | 18.7418
2032 | NZWEM_PERC | Medium Demand Growth+Very Low Gas Supply+Reduced Rankine Availability+Constrained Operational Capacity | -13.5976 | -1.5375 | 17.5446
2033 | NZWEM_PERC | Medium Demand Growth+Very Low Gas Supply+Reduced Rankine Availability+Constrained Operational Capacity | -15.5283 | -3.7686 | 16.4385
2034 | NZWEM_PERC | Medium Demand Growth+Very Low Gas Supply+Reduced Rankine Availability+Constrained Operational Capacity | -17.2455 | -5.3712 | 14.3667
2035 | NZWEM_PERC | Medium Demand Growth+Very Low Gas Supply+Reduced Rankine Availability+Constrained Operational Capacity | -18.8424 | -7.1487 | 12.1473
2026 | NIWCM | Medium Demand Growth+Very Low Gas Supply+Reduced Rankine Availability+Constrained Operational Capacity | 325.6776 | 325.6776 | 325.6776
2027 | NIWCM | Medium Demand Growth+Very Low Gas Supply+Reduced Rankine Availability+Constrained Operational Capacity | 224.2836 | 228.2512 | 228.2512
2028 | NIWCM | Medium Demand Growth+Very Low Gas Supply+Reduced Rankine Availability+Constrained Operational Capacity | 205.4256 | 699.3399 | 707.1268
2029 | NIWCM | Medium Demand Growth+Very Low Gas Supply+Reduced Rankine Availability+Constrained Operational Capacity | -301.7882 | 347.8907 | 504.3997
2030 | NIWCM | Medium Demand Growth+Very Low Gas Supply+Reduced Rankine Availability+Constrained Operational Capacity | -1139.909 | -402.9294 | -190.3137
2031 | NIWCM | Medium Demand Growth+Very Low Gas Supply+Reduced Rankine Availability+Constrained Operational Capacity | -1320.0232 | -571.6947 | -300.4736
2032 | NIWCM | Medium Demand Growth+Very Low Gas Supply+Reduced Rankine Availability+Constrained Operational Capacity | -1485.9815 | -733.0935 | -439.9918
2033 | NIWCM | Medium Demand Growth+Very Low Gas Supply+Reduced Rankine Availability+Constrained Operational Capacity | -1675.384 | -922.2634 | -617.1736
2034 | NIWCM | Medium Demand Growth+Very Low Gas Supply+Reduced Rankine Availability+Constrained Operational Capacity | -1845.3851 | -1047.796 | -665.4013
2035 | NIWCM | Medium Demand Growth+Very Low Gas Supply+Reduced Rankine Availability+Constrained Operational Capacity | -1997.0374 | -1189.3398 | -807.3007
2026 | SIWEM_PERC | Medium Demand Growth+Very Low Gas Supply+Reduced Rankine Availability+Constrained Operational Capacity | 39.8422 | 40.0025 | 40.0025
2027 | SIWEM_PERC | Medium Demand Growth+Very Low Gas Supply+Reduced Rankine Availability+Constrained Operational Capacity | 20.9304 | 25.9073 | 26.7677
2028 | SIWEM_PERC | Medium Demand Growth+Very Low Gas Supply+Reduced Rankine Availability+Constrained Operational Capacity | 18.9439 | 31.6061 | 38.7086
2029 | SIWEM_PERC | Medium Demand Growth+Very Low Gas Supply+Reduced Rankine Availability+Constrained Operational Capacity | 11.0199 | 22.8187 | 37.2819
2030 | SIWEM_PERC | Medium Demand Growth+Very Low Gas Supply+Reduced Rankine Availability+Constrained Operational Capacity | 6.6467 | 19.7382 | 43.7137
2031 | SIWEM_PERC | Medium Demand Growth+Very Low Gas Supply+Reduced Rankine Availability+Constrained Operational Capacity | 3.1125 | 15.7534 | 48.8029
2032 | SIWEM_PERC | Medium Demand Growth+Very Low Gas Supply+Reduced Rankine Availability+Constrained Operational Capacity | 1.3126 | 13.7132 | 45.6408
2033 | SIWEM_PERC | Medium Demand Growth+Very Low Gas Supply+Reduced Rankine Availability+Constrained Operational Capacity | -0.75867 | 11.3685 | 42.6595
2034 | SIWEM_PERC | Medium Demand Growth+Very Low Gas Supply+Reduced Rankine Availability+Constrained Operational Capacity | -2.5134 | 9.3772 | 37.0427
2035 | SIWEM_PERC | Medium Demand Growth+Very Low Gas Supply+Reduced Rankine Availability+Constrained Operational Capacity | -3.9808 | 7.7075 | 31.0314
2026 | NZWEM_PERC | Medium Demand Growth+Very Low Gas Supply+Reduced Rankine Availability+Constrained Operational Capacity+Low Wind & Solar | 13.4651 | 13.5162 | 13.5162
2027 | NZWEM_PERC | Medium Demand Growth+Very Low Gas Supply+Reduced Rankine Availability+Constrained Operational Capacity+Low Wind & Solar | 6.8113 | 8.4164 | 8.6939
2028 | NZWEM_PERC | Medium Demand Growth+Very Low Gas Supply+Reduced Rankine Availability+Constrained Operational Capacity+Low Wind & Solar | 0.046036 | 6.9993 | 10.8558
2029 | NZWEM_PERC | Medium Demand Growth+Very Low Gas Supply+Reduced Rankine Availability+Constrained Operational Capacity+Low Wind & Solar | -6.2244 | 3.3253 | 10.8809
2030 | NZWEM_PERC | Medium Demand Growth+Very Low Gas Supply+Reduced Rankine Availability+Constrained Operational Capacity+Low Wind & Solar | -10.2822 | 0.86531 | 13.0759
2031 | NZWEM_PERC | Medium Demand Growth+Very Low Gas Supply+Reduced Rankine Availability+Constrained Operational Capacity+Low Wind & Solar | -13.0645 | -2.2028 | 14.5914
2032 | NZWEM_PERC | Medium Demand Growth+Very Low Gas Supply+Reduced Rankine Availability+Constrained Operational Capacity+Low Wind & Solar | -14.8271 | -3.891 | 13.396
2033 | NZWEM_PERC | Medium Demand Growth+Very Low Gas Supply+Reduced Rankine Availability+Constrained Operational Capacity+Low Wind & Solar | -16.7272 | -6.0636 | 12.2371
2034 | NZWEM_PERC | Medium Demand Growth+Very Low Gas Supply+Reduced Rankine Availability+Constrained Operational Capacity+Low Wind & Solar | -18.4166 | -7.6129 | 10.2629
2035 | NZWEM_PERC | Medium Demand Growth+Very Low Gas Supply+Reduced Rankine Availability+Constrained Operational Capacity+Low Wind & Solar | -19.9873 | -9.3402 | 8.1354
2026 | NIWCM | Medium Demand Growth+Very Low Gas Supply+Reduced Rankine Availability+Constrained Operational Capacity+Low Wind & Solar | 325.6776 | 325.6776 | 325.6776
2027 | NIWCM | Medium Demand Growth+Very Low Gas Supply+Reduced Rankine Availability+Constrained Operational Capacity+Low Wind & Solar | 224.2836 | 228.2512 | 228.2512
2028 | NIWCM | Medium Demand Growth+Very Low Gas Supply+Reduced Rankine Availability+Constrained Operational Capacity+Low Wind & Solar | 205.4256 | 699.3399 | 707.1268
2029 | NIWCM | Medium Demand Growth+Very Low Gas Supply+Reduced Rankine Availability+Constrained Operational Capacity+Low Wind & Solar | -301.7882 | 347.8907 | 504.3997
2030 | NIWCM | Medium Demand Growth+Very Low Gas Supply+Reduced Rankine Availability+Constrained Operational Capacity+Low Wind & Solar | -1139.909 | -402.9294 | -190.3137
2031 | NIWCM | Medium Demand Growth+Very Low Gas Supply+Reduced Rankine Availability+Constrained Operational Capacity+Low Wind & Solar | -1320.0232 | -571.6947 | -300.4736
2032 | NIWCM | Medium Demand Growth+Very Low Gas Supply+Reduced Rankine Availability+Constrained Operational Capacity+Low Wind & Solar | -1485.9815 | -733.0935 | -439.9918
2033 | NIWCM | Medium Demand Growth+Very Low Gas Supply+Reduced Rankine Availability+Constrained Operational Capacity+Low Wind & Solar | -1675.384 | -922.2634 | -617.1736
2034 | NIWCM | Medium Demand Growth+Very Low Gas Supply+Reduced Rankine Availability+Constrained Operational Capacity+Low Wind & Solar | -1845.3851 | -1047.796 | -665.4013
2035 | NIWCM | Medium Demand Growth+Very Low Gas Supply+Reduced Rankine Availability+Constrained Operational Capacity+Low Wind & Solar | -1997.0374 | -1189.3398 | -807.3007
2026 | SIWEM_PERC | Medium Demand Growth+Very Low Gas Supply+Reduced Rankine Availability+Constrained Operational Capacity+Low Wind & Solar | 36.4759 | 36.6206 | 36.6206
2027 | SIWEM_PERC | Medium Demand Growth+Very Low Gas Supply+Reduced Rankine Availability+Constrained Operational Capacity+Low Wind & Solar | 19.539 | 21.8399 | 22.5485
2028 | SIWEM_PERC | Medium Demand Growth+Very Low Gas Supply+Reduced Rankine Availability+Constrained Operational Capacity+Low Wind & Solar | 17.9557 | 29.3829 | 35.7927
2029 | SIWEM_PERC | Medium Demand Growth+Very Low Gas Supply+Reduced Rankine Availability+Constrained Operational Capacity+Low Wind & Solar | 10.0991 | 20.7471 | 33.7997
2030 | SIWEM_PERC | Medium Demand Growth+Very Low Gas Supply+Reduced Rankine Availability+Constrained Operational Capacity+Low Wind & Solar | 5.7635 | 17.5781 | 34.7425
2031 | SIWEM_PERC | Medium Demand Growth+Very Low Gas Supply+Reduced Rankine Availability+Constrained Operational Capacity+Low Wind & Solar | 2.2597 | 13.6677 | 37.4943
2032 | SIWEM_PERC | Medium Demand Growth+Very Low Gas Supply+Reduced Rankine Availability+Constrained Operational Capacity+Low Wind & Solar | 0.47602 | 11.6671 | 34.2935
2033 | SIWEM_PERC | Medium Demand Growth+Very Low Gas Supply+Reduced Rankine Availability+Constrained Operational Capacity+Low Wind & Solar | -1.5768 | 9.3676 | 31.1342
2034 | SIWEM_PERC | Medium Demand Growth+Very Low Gas Supply+Reduced Rankine Availability+Constrained Operational Capacity+Low Wind & Solar | -3.3156 | 7.4153 | 26.8479
2035 | SIWEM_PERC | Medium Demand Growth+Very Low Gas Supply+Reduced Rankine Availability+Constrained Operational Capacity+Low Wind & Solar | -4.7693 | 5.7789 | 24.881
2026 | NZWEM_PERC | Medium Demand Growth+Very Low Gas Supply+Reduced Rankine Availability+Upgraded HVDC | 14.6544 | 14.7111 | 14.7111
2027 | NZWEM_PERC | Medium Demand Growth+Very Low Gas Supply+Reduced Rankine Availability+Upgraded HVDC | 8.1156 | 9.8942 | 10.2017
2028 | NZWEM_PERC | Medium Demand Growth+Very Low Gas Supply+Reduced Rankine Availability+Upgraded HVDC | 1.4208 | 9.1255 | 13.3988
2029 | NZWEM_PERC | Medium Demand Growth+Very Low Gas Supply+Reduced Rankine Availability+Upgraded HVDC | -4.8739 | 5.7078 | 14.08
2030 | NZWEM_PERC | Medium Demand Growth+Very Low Gas Supply+Reduced Rankine Availability+Upgraded HVDC | -8.9809 | 3.3194 | 16.8109
2031 | NZWEM_PERC | Medium Demand Growth+Very Low Gas Supply+Reduced Rankine Availability+Upgraded HVDC | -11.8063 | 0.17007 | 18.7418
2032 | NZWEM_PERC | Medium Demand Growth+Very Low Gas Supply+Reduced Rankine Availability+Upgraded HVDC | -13.5976 | -1.5375 | 17.5446
2033 | NZWEM_PERC | Medium Demand Growth+Very Low Gas Supply+Reduced Rankine Availability+Upgraded HVDC | -15.5283 | -3.7686 | 16.4385
2034 | NZWEM_PERC | Medium Demand Growth+Very Low Gas Supply+Reduced Rankine Availability+Upgraded HVDC | -17.2455 | -5.3712 | 14.3667
2035 | NZWEM_PERC | Medium Demand Growth+Very Low Gas Supply+Reduced Rankine Availability+Upgraded HVDC | -18.8424 | -7.1487 | 12.1473
2026 | NIWCM | Medium Demand Growth+Very Low Gas Supply+Reduced Rankine Availability+Upgraded HVDC | 920.9691 | 921.7689 | 921.7689
2027 | NIWCM | Medium Demand Growth+Very Low Gas Supply+Reduced Rankine Availability+Upgraded HVDC | 845.9707 | 877.8368 | 882.3733
2028 | NIWCM | Medium Demand Growth+Very Low Gas Supply+Reduced Rankine Availability+Upgraded HVDC | 859.1103 | 1505.0791 | 1565.8242
2029 | NIWCM | Medium Demand Growth+Very Low Gas Supply+Reduced Rankine Availability+Upgraded HVDC | 369.881 | 1260.3051 | 1583.6501
2030 | NIWCM | Medium Demand Growth+Very Low Gas Supply+Reduced Rankine Availability+Upgraded HVDC | -465.1139 | 549.2314 | 1068.7415
2031 | NIWCM | Medium Demand Growth+Very Low Gas Supply+Reduced Rankine Availability+Upgraded HVDC | -642.4889 | 389.6278 | 1169.9111
2032 | NIWCM | Medium Demand Growth+Very Low Gas Supply+Reduced Rankine Availability+Upgraded HVDC | -807.1035 | 246.3213 | 1064.9795
2033 | NIWCM | Medium Demand Growth+Very Low Gas Supply+Reduced Rankine Availability+Upgraded HVDC | -996.6524 | 62.2926 | 958.9354
2034 | NIWCM | Medium Demand Growth+Very Low Gas Supply+Reduced Rankine Availability+Upgraded HVDC | -1164.5144 | -60.5505 | 921.5454
2035 | NIWCM | Medium Demand Growth+Very Low Gas Supply+Reduced Rankine Availability+Upgraded HVDC | -1316.1769 | -200.4618 | 789.6028
2026 | SIWEM_PERC | Medium Demand Growth+Very Low Gas Supply+Reduced Rankine Availability+Upgraded HVDC | 39.8422 | 40.0025 | 40.0025
2027 | SIWEM_PERC | Medium Demand Growth+Very Low Gas Supply+Reduced Rankine Availability+Upgraded HVDC | 20.9304 | 25.9073 | 26.7677
2028 | SIWEM_PERC | Medium Demand Growth+Very Low Gas Supply+Reduced Rankine Availability+Upgraded HVDC | 18.9439 | 31.6061 | 38.7086
2029 | SIWEM_PERC | Medium Demand Growth+Very Low Gas Supply+Reduced Rankine Availability+Upgraded HVDC | 11.0199 | 22.8187 | 37.2819
2030 | SIWEM_PERC | Medium Demand Growth+Very Low Gas Supply+Reduced Rankine Availability+Upgraded HVDC | 6.6467 | 19.7382 | 43.7137
2031 | SIWEM_PERC | Medium Demand Growth+Very Low Gas Supply+Reduced Rankine Availability+Upgraded HVDC | 3.1125 | 15.7534 | 48.8029
2032 | SIWEM_PERC | Medium Demand Growth+Very Low Gas Supply+Reduced Rankine Availability+Upgraded HVDC | 1.3126 | 13.7132 | 45.6408
2033 | SIWEM_PERC | Medium Demand Growth+Very Low Gas Supply+Reduced Rankine Availability+Upgraded HVDC | -0.75867 | 11.3685 | 42.6595
2034 | SIWEM_PERC | Medium Demand Growth+Very Low Gas Supply+Reduced Rankine Availability+Upgraded HVDC | -2.5134 | 9.3772 | 37.0427
2035 | SIWEM_PERC | Medium Demand Growth+Very Low Gas Supply+Reduced Rankine Availability+Upgraded HVDC | -3.9808 | 7.7075 | 31.0314
2026 | NZWEM_PERC | Medium Demand Growth+Very Low Gas Supply+Reduced Rankine Availability+Upgraded HVDC+Low Wind & Solar | 13.4651 | 13.5162 | 13.5162
2027 | NZWEM_PERC | Medium Demand Growth+Very Low Gas Supply+Reduced Rankine Availability+Upgraded HVDC+Low Wind & Solar | 6.8113 | 8.4164 | 8.6939
2028 | NZWEM_PERC | Medium Demand Growth+Very Low Gas Supply+Reduced Rankine Availability+Upgraded HVDC+Low Wind & Solar | 0.046036 | 6.9993 | 10.8558
2029 | NZWEM_PERC | Medium Demand Growth+Very Low Gas Supply+Reduced Rankine Availability+Upgraded HVDC+Low Wind & Solar | -6.2244 | 3.3253 | 10.8809
2030 | NZWEM_PERC | Medium Demand Growth+Very Low Gas Supply+Reduced Rankine Availability+Upgraded HVDC+Low Wind & Solar | -10.2822 | 0.86531 | 13.0759
2031 | NZWEM_PERC | Medium Demand Growth+Very Low Gas Supply+Reduced Rankine Availability+Upgraded HVDC+Low Wind & Solar | -13.0645 | -2.2028 | 14.5914
2032 | NZWEM_PERC | Medium Demand Growth+Very Low Gas Supply+Reduced Rankine Availability+Upgraded HVDC+Low Wind & Solar | -14.8271 | -3.891 | 13.396
2033 | NZWEM_PERC | Medium Demand Growth+Very Low Gas Supply+Reduced Rankine Availability+Upgraded HVDC+Low Wind & Solar | -16.7272 | -6.0636 | 12.2371
2034 | NZWEM_PERC | Medium Demand Growth+Very Low Gas Supply+Reduced Rankine Availability+Upgraded HVDC+Low Wind & Solar | -18.4166 | -7.6129 | 10.2629
2035 | NZWEM_PERC | Medium Demand Growth+Very Low Gas Supply+Reduced Rankine Availability+Upgraded HVDC+Low Wind & Solar | -19.9873 | -9.3402 | 8.1354
2026 | NIWCM | Medium Demand Growth+Very Low Gas Supply+Reduced Rankine Availability+Upgraded HVDC+Low Wind & Solar | 920.9691 | 921.7689 | 921.7689
2027 | NIWCM | Medium Demand Growth+Very Low Gas Supply+Reduced Rankine Availability+Upgraded HVDC+Low Wind & Solar | 845.9707 | 877.8368 | 882.3733
2028 | NIWCM | Medium Demand Growth+Very Low Gas Supply+Reduced Rankine Availability+Upgraded HVDC+Low Wind & Solar | 859.1103 | 1505.0791 | 1565.8242
2029 | NIWCM | Medium Demand Growth+Very Low Gas Supply+Reduced Rankine Availability+Upgraded HVDC+Low Wind & Solar | 369.881 | 1260.3051 | 1583.6501
2030 | NIWCM | Medium Demand Growth+Very Low Gas Supply+Reduced Rankine Availability+Upgraded HVDC+Low Wind & Solar | -465.1139 | 549.2314 | 1068.7415
2031 | NIWCM | Medium Demand Growth+Very Low Gas Supply+Reduced Rankine Availability+Upgraded HVDC+Low Wind & Solar | -642.4889 | 389.6278 | 1169.9111
2032 | NIWCM | Medium Demand Growth+Very Low Gas Supply+Reduced Rankine Availability+Upgraded HVDC+Low Wind & Solar | -807.1035 | 246.3213 | 1064.9795
2033 | NIWCM | Medium Demand Growth+Very Low Gas Supply+Reduced Rankine Availability+Upgraded HVDC+Low Wind & Solar | -996.6524 | 62.2926 | 958.9354
2034 | NIWCM | Medium Demand Growth+Very Low Gas Supply+Reduced Rankine Availability+Upgraded HVDC+Low Wind & Solar | -1164.5144 | -60.5505 | 921.5454
2035 | NIWCM | Medium Demand Growth+Very Low Gas Supply+Reduced Rankine Availability+Upgraded HVDC+Low Wind & Solar | -1316.1769 | -200.4618 | 789.6028
2026 | SIWEM_PERC | Medium Demand Growth+Very Low Gas Supply+Reduced Rankine Availability+Upgraded HVDC+Low Wind & Solar | 36.4759 | 36.6206 | 36.6206
2027 | SIWEM_PERC | Medium Demand Growth+Very Low Gas Supply+Reduced Rankine Availability+Upgraded HVDC+Low Wind & Solar | 19.539 | 21.8399 | 22.5485
2028 | SIWEM_PERC | Medium Demand Growth+Very Low Gas Supply+Reduced Rankine Availability+Upgraded HVDC+Low Wind & Solar | 17.9557 | 29.3829 | 35.7927
2029 | SIWEM_PERC | Medium Demand Growth+Very Low Gas Supply+Reduced Rankine Availability+Upgraded HVDC+Low Wind & Solar | 10.0991 | 20.7471 | 33.7997
2030 | SIWEM_PERC | Medium Demand Growth+Very Low Gas Supply+Reduced Rankine Availability+Upgraded HVDC+Low Wind & Solar | 5.7635 | 17.5781 | 34.7425
2031 | SIWEM_PERC | Medium Demand Growth+Very Low Gas Supply+Reduced Rankine Availability+Upgraded HVDC+Low Wind & Solar | 2.2597 | 13.6677 | 37.4943
2032 | SIWEM_PERC | Medium Demand Growth+Very Low Gas Supply+Reduced Rankine Availability+Upgraded HVDC+Low Wind & Solar | 0.47602 | 11.6671 | 34.2935
2033 | SIWEM_PERC | Medium Demand Growth+Very Low Gas Supply+Reduced Rankine Availability+Upgraded HVDC+Low Wind & Solar | -1.5768 | 9.3676 | 31.1342
2034 | SIWEM_PERC | Medium Demand Growth+Very Low Gas Supply+Reduced Rankine Availability+Upgraded HVDC+Low Wind & Solar | -3.3156 | 7.4153 | 26.8479
2035 | SIWEM_PERC | Medium Demand Growth+Very Low Gas Supply+Reduced Rankine Availability+Upgraded HVDC+Low Wind & Solar | -4.7693 | 5.7789 | 24.881
2026 | NZWEM_PERC | Medium Demand Growth+Very Low Gas Supply+Reduced Rankine Availability+Upgraded HVDC+Constrained Operational Capacity | 14.6544 | 14.7111 | 14.7111
2027 | NZWEM_PERC | Medium Demand Growth+Very Low Gas Supply+Reduced Rankine Availability+Upgraded HVDC+Constrained Operational Capacity | 8.1156 | 9.8942 | 10.2017
2028 | NZWEM_PERC | Medium Demand Growth+Very Low Gas Supply+Reduced Rankine Availability+Upgraded HVDC+Constrained Operational Capacity | 1.4208 | 9.1255 | 13.3988
2029 | NZWEM_PERC | Medium Demand Growth+Very Low Gas Supply+Reduced Rankine Availability+Upgraded HVDC+Constrained Operational Capacity | -4.8739 | 5.7078 | 14.08
2030 | NZWEM_PERC | Medium Demand Growth+Very Low Gas Supply+Reduced Rankine Availability+Upgraded HVDC+Constrained Operational Capacity | -8.9809 | 3.3194 | 16.8109
2031 | NZWEM_PERC | Medium Demand Growth+Very Low Gas Supply+Reduced Rankine Availability+Upgraded HVDC+Constrained Operational Capacity | -11.8063 | 0.17007 | 18.7418
2032 | NZWEM_PERC | Medium Demand Growth+Very Low Gas Supply+Reduced Rankine Availability+Upgraded HVDC+Constrained Operational Capacity | -13.5976 | -1.5375 | 17.5446
2033 | NZWEM_PERC | Medium Demand Growth+Very Low Gas Supply+Reduced Rankine Availability+Upgraded HVDC+Constrained Operational Capacity | -15.5283 | -3.7686 | 16.4385
2034 | NZWEM_PERC | Medium Demand Growth+Very Low Gas Supply+Reduced Rankine Availability+Upgraded HVDC+Constrained Operational Capacity | -17.2455 | -5.3712 | 14.3667
2035 | NZWEM_PERC | Medium Demand Growth+Very Low Gas Supply+Reduced Rankine Availability+Upgraded HVDC+Constrained Operational Capacity | -18.8424 | -7.1487 | 12.1473
2026 | NIWCM | Medium Demand Growth+Very Low Gas Supply+Reduced Rankine Availability+Upgraded HVDC+Constrained Operational Capacity | 325.6776 | 325.6776 | 325.6776
2027 | NIWCM | Medium Demand Growth+Very Low Gas Supply+Reduced Rankine Availability+Upgraded HVDC+Constrained Operational Capacity | 224.2836 | 228.2512 | 228.2512
2028 | NIWCM | Medium Demand Growth+Very Low Gas Supply+Reduced Rankine Availability+Upgraded HVDC+Constrained Operational Capacity | 205.4256 | 699.3399 | 707.1268
2029 | NIWCM | Medium Demand Growth+Very Low Gas Supply+Reduced Rankine Availability+Upgraded HVDC+Constrained Operational Capacity | -301.7882 | 347.8907 | 504.3997
2030 | NIWCM | Medium Demand Growth+Very Low Gas Supply+Reduced Rankine Availability+Upgraded HVDC+Constrained Operational Capacity | -1139.909 | -402.9294 | -190.3137
2031 | NIWCM | Medium Demand Growth+Very Low Gas Supply+Reduced Rankine Availability+Upgraded HVDC+Constrained Operational Capacity | -1320.0232 | -571.6947 | -300.4736
2032 | NIWCM | Medium Demand Growth+Very Low Gas Supply+Reduced Rankine Availability+Upgraded HVDC+Constrained Operational Capacity | -1485.9815 | -733.0935 | -439.9918
2033 | NIWCM | Medium Demand Growth+Very Low Gas Supply+Reduced Rankine Availability+Upgraded HVDC+Constrained Operational Capacity | -1675.384 | -922.2634 | -617.1736
2034 | NIWCM | Medium Demand Growth+Very Low Gas Supply+Reduced Rankine Availability+Upgraded HVDC+Constrained Operational Capacity | -1845.3851 | -1047.796 | -665.4013
2035 | NIWCM | Medium Demand Growth+Very Low Gas Supply+Reduced Rankine Availability+Upgraded HVDC+Constrained Operational Capacity | -1997.0374 | -1189.3398 | -807.3007
2026 | SIWEM_PERC | Medium Demand Growth+Very Low Gas Supply+Reduced Rankine Availability+Upgraded HVDC+Constrained Operational Capacity | 39.8422 | 40.0025 | 40.0025
2027 | SIWEM_PERC | Medium Demand Growth+Very Low Gas Supply+Reduced Rankine Availability+Upgraded HVDC+Constrained Operational Capacity | 20.9304 | 25.9073 | 26.7677
2028 | SIWEM_PERC | Medium Demand Growth+Very Low Gas Supply+Reduced Rankine Availability+Upgraded HVDC+Constrained Operational Capacity | 18.9439 | 31.6061 | 38.7086
2029 | SIWEM_PERC | Medium Demand Growth+Very Low Gas Supply+Reduced Rankine Availability+Upgraded HVDC+Constrained Operational Capacity | 11.0199 | 22.8187 | 37.2819
2030 | SIWEM_PERC | Medium Demand Growth+Very Low Gas Supply+Reduced Rankine Availability+Upgraded HVDC+Constrained Operational Capacity | 6.6467 | 19.7382 | 43.7137
2031 | SIWEM_PERC | Medium Demand Growth+Very Low Gas Supply+Reduced Rankine Availability+Upgraded HVDC+Constrained Operational Capacity | 3.1125 | 15.7534 | 48.8029
2032 | SIWEM_PERC | Medium Demand Growth+Very Low Gas Supply+Reduced Rankine Availability+Upgraded HVDC+Constrained Operational Capacity | 1.3126 | 13.7132 | 45.6408
2033 | SIWEM_PERC | Medium Demand Growth+Very Low Gas Supply+Reduced Rankine Availability+Upgraded HVDC+Constrained Operational Capacity | -0.75867 | 11.3685 | 42.6595
2034 | SIWEM_PERC | Medium Demand Growth+Very Low Gas Supply+Reduced Rankine Availability+Upgraded HVDC+Constrained Operational Capacity | -2.5134 | 9.3772 | 37.0427
2035 | SIWEM_PERC | Medium Demand Growth+Very Low Gas Supply+Reduced Rankine Availability+Upgraded HVDC+Constrained Operational Capacity | -3.9808 | 7.7075 | 31.0314
2026 | NZWEM_PERC | Medium Demand Growth+Very Low Gas Supply+Reduced Rankine Availability+Upgraded HVDC+Constrained Operational Capacity+Low Wind & Solar | 13.4651 | 13.5162 | 13.5162
2027 | NZWEM_PERC | Medium Demand Growth+Very Low Gas Supply+Reduced Rankine Availability+Upgraded HVDC+Constrained Operational Capacity+Low Wind & Solar | 6.8113 | 8.4164 | 8.6939
2028 | NZWEM_PERC | Medium Demand Growth+Very Low Gas Supply+Reduced Rankine Availability+Upgraded HVDC+Constrained Operational Capacity+Low Wind & Solar | 0.046036 | 6.9993 | 10.8558
2029 | NZWEM_PERC | Medium Demand Growth+Very Low Gas Supply+Reduced Rankine Availability+Upgraded HVDC+Constrained Operational Capacity+Low Wind & Solar | -6.2244 | 3.3253 | 10.8809
2030 | NZWEM_PERC | Medium Demand Growth+Very Low Gas Supply+Reduced Rankine Availability+Upgraded HVDC+Constrained Operational Capacity+Low Wind & Solar | -10.2822 | 0.86531 | 13.0759
2031 | NZWEM_PERC | Medium Demand Growth+Very Low Gas Supply+Reduced Rankine Availability+Upgraded HVDC+Constrained Operational Capacity+Low Wind & Solar | -13.0645 | -2.2028 | 14.5914
2032 | NZWEM_PERC | Medium Demand Growth+Very Low Gas Supply+Reduced Rankine Availability+Upgraded HVDC+Constrained Operational Capacity+Low Wind & Solar | -14.8271 | -3.891 | 13.396
2033 | NZWEM_PERC | Medium Demand Growth+Very Low Gas Supply+Reduced Rankine Availability+Upgraded HVDC+Constrained Operational Capacity+Low Wind & Solar | -16.7272 | -6.0636 | 12.2371
2034 | NZWEM_PERC | Medium Demand Growth+Very Low Gas Supply+Reduced Rankine Availability+Upgraded HVDC+Constrained Operational Capacity+Low Wind & Solar | -18.4166 | -7.6129 | 10.2629
2035 | NZWEM_PERC | Medium Demand Growth+Very Low Gas Supply+Reduced Rankine Availability+Upgraded HVDC+Constrained Operational Capacity+Low Wind & Solar | -19.9873 | -9.3402 | 8.1354
2026 | NIWCM | Medium Demand Growth+Very Low Gas Supply+Reduced Rankine Availability+Upgraded HVDC+Constrained Operational Capacity+Low Wind & Solar | 325.6776 | 325.6776 | 325.6776
2027 | NIWCM | Medium Demand Growth+Very Low Gas Supply+Reduced Rankine Availability+Upgraded HVDC+Constrained Operational Capacity+Low Wind & Solar | 224.2836 | 228.2512 | 228.2512
2028 | NIWCM | Medium Demand Growth+Very Low Gas Supply+Reduced Rankine Availability+Upgraded HVDC+Constrained Operational Capacity+Low Wind & Solar | 205.4256 | 699.3399 | 707.1268
2029 | NIWCM | Medium Demand Growth+Very Low Gas Supply+Reduced Rankine Availability+Upgraded HVDC+Constrained Operational Capacity+Low Wind & Solar | -301.7882 | 347.8907 | 504.3997
2030 | NIWCM | Medium Demand Growth+Very Low Gas Supply+Reduced Rankine Availability+Upgraded HVDC+Constrained Operational Capacity+Low Wind & Solar | -1139.909 | -402.9294 | -190.3137
2031 | NIWCM | Medium Demand Growth+Very Low Gas Supply+Reduced Rankine Availability+Upgraded HVDC+Constrained Operational Capacity+Low Wind & Solar | -1320.0232 | -571.6947 | -300.4736
2032 | NIWCM | Medium Demand Growth+Very Low Gas Supply+Reduced Rankine Availability+Upgraded HVDC+Constrained Operational Capacity+Low Wind & Solar | -1485.9815 | -733.0935 | -439.9918
2033 | NIWCM | Medium Demand Growth+Very Low Gas Supply+Reduced Rankine Availability+Upgraded HVDC+Constrained Operational Capacity+Low Wind & Solar | -1675.384 | -922.2634 | -617.1736
2034 | NIWCM | Medium Demand Growth+Very Low Gas Supply+Reduced Rankine Availability+Upgraded HVDC+Constrained Operational Capacity+Low Wind & Solar | -1845.3851 | -1047.796 | -665.4013
2035 | NIWCM | Medium Demand Growth+Very Low Gas Supply+Reduced Rankine Availability+Upgraded HVDC+Constrained Operational Capacity+Low Wind & Solar | -1997.0374 | -1189.3398 | -807.3007
2026 | SIWEM_PERC | Medium Demand Growth+Very Low Gas Supply+Reduced Rankine Availability+Upgraded HVDC+Constrained Operational Capacity+Low Wind & Solar | 36.4759 | 36.6206 | 36.6206
2027 | SIWEM_PERC | Medium Demand Growth+Very Low Gas Supply+Reduced Rankine Availability+Upgraded HVDC+Constrained Operational Capacity+Low Wind & Solar | 19.539 | 21.8399 | 22.5485
2028 | SIWEM_PERC | Medium Demand Growth+Very Low Gas Supply+Reduced Rankine Availability+Upgraded HVDC+Constrained Operational Capacity+Low Wind & Solar | 17.9557 | 29.3829 | 35.7927
2029 | SIWEM_PERC | Medium Demand Growth+Very Low Gas Supply+Reduced Rankine Availability+Upgraded HVDC+Constrained Operational Capacity+Low Wind & Solar | 10.0991 | 20.7471 | 33.7997
2030 | SIWEM_PERC | Medium Demand Growth+Very Low Gas Supply+Reduced Rankine Availability+Upgraded HVDC+Constrained Operational Capacity+Low Wind & Solar | 5.7635 | 17.5781 | 34.7425
2031 | SIWEM_PERC | Medium Demand Growth+Very Low Gas Supply+Reduced Rankine Availability+Upgraded HVDC+Constrained Operational Capacity+Low Wind & Solar | 2.2597 | 13.6677 | 37.4943
2032 | SIWEM_PERC | Medium Demand Growth+Very Low Gas Supply+Reduced Rankine Availability+Upgraded HVDC+Constrained Operational Capacity+Low Wind & Solar | 0.47602 | 11.6671 | 34.2935
2033 | SIWEM_PERC | Medium Demand Growth+Very Low Gas Supply+Reduced Rankine Availability+Upgraded HVDC+Constrained Operational Capacity+Low Wind & Solar | -1.5768 | 9.3676 | 31.1342
2034 | SIWEM_PERC | Medium Demand Growth+Very Low Gas Supply+Reduced Rankine Availability+Upgraded HVDC+Constrained Operational Capacity+Low Wind & Solar | -3.3156 | 7.4153 | 26.8479
2035 | SIWEM_PERC | Medium Demand Growth+Very Low Gas Supply+Reduced Rankine Availability+Upgraded HVDC+Constrained Operational Capacity+Low Wind & Solar | -4.7693 | 5.7789 | 24.881
2026 | NZWEM_PERC | Medium Demand Growth+Very Low Gas Supply+Reduced Rankine Availability+Delayed Build | 10.0584 | 10.0584 | 10.0584
2027 | NZWEM_PERC | Medium Demand Growth+Very Low Gas Supply+Reduced Rankine Availability+Delayed Build | 0.9807 | 1.1176 | 1.28
2028 | NZWEM_PERC | Medium Demand Growth+Very Low Gas Supply+Reduced Rankine Availability+Delayed Build | -2.553 | -1.1819 | -0.88353
2029 | NZWEM_PERC | Medium Demand Growth+Very Low Gas Supply+Reduced Rankine Availability+Delayed Build | -5.9375 | -3.3007 | -2.4818
2030 | NZWEM_PERC | Medium Demand Growth+Very Low Gas Supply+Reduced Rankine Availability+Delayed Build | -8.9809 | -0.71957 | 6.2636
2031 | NZWEM_PERC | Medium Demand Growth+Very Low Gas Supply+Reduced Rankine Availability+Delayed Build | -11.8063 | -1.0069 | 6.7935
2032 | NZWEM_PERC | Medium Demand Growth+Very Low Gas Supply+Reduced Rankine Availability+Delayed Build | -13.5976 | -2.4297 | 10.3182
2033 | NZWEM_PERC | Medium Demand Growth+Very Low Gas Supply+Reduced Rankine Availability+Delayed Build | -15.5283 | -4.5592 | 13.1376
2034 | NZWEM_PERC | Medium Demand Growth+Very Low Gas Supply+Reduced Rankine Availability+Delayed Build | -17.2455 | -6.1915 | 11.9832
2035 | NZWEM_PERC | Medium Demand Growth+Very Low Gas Supply+Reduced Rankine Availability+Delayed Build | -18.8424 | -7.6129 | 11.6831
2026 | NIWCM | Medium Demand Growth+Very Low Gas Supply+Reduced Rankine Availability+Delayed Build | 628.8124 | 628.8124 | 628.8124
2027 | NIWCM | Medium Demand Growth+Very Low Gas Supply+Reduced Rankine Availability+Delayed Build | 447.4105 | 449.4206 | 451.8931
2028 | NIWCM | Medium Demand Growth+Very Low Gas Supply+Reduced Rankine Availability+Delayed Build | 605.0318 | 625.0229 | 629.5594
2029 | NIWCM | Medium Demand Growth+Very Low Gas Supply+Reduced Rankine Availability+Delayed Build | 162.4353 | 289.5807 | 303.173
2030 | NIWCM | Medium Demand Growth+Very Low Gas Supply+Reduced Rankine Availability+Delayed Build | -520.8904 | 198.1671 | 475.1904
2031 | NIWCM | Medium Demand Growth+Very Low Gas Supply+Reduced Rankine Availability+Delayed Build | -715.4274 | 213.7998 | 560.011
2032 | NIWCM | Medium Demand Growth+Very Low Gas Supply+Reduced Rankine Availability+Delayed Build | -880.042 | 120.0135 | 681.2044
2033 | NIWCM | Medium Demand Growth+Very Low Gas Supply+Reduced Rankine Availability+Delayed Build | -996.6524 | 17.2534 | 814.429
2034 | NIWCM | Medium Demand Growth+Very Low Gas Supply+Reduced Rankine Availability+Delayed Build | -1164.5144 | -130.6397 | 707.0286
2035 | NIWCM | Medium Demand Growth+Very Low Gas Supply+Reduced Rankine Availability+Delayed Build | -1316.1769 | -252.7938 | 660.0394
2026 | SIWEM_PERC | Medium Demand Growth+Very Low Gas Supply+Reduced Rankine Availability+Delayed Build | 26.8337 | 26.8337 | 26.8337
2027 | SIWEM_PERC | Medium Demand Growth+Very Low Gas Supply+Reduced Rankine Availability+Delayed Build | 16.7358 | 16.8057 | 16.8057
2028 | SIWEM_PERC | Medium Demand Growth+Very Low Gas Supply+Reduced Rankine Availability+Delayed Build | 16.6982 | 18.6029 | 18.6029
2029 | SIWEM_PERC | Medium Demand Growth+Very Low Gas Supply+Reduced Rankine Availability+Delayed Build | 9.3208 | 13.9372 | 13.9372
2030 | SIWEM_PERC | Medium Demand Growth+Very Low Gas Supply+Reduced Rankine Availability+Delayed Build | 6.6467 | 17.964 | 30.0108
2031 | SIWEM_PERC | Medium Demand Growth+Very Low Gas Supply+Reduced Rankine Availability+Delayed Build | 3.1125 | 14.0403 | 27.4358
2032 | SIWEM_PERC | Medium Demand Growth+Very Low Gas Supply+Reduced Rankine Availability+Delayed Build | 1.3126 | 13.7132 | 31.729
2033 | SIWEM_PERC | Medium Demand Growth+Very Low Gas Supply+Reduced Rankine Availability+Delayed Build | -0.75867 | 11.3685 | 33.6043
2034 | SIWEM_PERC | Medium Demand Growth+Very Low Gas Supply+Reduced Rankine Availability+Delayed Build | -2.5134 | 9.3772 | 30.91
2035 | SIWEM_PERC | Medium Demand Growth+Very Low Gas Supply+Reduced Rankine Availability+Delayed Build | -3.9808 | 7.7075 | 29.7463
2026 | NZWEM_PERC | Medium Demand Growth+Very Low Gas Supply+Reduced Rankine Availability+Delayed Build+Low Wind & Solar | 9.1535 | 9.1535 | 9.1535
2027 | NZWEM_PERC | Medium Demand Growth+Very Low Gas Supply+Reduced Rankine Availability+Delayed Build+Low Wind & Solar | 0.054958 | 0.17847 | 0.32502
2028 | NZWEM_PERC | Medium Demand Growth+Very Low Gas Supply+Reduced Rankine Availability+Delayed Build+Low Wind & Solar | -3.6956 | -2.4582 | -2.1889
2029 | NZWEM_PERC | Medium Demand Growth+Very Low Gas Supply+Reduced Rankine Availability+Delayed Build+Low Wind & Solar | -7.1842 | -4.8046 | -4.0655
2030 | NZWEM_PERC | Medium Demand Growth+Very Low Gas Supply+Reduced Rankine Availability+Delayed Build+Low Wind & Solar | -10.2822 | -2.8266 | 3.4755
2031 | NZWEM_PERC | Medium Demand Growth+Very Low Gas Supply+Reduced Rankine Availability+Delayed Build+Low Wind & Solar | -13.0645 | -3.3184 | 3.7211
2032 | NZWEM_PERC | Medium Demand Growth+Very Low Gas Supply+Reduced Rankine Availability+Delayed Build+Low Wind & Solar | -14.8271 | -4.7485 | 6.7891
2033 | NZWEM_PERC | Medium Demand Growth+Very Low Gas Supply+Reduced Rankine Availability+Delayed Build+Low Wind & Solar | -16.7272 | -6.8203 | 9.1827
2034 | NZWEM_PERC | Medium Demand Growth+Very Low Gas Supply+Reduced Rankine Availability+Delayed Build+Low Wind & Solar | -18.4166 | -8.4332 | 8.0319
2035 | NZWEM_PERC | Medium Demand Growth+Very Low Gas Supply+Reduced Rankine Availability+Delayed Build+Low Wind & Solar | -19.9873 | -9.8044 | 7.6712
2026 | NIWCM | Medium Demand Growth+Very Low Gas Supply+Reduced Rankine Availability+Delayed Build+Low Wind & Solar | 628.8124 | 628.8124 | 628.8124
2027 | NIWCM | Medium Demand Growth+Very Low Gas Supply+Reduced Rankine Availability+Delayed Build+Low Wind & Solar | 447.4105 | 449.4206 | 451.8931
2028 | NIWCM | Medium Demand Growth+Very Low Gas Supply+Reduced Rankine Availability+Delayed Build+Low Wind & Solar | 605.0318 | 625.0229 | 629.5594
2029 | NIWCM | Medium Demand Growth+Very Low Gas Supply+Reduced Rankine Availability+Delayed Build+Low Wind & Solar | 162.4353 | 289.5807 | 303.173
2030 | NIWCM | Medium Demand Growth+Very Low Gas Supply+Reduced Rankine Availability+Delayed Build+Low Wind & Solar | -520.8904 | 198.1671 | 475.1904
2031 | NIWCM | Medium Demand Growth+Very Low Gas Supply+Reduced Rankine Availability+Delayed Build+Low Wind & Solar | -715.4274 | 213.7998 | 560.011
2032 | NIWCM | Medium Demand Growth+Very Low Gas Supply+Reduced Rankine Availability+Delayed Build+Low Wind & Solar | -880.042 | 120.0135 | 681.2044
2033 | NIWCM | Medium Demand Growth+Very Low Gas Supply+Reduced Rankine Availability+Delayed Build+Low Wind & Solar | -996.6524 | 17.2534 | 814.429
2034 | NIWCM | Medium Demand Growth+Very Low Gas Supply+Reduced Rankine Availability+Delayed Build+Low Wind & Solar | -1164.5144 | -130.6397 | 707.0286
2035 | NIWCM | Medium Demand Growth+Very Low Gas Supply+Reduced Rankine Availability+Delayed Build+Low Wind & Solar | -1316.1769 | -252.7938 | 660.0394
2026 | SIWEM_PERC | Medium Demand Growth+Very Low Gas Supply+Reduced Rankine Availability+Delayed Build+Low Wind & Solar | 24.2727 | 24.2727 | 24.2727
2027 | SIWEM_PERC | Medium Demand Growth+Very Low Gas Supply+Reduced Rankine Availability+Delayed Build+Low Wind & Solar | 16.2565 | 16.3196 | 16.3196
2028 | SIWEM_PERC | Medium Demand Growth+Very Low Gas Supply+Reduced Rankine Availability+Delayed Build+Low Wind & Solar | 15.9291 | 17.648 | 17.648
2029 | SIWEM_PERC | Medium Demand Growth+Very Low Gas Supply+Reduced Rankine Availability+Delayed Build+Low Wind & Solar | 8.5658 | 12.7319 | 12.7319
2030 | SIWEM_PERC | Medium Demand Growth+Very Low Gas Supply+Reduced Rankine Availability+Delayed Build+Low Wind & Solar | 5.7635 | 15.977 | 26.8488
2031 | SIWEM_PERC | Medium Demand Growth+Very Low Gas Supply+Reduced Rankine Availability+Delayed Build+Low Wind & Solar | 2.2597 | 12.1217 | 24.2107
2032 | SIWEM_PERC | Medium Demand Growth+Very Low Gas Supply+Reduced Rankine Availability+Delayed Build+Low Wind & Solar | 0.47602 | 11.6671 | 27.9258
2033 | SIWEM_PERC | Medium Demand Growth+Very Low Gas Supply+Reduced Rankine Availability+Delayed Build+Low Wind & Solar | -1.5768 | 9.3676 | 29.1869
2034 | SIWEM_PERC | Medium Demand Growth+Very Low Gas Supply+Reduced Rankine Availability+Delayed Build+Low Wind & Solar | -3.3156 | 7.4153 | 26.8479
2035 | SIWEM_PERC | Medium Demand Growth+Very Low Gas Supply+Reduced Rankine Availability+Delayed Build+Low Wind & Solar | -4.7693 | 5.7789 | 24.881
2026 | NZWEM_PERC | Medium Demand Growth+Very Low Gas Supply+Reduced Rankine Availability+Delayed Build+Constrained Operational Capacity | 10.0584 | 10.0584 | 10.0584
2027 | NZWEM_PERC | Medium Demand Growth+Very Low Gas Supply+Reduced Rankine Availability+Delayed Build+Constrained Operational Capacity | 0.9807 | 1.1176 | 1.28
2028 | NZWEM_PERC | Medium Demand Growth+Very Low Gas Supply+Reduced Rankine Availability+Delayed Build+Constrained Operational Capacity | -2.553 | -1.1819 | -0.88353
2029 | NZWEM_PERC | Medium Demand Growth+Very Low Gas Supply+Reduced Rankine Availability+Delayed Build+Constrained Operational Capacity | -5.9375 | -3.3007 | -2.4818
2030 | NZWEM_PERC | Medium Demand Growth+Very Low Gas Supply+Reduced Rankine Availability+Delayed Build+Constrained Operational Capacity | -8.9809 | -0.71957 | 6.2636
2031 | NZWEM_PERC | Medium Demand Growth+Very Low Gas Supply+Reduced Rankine Availability+Delayed Build+Constrained Operational Capacity | -11.8063 | -1.0069 | 6.7935
2032 | NZWEM_PERC | Medium Demand Growth+Very Low Gas Supply+Reduced Rankine Availability+Delayed Build+Constrained Operational Capacity | -13.5976 | -2.4297 | 10.3182
2033 | NZWEM_PERC | Medium Demand Growth+Very Low Gas Supply+Reduced Rankine Availability+Delayed Build+Constrained Operational Capacity | -15.5283 | -4.5592 | 13.1376
2034 | NZWEM_PERC | Medium Demand Growth+Very Low Gas Supply+Reduced Rankine Availability+Delayed Build+Constrained Operational Capacity | -17.2455 | -6.1915 | 11.9832
2035 | NZWEM_PERC | Medium Demand Growth+Very Low Gas Supply+Reduced Rankine Availability+Delayed Build+Constrained Operational Capacity | -18.8424 | -7.6129 | 11.6831
2026 | NIWCM | Medium Demand Growth+Very Low Gas Supply+Reduced Rankine Availability+Delayed Build+Constrained Operational Capacity | 94.465 | 94.465 | 94.465
2027 | NIWCM | Medium Demand Growth+Very Low Gas Supply+Reduced Rankine Availability+Delayed Build+Constrained Operational Capacity | -93.8386 | -93.8386 | -93.8386
2028 | NIWCM | Medium Demand Growth+Very Low Gas Supply+Reduced Rankine Availability+Delayed Build+Constrained Operational Capacity | -4.6081 | -4.6081 | -4.6081
2029 | NIWCM | Medium Demand Growth+Very Low Gas Supply+Reduced Rankine Availability+Delayed Build+Constrained Operational Capacity | -481.9211 | -399.7684 | -399.7684
2030 | NIWCM | Medium Demand Growth+Very Low Gas Supply+Reduced Rankine Availability+Delayed Build+Constrained Operational Capacity | -1195.6855 | -683.9238 | -567.2226
2031 | NIWCM | Medium Demand Growth+Very Low Gas Supply+Reduced Rankine Availability+Delayed Build+Constrained Operational Capacity | -1392.9617 | -740.3667 | -582.3773
2032 | NIWCM | Medium Demand Growth+Very Low Gas Supply+Reduced Rankine Availability+Delayed Build+Constrained Operational Capacity | -1558.92 | -844.8212 | -631.3985
2033 | NIWCM | Medium Demand Growth+Very Low Gas Supply+Reduced Rankine Availability+Delayed Build+Constrained Operational Capacity | -1675.384 | -952.7226 | -679.0853
2034 | NIWCM | Medium Demand Growth+Very Low Gas Supply+Reduced Rankine Availability+Delayed Build+Constrained Operational Capacity | -1845.3851 | -1117.8852 | -822.7195
2035 | NIWCM | Medium Demand Growth+Very Low Gas Supply+Reduced Rankine Availability+Delayed Build+Constrained Operational Capacity | -1997.0374 | -1241.6718 | -936.8617
2026 | SIWEM_PERC | Medium Demand Growth+Very Low Gas Supply+Reduced Rankine Availability+Delayed Build+Constrained Operational Capacity | 26.8337 | 26.8337 | 26.8337
2027 | SIWEM_PERC | Medium Demand Growth+Very Low Gas Supply+Reduced Rankine Availability+Delayed Build+Constrained Operational Capacity | 16.7358 | 16.8057 | 16.8057
2028 | SIWEM_PERC | Medium Demand Growth+Very Low Gas Supply+Reduced Rankine Availability+Delayed Build+Constrained Operational Capacity | 16.6982 | 18.6029 | 18.6029
2029 | SIWEM_PERC | Medium Demand Growth+Very Low Gas Supply+Reduced Rankine Availability+Delayed Build+Constrained Operational Capacity | 9.3208 | 13.9372 | 13.9372
2030 | SIWEM_PERC | Medium Demand Growth+Very Low Gas Supply+Reduced Rankine Availability+Delayed Build+Constrained Operational Capacity | 6.6467 | 17.964 | 30.0108
2031 | SIWEM_PERC | Medium Demand Growth+Very Low Gas Supply+Reduced Rankine Availability+Delayed Build+Constrained Operational Capacity | 3.1125 | 14.0403 | 27.4358
2032 | SIWEM_PERC | Medium Demand Growth+Very Low Gas Supply+Reduced Rankine Availability+Delayed Build+Constrained Operational Capacity | 1.3126 | 13.7132 | 31.729
2033 | SIWEM_PERC | Medium Demand Growth+Very Low Gas Supply+Reduced Rankine Availability+Delayed Build+Constrained Operational Capacity | -0.75867 | 11.3685 | 33.6043
2034 | SIWEM_PERC | Medium Demand Growth+Very Low Gas Supply+Reduced Rankine Availability+Delayed Build+Constrained Operational Capacity | -2.5134 | 9.3772 | 30.91
2035 | SIWEM_PERC | Medium Demand Growth+Very Low Gas Supply+Reduced Rankine Availability+Delayed Build+Constrained Operational Capacity | -3.9808 | 7.7075 | 29.7463
2026 | NZWEM_PERC | Medium Demand Growth+Very Low Gas Supply+Reduced Rankine Availability+Delayed Build+Constrained Operational Capacity+Low Wind & Solar | 9.1535 | 9.1535 | 9.1535
2027 | NZWEM_PERC | Medium Demand Growth+Very Low Gas Supply+Reduced Rankine Availability+Delayed Build+Constrained Operational Capacity+Low Wind & Solar | 0.054958 | 0.17847 | 0.32502
2028 | NZWEM_PERC | Medium Demand Growth+Very Low Gas Supply+Reduced Rankine Availability+Delayed Build+Constrained Operational Capacity+Low Wind & Solar | -3.6956 | -2.4582 | -2.1889
2029 | NZWEM_PERC | Medium Demand Growth+Very Low Gas Supply+Reduced Rankine Availability+Delayed Build+Constrained Operational Capacity+Low Wind & Solar | -7.1842 | -4.8046 | -4.0655
2030 | NZWEM_PERC | Medium Demand Growth+Very Low Gas Supply+Reduced Rankine Availability+Delayed Build+Constrained Operational Capacity+Low Wind & Solar | -10.2822 | -2.8266 | 3.4755
2031 | NZWEM_PERC | Medium Demand Growth+Very Low Gas Supply+Reduced Rankine Availability+Delayed Build+Constrained Operational Capacity+Low Wind & Solar | -13.0645 | -3.3184 | 3.7211
2032 | NZWEM_PERC | Medium Demand Growth+Very Low Gas Supply+Reduced Rankine Availability+Delayed Build+Constrained Operational Capacity+Low Wind & Solar | -14.8271 | -4.7485 | 6.7891
2033 | NZWEM_PERC | Medium Demand Growth+Very Low Gas Supply+Reduced Rankine Availability+Delayed Build+Constrained Operational Capacity+Low Wind & Solar | -16.7272 | -6.8203 | 9.1827
2034 | NZWEM_PERC | Medium Demand Growth+Very Low Gas Supply+Reduced Rankine Availability+Delayed Build+Constrained Operational Capacity+Low Wind & Solar | -18.4166 | -8.4332 | 8.0319
2035 | NZWEM_PERC | Medium Demand Growth+Very Low Gas Supply+Reduced Rankine Availability+Delayed Build+Constrained Operational Capacity+Low Wind & Solar | -19.9873 | -9.8044 | 7.6712
2026 | NIWCM | Medium Demand Growth+Very Low Gas Supply+Reduced Rankine Availability+Delayed Build+Constrained Operational Capacity+Low Wind & Solar | 94.465 | 94.465 | 94.465
2027 | NIWCM | Medium Demand Growth+Very Low Gas Supply+Reduced Rankine Availability+Delayed Build+Constrained Operational Capacity+Low Wind & Solar | -93.8386 | -93.8386 | -93.8386
2028 | NIWCM | Medium Demand Growth+Very Low Gas Supply+Reduced Rankine Availability+Delayed Build+Constrained Operational Capacity+Low Wind & Solar | -4.6081 | -4.6081 | -4.6081
2029 | NIWCM | Medium Demand Growth+Very Low Gas Supply+Reduced Rankine Availability+Delayed Build+Constrained Operational Capacity+Low Wind & Solar | -481.9211 | -399.7684 | -399.7684
2030 | NIWCM | Medium Demand Growth+Very Low Gas Supply+Reduced Rankine Availability+Delayed Build+Constrained Operational Capacity+Low Wind & Solar | -1195.6855 | -683.9238 | -567.2226
2031 | NIWCM | Medium Demand Growth+Very Low Gas Supply+Reduced Rankine Availability+Delayed Build+Constrained Operational Capacity+Low Wind & Solar | -1392.9617 | -740.3667 | -582.3773
2032 | NIWCM | Medium Demand Growth+Very Low Gas Supply+Reduced Rankine Availability+Delayed Build+Constrained Operational Capacity+Low Wind & Solar | -1558.92 | -844.8212 | -631.3985
2033 | NIWCM | Medium Demand Growth+Very Low Gas Supply+Reduced Rankine Availability+Delayed Build+Constrained Operational Capacity+Low Wind & Solar | -1675.384 | -952.7226 | -679.0853
2034 | NIWCM | Medium Demand Growth+Very Low Gas Supply+Reduced Rankine Availability+Delayed Build+Constrained Operational Capacity+Low Wind & Solar | -1845.3851 | -1117.8852 | -822.7195
2035 | NIWCM | Medium Demand Growth+Very Low Gas Supply+Reduced Rankine Availability+Delayed Build+Constrained Operational Capacity+Low Wind & Solar | -1997.0374 | -1241.6718 | -936.8617
2026 | SIWEM_PERC | Medium Demand Growth+Very Low Gas Supply+Reduced Rankine Availability+Delayed Build+Constrained Operational Capacity+Low Wind & Solar | 24.2727 | 24.2727 | 24.2727
2027 | SIWEM_PERC | Medium Demand Growth+Very Low Gas Supply+Reduced Rankine Availability+Delayed Build+Constrained Operational Capacity+Low Wind & Solar | 16.2565 | 16.3196 | 16.3196
2028 | SIWEM_PERC | Medium Demand Growth+Very Low Gas Supply+Reduced Rankine Availability+Delayed Build+Constrained Operational Capacity+Low Wind & Solar | 15.9291 | 17.648 | 17.648
2029 | SIWEM_PERC | Medium Demand Growth+Very Low Gas Supply+Reduced Rankine Availability+Delayed Build+Constrained Operational Capacity+Low Wind & Solar | 8.5658 | 12.7319 | 12.7319
2030 | SIWEM_PERC | Medium Demand Growth+Very Low Gas Supply+Reduced Rankine Availability+Delayed Build+Constrained Operational Capacity+Low Wind & Solar | 5.7635 | 15.977 | 26.8488
2031 | SIWEM_PERC | Medium Demand Growth+Very Low Gas Supply+Reduced Rankine Availability+Delayed Build+Constrained Operational Capacity+Low Wind & Solar | 2.2597 | 12.1217 | 24.2107
2032 | SIWEM_PERC | Medium Demand Growth+Very Low Gas Supply+Reduced Rankine Availability+Delayed Build+Constrained Operational Capacity+Low Wind & Solar | 0.47602 | 11.6671 | 27.9258
2033 | SIWEM_PERC | Medium Demand Growth+Very Low Gas Supply+Reduced Rankine Availability+Delayed Build+Constrained Operational Capacity+Low Wind & Solar | -1.5768 | 9.3676 | 29.1869
2034 | SIWEM_PERC | Medium Demand Growth+Very Low Gas Supply+Reduced Rankine Availability+Delayed Build+Constrained Operational Capacity+Low Wind & Solar | -3.3156 | 7.4153 | 26.8479
2035 | SIWEM_PERC | Medium Demand Growth+Very Low Gas Supply+Reduced Rankine Availability+Delayed Build+Constrained Operational Capacity+Low Wind & Solar | -4.7693 | 5.7789 | 24.881
2026 | NZWEM_PERC | Medium Demand Growth+Very Low Gas Supply+Reduced Rankine Availability+Delayed Build+Upgraded HVDC | 10.0584 | 10.0584 | 10.0584
2027 | NZWEM_PERC | Medium Demand Growth+Very Low Gas Supply+Reduced Rankine Availability+Delayed Build+Upgraded HVDC | 0.9807 | 1.1176 | 1.28
2028 | NZWEM_PERC | Medium Demand Growth+Very Low Gas Supply+Reduced Rankine Availability+Delayed Build+Upgraded HVDC | -2.553 | -1.1819 | -0.88353
2029 | NZWEM_PERC | Medium Demand Growth+Very Low Gas Supply+Reduced Rankine Availability+Delayed Build+Upgraded HVDC | -5.9375 | -3.3007 | -2.4818
2030 | NZWEM_PERC | Medium Demand Growth+Very Low Gas Supply+Reduced Rankine Availability+Delayed Build+Upgraded HVDC | -8.9809 | -0.71957 | 6.2636
2031 | NZWEM_PERC | Medium Demand Growth+Very Low Gas Supply+Reduced Rankine Availability+Delayed Build+Upgraded HVDC | -11.8063 | -1.0069 | 6.7935
2032 | NZWEM_PERC | Medium Demand Growth+Very Low Gas Supply+Reduced Rankine Availability+Delayed Build+Upgraded HVDC | -13.5976 | -2.4297 | 10.3182
2033 | NZWEM_PERC | Medium Demand Growth+Very Low Gas Supply+Reduced Rankine Availability+Delayed Build+Upgraded HVDC | -15.5283 | -4.5592 | 13.1376
2034 | NZWEM_PERC | Medium Demand Growth+Very Low Gas Supply+Reduced Rankine Availability+Delayed Build+Upgraded HVDC | -17.2455 | -6.1915 | 11.9832
2035 | NZWEM_PERC | Medium Demand Growth+Very Low Gas Supply+Reduced Rankine Availability+Delayed Build+Upgraded HVDC | -18.8424 | -7.6129 | 11.6831
2026 | NIWCM | Medium Demand Growth+Very Low Gas Supply+Reduced Rankine Availability+Delayed Build+Upgraded HVDC | 628.8124 | 628.8124 | 628.8124
2027 | NIWCM | Medium Demand Growth+Very Low Gas Supply+Reduced Rankine Availability+Delayed Build+Upgraded HVDC | 447.4105 | 449.4206 | 451.8931
2028 | NIWCM | Medium Demand Growth+Very Low Gas Supply+Reduced Rankine Availability+Delayed Build+Upgraded HVDC | 605.0318 | 625.0229 | 629.5594
2029 | NIWCM | Medium Demand Growth+Very Low Gas Supply+Reduced Rankine Availability+Delayed Build+Upgraded HVDC | 162.4353 | 289.5807 | 303.173
2030 | NIWCM | Medium Demand Growth+Very Low Gas Supply+Reduced Rankine Availability+Delayed Build+Upgraded HVDC | -520.8904 | 198.1671 | 475.1904
2031 | NIWCM | Medium Demand Growth+Very Low Gas Supply+Reduced Rankine Availability+Delayed Build+Upgraded HVDC | -715.4274 | 213.7999 | 560.0149
2032 | NIWCM | Medium Demand Growth+Very Low Gas Supply+Reduced Rankine Availability+Delayed Build+Upgraded HVDC | -880.042 | 120.0136 | 681.3244
2033 | NIWCM | Medium Demand Growth+Very Low Gas Supply+Reduced Rankine Availability+Delayed Build+Upgraded HVDC | -996.6524 | 17.2534 | 814.4937
2034 | NIWCM | Medium Demand Growth+Very Low Gas Supply+Reduced Rankine Availability+Delayed Build+Upgraded HVDC | -1164.5144 | -130.6397 | 707.0272
2035 | NIWCM | Medium Demand Growth+Very Low Gas Supply+Reduced Rankine Availability+Delayed Build+Upgraded HVDC | -1316.1769 | -252.7938 | 660.0418
2026 | SIWEM_PERC | Medium Demand Growth+Very Low Gas Supply+Reduced Rankine Availability+Delayed Build+Upgraded HVDC | 26.8337 | 26.8337 | 26.8337
2027 | SIWEM_PERC | Medium Demand Growth+Very Low Gas Supply+Reduced Rankine Availability+Delayed Build+Upgraded HVDC | 16.7358 | 16.8057 | 16.8057
2028 | SIWEM_PERC | Medium Demand Growth+Very Low Gas Supply+Reduced Rankine Availability+Delayed Build+Upgraded HVDC | 16.6982 | 18.6029 | 18.6029
2029 | SIWEM_PERC | Medium Demand Growth+Very Low Gas Supply+Reduced Rankine Availability+Delayed Build+Upgraded HVDC | 9.3208 | 13.9372 | 13.9372
2030 | SIWEM_PERC | Medium Demand Growth+Very Low Gas Supply+Reduced Rankine Availability+Delayed Build+Upgraded HVDC | 6.6467 | 17.964 | 30.0108
2031 | SIWEM_PERC | Medium Demand Growth+Very Low Gas Supply+Reduced Rankine Availability+Delayed Build+Upgraded HVDC | 3.1125 | 14.0403 | 27.4358
2032 | SIWEM_PERC | Medium Demand Growth+Very Low Gas Supply+Reduced Rankine Availability+Delayed Build+Upgraded HVDC | 1.3126 | 13.7132 | 31.729
2033 | SIWEM_PERC | Medium Demand Growth+Very Low Gas Supply+Reduced Rankine Availability+Delayed Build+Upgraded HVDC | -0.75867 | 11.3685 | 33.6043
2034 | SIWEM_PERC | Medium Demand Growth+Very Low Gas Supply+Reduced Rankine Availability+Delayed Build+Upgraded HVDC | -2.5134 | 9.3772 | 30.91
2035 | SIWEM_PERC | Medium Demand Growth+Very Low Gas Supply+Reduced Rankine Availability+Delayed Build+Upgraded HVDC | -3.9808 | 7.7075 | 29.7463
2026 | NZWEM_PERC | Medium Demand Growth+Very Low Gas Supply+Reduced Rankine Availability+Delayed Build+Upgraded HVDC+Low Wind & Solar | 9.1535 | 9.1535 | 9.1535
2027 | NZWEM_PERC | Medium Demand Growth+Very Low Gas Supply+Reduced Rankine Availability+Delayed Build+Upgraded HVDC+Low Wind & Solar | 0.054958 | 0.17847 | 0.32502
2028 | NZWEM_PERC | Medium Demand Growth+Very Low Gas Supply+Reduced Rankine Availability+Delayed Build+Upgraded HVDC+Low Wind & Solar | -3.6956 | -2.4582 | -2.1889
2029 | NZWEM_PERC | Medium Demand Growth+Very Low Gas Supply+Reduced Rankine Availability+Delayed Build+Upgraded HVDC+Low Wind & Solar | -7.1842 | -4.8046 | -4.0655
2030 | NZWEM_PERC | Medium Demand Growth+Very Low Gas Supply+Reduced Rankine Availability+Delayed Build+Upgraded HVDC+Low Wind & Solar | -10.2822 | -2.8266 | 3.4755
2031 | NZWEM_PERC | Medium Demand Growth+Very Low Gas Supply+Reduced Rankine Availability+Delayed Build+Upgraded HVDC+Low Wind & Solar | -13.0645 | -3.3184 | 3.7211
2032 | NZWEM_PERC | Medium Demand Growth+Very Low Gas Supply+Reduced Rankine Availability+Delayed Build+Upgraded HVDC+Low Wind & Solar | -14.8271 | -4.7485 | 6.7891
2033 | NZWEM_PERC | Medium Demand Growth+Very Low Gas Supply+Reduced Rankine Availability+Delayed Build+Upgraded HVDC+Low Wind & Solar | -16.7272 | -6.8203 | 9.1827
2034 | NZWEM_PERC | Medium Demand Growth+Very Low Gas Supply+Reduced Rankine Availability+Delayed Build+Upgraded HVDC+Low Wind & Solar | -18.4166 | -8.4332 | 8.0319
2035 | NZWEM_PERC | Medium Demand Growth+Very Low Gas Supply+Reduced Rankine Availability+Delayed Build+Upgraded HVDC+Low Wind & Solar | -19.9873 | -9.8044 | 7.6712
2026 | NIWCM | Medium Demand Growth+Very Low Gas Supply+Reduced Rankine Availability+Delayed Build+Upgraded HVDC+Low Wind & Solar | 628.8124 | 628.8124 | 628.8124
2027 | NIWCM | Medium Demand Growth+Very Low Gas Supply+Reduced Rankine Availability+Delayed Build+Upgraded HVDC+Low Wind & Solar | 447.4105 | 449.4206 | 451.8931
2028 | NIWCM | Medium Demand Growth+Very Low Gas Supply+Reduced Rankine Availability+Delayed Build+Upgraded HVDC+Low Wind & Solar | 605.0318 | 625.0229 | 629.5594
2029 | NIWCM | Medium Demand Growth+Very Low Gas Supply+Reduced Rankine Availability+Delayed Build+Upgraded HVDC+Low Wind & Solar | 162.4353 | 289.5807 | 303.173
2030 | NIWCM | Medium Demand Growth+Very Low Gas Supply+Reduced Rankine Availability+Delayed Build+Upgraded HVDC+Low Wind & Solar | -520.8904 | 198.1671 | 475.1904
2031 | NIWCM | Medium Demand Growth+Very Low Gas Supply+Reduced Rankine Availability+Delayed Build+Upgraded HVDC+Low Wind & Solar | -715.4274 | 213.7999 | 560.0149
2032 | NIWCM | Medium Demand Growth+Very Low Gas Supply+Reduced Rankine Availability+Delayed Build+Upgraded HVDC+Low Wind & Solar | -880.042 | 120.0136 | 681.3244
2033 | NIWCM | Medium Demand Growth+Very Low Gas Supply+Reduced Rankine Availability+Delayed Build+Upgraded HVDC+Low Wind & Solar | -996.6524 | 17.2534 | 814.4937
2034 | NIWCM | Medium Demand Growth+Very Low Gas Supply+Reduced Rankine Availability+Delayed Build+Upgraded HVDC+Low Wind & Solar | -1164.5144 | -130.6397 | 707.0272
2035 | NIWCM | Medium Demand Growth+Very Low Gas Supply+Reduced Rankine Availability+Delayed Build+Upgraded HVDC+Low Wind & Solar | -1316.1769 | -252.7938 | 660.0418
2026 | SIWEM_PERC | Medium Demand Growth+Very Low Gas Supply+Reduced Rankine Availability+Delayed Build+Upgraded HVDC+Low Wind & Solar | 24.2727 | 24.2727 | 24.2727
2027 | SIWEM_PERC | Medium Demand Growth+Very Low Gas Supply+Reduced Rankine Availability+Delayed Build+Upgraded HVDC+Low Wind & Solar | 16.2565 | 16.3196 | 16.3196
2028 | SIWEM_PERC | Medium Demand Growth+Very Low Gas Supply+Reduced Rankine Availability+Delayed Build+Upgraded HVDC+Low Wind & Solar | 15.9291 | 17.648 | 17.648
2029 | SIWEM_PERC | Medium Demand Growth+Very Low Gas Supply+Reduced Rankine Availability+Delayed Build+Upgraded HVDC+Low Wind & Solar | 8.5658 | 12.7319 | 12.7319
2030 | SIWEM_PERC | Medium Demand Growth+Very Low Gas Supply+Reduced Rankine Availability+Delayed Build+Upgraded HVDC+Low Wind & Solar | 5.7635 | 15.977 | 26.8488
2031 | SIWEM_PERC | Medium Demand Growth+Very Low Gas Supply+Reduced Rankine Availability+Delayed Build+Upgraded HVDC+Low Wind & Solar | 2.2597 | 12.1217 | 24.2107
2032 | SIWEM_PERC | Medium Demand Growth+Very Low Gas Supply+Reduced Rankine Availability+Delayed Build+Upgraded HVDC+Low Wind & Solar | 0.47602 | 11.6671 | 27.9258
2033 | SIWEM_PERC | Medium Demand Growth+Very Low Gas Supply+Reduced Rankine Availability+Delayed Build+Upgraded HVDC+Low Wind & Solar | -1.5768 | 9.3676 | 29.1869
2034 | SIWEM_PERC | Medium Demand Growth+Very Low Gas Supply+Reduced Rankine Availability+Delayed Build+Upgraded HVDC+Low Wind & Solar | -3.3156 | 7.4153 | 26.8479
2035 | SIWEM_PERC | Medium Demand Growth+Very Low Gas Supply+Reduced Rankine Availability+Delayed Build+Upgraded HVDC+Low Wind & Solar | -4.7693 | 5.7789 | 24.881
2026 | NZWEM_PERC | Medium Demand Growth+Very Low Gas Supply+Reduced Rankine Availability+Delayed Build+Upgraded HVDC+Constrained Operational Capacity | 10.0584 | 10.0584 | 10.0584
2027 | NZWEM_PERC | Medium Demand Growth+Very Low Gas Supply+Reduced Rankine Availability+Delayed Build+Upgraded HVDC+Constrained Operational Capacity | 0.9807 | 1.1176 | 1.28
2028 | NZWEM_PERC | Medium Demand Growth+Very Low Gas Supply+Reduced Rankine Availability+Delayed Build+Upgraded HVDC+Constrained Operational Capacity | -2.553 | -1.1819 | -0.88353
2029 | NZWEM_PERC | Medium Demand Growth+Very Low Gas Supply+Reduced Rankine Availability+Delayed Build+Upgraded HVDC+Constrained Operational Capacity | -5.9375 | -3.3007 | -2.4818
2030 | NZWEM_PERC | Medium Demand Growth+Very Low Gas Supply+Reduced Rankine Availability+Delayed Build+Upgraded HVDC+Constrained Operational Capacity | -8.9809 | -0.71957 | 6.2636
2031 | NZWEM_PERC | Medium Demand Growth+Very Low Gas Supply+Reduced Rankine Availability+Delayed Build+Upgraded HVDC+Constrained Operational Capacity | -11.8063 | -1.0069 | 6.7935
2032 | NZWEM_PERC | Medium Demand Growth+Very Low Gas Supply+Reduced Rankine Availability+Delayed Build+Upgraded HVDC+Constrained Operational Capacity | -13.5976 | -2.4297 | 10.3182
2033 | NZWEM_PERC | Medium Demand Growth+Very Low Gas Supply+Reduced Rankine Availability+Delayed Build+Upgraded HVDC+Constrained Operational Capacity | -15.5283 | -4.5592 | 13.1376
2034 | NZWEM_PERC | Medium Demand Growth+Very Low Gas Supply+Reduced Rankine Availability+Delayed Build+Upgraded HVDC+Constrained Operational Capacity | -17.2455 | -6.1915 | 11.9832
2035 | NZWEM_PERC | Medium Demand Growth+Very Low Gas Supply+Reduced Rankine Availability+Delayed Build+Upgraded HVDC+Constrained Operational Capacity | -18.8424 | -7.6129 | 11.6831
2026 | NIWCM | Medium Demand Growth+Very Low Gas Supply+Reduced Rankine Availability+Delayed Build+Upgraded HVDC+Constrained Operational Capacity | 94.465 | 94.465 | 94.465
2027 | NIWCM | Medium Demand Growth+Very Low Gas Supply+Reduced Rankine Availability+Delayed Build+Upgraded HVDC+Constrained Operational Capacity | -93.8386 | -93.8386 | -93.8386
2028 | NIWCM | Medium Demand Growth+Very Low Gas Supply+Reduced Rankine Availability+Delayed Build+Upgraded HVDC+Constrained Operational Capacity | -4.6081 | -4.6081 | -4.6081
2029 | NIWCM | Medium Demand Growth+Very Low Gas Supply+Reduced Rankine Availability+Delayed Build+Upgraded HVDC+Constrained Operational Capacity | -481.9211 | -399.7684 | -399.7684
2030 | NIWCM | Medium Demand Growth+Very Low Gas Supply+Reduced Rankine Availability+Delayed Build+Upgraded HVDC+Constrained Operational Capacity | -1195.6855 | -683.9238 | -567.2226
2031 | NIWCM | Medium Demand Growth+Very Low Gas Supply+Reduced Rankine Availability+Delayed Build+Upgraded HVDC+Constrained Operational Capacity | -1392.9617 | -740.3667 | -582.3773
2032 | NIWCM | Medium Demand Growth+Very Low Gas Supply+Reduced Rankine Availability+Delayed Build+Upgraded HVDC+Constrained Operational Capacity | -1558.92 | -844.8212 | -631.3985
2033 | NIWCM | Medium Demand Growth+Very Low Gas Supply+Reduced Rankine Availability+Delayed Build+Upgraded HVDC+Constrained Operational Capacity | -1675.384 | -952.7226 | -679.0853
2034 | NIWCM | Medium Demand Growth+Very Low Gas Supply+Reduced Rankine Availability+Delayed Build+Upgraded HVDC+Constrained Operational Capacity | -1845.3851 | -1117.8852 | -822.7195
2035 | NIWCM | Medium Demand Growth+Very Low Gas Supply+Reduced Rankine Availability+Delayed Build+Upgraded HVDC+Constrained Operational Capacity | -1997.0374 | -1241.6718 | -936.8617
2026 | SIWEM_PERC | Medium Demand Growth+Very Low Gas Supply+Reduced Rankine Availability+Delayed Build+Upgraded HVDC+Constrained Operational Capacity | 26.8337 | 26.8337 | 26.8337
2027 | SIWEM_PERC | Medium Demand Growth+Very Low Gas Supply+Reduced Rankine Availability+Delayed Build+Upgraded HVDC+Constrained Operational Capacity | 16.7358 | 16.8057 | 16.8057
2028 | SIWEM_PERC | Medium Demand Growth+Very Low Gas Supply+Reduced Rankine Availability+Delayed Build+Upgraded HVDC+Constrained Operational Capacity | 16.6982 | 18.6029 | 18.6029
2029 | SIWEM_PERC | Medium Demand Growth+Very Low Gas Supply+Reduced Rankine Availability+Delayed Build+Upgraded HVDC+Constrained Operational Capacity | 9.3208 | 13.9372 | 13.9372
2030 | SIWEM_PERC | Medium Demand Growth+Very Low Gas Supply+Reduced Rankine Availability+Delayed Build+Upgraded HVDC+Constrained Operational Capacity | 6.6467 | 17.964 | 30.0108
2031 | SIWEM_PERC | Medium Demand Growth+Very Low Gas Supply+Reduced Rankine Availability+Delayed Build+Upgraded HVDC+Constrained Operational Capacity | 3.1125 | 14.0403 | 27.4358
2032 | SIWEM_PERC | Medium Demand Growth+Very Low Gas Supply+Reduced Rankine Availability+Delayed Build+Upgraded HVDC+Constrained Operational Capacity | 1.3126 | 13.7132 | 31.729
2033 | SIWEM_PERC | Medium Demand Growth+Very Low Gas Supply+Reduced Rankine Availability+Delayed Build+Upgraded HVDC+Constrained Operational Capacity | -0.75867 | 11.3685 | 33.6043
2034 | SIWEM_PERC | Medium Demand Growth+Very Low Gas Supply+Reduced Rankine Availability+Delayed Build+Upgraded HVDC+Constrained Operational Capacity | -2.5134 | 9.3772 | 30.91
2035 | SIWEM_PERC | Medium Demand Growth+Very Low Gas Supply+Reduced Rankine Availability+Delayed Build+Upgraded HVDC+Constrained Operational Capacity | -3.9808 | 7.7075 | 29.7463
2026 | NZWEM_PERC | Medium Demand Growth+Very Low Gas Supply+Reduced Rankine Availability+Delayed Build+Upgraded HVDC+Constrained Operational Capacity+Low Wind & Solar | 9.1535 | 9.1535 | 9.1535
2027 | NZWEM_PERC | Medium Demand Growth+Very Low Gas Supply+Reduced Rankine Availability+Delayed Build+Upgraded HVDC+Constrained Operational Capacity+Low Wind & Solar | 0.054958 | 0.17847 | 0.32502
2028 | NZWEM_PERC | Medium Demand Growth+Very Low Gas Supply+Reduced Rankine Availability+Delayed Build+Upgraded HVDC+Constrained Operational Capacity+Low Wind & Solar | -3.6956 | -2.4582 | -2.1889
2029 | NZWEM_PERC | Medium Demand Growth+Very Low Gas Supply+Reduced Rankine Availability+Delayed Build+Upgraded HVDC+Constrained Operational Capacity+Low Wind & Solar | -7.1842 | -4.8046 | -4.0655
2030 | NZWEM_PERC | Medium Demand Growth+Very Low Gas Supply+Reduced Rankine Availability+Delayed Build+Upgraded HVDC+Constrained Operational Capacity+Low Wind & Solar | -10.2822 | -2.8266 | 3.4755
2031 | NZWEM_PERC | Medium Demand Growth+Very Low Gas Supply+Reduced Rankine Availability+Delayed Build+Upgraded HVDC+Constrained Operational Capacity+Low Wind & Solar | -13.0645 | -3.3184 | 3.7211
2032 | NZWEM_PERC | Medium Demand Growth+Very Low Gas Supply+Reduced Rankine Availability+Delayed Build+Upgraded HVDC+Constrained Operational Capacity+Low Wind & Solar | -14.8271 | -4.7485 | 6.7891
2033 | NZWEM_PERC | Medium Demand Growth+Very Low Gas Supply+Reduced Rankine Availability+Delayed Build+Upgraded HVDC+Constrained Operational Capacity+Low Wind & Solar | -16.7272 | -6.8203 | 9.1827
2034 | NZWEM_PERC | Medium Demand Growth+Very Low Gas Supply+Reduced Rankine Availability+Delayed Build+Upgraded HVDC+Constrained Operational Capacity+Low Wind & Solar | -18.4166 | -8.4332 | 8.0319
2035 | NZWEM_PERC | Medium Demand Growth+Very Low Gas Supply+Reduced Rankine Availability+Delayed Build+Upgraded HVDC+Constrained Operational Capacity+Low Wind & Solar | -19.9873 | -9.8044 | 7.6712
2026 | NIWCM | Medium Demand Growth+Very Low Gas Supply+Reduced Rankine Availability+Delayed Build+Upgraded HVDC+Constrained Operational Capacity+Low Wind & Solar | 94.465 | 94.465 | 94.465
2027 | NIWCM | Medium Demand Growth+Very Low Gas Supply+Reduced Rankine Availability+Delayed Build+Upgraded HVDC+Constrained Operational Capacity+Low Wind & Solar | -93.8386 | -93.8386 | -93.8386
2028 | NIWCM | Medium Demand Growth+Very Low Gas Supply+Reduced Rankine Availability+Delayed Build+Upgraded HVDC+Constrained Operational Capacity+Low Wind & Solar | -4.6081 | -4.6081 | -4.6081
2029 | NIWCM | Medium Demand Growth+Very Low Gas Supply+Reduced Rankine Availability+Delayed Build+Upgraded HVDC+Constrained Operational Capacity+Low Wind & Solar | -481.9211 | -399.7684 | -399.7684
2030 | NIWCM | Medium Demand Growth+Very Low Gas Supply+Reduced Rankine Availability+Delayed Build+Upgraded HVDC+Constrained Operational Capacity+Low Wind & Solar | -1195.6855 | -683.9238 | -567.2226
2031 | NIWCM | Medium Demand Growth+Very Low Gas Supply+Reduced Rankine Availability+Delayed Build+Upgraded HVDC+Constrained Operational Capacity+Low Wind & Solar | -1392.9617 | -740.3667 | -582.3773
2032 | NIWCM | Medium Demand Growth+Very Low Gas Supply+Reduced Rankine Availability+Delayed Build+Upgraded HVDC+Constrained Operational Capacity+Low Wind & Solar | -1558.92 | -844.8212 | -631.3985
2033 | NIWCM | Medium Demand Growth+Very Low Gas Supply+Reduced Rankine Availability+Delayed Build+Upgraded HVDC+Constrained Operational Capacity+Low Wind & Solar | -1675.384 | -952.7226 | -679.0853
2034 | NIWCM | Medium Demand Growth+Very Low Gas Supply+Reduced Rankine Availability+Delayed Build+Upgraded HVDC+Constrained Operational Capacity+Low Wind & Solar | -1845.3851 | -1117.8852 | -822.7195
2035 | NIWCM | Medium Demand Growth+Very Low Gas Supply+Reduced Rankine Availability+Delayed Build+Upgraded HVDC+Constrained Operational Capacity+Low Wind & Solar | -1997.0374 | -1241.6718 | -936.8617
2026 | SIWEM_PERC | Medium Demand Growth+Very Low Gas Supply+Reduced Rankine Availability+Delayed Build+Upgraded HVDC+Constrained Operational Capacity+Low Wind & Solar | 24.2727 | 24.2727 | 24.2727
2027 | SIWEM_PERC | Medium Demand Growth+Very Low Gas Supply+Reduced Rankine Availability+Delayed Build+Upgraded HVDC+Constrained Operational Capacity+Low Wind & Solar | 16.2565 | 16.3196 | 16.3196
2028 | SIWEM_PERC | Medium Demand Growth+Very Low Gas Supply+Reduced Rankine Availability+Delayed Build+Upgraded HVDC+Constrained Operational Capacity+Low Wind & Solar | 15.9291 | 17.648 | 17.648
2029 | SIWEM_PERC | Medium Demand Growth+Very Low Gas Supply+Reduced Rankine Availability+Delayed Build+Upgraded HVDC+Constrained Operational Capacity+Low Wind & Solar | 8.5658 | 12.7319 | 12.7319
2030 | SIWEM_PERC | Medium Demand Growth+Very Low Gas Supply+Reduced Rankine Availability+Delayed Build+Upgraded HVDC+Constrained Operational Capacity+Low Wind & Solar | 5.7635 | 15.977 | 26.8488
2031 | SIWEM_PERC | Medium Demand Growth+Very Low Gas Supply+Reduced Rankine Availability+Delayed Build+Upgraded HVDC+Constrained Operational Capacity+Low Wind & Solar | 2.2597 | 12.1217 | 24.2107
2032 | SIWEM_PERC | Medium Demand Growth+Very Low Gas Supply+Reduced Rankine Availability+Delayed Build+Upgraded HVDC+Constrained Operational Capacity+Low Wind & Solar | 0.47602 | 11.6671 | 27.9258
2033 | SIWEM_PERC | Medium Demand Growth+Very Low Gas Supply+Reduced Rankine Availability+Delayed Build+Upgraded HVDC+Constrained Operational Capacity+Low Wind & Solar | -1.5768 | 9.3676 | 29.1869
2034 | SIWEM_PERC | Medium Demand Growth+Very Low Gas Supply+Reduced Rankine Availability+Delayed Build+Upgraded HVDC+Constrained Operational Capacity+Low Wind & Solar | -3.3156 | 7.4153 | 26.8479
2035 | SIWEM_PERC | Medium Demand Growth+Very Low Gas Supply+Reduced Rankine Availability+Delayed Build+Upgraded HVDC+Constrained Operational Capacity+Low Wind & Solar | -4.7693 | 5.7789 | 24.881
2026 | NZWEM_PERC | Medium Demand Growth+Very Low Gas Supply+Increased Demand Response | 19.3803 | 19.4372 | 19.4372
2027 | NZWEM_PERC | Medium Demand Growth+Very Low Gas Supply+Increased Demand Response | 16.6157 | 18.4034 | 18.7124
2028 | NZWEM_PERC | Medium Demand Growth+Very Low Gas Supply+Increased Demand Response | 9.6518 | 17.3961 | 21.6913
2029 | NZWEM_PERC | Medium Demand Growth+Very Low Gas Supply+Increased Demand Response | 2.9568 | 13.5928 | 22.0079
2030 | NZWEM_PERC | Medium Demand Growth+Very Low Gas Supply+Increased Demand Response | -1.4385 | 10.9248 | 24.4855
2031 | NZWEM_PERC | Medium Demand Growth+Very Low Gas Supply+Increased Demand Response | -4.5127 | 7.5251 | 26.1921
2032 | NZWEM_PERC | Medium Demand Growth+Very Low Gas Supply+Increased Demand Response | -6.4689 | 5.653 | 24.833
2033 | NZWEM_PERC | Medium Demand Growth+Very Low Gas Supply+Increased Demand Response | -8.5761 | 3.2439 | 23.5546
2034 | NZWEM_PERC | Medium Demand Growth+Very Low Gas Supply+Increased Demand Response | -10.4534 | 1.4818 | 21.3209
2035 | NZWEM_PERC | Medium Demand Growth+Very Low Gas Supply+Increased Demand Response | -12.2011 | -0.44747 | 18.9475
2026 | NIWCM | Medium Demand Growth+Very Low Gas Supply+Increased Demand Response | 1066.7284 | 1067.5282 | 1067.5282
2027 | NIWCM | Medium Demand Growth+Very Low Gas Supply+Increased Demand Response | 1257.8828 | 1288.8253 | 1293.3618
2028 | NIWCM | Medium Demand Growth+Very Low Gas Supply+Increased Demand Response | 1276.6847 | 1884.5216 | 1922.8368
2029 | NIWCM | Medium Demand Growth+Very Low Gas Supply+Increased Demand Response | 807.8227 | 1686.3448 | 1959.5663
2030 | NIWCM | Medium Demand Growth+Very Low Gas Supply+Increased Demand Response | -17.2957 | 982.015 | 1434.9117
2031 | NIWCM | Medium Demand Growth+Very Low Gas Supply+Increased Demand Response | -184.3538 | 836.1912 | 1540.9636
2032 | NIWCM | Medium Demand Growth+Very Low Gas Supply+Increased Demand Response | -342.8651 | 702.6696 | 1472.1557
2033 | NIWCM | Medium Demand Growth+Very Low Gas Supply+Increased Demand Response | -524.6449 | 525.2741 | 1397.2095
2034 | NIWCM | Medium Demand Growth+Very Low Gas Supply+Increased Demand Response | -686.7502 | 409.7717 | 1374.2138
2035 | NIWCM | Medium Demand Growth+Very Low Gas Supply+Increased Demand Response | -833.8138 | 276.2911 | 1247.1399
2026 | SIWEM_PERC | Medium Demand Growth+Very Low Gas Supply+Increased Demand Response | 52.7407 | 52.7407 | 52.7407
2027 | SIWEM_PERC | Medium Demand Growth+Very Low Gas Supply+Increased Demand Response | 44.884 | 48.5764 | 48.5764
2028 | SIWEM_PERC | Medium Demand Growth+Very Low Gas Supply+Increased Demand Response | 25.2902 | 47.1722 | 59.3088
2029 | SIWEM_PERC | Medium Demand Growth+Very Low Gas Supply+Increased Demand Response | 12.8462 | 35.833 | 59.1586
2030 | SIWEM_PERC | Medium Demand Growth+Very Low Gas Supply+Increased Demand Response | 8.553 | 28.364 | 62.2493
2031 | SIWEM_PERC | Medium Demand Growth+Very Low Gas Supply+Increased Demand Response | 5.0748 | 18.9675 | 61.5948
2032 | SIWEM_PERC | Medium Demand Growth+Very Low Gas Supply+Increased Demand Response | 3.3033 | 15.9476 | 58.7826
2033 | SIWEM_PERC | Medium Demand Growth+Very Low Gas Supply+Increased Demand Response | 1.2613 | 13.6353 | 55.5548
2034 | SIWEM_PERC | Medium Demand Growth+Very Low Gas Supply+Increased Demand Response | -0.46956 | 11.6703 | 52.7964
2035 | SIWEM_PERC | Medium Demand Growth+Very Low Gas Supply+Increased Demand Response | -1.9175 | 10.022 | 50.4692
2026 | NZWEM_PERC | Medium Demand Growth+Very Low Gas Supply+Increased Demand Response+Low Wind & Solar | 18.1848 | 18.2362 | 18.2362
2027 | NZWEM_PERC | Medium Demand Growth+Very Low Gas Supply+Increased Demand Response+Low Wind & Solar | 15.3047 | 16.918 | 17.1969
2028 | NZWEM_PERC | Medium Demand Growth+Very Low Gas Supply+Increased Demand Response+Low Wind & Solar | 8.2701 | 15.259 | 19.1353
2029 | NZWEM_PERC | Medium Demand Growth+Very Low Gas Supply+Increased Demand Response+Low Wind & Solar | 1.5994 | 11.198 | 18.7924
2030 | NZWEM_PERC | Medium Demand Growth+Very Low Gas Supply+Increased Demand Response+Low Wind & Solar | -2.7465 | 8.4581 | 20.7314
2031 | NZWEM_PERC | Medium Demand Growth+Very Low Gas Supply+Increased Demand Response+Low Wind & Solar | -5.7773 | 5.1401 | 22.0204
2032 | NZWEM_PERC | Medium Demand Growth+Very Low Gas Supply+Increased Demand Response+Low Wind & Solar | -7.7048 | 3.2874 | 20.6631
2033 | NZWEM_PERC | Medium Demand Growth+Very Low Gas Supply+Increased Demand Response+Low Wind & Solar | -9.7812 | 0.9372 | 19.3317
2034 | NZWEM_PERC | Medium Demand Growth+Very Low Gas Supply+Increased Demand Response+Low Wind & Solar | -11.6305 | -0.77142 | 17.1961
2035 | NZWEM_PERC | Medium Demand Growth+Very Low Gas Supply+Increased Demand Response+Low Wind & Solar | -13.3518 | -2.6502 | 14.915
2026 | NIWCM | Medium Demand Growth+Very Low Gas Supply+Increased Demand Response+Low Wind & Solar | 1066.7284 | 1067.5282 | 1067.5282
2027 | NIWCM | Medium Demand Growth+Very Low Gas Supply+Increased Demand Response+Low Wind & Solar | 1257.8828 | 1288.8253 | 1293.3618
2028 | NIWCM | Medium Demand Growth+Very Low Gas Supply+Increased Demand Response+Low Wind & Solar | 1276.6847 | 1884.5216 | 1922.8368
2029 | NIWCM | Medium Demand Growth+Very Low Gas Supply+Increased Demand Response+Low Wind & Solar | 807.8227 | 1686.3448 | 1959.5663
2030 | NIWCM | Medium Demand Growth+Very Low Gas Supply+Increased Demand Response+Low Wind & Solar | -17.2957 | 982.015 | 1434.9117
2031 | NIWCM | Medium Demand Growth+Very Low Gas Supply+Increased Demand Response+Low Wind & Solar | -184.3538 | 836.1912 | 1540.9636
2032 | NIWCM | Medium Demand Growth+Very Low Gas Supply+Increased Demand Response+Low Wind & Solar | -342.8651 | 702.6696 | 1472.1557
2033 | NIWCM | Medium Demand Growth+Very Low Gas Supply+Increased Demand Response+Low Wind & Solar | -524.6449 | 525.2741 | 1397.2095
2034 | NIWCM | Medium Demand Growth+Very Low Gas Supply+Increased Demand Response+Low Wind & Solar | -686.7502 | 409.7717 | 1374.2138
2035 | NIWCM | Medium Demand Growth+Very Low Gas Supply+Increased Demand Response+Low Wind & Solar | -833.8138 | 276.2911 | 1247.1399
2026 | SIWEM_PERC | Medium Demand Growth+Very Low Gas Supply+Increased Demand Response+Low Wind & Solar | 49.7236 | 49.8699 | 49.8699
2027 | SIWEM_PERC | Medium Demand Growth+Very Low Gas Supply+Increased Demand Response+Low Wind & Solar | 41.1874 | 45.7364 | 46.5229
2028 | SIWEM_PERC | Medium Demand Growth+Very Low Gas Supply+Increased Demand Response+Low Wind & Solar | 21.3859 | 41.1337 | 52.0865
2029 | SIWEM_PERC | Medium Demand Growth+Very Low Gas Supply+Increased Demand Response+Low Wind & Solar | 11.9103 | 29.1951 | 50.2456
2030 | SIWEM_PERC | Medium Demand Growth+Very Low Gas Supply+Increased Demand Response+Low Wind & Solar | 7.6541 | 21.5485 | 55.4599
2031 | SIWEM_PERC | Medium Demand Growth+Very Low Gas Supply+Increased Demand Response+Low Wind & Solar | 4.2058 | 15.8309 | 57.1942
2032 | SIWEM_PERC | Medium Demand Growth+Very Low Gas Supply+Increased Demand Response+Low Wind & Solar | 2.4503 | 13.8614 | 54.463
2033 | SIWEM_PERC | Medium Demand Growth+Very Low Gas Supply+Increased Demand Response+Low Wind & Solar | 0.42653 | 11.5937 | 51.3275
2034 | SIWEM_PERC | Medium Demand Growth+Very Low Gas Supply+Increased Demand Response+Low Wind & Solar | -1.2885 | 9.6673 | 46.1891
2035 | SIWEM_PERC | Medium Demand Growth+Very Low Gas Supply+Increased Demand Response+Low Wind & Solar | -2.723 | 8.052 | 40.0168
2026 | NZWEM_PERC | Medium Demand Growth+Very Low Gas Supply+Increased Demand Response+Constrained Operational Capacity | 19.3803 | 19.4372 | 19.4372
2027 | NZWEM_PERC | Medium Demand Growth+Very Low Gas Supply+Increased Demand Response+Constrained Operational Capacity | 16.6157 | 18.4034 | 18.7124
2028 | NZWEM_PERC | Medium Demand Growth+Very Low Gas Supply+Increased Demand Response+Constrained Operational Capacity | 9.6518 | 17.3961 | 21.6913
2029 | NZWEM_PERC | Medium Demand Growth+Very Low Gas Supply+Increased Demand Response+Constrained Operational Capacity | 2.9568 | 13.5928 | 22.0079
2030 | NZWEM_PERC | Medium Demand Growth+Very Low Gas Supply+Increased Demand Response+Constrained Operational Capacity | -1.4385 | 10.9248 | 24.4855
2031 | NZWEM_PERC | Medium Demand Growth+Very Low Gas Supply+Increased Demand Response+Constrained Operational Capacity | -4.5127 | 7.5251 | 26.1921
2032 | NZWEM_PERC | Medium Demand Growth+Very Low Gas Supply+Increased Demand Response+Constrained Operational Capacity | -6.4689 | 5.653 | 24.833
2033 | NZWEM_PERC | Medium Demand Growth+Very Low Gas Supply+Increased Demand Response+Constrained Operational Capacity | -8.5761 | 3.2439 | 23.5546
2034 | NZWEM_PERC | Medium Demand Growth+Very Low Gas Supply+Increased Demand Response+Constrained Operational Capacity | -10.4534 | 1.4818 | 21.3209
2035 | NZWEM_PERC | Medium Demand Growth+Very Low Gas Supply+Increased Demand Response+Constrained Operational Capacity | -12.2011 | -0.44747 | 18.9475
2026 | NIWCM | Medium Demand Growth+Very Low Gas Supply+Increased Demand Response+Constrained Operational Capacity | 496.3733 | 496.3733 | 496.3733
2027 | NIWCM | Medium Demand Growth+Very Low Gas Supply+Increased Demand Response+Constrained Operational Capacity | 636.4987 | 640.4165 | 640.4165
2028 | NIWCM | Medium Demand Growth+Very Low Gas Supply+Increased Demand Response+Constrained Operational Capacity | 629.9312 | 1117.416 | 1124.8439
2029 | NIWCM | Medium Demand Growth+Very Low Gas Supply+Increased Demand Response+Constrained Operational Capacity | 138.92 | 786.2521 | 942.6719
2030 | NIWCM | Medium Demand Growth+Very Low Gas Supply+Increased Demand Response+Constrained Operational Capacity | -688.7099 | 44.2345 | 255.2221
2031 | NIWCM | Medium Demand Growth+Very Low Gas Supply+Increased Demand Response+Constrained Operational Capacity | -858.8908 | -113.762 | 154.9819
2032 | NIWCM | Medium Demand Growth+Very Low Gas Supply+Increased Demand Response+Constrained Operational Capacity | -1018.5364 | -269.2372 | 22.4174
2033 | NIWCM | Medium Demand Growth+Very Low Gas Supply+Increased Demand Response+Constrained Operational Capacity | -1202.38 | -450.859 | -148.0933
2034 | NIWCM | Medium Demand Growth+Very Low Gas Supply+Increased Demand Response+Constrained Operational Capacity | -1365.6108 | -570.0663 | -189.693
2035 | NIWCM | Medium Demand Growth+Very Low Gas Supply+Increased Demand Response+Constrained Operational Capacity | -1512.3969 | -707.0622 | -325.4815
2026 | SIWEM_PERC | Medium Demand Growth+Very Low Gas Supply+Increased Demand Response+Constrained Operational Capacity | 52.7407 | 52.7407 | 52.7407
2027 | SIWEM_PERC | Medium Demand Growth+Very Low Gas Supply+Increased Demand Response+Constrained Operational Capacity | 44.884 | 48.5764 | 48.5764
2028 | SIWEM_PERC | Medium Demand Growth+Very Low Gas Supply+Increased Demand Response+Constrained Operational Capacity | 25.2902 | 47.1722 | 59.3088
2029 | SIWEM_PERC | Medium Demand Growth+Very Low Gas Supply+Increased Demand Response+Constrained Operational Capacity | 12.8462 | 35.833 | 59.1586
2030 | SIWEM_PERC | Medium Demand Growth+Very Low Gas Supply+Increased Demand Response+Constrained Operational Capacity | 8.553 | 28.364 | 62.2493
2031 | SIWEM_PERC | Medium Demand Growth+Very Low Gas Supply+Increased Demand Response+Constrained Operational Capacity | 5.0748 | 18.9675 | 61.5948
2032 | SIWEM_PERC | Medium Demand Growth+Very Low Gas Supply+Increased Demand Response+Constrained Operational Capacity | 3.3033 | 15.9476 | 58.7826
2033 | SIWEM_PERC | Medium Demand Growth+Very Low Gas Supply+Increased Demand Response+Constrained Operational Capacity | 1.2613 | 13.6353 | 55.5548
2034 | SIWEM_PERC | Medium Demand Growth+Very Low Gas Supply+Increased Demand Response+Constrained Operational Capacity | -0.46956 | 11.6703 | 52.7964
2035 | SIWEM_PERC | Medium Demand Growth+Very Low Gas Supply+Increased Demand Response+Constrained Operational Capacity | -1.9175 | 10.022 | 50.4692
2026 | NZWEM_PERC | Medium Demand Growth+Very Low Gas Supply+Increased Demand Response+Constrained Operational Capacity+Low Wind & Solar | 18.1848 | 18.2362 | 18.2362
2027 | NZWEM_PERC | Medium Demand Growth+Very Low Gas Supply+Increased Demand Response+Constrained Operational Capacity+Low Wind & Solar | 15.3047 | 16.918 | 17.1969
2028 | NZWEM_PERC | Medium Demand Growth+Very Low Gas Supply+Increased Demand Response+Constrained Operational Capacity+Low Wind & Solar | 8.2701 | 15.259 | 19.1353
2029 | NZWEM_PERC | Medium Demand Growth+Very Low Gas Supply+Increased Demand Response+Constrained Operational Capacity+Low Wind & Solar | 1.5994 | 11.198 | 18.7924
2030 | NZWEM_PERC | Medium Demand Growth+Very Low Gas Supply+Increased Demand Response+Constrained Operational Capacity+Low Wind & Solar | -2.7465 | 8.4581 | 20.7314
2031 | NZWEM_PERC | Medium Demand Growth+Very Low Gas Supply+Increased Demand Response+Constrained Operational Capacity+Low Wind & Solar | -5.7773 | 5.1401 | 22.0204
2032 | NZWEM_PERC | Medium Demand Growth+Very Low Gas Supply+Increased Demand Response+Constrained Operational Capacity+Low Wind & Solar | -7.7048 | 3.2874 | 20.6631
2033 | NZWEM_PERC | Medium Demand Growth+Very Low Gas Supply+Increased Demand Response+Constrained Operational Capacity+Low Wind & Solar | -9.7812 | 0.9372 | 19.3317
2034 | NZWEM_PERC | Medium Demand Growth+Very Low Gas Supply+Increased Demand Response+Constrained Operational Capacity+Low Wind & Solar | -11.6305 | -0.77142 | 17.1961
2035 | NZWEM_PERC | Medium Demand Growth+Very Low Gas Supply+Increased Demand Response+Constrained Operational Capacity+Low Wind & Solar | -13.3518 | -2.6502 | 14.915
2026 | NIWCM | Medium Demand Growth+Very Low Gas Supply+Increased Demand Response+Constrained Operational Capacity+Low Wind & Solar | 496.3733 | 496.3733 | 496.3733
2027 | NIWCM | Medium Demand Growth+Very Low Gas Supply+Increased Demand Response+Constrained Operational Capacity+Low Wind & Solar | 636.4987 | 640.4165 | 640.4165
2028 | NIWCM | Medium Demand Growth+Very Low Gas Supply+Increased Demand Response+Constrained Operational Capacity+Low Wind & Solar | 629.9312 | 1117.416 | 1124.8439
2029 | NIWCM | Medium Demand Growth+Very Low Gas Supply+Increased Demand Response+Constrained Operational Capacity+Low Wind & Solar | 138.92 | 786.2521 | 942.6719
2030 | NIWCM | Medium Demand Growth+Very Low Gas Supply+Increased Demand Response+Constrained Operational Capacity+Low Wind & Solar | -688.7099 | 44.2345 | 255.2221
2031 | NIWCM | Medium Demand Growth+Very Low Gas Supply+Increased Demand Response+Constrained Operational Capacity+Low Wind & Solar | -858.8908 | -113.762 | 154.9819
2032 | NIWCM | Medium Demand Growth+Very Low Gas Supply+Increased Demand Response+Constrained Operational Capacity+Low Wind & Solar | -1018.5364 | -269.2372 | 22.4174
2033 | NIWCM | Medium Demand Growth+Very Low Gas Supply+Increased Demand Response+Constrained Operational Capacity+Low Wind & Solar | -1202.38 | -450.859 | -148.0933
2034 | NIWCM | Medium Demand Growth+Very Low Gas Supply+Increased Demand Response+Constrained Operational Capacity+Low Wind & Solar | -1365.6108 | -570.0663 | -189.693
2035 | NIWCM | Medium Demand Growth+Very Low Gas Supply+Increased Demand Response+Constrained Operational Capacity+Low Wind & Solar | -1512.3969 | -707.0622 | -325.4815
2026 | SIWEM_PERC | Medium Demand Growth+Very Low Gas Supply+Increased Demand Response+Constrained Operational Capacity+Low Wind & Solar | 49.7236 | 49.8699 | 49.8699
2027 | SIWEM_PERC | Medium Demand Growth+Very Low Gas Supply+Increased Demand Response+Constrained Operational Capacity+Low Wind & Solar | 41.1874 | 45.7364 | 46.5229
2028 | SIWEM_PERC | Medium Demand Growth+Very Low Gas Supply+Increased Demand Response+Constrained Operational Capacity+Low Wind & Solar | 21.3859 | 41.1337 | 52.0865
2029 | SIWEM_PERC | Medium Demand Growth+Very Low Gas Supply+Increased Demand Response+Constrained Operational Capacity+Low Wind & Solar | 11.9103 | 29.1951 | 50.2456
2030 | SIWEM_PERC | Medium Demand Growth+Very Low Gas Supply+Increased Demand Response+Constrained Operational Capacity+Low Wind & Solar | 7.6541 | 21.5485 | 55.4599
2031 | SIWEM_PERC | Medium Demand Growth+Very Low Gas Supply+Increased Demand Response+Constrained Operational Capacity+Low Wind & Solar | 4.2058 | 15.8309 | 57.1942
2032 | SIWEM_PERC | Medium Demand Growth+Very Low Gas Supply+Increased Demand Response+Constrained Operational Capacity+Low Wind & Solar | 2.4503 | 13.8614 | 54.463
2033 | SIWEM_PERC | Medium Demand Growth+Very Low Gas Supply+Increased Demand Response+Constrained Operational Capacity+Low Wind & Solar | 0.42653 | 11.5937 | 51.3275
2034 | SIWEM_PERC | Medium Demand Growth+Very Low Gas Supply+Increased Demand Response+Constrained Operational Capacity+Low Wind & Solar | -1.2885 | 9.6673 | 46.1891
2035 | SIWEM_PERC | Medium Demand Growth+Very Low Gas Supply+Increased Demand Response+Constrained Operational Capacity+Low Wind & Solar | -2.723 | 8.052 | 40.0168
2026 | NZWEM_PERC | Medium Demand Growth+Very Low Gas Supply+Increased Demand Response+Upgraded HVDC | 19.3803 | 19.4372 | 19.4372
2027 | NZWEM_PERC | Medium Demand Growth+Very Low Gas Supply+Increased Demand Response+Upgraded HVDC | 16.6157 | 18.4034 | 18.7124
2028 | NZWEM_PERC | Medium Demand Growth+Very Low Gas Supply+Increased Demand Response+Upgraded HVDC | 9.6518 | 17.3961 | 21.6913
2029 | NZWEM_PERC | Medium Demand Growth+Very Low Gas Supply+Increased Demand Response+Upgraded HVDC | 2.9568 | 13.5928 | 22.0079
2030 | NZWEM_PERC | Medium Demand Growth+Very Low Gas Supply+Increased Demand Response+Upgraded HVDC | -1.4385 | 10.9248 | 24.4855
2031 | NZWEM_PERC | Medium Demand Growth+Very Low Gas Supply+Increased Demand Response+Upgraded HVDC | -4.5127 | 7.5251 | 26.1921
2032 | NZWEM_PERC | Medium Demand Growth+Very Low Gas Supply+Increased Demand Response+Upgraded HVDC | -6.4689 | 5.653 | 24.833
2033 | NZWEM_PERC | Medium Demand Growth+Very Low Gas Supply+Increased Demand Response+Upgraded HVDC | -8.5761 | 3.2439 | 23.5546
2034 | NZWEM_PERC | Medium Demand Growth+Very Low Gas Supply+Increased Demand Response+Upgraded HVDC | -10.4534 | 1.4818 | 21.3209
2035 | NZWEM_PERC | Medium Demand Growth+Very Low Gas Supply+Increased Demand Response+Upgraded HVDC | -12.2011 | -0.44747 | 18.9475
2026 | NIWCM | Medium Demand Growth+Very Low Gas Supply+Increased Demand Response+Upgraded HVDC | 1066.7284 | 1067.5282 | 1067.5282
2027 | NIWCM | Medium Demand Growth+Very Low Gas Supply+Increased Demand Response+Upgraded HVDC | 1257.8828 | 1288.8253 | 1293.3618
2028 | NIWCM | Medium Demand Growth+Very Low Gas Supply+Increased Demand Response+Upgraded HVDC | 1276.6847 | 1884.5216 | 1922.8368
2029 | NIWCM | Medium Demand Growth+Very Low Gas Supply+Increased Demand Response+Upgraded HVDC | 807.8227 | 1686.3448 | 1959.5663
2030 | NIWCM | Medium Demand Growth+Very Low Gas Supply+Increased Demand Response+Upgraded HVDC | -17.2957 | 982.015 | 1434.9117
2031 | NIWCM | Medium Demand Growth+Very Low Gas Supply+Increased Demand Response+Upgraded HVDC | -184.3538 | 836.1983 | 1611.9983
2032 | NIWCM | Medium Demand Growth+Very Low Gas Supply+Increased Demand Response+Upgraded HVDC | -342.8651 | 702.6683 | 1510.8429
2033 | NIWCM | Medium Demand Growth+Very Low Gas Supply+Increased Demand Response+Upgraded HVDC | -524.6449 | 525.2739 | 1405.2898
2034 | NIWCM | Medium Demand Growth+Very Low Gas Supply+Increased Demand Response+Upgraded HVDC | -686.7502 | 409.7718 | 1373.7157
2035 | NIWCM | Medium Demand Growth+Very Low Gas Supply+Increased Demand Response+Upgraded HVDC | -833.8138 | 276.2911 | 1247.3185
2026 | SIWEM_PERC | Medium Demand Growth+Very Low Gas Supply+Increased Demand Response+Upgraded HVDC | 52.7407 | 52.7407 | 52.7407
2027 | SIWEM_PERC | Medium Demand Growth+Very Low Gas Supply+Increased Demand Response+Upgraded HVDC | 44.884 | 49.8041 | 50.5977
2028 | SIWEM_PERC | Medium Demand Growth+Very Low Gas Supply+Increased Demand Response+Upgraded HVDC | 25.2902 | 47.1722 | 59.3088
2029 | SIWEM_PERC | Medium Demand Growth+Very Low Gas Supply+Increased Demand Response+Upgraded HVDC | 12.8462 | 35.833 | 59.1586
2030 | SIWEM_PERC | Medium Demand Growth+Very Low Gas Supply+Increased Demand Response+Upgraded HVDC | 8.553 | 28.364 | 65.5124
2031 | SIWEM_PERC | Medium Demand Growth+Very Low Gas Supply+Increased Demand Response+Upgraded HVDC | 5.0748 | 18.9675 | 69.7346
2032 | SIWEM_PERC | Medium Demand Growth+Very Low Gas Supply+Increased Demand Response+Upgraded HVDC | 3.3033 | 15.9476 | 66.3141
2033 | SIWEM_PERC | Medium Demand Growth+Very Low Gas Supply+Increased Demand Response+Upgraded HVDC | 1.2613 | 13.6353 | 62.9879
2034 | SIWEM_PERC | Medium Demand Growth+Very Low Gas Supply+Increased Demand Response+Upgraded HVDC | -0.46956 | 11.6703 | 57.2859
2035 | SIWEM_PERC | Medium Demand Growth+Very Low Gas Supply+Increased Demand Response+Upgraded HVDC | -1.9175 | 10.022 | 51.2838
2026 | NZWEM_PERC | Medium Demand Growth+Very Low Gas Supply+Increased Demand Response+Upgraded HVDC+Low Wind & Solar | 18.1848 | 18.2362 | 18.2362
2027 | NZWEM_PERC | Medium Demand Growth+Very Low Gas Supply+Increased Demand Response+Upgraded HVDC+Low Wind & Solar | 15.3047 | 16.918 | 17.1969
2028 | NZWEM_PERC | Medium Demand Growth+Very Low Gas Supply+Increased Demand Response+Upgraded HVDC+Low Wind & Solar | 8.2701 | 15.259 | 19.1353
2029 | NZWEM_PERC | Medium Demand Growth+Very Low Gas Supply+Increased Demand Response+Upgraded HVDC+Low Wind & Solar | 1.5994 | 11.198 | 18.7924
2030 | NZWEM_PERC | Medium Demand Growth+Very Low Gas Supply+Increased Demand Response+Upgraded HVDC+Low Wind & Solar | -2.7465 | 8.4581 | 20.7314
2031 | NZWEM_PERC | Medium Demand Growth+Very Low Gas Supply+Increased Demand Response+Upgraded HVDC+Low Wind & Solar | -5.7773 | 5.1401 | 22.0204
2032 | NZWEM_PERC | Medium Demand Growth+Very Low Gas Supply+Increased Demand Response+Upgraded HVDC+Low Wind & Solar | -7.7048 | 3.2874 | 20.6631
2033 | NZWEM_PERC | Medium Demand Growth+Very Low Gas Supply+Increased Demand Response+Upgraded HVDC+Low Wind & Solar | -9.7812 | 0.9372 | 19.3317
2034 | NZWEM_PERC | Medium Demand Growth+Very Low Gas Supply+Increased Demand Response+Upgraded HVDC+Low Wind & Solar | -11.6305 | -0.77142 | 17.1961
2035 | NZWEM_PERC | Medium Demand Growth+Very Low Gas Supply+Increased Demand Response+Upgraded HVDC+Low Wind & Solar | -13.3518 | -2.6502 | 14.915
2026 | NIWCM | Medium Demand Growth+Very Low Gas Supply+Increased Demand Response+Upgraded HVDC+Low Wind & Solar | 1066.7284 | 1067.5282 | 1067.5282
2027 | NIWCM | Medium Demand Growth+Very Low Gas Supply+Increased Demand Response+Upgraded HVDC+Low Wind & Solar | 1257.8828 | 1288.8253 | 1293.3618
2028 | NIWCM | Medium Demand Growth+Very Low Gas Supply+Increased Demand Response+Upgraded HVDC+Low Wind & Solar | 1276.6847 | 1884.5216 | 1922.8368
2029 | NIWCM | Medium Demand Growth+Very Low Gas Supply+Increased Demand Response+Upgraded HVDC+Low Wind & Solar | 807.8227 | 1686.3448 | 1959.5663
2030 | NIWCM | Medium Demand Growth+Very Low Gas Supply+Increased Demand Response+Upgraded HVDC+Low Wind & Solar | -17.2957 | 982.015 | 1434.9117
2031 | NIWCM | Medium Demand Growth+Very Low Gas Supply+Increased Demand Response+Upgraded HVDC+Low Wind & Solar | -184.3538 | 836.1983 | 1611.9983
2032 | NIWCM | Medium Demand Growth+Very Low Gas Supply+Increased Demand Response+Upgraded HVDC+Low Wind & Solar | -342.8651 | 702.6683 | 1510.8429
2033 | NIWCM | Medium Demand Growth+Very Low Gas Supply+Increased Demand Response+Upgraded HVDC+Low Wind & Solar | -524.6449 | 525.2739 | 1405.2898
2034 | NIWCM | Medium Demand Growth+Very Low Gas Supply+Increased Demand Response+Upgraded HVDC+Low Wind & Solar | -686.7502 | 409.7718 | 1373.7157
2035 | NIWCM | Medium Demand Growth+Very Low Gas Supply+Increased Demand Response+Upgraded HVDC+Low Wind & Solar | -833.8138 | 276.2911 | 1247.3185
2026 | SIWEM_PERC | Medium Demand Growth+Very Low Gas Supply+Increased Demand Response+Upgraded HVDC+Low Wind & Solar | 49.7236 | 49.8699 | 49.8699
2027 | SIWEM_PERC | Medium Demand Growth+Very Low Gas Supply+Increased Demand Response+Upgraded HVDC+Low Wind & Solar | 41.1874 | 45.7364 | 46.5229
2028 | SIWEM_PERC | Medium Demand Growth+Very Low Gas Supply+Increased Demand Response+Upgraded HVDC+Low Wind & Solar | 21.3859 | 41.1337 | 52.0865
2029 | SIWEM_PERC | Medium Demand Growth+Very Low Gas Supply+Increased Demand Response+Upgraded HVDC+Low Wind & Solar | 11.9103 | 29.1951 | 50.2456
2030 | SIWEM_PERC | Medium Demand Growth+Very Low Gas Supply+Increased Demand Response+Upgraded HVDC+Low Wind & Solar | 7.6541 | 21.5485 | 55.4599
2031 | SIWEM_PERC | Medium Demand Growth+Very Low Gas Supply+Increased Demand Response+Upgraded HVDC+Low Wind & Solar | 4.2058 | 15.8309 | 58.8473
2032 | SIWEM_PERC | Medium Demand Growth+Very Low Gas Supply+Increased Demand Response+Upgraded HVDC+Low Wind & Solar | 2.4503 | 13.8614 | 55.3918
2033 | SIWEM_PERC | Medium Demand Growth+Very Low Gas Supply+Increased Demand Response+Upgraded HVDC+Low Wind & Solar | 0.42653 | 11.5937 | 51.9012
2034 | SIWEM_PERC | Medium Demand Growth+Very Low Gas Supply+Increased Demand Response+Upgraded HVDC+Low Wind & Solar | -1.2885 | 9.6673 | 46.1891
2035 | SIWEM_PERC | Medium Demand Growth+Very Low Gas Supply+Increased Demand Response+Upgraded HVDC+Low Wind & Solar | -2.723 | 8.052 | 40.0168
2026 | NZWEM_PERC | Medium Demand Growth+Very Low Gas Supply+Increased Demand Response+Upgraded HVDC+Constrained Operational Capacity | 19.3803 | 19.4372 | 19.4372
2027 | NZWEM_PERC | Medium Demand Growth+Very Low Gas Supply+Increased Demand Response+Upgraded HVDC+Constrained Operational Capacity | 16.6157 | 18.4034 | 18.7124
2028 | NZWEM_PERC | Medium Demand Growth+Very Low Gas Supply+Increased Demand Response+Upgraded HVDC+Constrained Operational Capacity | 9.6518 | 17.3961 | 21.6913
2029 | NZWEM_PERC | Medium Demand Growth+Very Low Gas Supply+Increased Demand Response+Upgraded HVDC+Constrained Operational Capacity | 2.9568 | 13.5928 | 22.0079
2030 | NZWEM_PERC | Medium Demand Growth+Very Low Gas Supply+Increased Demand Response+Upgraded HVDC+Constrained Operational Capacity | -1.4385 | 10.9248 | 24.4855
2031 | NZWEM_PERC | Medium Demand Growth+Very Low Gas Supply+Increased Demand Response+Upgraded HVDC+Constrained Operational Capacity | -4.5127 | 7.5251 | 26.1921
2032 | NZWEM_PERC | Medium Demand Growth+Very Low Gas Supply+Increased Demand Response+Upgraded HVDC+Constrained Operational Capacity | -6.4689 | 5.653 | 24.833
2033 | NZWEM_PERC | Medium Demand Growth+Very Low Gas Supply+Increased Demand Response+Upgraded HVDC+Constrained Operational Capacity | -8.5761 | 3.2439 | 23.5546
2034 | NZWEM_PERC | Medium Demand Growth+Very Low Gas Supply+Increased Demand Response+Upgraded HVDC+Constrained Operational Capacity | -10.4534 | 1.4818 | 21.3209
2035 | NZWEM_PERC | Medium Demand Growth+Very Low Gas Supply+Increased Demand Response+Upgraded HVDC+Constrained Operational Capacity | -12.2011 | -0.44747 | 18.9475
2026 | NIWCM | Medium Demand Growth+Very Low Gas Supply+Increased Demand Response+Upgraded HVDC+Constrained Operational Capacity | 496.3733 | 496.3733 | 496.3733
2027 | NIWCM | Medium Demand Growth+Very Low Gas Supply+Increased Demand Response+Upgraded HVDC+Constrained Operational Capacity | 636.4987 | 640.4165 | 640.4165
2028 | NIWCM | Medium Demand Growth+Very Low Gas Supply+Increased Demand Response+Upgraded HVDC+Constrained Operational Capacity | 629.9312 | 1117.416 | 1124.8439
2029 | NIWCM | Medium Demand Growth+Very Low Gas Supply+Increased Demand Response+Upgraded HVDC+Constrained Operational Capacity | 138.92 | 786.2521 | 942.6719
2030 | NIWCM | Medium Demand Growth+Very Low Gas Supply+Increased Demand Response+Upgraded HVDC+Constrained Operational Capacity | -688.7099 | 44.2345 | 255.2221
2031 | NIWCM | Medium Demand Growth+Very Low Gas Supply+Increased Demand Response+Upgraded HVDC+Constrained Operational Capacity | -858.8908 | -113.762 | 154.982
2032 | NIWCM | Medium Demand Growth+Very Low Gas Supply+Increased Demand Response+Upgraded HVDC+Constrained Operational Capacity | -1018.5364 | -269.2372 | 22.4174
2033 | NIWCM | Medium Demand Growth+Very Low Gas Supply+Increased Demand Response+Upgraded HVDC+Constrained Operational Capacity | -1202.38 | -450.859 | -148.0933
2034 | NIWCM | Medium Demand Growth+Very Low Gas Supply+Increased Demand Response+Upgraded HVDC+Constrained Operational Capacity | -1365.6108 | -570.0663 | -189.693
2035 | NIWCM | Medium Demand Growth+Very Low Gas Supply+Increased Demand Response+Upgraded HVDC+Constrained Operational Capacity | -1512.3969 | -707.0622 | -325.4815
2026 | SIWEM_PERC | Medium Demand Growth+Very Low Gas Supply+Increased Demand Response+Upgraded HVDC+Constrained Operational Capacity | 52.7407 | 52.7407 | 52.7407
2027 | SIWEM_PERC | Medium Demand Growth+Very Low Gas Supply+Increased Demand Response+Upgraded HVDC+Constrained Operational Capacity | 44.884 | 49.8041 | 50.5977
2028 | SIWEM_PERC | Medium Demand Growth+Very Low Gas Supply+Increased Demand Response+Upgraded HVDC+Constrained Operational Capacity | 25.2902 | 47.1722 | 59.3088
2029 | SIWEM_PERC | Medium Demand Growth+Very Low Gas Supply+Increased Demand Response+Upgraded HVDC+Constrained Operational Capacity | 12.8462 | 35.833 | 59.1586
2030 | SIWEM_PERC | Medium Demand Growth+Very Low Gas Supply+Increased Demand Response+Upgraded HVDC+Constrained Operational Capacity | 8.553 | 28.364 | 65.5124
2031 | SIWEM_PERC | Medium Demand Growth+Very Low Gas Supply+Increased Demand Response+Upgraded HVDC+Constrained Operational Capacity | 5.0748 | 18.9675 | 69.7346
2032 | SIWEM_PERC | Medium Demand Growth+Very Low Gas Supply+Increased Demand Response+Upgraded HVDC+Constrained Operational Capacity | 3.3033 | 15.9476 | 66.3141
2033 | SIWEM_PERC | Medium Demand Growth+Very Low Gas Supply+Increased Demand Response+Upgraded HVDC+Constrained Operational Capacity | 1.2613 | 13.6353 | 62.9879
2034 | SIWEM_PERC | Medium Demand Growth+Very Low Gas Supply+Increased Demand Response+Upgraded HVDC+Constrained Operational Capacity | -0.46956 | 11.6703 | 57.2859
2035 | SIWEM_PERC | Medium Demand Growth+Very Low Gas Supply+Increased Demand Response+Upgraded HVDC+Constrained Operational Capacity | -1.9175 | 10.022 | 51.2838
2026 | NZWEM_PERC | Medium Demand Growth+Very Low Gas Supply+Increased Demand Response+Upgraded HVDC+Constrained Operational Capacity+Low Wind & Solar | 18.1848 | 18.2362 | 18.2362
2027 | NZWEM_PERC | Medium Demand Growth+Very Low Gas Supply+Increased Demand Response+Upgraded HVDC+Constrained Operational Capacity+Low Wind & Solar | 15.3047 | 16.918 | 17.1969
2028 | NZWEM_PERC | Medium Demand Growth+Very Low Gas Supply+Increased Demand Response+Upgraded HVDC+Constrained Operational Capacity+Low Wind & Solar | 8.2701 | 15.259 | 19.1353
2029 | NZWEM_PERC | Medium Demand Growth+Very Low Gas Supply+Increased Demand Response+Upgraded HVDC+Constrained Operational Capacity+Low Wind & Solar | 1.5994 | 11.198 | 18.7924
2030 | NZWEM_PERC | Medium Demand Growth+Very Low Gas Supply+Increased Demand Response+Upgraded HVDC+Constrained Operational Capacity+Low Wind & Solar | -2.7465 | 8.4581 | 20.7314
2031 | NZWEM_PERC | Medium Demand Growth+Very Low Gas Supply+Increased Demand Response+Upgraded HVDC+Constrained Operational Capacity+Low Wind & Solar | -5.7773 | 5.1401 | 22.0204
2032 | NZWEM_PERC | Medium Demand Growth+Very Low Gas Supply+Increased Demand Response+Upgraded HVDC+Constrained Operational Capacity+Low Wind & Solar | -7.7048 | 3.2874 | 20.6631
2033 | NZWEM_PERC | Medium Demand Growth+Very Low Gas Supply+Increased Demand Response+Upgraded HVDC+Constrained Operational Capacity+Low Wind & Solar | -9.7812 | 0.9372 | 19.3317
2034 | NZWEM_PERC | Medium Demand Growth+Very Low Gas Supply+Increased Demand Response+Upgraded HVDC+Constrained Operational Capacity+Low Wind & Solar | -11.6305 | -0.77142 | 17.1961
2035 | NZWEM_PERC | Medium Demand Growth+Very Low Gas Supply+Increased Demand Response+Upgraded HVDC+Constrained Operational Capacity+Low Wind & Solar | -13.3518 | -2.6502 | 14.915
2026 | NIWCM | Medium Demand Growth+Very Low Gas Supply+Increased Demand Response+Upgraded HVDC+Constrained Operational Capacity+Low Wind & Solar | 496.3733 | 496.3733 | 496.3733
2027 | NIWCM | Medium Demand Growth+Very Low Gas Supply+Increased Demand Response+Upgraded HVDC+Constrained Operational Capacity+Low Wind & Solar | 636.4987 | 640.4165 | 640.4165
2028 | NIWCM | Medium Demand Growth+Very Low Gas Supply+Increased Demand Response+Upgraded HVDC+Constrained Operational Capacity+Low Wind & Solar | 629.9312 | 1117.416 | 1124.8439
2029 | NIWCM | Medium Demand Growth+Very Low Gas Supply+Increased Demand Response+Upgraded HVDC+Constrained Operational Capacity+Low Wind & Solar | 138.92 | 786.2521 | 942.6719
2030 | NIWCM | Medium Demand Growth+Very Low Gas Supply+Increased Demand Response+Upgraded HVDC+Constrained Operational Capacity+Low Wind & Solar | -688.7099 | 44.2345 | 255.2221
2031 | NIWCM | Medium Demand Growth+Very Low Gas Supply+Increased Demand Response+Upgraded HVDC+Constrained Operational Capacity+Low Wind & Solar | -858.8908 | -113.762 | 154.982
2032 | NIWCM | Medium Demand Growth+Very Low Gas Supply+Increased Demand Response+Upgraded HVDC+Constrained Operational Capacity+Low Wind & Solar | -1018.5364 | -269.2372 | 22.4174
2033 | NIWCM | Medium Demand Growth+Very Low Gas Supply+Increased Demand Response+Upgraded HVDC+Constrained Operational Capacity+Low Wind & Solar | -1202.38 | -450.859 | -148.0933
2034 | NIWCM | Medium Demand Growth+Very Low Gas Supply+Increased Demand Response+Upgraded HVDC+Constrained Operational Capacity+Low Wind & Solar | -1365.6108 | -570.0663 | -189.693
2035 | NIWCM | Medium Demand Growth+Very Low Gas Supply+Increased Demand Response+Upgraded HVDC+Constrained Operational Capacity+Low Wind & Solar | -1512.3969 | -707.0622 | -325.4815
2026 | SIWEM_PERC | Medium Demand Growth+Very Low Gas Supply+Increased Demand Response+Upgraded HVDC+Constrained Operational Capacity+Low Wind & Solar | 49.7236 | 49.8699 | 49.8699
2027 | SIWEM_PERC | Medium Demand Growth+Very Low Gas Supply+Increased Demand Response+Upgraded HVDC+Constrained Operational Capacity+Low Wind & Solar | 41.1874 | 45.7364 | 46.5229
2028 | SIWEM_PERC | Medium Demand Growth+Very Low Gas Supply+Increased Demand Response+Upgraded HVDC+Constrained Operational Capacity+Low Wind & Solar | 21.3859 | 41.1337 | 52.0865
2029 | SIWEM_PERC | Medium Demand Growth+Very Low Gas Supply+Increased Demand Response+Upgraded HVDC+Constrained Operational Capacity+Low Wind & Solar | 11.9103 | 29.1951 | 50.2456
2030 | SIWEM_PERC | Medium Demand Growth+Very Low Gas Supply+Increased Demand Response+Upgraded HVDC+Constrained Operational Capacity+Low Wind & Solar | 7.6541 | 21.5485 | 55.4599
2031 | SIWEM_PERC | Medium Demand Growth+Very Low Gas Supply+Increased Demand Response+Upgraded HVDC+Constrained Operational Capacity+Low Wind & Solar | 4.2058 | 15.8309 | 58.8473
2032 | SIWEM_PERC | Medium Demand Growth+Very Low Gas Supply+Increased Demand Response+Upgraded HVDC+Constrained Operational Capacity+Low Wind & Solar | 2.4503 | 13.8614 | 55.3918
2033 | SIWEM_PERC | Medium Demand Growth+Very Low Gas Supply+Increased Demand Response+Upgraded HVDC+Constrained Operational Capacity+Low Wind & Solar | 0.42653 | 11.5937 | 51.9012
2034 | SIWEM_PERC | Medium Demand Growth+Very Low Gas Supply+Increased Demand Response+Upgraded HVDC+Constrained Operational Capacity+Low Wind & Solar | -1.2885 | 9.6673 | 46.1891
2035 | SIWEM_PERC | Medium Demand Growth+Very Low Gas Supply+Increased Demand Response+Upgraded HVDC+Constrained Operational Capacity+Low Wind & Solar | -2.723 | 8.052 | 40.0168
2026 | NZWEM_PERC | Medium Demand Growth+Very Low Gas Supply+Increased Demand Response+Delayed Build | 14.7606 | 14.7606 | 14.7606
2027 | NZWEM_PERC | Medium Demand Growth+Very Low Gas Supply+Increased Demand Response+Delayed Build | 9.4442 | 9.5817 | 9.745
2028 | NZWEM_PERC | Medium Demand Growth+Very Low Gas Supply+Increased Demand Response+Delayed Build | 5.6576 | 7.0358 | 7.3357
2029 | NZWEM_PERC | Medium Demand Growth+Very Low Gas Supply+Increased Demand Response+Delayed Build | 1.8877 | 4.538 | 5.3612
2030 | NZWEM_PERC | Medium Demand Growth+Very Low Gas Supply+Increased Demand Response+Delayed Build | -1.4385 | 6.8651 | 13.8842
2031 | NZWEM_PERC | Medium Demand Growth+Very Low Gas Supply+Increased Demand Response+Delayed Build | -4.5127 | 6.3421 | 14.1825
2032 | NZWEM_PERC | Medium Demand Growth+Very Low Gas Supply+Increased Demand Response+Delayed Build | -6.4689 | 4.7562 | 17.5695
2033 | NZWEM_PERC | Medium Demand Growth+Very Low Gas Supply+Increased Demand Response+Delayed Build | -8.5761 | 2.4492 | 20.2368
2034 | NZWEM_PERC | Medium Demand Growth+Very Low Gas Supply+Increased Demand Response+Delayed Build | -10.4534 | 0.6572 | 18.9252
2035 | NZWEM_PERC | Medium Demand Growth+Very Low Gas Supply+Increased Demand Response+Delayed Build | -12.2011 | -0.91398 | 18.481
2026 | NIWCM | Medium Demand Growth+Very Low Gas Supply+Increased Demand Response+Delayed Build | 796.8961 | 796.8961 | 796.8961
2027 | NIWCM | Medium Demand Growth+Very Low Gas Supply+Increased Demand Response+Delayed Build | 859.3691 | 861.3799 | 863.8524
2028 | NIWCM | Medium Demand Growth+Very Low Gas Supply+Increased Demand Response+Delayed Build | 1022.5709 | 1042.514 | 1047.0505
2029 | NIWCM | Medium Demand Growth+Very Low Gas Supply+Increased Demand Response+Delayed Build | 600.7047 | 727.2188 | 740.8111
2030 | NIWCM | Medium Demand Growth+Very Low Gas Supply+Increased Demand Response+Delayed Build | -73.0722 | 634.6437 | 901.9037
2031 | NIWCM | Medium Demand Growth+Very Low Gas Supply+Increased Demand Response+Delayed Build | -257.2923 | 666.0276 | 999.3487
2032 | NIWCM | Medium Demand Growth+Very Low Gas Supply+Increased Demand Response+Delayed Build | -415.8036 | 576.3619 | 1112.9451
2033 | NIWCM | Medium Demand Growth+Very Low Gas Supply+Increased Demand Response+Delayed Build | -524.6449 | 480.2349 | 1252.7678
2034 | NIWCM | Medium Demand Growth+Very Low Gas Supply+Increased Demand Response+Delayed Build | -686.7502 | 339.6825 | 1159.6956
2035 | NIWCM | Medium Demand Growth+Very Low Gas Supply+Increased Demand Response+Delayed Build | -833.8138 | 223.9591 | 1117.5789
2026 | SIWEM_PERC | Medium Demand Growth+Very Low Gas Supply+Increased Demand Response+Delayed Build | 39.9776 | 39.9776 | 39.9776
2027 | SIWEM_PERC | Medium Demand Growth+Very Low Gas Supply+Increased Demand Response+Delayed Build | 24.6627 | 25.0505 | 25.5108
2028 | SIWEM_PERC | Medium Demand Growth+Very Low Gas Supply+Increased Demand Response+Delayed Build | 18.3211 | 20.2523 | 20.2523
2029 | SIWEM_PERC | Medium Demand Growth+Very Low Gas Supply+Increased Demand Response+Delayed Build | 11.1191 | 15.8115 | 15.8115
2030 | SIWEM_PERC | Medium Demand Growth+Very Low Gas Supply+Increased Demand Response+Delayed Build | 8.553 | 20.0726 | 36.5408
2031 | SIWEM_PERC | Medium Demand Growth+Very Low Gas Supply+Increased Demand Response+Delayed Build | 5.0748 | 16.2105 | 37.3579
2032 | SIWEM_PERC | Medium Demand Growth+Very Low Gas Supply+Increased Demand Response+Delayed Build | 3.3033 | 15.9476 | 46.8989
2033 | SIWEM_PERC | Medium Demand Growth+Very Low Gas Supply+Increased Demand Response+Delayed Build | 1.2613 | 13.6353 | 54.4778
2034 | SIWEM_PERC | Medium Demand Growth+Very Low Gas Supply+Increased Demand Response+Delayed Build | -0.46956 | 11.6703 | 51.0255
2035 | SIWEM_PERC | Medium Demand Growth+Very Low Gas Supply+Increased Demand Response+Delayed Build | -1.9175 | 10.022 | 50.051
2026 | NZWEM_PERC | Medium Demand Growth+Very Low Gas Supply+Increased Demand Response+Delayed Build+Low Wind & Solar | 13.8512 | 13.8512 | 13.8512
2027 | NZWEM_PERC | Medium Demand Growth+Very Low Gas Supply+Increased Demand Response+Delayed Build+Low Wind & Solar | 8.5137 | 8.6378 | 8.7851
2028 | NZWEM_PERC | Medium Demand Growth+Very Low Gas Supply+Increased Demand Response+Delayed Build+Low Wind & Solar | 4.5093 | 5.753 | 6.0237
2029 | NZWEM_PERC | Medium Demand Growth+Very Low Gas Supply+Increased Demand Response+Delayed Build+Low Wind & Solar | 0.63462 | 3.0264 | 3.7693
2030 | NZWEM_PERC | Medium Demand Growth+Very Low Gas Supply+Increased Demand Response+Delayed Build+Low Wind & Solar | -2.7465 | 4.7473 | 11.0817
2031 | NZWEM_PERC | Medium Demand Growth+Very Low Gas Supply+Increased Demand Response+Delayed Build+Low Wind & Solar | -5.7773 | 4.0187 | 11.0944
2032 | NZWEM_PERC | Medium Demand Growth+Very Low Gas Supply+Increased Demand Response+Delayed Build+Low Wind & Solar | -7.7048 | 2.4255 | 14.0223
2033 | NZWEM_PERC | Medium Demand Growth+Very Low Gas Supply+Increased Demand Response+Delayed Build+Low Wind & Solar | -9.7812 | 0.17658 | 16.2616
2034 | NZWEM_PERC | Medium Demand Growth+Very Low Gas Supply+Increased Demand Response+Delayed Build+Low Wind & Solar | -11.6305 | -1.596 | 14.9536
2035 | NZWEM_PERC | Medium Demand Growth+Very Low Gas Supply+Increased Demand Response+Delayed Build+Low Wind & Solar | -13.3518 | -3.1167 | 14.4485
2026 | NIWCM | Medium Demand Growth+Very Low Gas Supply+Increased Demand Response+Delayed Build+Low Wind & Solar | 796.8961 | 796.8961 | 796.8961
2027 | NIWCM | Medium Demand Growth+Very Low Gas Supply+Increased Demand Response+Delayed Build+Low Wind & Solar | 859.3691 | 861.3799 | 863.8524
2028 | NIWCM | Medium Demand Growth+Very Low Gas Supply+Increased Demand Response+Delayed Build+Low Wind & Solar | 1022.5709 | 1042.514 | 1047.0505
2029 | NIWCM | Medium Demand Growth+Very Low Gas Supply+Increased Demand Response+Delayed Build+Low Wind & Solar | 600.7047 | 727.2188 | 740.8111
2030 | NIWCM | Medium Demand Growth+Very Low Gas Supply+Increased Demand Response+Delayed Build+Low Wind & Solar | -73.0722 | 634.6437 | 901.9037
2031 | NIWCM | Medium Demand Growth+Very Low Gas Supply+Increased Demand Response+Delayed Build+Low Wind & Solar | -257.2923 | 666.0276 | 999.3487
2032 | NIWCM | Medium Demand Growth+Very Low Gas Supply+Increased Demand Response+Delayed Build+Low Wind & Solar | -415.8036 | 576.3619 | 1112.9451
2033 | NIWCM | Medium Demand Growth+Very Low Gas Supply+Increased Demand Response+Delayed Build+Low Wind & Solar | -524.6449 | 480.2349 | 1252.7678
2034 | NIWCM | Medium Demand Growth+Very Low Gas Supply+Increased Demand Response+Delayed Build+Low Wind & Solar | -686.7502 | 339.6825 | 1159.6956
2035 | NIWCM | Medium Demand Growth+Very Low Gas Supply+Increased Demand Response+Delayed Build+Low Wind & Solar | -833.8138 | 223.9591 | 1117.5789
2026 | SIWEM_PERC | Medium Demand Growth+Very Low Gas Supply+Increased Demand Response+Delayed Build+Low Wind & Solar | 37.389 | 37.389 | 37.389
2027 | SIWEM_PERC | Medium Demand Growth+Very Low Gas Supply+Increased Demand Response+Delayed Build+Low Wind & Solar | 22.039 | 22.389 | 22.8044
2028 | SIWEM_PERC | Medium Demand Growth+Very Low Gas Supply+Increased Demand Response+Delayed Build+Low Wind & Solar | 17.5413 | 19.2841 | 19.2841
2029 | SIWEM_PERC | Medium Demand Growth+Very Low Gas Supply+Increased Demand Response+Delayed Build+Low Wind & Solar | 10.3517 | 14.5864 | 14.5864
2030 | SIWEM_PERC | Medium Demand Growth+Very Low Gas Supply+Increased Demand Response+Delayed Build+Low Wind & Solar | 7.6541 | 18.0501 | 29.1163
2031 | SIWEM_PERC | Medium Demand Growth+Very Low Gas Supply+Increased Demand Response+Delayed Build+Low Wind & Solar | 4.2058 | 14.2554 | 28.8273
2032 | SIWEM_PERC | Medium Demand Growth+Very Low Gas Supply+Increased Demand Response+Delayed Build+Low Wind & Solar | 2.4503 | 13.8614 | 37.0564
2033 | SIWEM_PERC | Medium Demand Growth+Very Low Gas Supply+Increased Demand Response+Delayed Build+Low Wind & Solar | 0.42653 | 11.5937 | 43.4079
2034 | SIWEM_PERC | Medium Demand Growth+Very Low Gas Supply+Increased Demand Response+Delayed Build+Low Wind & Solar | -1.2885 | 9.6673 | 39.9168
2035 | SIWEM_PERC | Medium Demand Growth+Very Low Gas Supply+Increased Demand Response+Delayed Build+Low Wind & Solar | -2.723 | 8.052 | 38.7041
2026 | NZWEM_PERC | Medium Demand Growth+Very Low Gas Supply+Increased Demand Response+Delayed Build+Constrained Operational Capacity | 14.7606 | 14.7606 | 14.7606
2027 | NZWEM_PERC | Medium Demand Growth+Very Low Gas Supply+Increased Demand Response+Delayed Build+Constrained Operational Capacity | 9.4442 | 9.5817 | 9.745
2028 | NZWEM_PERC | Medium Demand Growth+Very Low Gas Supply+Increased Demand Response+Delayed Build+Constrained Operational Capacity | 5.6576 | 7.0358 | 7.3357
2029 | NZWEM_PERC | Medium Demand Growth+Very Low Gas Supply+Increased Demand Response+Delayed Build+Constrained Operational Capacity | 1.8877 | 4.538 | 5.3612
2030 | NZWEM_PERC | Medium Demand Growth+Very Low Gas Supply+Increased Demand Response+Delayed Build+Constrained Operational Capacity | -1.4385 | 6.8651 | 13.8842
2031 | NZWEM_PERC | Medium Demand Growth+Very Low Gas Supply+Increased Demand Response+Delayed Build+Constrained Operational Capacity | -4.5127 | 6.3421 | 14.1825
2032 | NZWEM_PERC | Medium Demand Growth+Very Low Gas Supply+Increased Demand Response+Delayed Build+Constrained Operational Capacity | -6.4689 | 4.7562 | 17.5695
2033 | NZWEM_PERC | Medium Demand Growth+Very Low Gas Supply+Increased Demand Response+Delayed Build+Constrained Operational Capacity | -8.5761 | 2.4492 | 20.2368
2034 | NZWEM_PERC | Medium Demand Growth+Very Low Gas Supply+Increased Demand Response+Delayed Build+Constrained Operational Capacity | -10.4534 | 0.6572 | 18.9252
2035 | NZWEM_PERC | Medium Demand Growth+Very Low Gas Supply+Increased Demand Response+Delayed Build+Constrained Operational Capacity | -12.2011 | -0.91398 | 18.481
2026 | NIWCM | Medium Demand Growth+Very Low Gas Supply+Increased Demand Response+Delayed Build+Constrained Operational Capacity | 267.5718 | 267.5718 | 267.5718
2027 | NIWCM | Medium Demand Growth+Very Low Gas Supply+Increased Demand Response+Delayed Build+Constrained Operational Capacity | 319.5849 | 319.5849 | 319.5849
2028 | NIWCM | Medium Demand Growth+Very Low Gas Supply+Increased Demand Response+Delayed Build+Constrained Operational Capacity | 420.4947 | 420.4947 | 420.4947
2029 | NIWCM | Medium Demand Growth+Very Low Gas Supply+Increased Demand Response+Delayed Build+Constrained Operational Capacity | -40.9955 | 41.0773 | 41.0773
2030 | NIWCM | Medium Demand Growth+Very Low Gas Supply+Increased Demand Response+Delayed Build+Constrained Operational Capacity | -744.4864 | -233.9401 | -118.3825
2031 | NIWCM | Medium Demand Growth+Very Low Gas Supply+Increased Demand Response+Delayed Build+Constrained Operational Capacity | -931.8293 | -281.0688 | -123.7772
2032 | NIWCM | Medium Demand Growth+Very Low Gas Supply+Increased Demand Response+Delayed Build+Constrained Operational Capacity | -1091.4749 | -380.9649 | -168.5059
2033 | NIWCM | Medium Demand Growth+Very Low Gas Supply+Increased Demand Response+Delayed Build+Constrained Operational Capacity | -1202.38 | -481.3182 | -210.005
2034 | NIWCM | Medium Demand Growth+Very Low Gas Supply+Increased Demand Response+Delayed Build+Constrained Operational Capacity | -1365.6108 | -640.1555 | -347.0112
2035 | NIWCM | Medium Demand Growth+Very Low Gas Supply+Increased Demand Response+Delayed Build+Constrained Operational Capacity | -1512.3969 | -759.3942 | -455.0425
2026 | SIWEM_PERC | Medium Demand Growth+Very Low Gas Supply+Increased Demand Response+Delayed Build+Constrained Operational Capacity | 39.9776 | 39.9776 | 39.9776
2027 | SIWEM_PERC | Medium Demand Growth+Very Low Gas Supply+Increased Demand Response+Delayed Build+Constrained Operational Capacity | 24.6627 | 25.0505 | 25.5108
2028 | SIWEM_PERC | Medium Demand Growth+Very Low Gas Supply+Increased Demand Response+Delayed Build+Constrained Operational Capacity | 18.3211 | 20.2523 | 20.2523
2029 | SIWEM_PERC | Medium Demand Growth+Very Low Gas Supply+Increased Demand Response+Delayed Build+Constrained Operational Capacity | 11.1191 | 15.8115 | 15.8115
2030 | SIWEM_PERC | Medium Demand Growth+Very Low Gas Supply+Increased Demand Response+Delayed Build+Constrained Operational Capacity | 8.553 | 20.0726 | 36.5408
2031 | SIWEM_PERC | Medium Demand Growth+Very Low Gas Supply+Increased Demand Response+Delayed Build+Constrained Operational Capacity | 5.0748 | 16.2105 | 37.3579
2032 | SIWEM_PERC | Medium Demand Growth+Very Low Gas Supply+Increased Demand Response+Delayed Build+Constrained Operational Capacity | 3.3033 | 15.9476 | 46.8989
2033 | SIWEM_PERC | Medium Demand Growth+Very Low Gas Supply+Increased Demand Response+Delayed Build+Constrained Operational Capacity | 1.2613 | 13.6353 | 54.4778
2034 | SIWEM_PERC | Medium Demand Growth+Very Low Gas Supply+Increased Demand Response+Delayed Build+Constrained Operational Capacity | -0.46956 | 11.6703 | 51.0255
2035 | SIWEM_PERC | Medium Demand Growth+Very Low Gas Supply+Increased Demand Response+Delayed Build+Constrained Operational Capacity | -1.9175 | 10.022 | 50.051
2026 | NZWEM_PERC | Medium Demand Growth+Very Low Gas Supply+Increased Demand Response+Delayed Build+Constrained Operational Capacity+Low Wind & Solar | 13.8512 | 13.8512 | 13.8512
2027 | NZWEM_PERC | Medium Demand Growth+Very Low Gas Supply+Increased Demand Response+Delayed Build+Constrained Operational Capacity+Low Wind & Solar | 8.5137 | 8.6378 | 8.7851
2028 | NZWEM_PERC | Medium Demand Growth+Very Low Gas Supply+Increased Demand Response+Delayed Build+Constrained Operational Capacity+Low Wind & Solar | 4.5093 | 5.753 | 6.0237
2029 | NZWEM_PERC | Medium Demand Growth+Very Low Gas Supply+Increased Demand Response+Delayed Build+Constrained Operational Capacity+Low Wind & Solar | 0.63462 | 3.0264 | 3.7693
2030 | NZWEM_PERC | Medium Demand Growth+Very Low Gas Supply+Increased Demand Response+Delayed Build+Constrained Operational Capacity+Low Wind & Solar | -2.7465 | 4.7473 | 11.0817
2031 | NZWEM_PERC | Medium Demand Growth+Very Low Gas Supply+Increased Demand Response+Delayed Build+Constrained Operational Capacity+Low Wind & Solar | -5.7773 | 4.0187 | 11.0944
2032 | NZWEM_PERC | Medium Demand Growth+Very Low Gas Supply+Increased Demand Response+Delayed Build+Constrained Operational Capacity+Low Wind & Solar | -7.7048 | 2.4255 | 14.0223
2033 | NZWEM_PERC | Medium Demand Growth+Very Low Gas Supply+Increased Demand Response+Delayed Build+Constrained Operational Capacity+Low Wind & Solar | -9.7812 | 0.17658 | 16.2616
2034 | NZWEM_PERC | Medium Demand Growth+Very Low Gas Supply+Increased Demand Response+Delayed Build+Constrained Operational Capacity+Low Wind & Solar | -11.6305 | -1.596 | 14.9536
2035 | NZWEM_PERC | Medium Demand Growth+Very Low Gas Supply+Increased Demand Response+Delayed Build+Constrained Operational Capacity+Low Wind & Solar | -13.3518 | -3.1167 | 14.4485
2026 | NIWCM | Medium Demand Growth+Very Low Gas Supply+Increased Demand Response+Delayed Build+Constrained Operational Capacity+Low Wind & Solar | 267.5718 | 267.5718 | 267.5718
2027 | NIWCM | Medium Demand Growth+Very Low Gas Supply+Increased Demand Response+Delayed Build+Constrained Operational Capacity+Low Wind & Solar | 319.5849 | 319.5849 | 319.5849
2028 | NIWCM | Medium Demand Growth+Very Low Gas Supply+Increased Demand Response+Delayed Build+Constrained Operational Capacity+Low Wind & Solar | 420.4947 | 420.4947 | 420.4947
2029 | NIWCM | Medium Demand Growth+Very Low Gas Supply+Increased Demand Response+Delayed Build+Constrained Operational Capacity+Low Wind & Solar | -40.9955 | 41.0773 | 41.0773
2030 | NIWCM | Medium Demand Growth+Very Low Gas Supply+Increased Demand Response+Delayed Build+Constrained Operational Capacity+Low Wind & Solar | -744.4864 | -233.9401 | -118.3825
2031 | NIWCM | Medium Demand Growth+Very Low Gas Supply+Increased Demand Response+Delayed Build+Constrained Operational Capacity+Low Wind & Solar | -931.8293 | -281.0688 | -123.7772
2032 | NIWCM | Medium Demand Growth+Very Low Gas Supply+Increased Demand Response+Delayed Build+Constrained Operational Capacity+Low Wind & Solar | -1091.4749 | -380.9649 | -168.5059
2033 | NIWCM | Medium Demand Growth+Very Low Gas Supply+Increased Demand Response+Delayed Build+Constrained Operational Capacity+Low Wind & Solar | -1202.38 | -481.3182 | -210.005
2034 | NIWCM | Medium Demand Growth+Very Low Gas Supply+Increased Demand Response+Delayed Build+Constrained Operational Capacity+Low Wind & Solar | -1365.6108 | -640.1555 | -347.0112
2035 | NIWCM | Medium Demand Growth+Very Low Gas Supply+Increased Demand Response+Delayed Build+Constrained Operational Capacity+Low Wind & Solar | -1512.3969 | -759.3942 | -455.0425
2026 | SIWEM_PERC | Medium Demand Growth+Very Low Gas Supply+Increased Demand Response+Delayed Build+Constrained Operational Capacity+Low Wind & Solar | 37.389 | 37.389 | 37.389
2027 | SIWEM_PERC | Medium Demand Growth+Very Low Gas Supply+Increased Demand Response+Delayed Build+Constrained Operational Capacity+Low Wind & Solar | 22.039 | 22.389 | 22.8044
2028 | SIWEM_PERC | Medium Demand Growth+Very Low Gas Supply+Increased Demand Response+Delayed Build+Constrained Operational Capacity+Low Wind & Solar | 17.5413 | 19.2841 | 19.2841
2029 | SIWEM_PERC | Medium Demand Growth+Very Low Gas Supply+Increased Demand Response+Delayed Build+Constrained Operational Capacity+Low Wind & Solar | 10.3517 | 14.5864 | 14.5864
2030 | SIWEM_PERC | Medium Demand Growth+Very Low Gas Supply+Increased Demand Response+Delayed Build+Constrained Operational Capacity+Low Wind & Solar | 7.6541 | 18.0501 | 29.1163
2031 | SIWEM_PERC | Medium Demand Growth+Very Low Gas Supply+Increased Demand Response+Delayed Build+Constrained Operational Capacity+Low Wind & Solar | 4.2058 | 14.2554 | 28.8273
2032 | SIWEM_PERC | Medium Demand Growth+Very Low Gas Supply+Increased Demand Response+Delayed Build+Constrained Operational Capacity+Low Wind & Solar | 2.4503 | 13.8614 | 37.0564
2033 | SIWEM_PERC | Medium Demand Growth+Very Low Gas Supply+Increased Demand Response+Delayed Build+Constrained Operational Capacity+Low Wind & Solar | 0.42653 | 11.5937 | 43.4079
2034 | SIWEM_PERC | Medium Demand Growth+Very Low Gas Supply+Increased Demand Response+Delayed Build+Constrained Operational Capacity+Low Wind & Solar | -1.2885 | 9.6673 | 39.9168
2035 | SIWEM_PERC | Medium Demand Growth+Very Low Gas Supply+Increased Demand Response+Delayed Build+Constrained Operational Capacity+Low Wind & Solar | -2.723 | 8.052 | 38.7041
2026 | NZWEM_PERC | Medium Demand Growth+Very Low Gas Supply+Increased Demand Response+Delayed Build+Upgraded HVDC | 14.7606 | 14.7606 | 14.7606
2027 | NZWEM_PERC | Medium Demand Growth+Very Low Gas Supply+Increased Demand Response+Delayed Build+Upgraded HVDC | 9.4442 | 9.5817 | 9.745
2028 | NZWEM_PERC | Medium Demand Growth+Very Low Gas Supply+Increased Demand Response+Delayed Build+Upgraded HVDC | 5.6576 | 7.0358 | 7.3357
2029 | NZWEM_PERC | Medium Demand Growth+Very Low Gas Supply+Increased Demand Response+Delayed Build+Upgraded HVDC | 1.8877 | 4.538 | 5.3612
2030 | NZWEM_PERC | Medium Demand Growth+Very Low Gas Supply+Increased Demand Response+Delayed Build+Upgraded HVDC | -1.4385 | 6.8651 | 13.8842
2031 | NZWEM_PERC | Medium Demand Growth+Very Low Gas Supply+Increased Demand Response+Delayed Build+Upgraded HVDC | -4.5127 | 6.3421 | 14.1825
2032 | NZWEM_PERC | Medium Demand Growth+Very Low Gas Supply+Increased Demand Response+Delayed Build+Upgraded HVDC | -6.4689 | 4.7562 | 17.5695
2033 | NZWEM_PERC | Medium Demand Growth+Very Low Gas Supply+Increased Demand Response+Delayed Build+Upgraded HVDC | -8.5761 | 2.4492 | 20.2368
2034 | NZWEM_PERC | Medium Demand Growth+Very Low Gas Supply+Increased Demand Response+Delayed Build+Upgraded HVDC | -10.4534 | 0.6572 | 18.9252
2035 | NZWEM_PERC | Medium Demand Growth+Very Low Gas Supply+Increased Demand Response+Delayed Build+Upgraded HVDC | -12.2011 | -0.91398 | 18.481
2026 | NIWCM | Medium Demand Growth+Very Low Gas Supply+Increased Demand Response+Delayed Build+Upgraded HVDC | 796.8961 | 796.8961 | 796.8961
2027 | NIWCM | Medium Demand Growth+Very Low Gas Supply+Increased Demand Response+Delayed Build+Upgraded HVDC | 859.3691 | 861.3799 | 863.8524
2028 | NIWCM | Medium Demand Growth+Very Low Gas Supply+Increased Demand Response+Delayed Build+Upgraded HVDC | 1022.5709 | 1042.514 | 1047.0505
2029 | NIWCM | Medium Demand Growth+Very Low Gas Supply+Increased Demand Response+Delayed Build+Upgraded HVDC | 600.7047 | 727.2188 | 740.8111
2030 | NIWCM | Medium Demand Growth+Very Low Gas Supply+Increased Demand Response+Delayed Build+Upgraded HVDC | -73.0722 | 634.6437 | 901.9037
2031 | NIWCM | Medium Demand Growth+Very Low Gas Supply+Increased Demand Response+Delayed Build+Upgraded HVDC | -257.2923 | 666.0284 | 999.5148
2032 | NIWCM | Medium Demand Growth+Very Low Gas Supply+Increased Demand Response+Delayed Build+Upgraded HVDC | -415.8036 | 576.3606 | 1122.8613
2033 | NIWCM | Medium Demand Growth+Very Low Gas Supply+Increased Demand Response+Delayed Build+Upgraded HVDC | -524.6449 | 480.2347 | 1260.8481
2034 | NIWCM | Medium Demand Growth+Very Low Gas Supply+Increased Demand Response+Delayed Build+Upgraded HVDC | -686.7502 | 339.6826 | 1159.1975
2035 | NIWCM | Medium Demand Growth+Very Low Gas Supply+Increased Demand Response+Delayed Build+Upgraded HVDC | -833.8138 | 223.9591 | 1117.7575
2026 | SIWEM_PERC | Medium Demand Growth+Very Low Gas Supply+Increased Demand Response+Delayed Build+Upgraded HVDC | 39.9776 | 39.9776 | 39.9776
2027 | SIWEM_PERC | Medium Demand Growth+Very Low Gas Supply+Increased Demand Response+Delayed Build+Upgraded HVDC | 24.6627 | 25.0505 | 25.5108
2028 | SIWEM_PERC | Medium Demand Growth+Very Low Gas Supply+Increased Demand Response+Delayed Build+Upgraded HVDC | 18.3211 | 20.2523 | 20.2523
2029 | SIWEM_PERC | Medium Demand Growth+Very Low Gas Supply+Increased Demand Response+Delayed Build+Upgraded HVDC | 11.1191 | 15.8115 | 15.8115
2030 | SIWEM_PERC | Medium Demand Growth+Very Low Gas Supply+Increased Demand Response+Delayed Build+Upgraded HVDC | 8.553 | 20.0726 | 36.5408
2031 | SIWEM_PERC | Medium Demand Growth+Very Low Gas Supply+Increased Demand Response+Delayed Build+Upgraded HVDC | 5.0748 | 16.2105 | 37.3579
2032 | SIWEM_PERC | Medium Demand Growth+Very Low Gas Supply+Increased Demand Response+Delayed Build+Upgraded HVDC | 3.3033 | 15.9476 | 46.8989
2033 | SIWEM_PERC | Medium Demand Growth+Very Low Gas Supply+Increased Demand Response+Delayed Build+Upgraded HVDC | 1.2613 | 13.6353 | 54.4778
2034 | SIWEM_PERC | Medium Demand Growth+Very Low Gas Supply+Increased Demand Response+Delayed Build+Upgraded HVDC | -0.46956 | 11.6703 | 51.0255
2035 | SIWEM_PERC | Medium Demand Growth+Very Low Gas Supply+Increased Demand Response+Delayed Build+Upgraded HVDC | -1.9175 | 10.022 | 50.051
2026 | NZWEM_PERC | Medium Demand Growth+Very Low Gas Supply+Increased Demand Response+Delayed Build+Upgraded HVDC+Low Wind & Solar | 13.8512 | 13.8512 | 13.8512
2027 | NZWEM_PERC | Medium Demand Growth+Very Low Gas Supply+Increased Demand Response+Delayed Build+Upgraded HVDC+Low Wind & Solar | 8.5137 | 8.6378 | 8.7851
2028 | NZWEM_PERC | Medium Demand Growth+Very Low Gas Supply+Increased Demand Response+Delayed Build+Upgraded HVDC+Low Wind & Solar | 4.5093 | 5.753 | 6.0237
2029 | NZWEM_PERC | Medium Demand Growth+Very Low Gas Supply+Increased Demand Response+Delayed Build+Upgraded HVDC+Low Wind & Solar | 0.63462 | 3.0264 | 3.7693
2030 | NZWEM_PERC | Medium Demand Growth+Very Low Gas Supply+Increased Demand Response+Delayed Build+Upgraded HVDC+Low Wind & Solar | -2.7465 | 4.7473 | 11.0817
2031 | NZWEM_PERC | Medium Demand Growth+Very Low Gas Supply+Increased Demand Response+Delayed Build+Upgraded HVDC+Low Wind & Solar | -5.7773 | 4.0187 | 11.0944
2032 | NZWEM_PERC | Medium Demand Growth+Very Low Gas Supply+Increased Demand Response+Delayed Build+Upgraded HVDC+Low Wind & Solar | -7.7048 | 2.4255 | 14.0223
2033 | NZWEM_PERC | Medium Demand Growth+Very Low Gas Supply+Increased Demand Response+Delayed Build+Upgraded HVDC+Low Wind & Solar | -9.7812 | 0.17658 | 16.2616
2034 | NZWEM_PERC | Medium Demand Growth+Very Low Gas Supply+Increased Demand Response+Delayed Build+Upgraded HVDC+Low Wind & Solar | -11.6305 | -1.596 | 14.9536
2035 | NZWEM_PERC | Medium Demand Growth+Very Low Gas Supply+Increased Demand Response+Delayed Build+Upgraded HVDC+Low Wind & Solar | -13.3518 | -3.1167 | 14.4485
2026 | NIWCM | Medium Demand Growth+Very Low Gas Supply+Increased Demand Response+Delayed Build+Upgraded HVDC+Low Wind & Solar | 796.8961 | 796.8961 | 796.8961
2027 | NIWCM | Medium Demand Growth+Very Low Gas Supply+Increased Demand Response+Delayed Build+Upgraded HVDC+Low Wind & Solar | 859.3691 | 861.3799 | 863.8524
2028 | NIWCM | Medium Demand Growth+Very Low Gas Supply+Increased Demand Response+Delayed Build+Upgraded HVDC+Low Wind & Solar | 1022.5709 | 1042.514 | 1047.0505
2029 | NIWCM | Medium Demand Growth+Very Low Gas Supply+Increased Demand Response+Delayed Build+Upgraded HVDC+Low Wind & Solar | 600.7047 | 727.2188 | 740.8111
2030 | NIWCM | Medium Demand Growth+Very Low Gas Supply+Increased Demand Response+Delayed Build+Upgraded HVDC+Low Wind & Solar | -73.0722 | 634.6437 | 901.9037
2031 | NIWCM | Medium Demand Growth+Very Low Gas Supply+Increased Demand Response+Delayed Build+Upgraded HVDC+Low Wind & Solar | -257.2923 | 666.0284 | 999.5148
2032 | NIWCM | Medium Demand Growth+Very Low Gas Supply+Increased Demand Response+Delayed Build+Upgraded HVDC+Low Wind & Solar | -415.8036 | 576.3606 | 1122.8613
2033 | NIWCM | Medium Demand Growth+Very Low Gas Supply+Increased Demand Response+Delayed Build+Upgraded HVDC+Low Wind & Solar | -524.6449 | 480.2347 | 1260.8481
2034 | NIWCM | Medium Demand Growth+Very Low Gas Supply+Increased Demand Response+Delayed Build+Upgraded HVDC+Low Wind & Solar | -686.7502 | 339.6826 | 1159.1975
2035 | NIWCM | Medium Demand Growth+Very Low Gas Supply+Increased Demand Response+Delayed Build+Upgraded HVDC+Low Wind & Solar | -833.8138 | 223.9591 | 1117.7575
2026 | SIWEM_PERC | Medium Demand Growth+Very Low Gas Supply+Increased Demand Response+Delayed Build+Upgraded HVDC+Low Wind & Solar | 37.389 | 37.389 | 37.389
2027 | SIWEM_PERC | Medium Demand Growth+Very Low Gas Supply+Increased Demand Response+Delayed Build+Upgraded HVDC+Low Wind & Solar | 22.039 | 22.389 | 22.8044
2028 | SIWEM_PERC | Medium Demand Growth+Very Low Gas Supply+Increased Demand Response+Delayed Build+Upgraded HVDC+Low Wind & Solar | 17.5413 | 19.2841 | 19.2841
2029 | SIWEM_PERC | Medium Demand Growth+Very Low Gas Supply+Increased Demand Response+Delayed Build+Upgraded HVDC+Low Wind & Solar | 10.3517 | 14.5864 | 14.5864
2030 | SIWEM_PERC | Medium Demand Growth+Very Low Gas Supply+Increased Demand Response+Delayed Build+Upgraded HVDC+Low Wind & Solar | 7.6541 | 18.0501 | 29.1163
2031 | SIWEM_PERC | Medium Demand Growth+Very Low Gas Supply+Increased Demand Response+Delayed Build+Upgraded HVDC+Low Wind & Solar | 4.2058 | 14.2554 | 28.8273
2032 | SIWEM_PERC | Medium Demand Growth+Very Low Gas Supply+Increased Demand Response+Delayed Build+Upgraded HVDC+Low Wind & Solar | 2.4503 | 13.8614 | 37.0564
2033 | SIWEM_PERC | Medium Demand Growth+Very Low Gas Supply+Increased Demand Response+Delayed Build+Upgraded HVDC+Low Wind & Solar | 0.42653 | 11.5937 | 43.4079
2034 | SIWEM_PERC | Medium Demand Growth+Very Low Gas Supply+Increased Demand Response+Delayed Build+Upgraded HVDC+Low Wind & Solar | -1.2885 | 9.6673 | 39.9168
2035 | SIWEM_PERC | Medium Demand Growth+Very Low Gas Supply+Increased Demand Response+Delayed Build+Upgraded HVDC+Low Wind & Solar | -2.723 | 8.052 | 38.7041
2026 | NZWEM_PERC | Medium Demand Growth+Very Low Gas Supply+Increased Demand Response+Delayed Build+Upgraded HVDC+Constrained Operational Capacity | 14.7606 | 14.7606 | 14.7606
2027 | NZWEM_PERC | Medium Demand Growth+Very Low Gas Supply+Increased Demand Response+Delayed Build+Upgraded HVDC+Constrained Operational Capacity | 9.4442 | 9.5817 | 9.745
2028 | NZWEM_PERC | Medium Demand Growth+Very Low Gas Supply+Increased Demand Response+Delayed Build+Upgraded HVDC+Constrained Operational Capacity | 5.6576 | 7.0358 | 7.3357
2029 | NZWEM_PERC | Medium Demand Growth+Very Low Gas Supply+Increased Demand Response+Delayed Build+Upgraded HVDC+Constrained Operational Capacity | 1.8877 | 4.538 | 5.3612
2030 | NZWEM_PERC | Medium Demand Growth+Very Low Gas Supply+Increased Demand Response+Delayed Build+Upgraded HVDC+Constrained Operational Capacity | -1.4385 | 6.8651 | 13.8842
2031 | NZWEM_PERC | Medium Demand Growth+Very Low Gas Supply+Increased Demand Response+Delayed Build+Upgraded HVDC+Constrained Operational Capacity | -4.5127 | 6.3421 | 14.1825
2032 | NZWEM_PERC | Medium Demand Growth+Very Low Gas Supply+Increased Demand Response+Delayed Build+Upgraded HVDC+Constrained Operational Capacity | -6.4689 | 4.7562 | 17.5695
2033 | NZWEM_PERC | Medium Demand Growth+Very Low Gas Supply+Increased Demand Response+Delayed Build+Upgraded HVDC+Constrained Operational Capacity | -8.5761 | 2.4492 | 20.2368
2034 | NZWEM_PERC | Medium Demand Growth+Very Low Gas Supply+Increased Demand Response+Delayed Build+Upgraded HVDC+Constrained Operational Capacity | -10.4534 | 0.6572 | 18.9252
2035 | NZWEM_PERC | Medium Demand Growth+Very Low Gas Supply+Increased Demand Response+Delayed Build+Upgraded HVDC+Constrained Operational Capacity | -12.2011 | -0.91398 | 18.481
2026 | NIWCM | Medium Demand Growth+Very Low Gas Supply+Increased Demand Response+Delayed Build+Upgraded HVDC+Constrained Operational Capacity | 267.5718 | 267.5718 | 267.5718
2027 | NIWCM | Medium Demand Growth+Very Low Gas Supply+Increased Demand Response+Delayed Build+Upgraded HVDC+Constrained Operational Capacity | 319.5849 | 319.5849 | 319.5849
2028 | NIWCM | Medium Demand Growth+Very Low Gas Supply+Increased Demand Response+Delayed Build+Upgraded HVDC+Constrained Operational Capacity | 420.4947 | 420.4947 | 420.4947
2029 | NIWCM | Medium Demand Growth+Very Low Gas Supply+Increased Demand Response+Delayed Build+Upgraded HVDC+Constrained Operational Capacity | -40.9955 | 41.0773 | 41.0773
2030 | NIWCM | Medium Demand Growth+Very Low Gas Supply+Increased Demand Response+Delayed Build+Upgraded HVDC+Constrained Operational Capacity | -744.4864 | -233.9401 | -118.3825
2031 | NIWCM | Medium Demand Growth+Very Low Gas Supply+Increased Demand Response+Delayed Build+Upgraded HVDC+Constrained Operational Capacity | -931.8293 | -281.0688 | -123.7772
2032 | NIWCM | Medium Demand Growth+Very Low Gas Supply+Increased Demand Response+Delayed Build+Upgraded HVDC+Constrained Operational Capacity | -1091.4749 | -380.9649 | -168.5059
2033 | NIWCM | Medium Demand Growth+Very Low Gas Supply+Increased Demand Response+Delayed Build+Upgraded HVDC+Constrained Operational Capacity | -1202.38 | -481.3182 | -210.005
2034 | NIWCM | Medium Demand Growth+Very Low Gas Supply+Increased Demand Response+Delayed Build+Upgraded HVDC+Constrained Operational Capacity | -1365.6108 | -640.1555 | -347.0112
2035 | NIWCM | Medium Demand Growth+Very Low Gas Supply+Increased Demand Response+Delayed Build+Upgraded HVDC+Constrained Operational Capacity | -1512.3969 | -759.3942 | -455.0425
2026 | SIWEM_PERC | Medium Demand Growth+Very Low Gas Supply+Increased Demand Response+Delayed Build+Upgraded HVDC+Constrained Operational Capacity | 39.9776 | 39.9776 | 39.9776
2027 | SIWEM_PERC | Medium Demand Growth+Very Low Gas Supply+Increased Demand Response+Delayed Build+Upgraded HVDC+Constrained Operational Capacity | 24.6627 | 25.0505 | 25.5108
2028 | SIWEM_PERC | Medium Demand Growth+Very Low Gas Supply+Increased Demand Response+Delayed Build+Upgraded HVDC+Constrained Operational Capacity | 18.3211 | 20.2523 | 20.2523
2029 | SIWEM_PERC | Medium Demand Growth+Very Low Gas Supply+Increased Demand Response+Delayed Build+Upgraded HVDC+Constrained Operational Capacity | 11.1191 | 15.8115 | 15.8115
2030 | SIWEM_PERC | Medium Demand Growth+Very Low Gas Supply+Increased Demand Response+Delayed Build+Upgraded HVDC+Constrained Operational Capacity | 8.553 | 20.0726 | 36.5408
2031 | SIWEM_PERC | Medium Demand Growth+Very Low Gas Supply+Increased Demand Response+Delayed Build+Upgraded HVDC+Constrained Operational Capacity | 5.0748 | 16.2105 | 37.3579
2032 | SIWEM_PERC | Medium Demand Growth+Very Low Gas Supply+Increased Demand Response+Delayed Build+Upgraded HVDC+Constrained Operational Capacity | 3.3033 | 15.9476 | 46.8989
2033 | SIWEM_PERC | Medium Demand Growth+Very Low Gas Supply+Increased Demand Response+Delayed Build+Upgraded HVDC+Constrained Operational Capacity | 1.2613 | 13.6353 | 54.4778
2034 | SIWEM_PERC | Medium Demand Growth+Very Low Gas Supply+Increased Demand Response+Delayed Build+Upgraded HVDC+Constrained Operational Capacity | -0.46956 | 11.6703 | 51.0255
2035 | SIWEM_PERC | Medium Demand Growth+Very Low Gas Supply+Increased Demand Response+Delayed Build+Upgraded HVDC+Constrained Operational Capacity | -1.9175 | 10.022 | 50.051
2026 | NZWEM_PERC | Medium Demand Growth+Very Low Gas Supply+Increased Demand Response+Delayed Build+Upgraded HVDC+Constrained Operational Capacity+Low Wind & Solar | 13.8512 | 13.8512 | 13.8512
2027 | NZWEM_PERC | Medium Demand Growth+Very Low Gas Supply+Increased Demand Response+Delayed Build+Upgraded HVDC+Constrained Operational Capacity+Low Wind & Solar | 8.5137 | 8.6378 | 8.7851
2028 | NZWEM_PERC | Medium Demand Growth+Very Low Gas Supply+Increased Demand Response+Delayed Build+Upgraded HVDC+Constrained Operational Capacity+Low Wind & Solar | 4.5093 | 5.753 | 6.0237
2029 | NZWEM_PERC | Medium Demand Growth+Very Low Gas Supply+Increased Demand Response+Delayed Build+Upgraded HVDC+Constrained Operational Capacity+Low Wind & Solar | 0.63462 | 3.0264 | 3.7693
2030 | NZWEM_PERC | Medium Demand Growth+Very Low Gas Supply+Increased Demand Response+Delayed Build+Upgraded HVDC+Constrained Operational Capacity+Low Wind & Solar | -2.7465 | 4.7473 | 11.0817
2031 | NZWEM_PERC | Medium Demand Growth+Very Low Gas Supply+Increased Demand Response+Delayed Build+Upgraded HVDC+Constrained Operational Capacity+Low Wind & Solar | -5.7773 | 4.0187 | 11.0944
2032 | NZWEM_PERC | Medium Demand Growth+Very Low Gas Supply+Increased Demand Response+Delayed Build+Upgraded HVDC+Constrained Operational Capacity+Low Wind & Solar | -7.7048 | 2.4255 | 14.0223
2033 | NZWEM_PERC | Medium Demand Growth+Very Low Gas Supply+Increased Demand Response+Delayed Build+Upgraded HVDC+Constrained Operational Capacity+Low Wind & Solar | -9.7812 | 0.17658 | 16.2616
2034 | NZWEM_PERC | Medium Demand Growth+Very Low Gas Supply+Increased Demand Response+Delayed Build+Upgraded HVDC+Constrained Operational Capacity+Low Wind & Solar | -11.6305 | -1.596 | 14.9536
2035 | NZWEM_PERC | Medium Demand Growth+Very Low Gas Supply+Increased Demand Response+Delayed Build+Upgraded HVDC+Constrained Operational Capacity+Low Wind & Solar | -13.3518 | -3.1167 | 14.4485
2026 | NIWCM | Medium Demand Growth+Very Low Gas Supply+Increased Demand Response+Delayed Build+Upgraded HVDC+Constrained Operational Capacity+Low Wind & Solar | 267.5718 | 267.5718 | 267.5718
2027 | NIWCM | Medium Demand Growth+Very Low Gas Supply+Increased Demand Response+Delayed Build+Upgraded HVDC+Constrained Operational Capacity+Low Wind & Solar | 319.5849 | 319.5849 | 319.5849
2028 | NIWCM | Medium Demand Growth+Very Low Gas Supply+Increased Demand Response+Delayed Build+Upgraded HVDC+Constrained Operational Capacity+Low Wind & Solar | 420.4947 | 420.4947 | 420.4947
2029 | NIWCM | Medium Demand Growth+Very Low Gas Supply+Increased Demand Response+Delayed Build+Upgraded HVDC+Constrained Operational Capacity+Low Wind & Solar | -40.9955 | 41.0773 | 41.0773
2030 | NIWCM | Medium Demand Growth+Very Low Gas Supply+Increased Demand Response+Delayed Build+Upgraded HVDC+Constrained Operational Capacity+Low Wind & Solar | -744.4864 | -233.9401 | -118.3825
2031 | NIWCM | Medium Demand Growth+Very Low Gas Supply+Increased Demand Response+Delayed Build+Upgraded HVDC+Constrained Operational Capacity+Low Wind & Solar | -931.8293 | -281.0688 | -123.7772
2032 | NIWCM | Medium Demand Growth+Very Low Gas Supply+Increased Demand Response+Delayed Build+Upgraded HVDC+Constrained Operational Capacity+Low Wind & Solar | -1091.4749 | -380.9649 | -168.5059
2033 | NIWCM | Medium Demand Growth+Very Low Gas Supply+Increased Demand Response+Delayed Build+Upgraded HVDC+Constrained Operational Capacity+Low Wind & Solar | -1202.38 | -481.3182 | -210.005
2034 | NIWCM | Medium Demand Growth+Very Low Gas Supply+Increased Demand Response+Delayed Build+Upgraded HVDC+Constrained Operational Capacity+Low Wind & Solar | -1365.6108 | -640.1555 | -347.0112
2035 | NIWCM | Medium Demand Growth+Very Low Gas Supply+Increased Demand Response+Delayed Build+Upgraded HVDC+Constrained Operational Capacity+Low Wind & Solar | -1512.3969 | -759.3942 | -455.0425
2026 | SIWEM_PERC | Medium Demand Growth+Very Low Gas Supply+Increased Demand Response+Delayed Build+Upgraded HVDC+Constrained Operational Capacity+Low Wind & Solar | 37.389 | 37.389 | 37.389
2027 | SIWEM_PERC | Medium Demand Growth+Very Low Gas Supply+Increased Demand Response+Delayed Build+Upgraded HVDC+Constrained Operational Capacity+Low Wind & Solar | 22.039 | 22.389 | 22.8044
2028 | SIWEM_PERC | Medium Demand Growth+Very Low Gas Supply+Increased Demand Response+Delayed Build+Upgraded HVDC+Constrained Operational Capacity+Low Wind & Solar | 17.5413 | 19.2841 | 19.2841
2029 | SIWEM_PERC | Medium Demand Growth+Very Low Gas Supply+Increased Demand Response+Delayed Build+Upgraded HVDC+Constrained Operational Capacity+Low Wind & Solar | 10.3517 | 14.5864 | 14.5864
2030 | SIWEM_PERC | Medium Demand Growth+Very Low Gas Supply+Increased Demand Response+Delayed Build+Upgraded HVDC+Constrained Operational Capacity+Low Wind & Solar | 7.6541 | 18.0501 | 29.1163
2031 | SIWEM_PERC | Medium Demand Growth+Very Low Gas Supply+Increased Demand Response+Delayed Build+Upgraded HVDC+Constrained Operational Capacity+Low Wind & Solar | 4.2058 | 14.2554 | 28.8273
2032 | SIWEM_PERC | Medium Demand Growth+Very Low Gas Supply+Increased Demand Response+Delayed Build+Upgraded HVDC+Constrained Operational Capacity+Low Wind & Solar | 2.4503 | 13.8614 | 37.0564
2033 | SIWEM_PERC | Medium Demand Growth+Very Low Gas Supply+Increased Demand Response+Delayed Build+Upgraded HVDC+Constrained Operational Capacity+Low Wind & Solar | 0.42653 | 11.5937 | 43.4079
2034 | SIWEM_PERC | Medium Demand Growth+Very Low Gas Supply+Increased Demand Response+Delayed Build+Upgraded HVDC+Constrained Operational Capacity+Low Wind & Solar | -1.2885 | 9.6673 | 39.9168
2035 | SIWEM_PERC | Medium Demand Growth+Very Low Gas Supply+Increased Demand Response+Delayed Build+Upgraded HVDC+Constrained Operational Capacity+Low Wind & Solar | -2.723 | 8.052 | 38.7041
2026 | NZWEM_PERC | Medium Demand Growth+Very Low Gas Supply+Increased Demand Response+Reduced Rankine Availability | 15.2424 | 15.2993 | 15.2993
2027 | NZWEM_PERC | Medium Demand Growth+Very Low Gas Supply+Increased Demand Response+Reduced Rankine Availability | 8.6701 | 10.4578 | 10.7668
2028 | NZWEM_PERC | Medium Demand Growth+Very Low Gas Supply+Increased Demand Response+Reduced Rankine Availability | 1.9409 | 9.6851 | 13.9803
2029 | NZWEM_PERC | Medium Demand Growth+Very Low Gas Supply+Increased Demand Response+Reduced Rankine Availability | -4.3861 | 6.2499 | 14.6651
2030 | NZWEM_PERC | Medium Demand Growth+Very Low Gas Supply+Increased Demand Response+Reduced Rankine Availability | -8.5141 | 3.8492 | 17.4099
2031 | NZWEM_PERC | Medium Demand Growth+Very Low Gas Supply+Increased Demand Response+Reduced Rankine Availability | -11.354 | 0.68376 | 19.3507
2032 | NZWEM_PERC | Medium Demand Growth+Very Low Gas Supply+Increased Demand Response+Reduced Rankine Availability | -13.1545 | -1.0325 | 18.1474
2033 | NZWEM_PERC | Medium Demand Growth+Very Low Gas Supply+Increased Demand Response+Reduced Rankine Availability | -15.0951 | -3.2751 | 17.0356
2034 | NZWEM_PERC | Medium Demand Growth+Very Low Gas Supply+Increased Demand Response+Reduced Rankine Availability | -16.8211 | -4.8859 | 14.9532
2035 | NZWEM_PERC | Medium Demand Growth+Very Low Gas Supply+Increased Demand Response+Reduced Rankine Availability | -18.4262 | -6.6726 | 12.7224
2026 | NIWCM | Medium Demand Growth+Very Low Gas Supply+Increased Demand Response+Reduced Rankine Availability | 1066.7284 | 1067.5282 | 1067.5282
2027 | NIWCM | Medium Demand Growth+Very Low Gas Supply+Increased Demand Response+Reduced Rankine Availability | 1027.4828 | 1058.4253 | 1062.9618
2028 | NIWCM | Medium Demand Growth+Very Low Gas Supply+Increased Demand Response+Reduced Rankine Availability | 1046.2847 | 1654.1216 | 1692.4368
2029 | NIWCM | Medium Demand Growth+Very Low Gas Supply+Increased Demand Response+Reduced Rankine Availability | 577.4227 | 1455.9448 | 1729.1663
2030 | NIWCM | Medium Demand Growth+Very Low Gas Supply+Increased Demand Response+Reduced Rankine Availability | -247.6957 | 751.615 | 1204.5117
2031 | NIWCM | Medium Demand Growth+Very Low Gas Supply+Increased Demand Response+Reduced Rankine Availability | -414.7538 | 605.7912 | 1310.5636
2032 | NIWCM | Medium Demand Growth+Very Low Gas Supply+Increased Demand Response+Reduced Rankine Availability | -573.2651 | 472.2696 | 1241.7557
2033 | NIWCM | Medium Demand Growth+Very Low Gas Supply+Increased Demand Response+Reduced Rankine Availability | -755.0449 | 294.8741 | 1166.8095
2034 | NIWCM | Medium Demand Growth+Very Low Gas Supply+Increased Demand Response+Reduced Rankine Availability | -917.1502 | 179.3717 | 1143.8138
2035 | NIWCM | Medium Demand Growth+Very Low Gas Supply+Increased Demand Response+Reduced Rankine Availability | -1064.2138 | 45.8911 | 1016.7399
2026 | SIWEM_PERC | Medium Demand Growth+Very Low Gas Supply+Increased Demand Response+Reduced Rankine Availability | 41.3488 | 41.5109 | 41.5109
2027 | SIWEM_PERC | Medium Demand Growth+Very Low Gas Supply+Increased Demand Response+Reduced Rankine Availability | 22.48 | 27.5206 | 28.392
2028 | SIWEM_PERC | Medium Demand Growth+Very Low Gas Supply+Increased Demand Response+Reduced Rankine Availability | 20.598 | 33.4363 | 40.6376
2029 | SIWEM_PERC | Medium Demand Growth+Very Low Gas Supply+Increased Demand Response+Reduced Rankine Availability | 12.8462 | 24.839 | 39.5402
2030 | SIWEM_PERC | Medium Demand Growth+Very Low Gas Supply+Increased Demand Response+Reduced Rankine Availability | 8.553 | 21.8785 | 46.2826
2031 | SIWEM_PERC | Medium Demand Growth+Very Low Gas Supply+Increased Demand Response+Reduced Rankine Availability | 5.0748 | 17.9563 | 51.6348
2032 | SIWEM_PERC | Medium Demand Growth+Very Low Gas Supply+Increased Demand Response+Reduced Rankine Availability | 3.3033 | 15.9476 | 48.5025
2033 | SIWEM_PERC | Medium Demand Growth+Very Low Gas Supply+Increased Demand Response+Reduced Rankine Availability | 1.2613 | 13.6353 | 45.5632
2034 | SIWEM_PERC | Medium Demand Growth+Very Low Gas Supply+Increased Demand Response+Reduced Rankine Availability | -0.46956 | 11.6703 | 39.9159
2035 | SIWEM_PERC | Medium Demand Growth+Very Low Gas Supply+Increased Demand Response+Reduced Rankine Availability | -1.9175 | 10.022 | 33.8471
2026 | NZWEM_PERC | Medium Demand Growth+Very Low Gas Supply+Increased Demand Response+Reduced Rankine Availability+Low Wind & Solar | 14.047 | 14.0983 | 14.0983
2027 | NZWEM_PERC | Medium Demand Growth+Very Low Gas Supply+Increased Demand Response+Reduced Rankine Availability+Low Wind & Solar | 7.3591 | 8.9724 | 9.2513
2028 | NZWEM_PERC | Medium Demand Growth+Very Low Gas Supply+Increased Demand Response+Reduced Rankine Availability+Low Wind & Solar | 0.55909 | 7.548 | 11.4243
2029 | NZWEM_PERC | Medium Demand Growth+Very Low Gas Supply+Increased Demand Response+Reduced Rankine Availability+Low Wind & Solar | -5.7435 | 3.8552 | 11.4495
2030 | NZWEM_PERC | Medium Demand Growth+Very Low Gas Supply+Increased Demand Response+Reduced Rankine Availability+Low Wind & Solar | -9.8221 | 1.3826 | 13.6558
2031 | NZWEM_PERC | Medium Demand Growth+Very Low Gas Supply+Increased Demand Response+Reduced Rankine Availability+Low Wind & Solar | -12.6187 | -1.7012 | 15.1791
2032 | NZWEM_PERC | Medium Demand Growth+Very Low Gas Supply+Increased Demand Response+Reduced Rankine Availability+Low Wind & Solar | -14.3904 | -3.3982 | 13.9775
2033 | NZWEM_PERC | Medium Demand Growth+Very Low Gas Supply+Increased Demand Response+Reduced Rankine Availability+Low Wind & Solar | -16.3002 | -5.5818 | 12.8127
2034 | NZWEM_PERC | Medium Demand Growth+Very Low Gas Supply+Increased Demand Response+Reduced Rankine Availability+Low Wind & Solar | -17.9982 | -7.1391 | 10.8284
2035 | NZWEM_PERC | Medium Demand Growth+Very Low Gas Supply+Increased Demand Response+Reduced Rankine Availability+Low Wind & Solar | -19.5769 | -8.8753 | 8.6899
2026 | NIWCM | Medium Demand Growth+Very Low Gas Supply+Increased Demand Response+Reduced Rankine Availability+Low Wind & Solar | 1066.7284 | 1067.5282 | 1067.5282
2027 | NIWCM | Medium Demand Growth+Very Low Gas Supply+Increased Demand Response+Reduced Rankine Availability+Low Wind & Solar | 1027.4828 | 1058.4253 | 1062.9618
2028 | NIWCM | Medium Demand Growth+Very Low Gas Supply+Increased Demand Response+Reduced Rankine Availability+Low Wind & Solar | 1046.2847 | 1654.1216 | 1692.4368
2029 | NIWCM | Medium Demand Growth+Very Low Gas Supply+Increased Demand Response+Reduced Rankine Availability+Low Wind & Solar | 577.4227 | 1455.9448 | 1729.1663
2030 | NIWCM | Medium Demand Growth+Very Low Gas Supply+Increased Demand Response+Reduced Rankine Availability+Low Wind & Solar | -247.6957 | 751.615 | 1204.5117
2031 | NIWCM | Medium Demand Growth+Very Low Gas Supply+Increased Demand Response+Reduced Rankine Availability+Low Wind & Solar | -414.7538 | 605.7912 | 1310.5636
2032 | NIWCM | Medium Demand Growth+Very Low Gas Supply+Increased Demand Response+Reduced Rankine Availability+Low Wind & Solar | -573.2651 | 472.2696 | 1241.7557
2033 | NIWCM | Medium Demand Growth+Very Low Gas Supply+Increased Demand Response+Reduced Rankine Availability+Low Wind & Solar | -755.0449 | 294.8741 | 1166.8095
2034 | NIWCM | Medium Demand Growth+Very Low Gas Supply+Increased Demand Response+Reduced Rankine Availability+Low Wind & Solar | -917.1502 | 179.3717 | 1143.8138
2035 | NIWCM | Medium Demand Growth+Very Low Gas Supply+Increased Demand Response+Reduced Rankine Availability+Low Wind & Solar | -1064.2138 | 45.8911 | 1016.7399
2026 | SIWEM_PERC | Medium Demand Growth+Very Low Gas Supply+Increased Demand Response+Reduced Rankine Availability+Low Wind & Solar | 37.9463 | 38.0925 | 38.0925
2027 | SIWEM_PERC | Medium Demand Growth+Very Low Gas Supply+Increased Demand Response+Reduced Rankine Availability+Low Wind & Solar | 21.0708 | 23.4011 | 24.1188
2028 | SIWEM_PERC | Medium Demand Growth+Very Low Gas Supply+Increased Demand Response+Reduced Rankine Availability+Low Wind & Solar | 19.5962 | 31.1823 | 37.6812
2029 | SIWEM_PERC | Medium Demand Growth+Very Low Gas Supply+Increased Demand Response+Reduced Rankine Availability+Low Wind & Solar | 11.9103 | 22.7334 | 36.0008
2030 | SIWEM_PERC | Medium Demand Growth+Very Low Gas Supply+Increased Demand Response+Reduced Rankine Availability+Low Wind & Solar | 7.6541 | 19.6798 | 37.1511
2031 | SIWEM_PERC | Medium Demand Growth+Very Low Gas Supply+Increased Demand Response+Reduced Rankine Availability+Low Wind & Solar | 4.2058 | 15.8309 | 40.1109
2032 | SIWEM_PERC | Medium Demand Growth+Very Low Gas Supply+Increased Demand Response+Reduced Rankine Availability+Low Wind & Solar | 2.4503 | 13.8614 | 36.9323
2033 | SIWEM_PERC | Medium Demand Growth+Very Low Gas Supply+Increased Demand Response+Reduced Rankine Availability+Low Wind & Solar | 0.42653 | 11.5937 | 33.8034
2034 | SIWEM_PERC | Medium Demand Growth+Very Low Gas Supply+Increased Demand Response+Reduced Rankine Availability+Low Wind & Solar | -1.2885 | 9.6673 | 29.5073
2035 | SIWEM_PERC | Medium Demand Growth+Very Low Gas Supply+Increased Demand Response+Reduced Rankine Availability+Low Wind & Solar | -2.723 | 8.052 | 27.5646
2026 | NZWEM_PERC | Medium Demand Growth+Very Low Gas Supply+Increased Demand Response+Reduced Rankine Availability+Constrained Operational Capacity | 15.2424 | 15.2993 | 15.2993
2027 | NZWEM_PERC | Medium Demand Growth+Very Low Gas Supply+Increased Demand Response+Reduced Rankine Availability+Constrained Operational Capacity | 8.6701 | 10.4578 | 10.7668
2028 | NZWEM_PERC | Medium Demand Growth+Very Low Gas Supply+Increased Demand Response+Reduced Rankine Availability+Constrained Operational Capacity | 1.9409 | 9.6851 | 13.9803
2029 | NZWEM_PERC | Medium Demand Growth+Very Low Gas Supply+Increased Demand Response+Reduced Rankine Availability+Constrained Operational Capacity | -4.3861 | 6.2499 | 14.6651
2030 | NZWEM_PERC | Medium Demand Growth+Very Low Gas Supply+Increased Demand Response+Reduced Rankine Availability+Constrained Operational Capacity | -8.5141 | 3.8492 | 17.4099
2031 | NZWEM_PERC | Medium Demand Growth+Very Low Gas Supply+Increased Demand Response+Reduced Rankine Availability+Constrained Operational Capacity | -11.354 | 0.68376 | 19.3507
2032 | NZWEM_PERC | Medium Demand Growth+Very Low Gas Supply+Increased Demand Response+Reduced Rankine Availability+Constrained Operational Capacity | -13.1545 | -1.0325 | 18.1474
2033 | NZWEM_PERC | Medium Demand Growth+Very Low Gas Supply+Increased Demand Response+Reduced Rankine Availability+Constrained Operational Capacity | -15.0951 | -3.2751 | 17.0356
2034 | NZWEM_PERC | Medium Demand Growth+Very Low Gas Supply+Increased Demand Response+Reduced Rankine Availability+Constrained Operational Capacity | -16.8211 | -4.8859 | 14.9532
2035 | NZWEM_PERC | Medium Demand Growth+Very Low Gas Supply+Increased Demand Response+Reduced Rankine Availability+Constrained Operational Capacity | -18.4262 | -6.6726 | 12.7224
2026 | NIWCM | Medium Demand Growth+Very Low Gas Supply+Increased Demand Response+Reduced Rankine Availability+Constrained Operational Capacity | 496.3733 | 496.3733 | 496.3733
2027 | NIWCM | Medium Demand Growth+Very Low Gas Supply+Increased Demand Response+Reduced Rankine Availability+Constrained Operational Capacity | 406.0987 | 410.0165 | 410.0165
2028 | NIWCM | Medium Demand Growth+Very Low Gas Supply+Increased Demand Response+Reduced Rankine Availability+Constrained Operational Capacity | 399.5312 | 887.016 | 894.4439
2029 | NIWCM | Medium Demand Growth+Very Low Gas Supply+Increased Demand Response+Reduced Rankine Availability+Constrained Operational Capacity | -91.48 | 555.8521 | 712.2719
2030 | NIWCM | Medium Demand Growth+Very Low Gas Supply+Increased Demand Response+Reduced Rankine Availability+Constrained Operational Capacity | -919.1099 | -186.1655 | 24.8221
2031 | NIWCM | Medium Demand Growth+Very Low Gas Supply+Increased Demand Response+Reduced Rankine Availability+Constrained Operational Capacity | -1089.2908 | -344.162 | -75.4181
2032 | NIWCM | Medium Demand Growth+Very Low Gas Supply+Increased Demand Response+Reduced Rankine Availability+Constrained Operational Capacity | -1248.9364 | -499.6372 | -207.9826
2033 | NIWCM | Medium Demand Growth+Very Low Gas Supply+Increased Demand Response+Reduced Rankine Availability+Constrained Operational Capacity | -1432.78 | -681.259 | -378.4933
2034 | NIWCM | Medium Demand Growth+Very Low Gas Supply+Increased Demand Response+Reduced Rankine Availability+Constrained Operational Capacity | -1596.0108 | -800.4663 | -420.093
2035 | NIWCM | Medium Demand Growth+Very Low Gas Supply+Increased Demand Response+Reduced Rankine Availability+Constrained Operational Capacity | -1742.7969 | -937.4622 | -555.8815
2026 | SIWEM_PERC | Medium Demand Growth+Very Low Gas Supply+Increased Demand Response+Reduced Rankine Availability+Constrained Operational Capacity | 41.3488 | 41.5109 | 41.5109
2027 | SIWEM_PERC | Medium Demand Growth+Very Low Gas Supply+Increased Demand Response+Reduced Rankine Availability+Constrained Operational Capacity | 22.48 | 27.5206 | 28.392
2028 | SIWEM_PERC | Medium Demand Growth+Very Low Gas Supply+Increased Demand Response+Reduced Rankine Availability+Constrained Operational Capacity | 20.598 | 33.4363 | 40.6376
2029 | SIWEM_PERC | Medium Demand Growth+Very Low Gas Supply+Increased Demand Response+Reduced Rankine Availability+Constrained Operational Capacity | 12.8462 | 24.839 | 39.5402
2030 | SIWEM_PERC | Medium Demand Growth+Very Low Gas Supply+Increased Demand Response+Reduced Rankine Availability+Constrained Operational Capacity | 8.553 | 21.8785 | 46.2826
2031 | SIWEM_PERC | Medium Demand Growth+Very Low Gas Supply+Increased Demand Response+Reduced Rankine Availability+Constrained Operational Capacity | 5.0748 | 17.9563 | 51.6348
2032 | SIWEM_PERC | Medium Demand Growth+Very Low Gas Supply+Increased Demand Response+Reduced Rankine Availability+Constrained Operational Capacity | 3.3033 | 15.9476 | 48.5025
2033 | SIWEM_PERC | Medium Demand Growth+Very Low Gas Supply+Increased Demand Response+Reduced Rankine Availability+Constrained Operational Capacity | 1.2613 | 13.6353 | 45.5632
2034 | SIWEM_PERC | Medium Demand Growth+Very Low Gas Supply+Increased Demand Response+Reduced Rankine Availability+Constrained Operational Capacity | -0.46956 | 11.6703 | 39.9159
2035 | SIWEM_PERC | Medium Demand Growth+Very Low Gas Supply+Increased Demand Response+Reduced Rankine Availability+Constrained Operational Capacity | -1.9175 | 10.022 | 33.8471
2026 | NZWEM_PERC | Medium Demand Growth+Very Low Gas Supply+Increased Demand Response+Reduced Rankine Availability+Constrained Operational Capacity+Low Wind & Solar | 14.047 | 14.0983 | 14.0983
2027 | NZWEM_PERC | Medium Demand Growth+Very Low Gas Supply+Increased Demand Response+Reduced Rankine Availability+Constrained Operational Capacity+Low Wind & Solar | 7.3591 | 8.9724 | 9.2513
2028 | NZWEM_PERC | Medium Demand Growth+Very Low Gas Supply+Increased Demand Response+Reduced Rankine Availability+Constrained Operational Capacity+Low Wind & Solar | 0.55909 | 7.548 | 11.4243
2029 | NZWEM_PERC | Medium Demand Growth+Very Low Gas Supply+Increased Demand Response+Reduced Rankine Availability+Constrained Operational Capacity+Low Wind & Solar | -5.7435 | 3.8552 | 11.4495
2030 | NZWEM_PERC | Medium Demand Growth+Very Low Gas Supply+Increased Demand Response+Reduced Rankine Availability+Constrained Operational Capacity+Low Wind & Solar | -9.8221 | 1.3826 | 13.6558
2031 | NZWEM_PERC | Medium Demand Growth+Very Low Gas Supply+Increased Demand Response+Reduced Rankine Availability+Constrained Operational Capacity+Low Wind & Solar | -12.6187 | -1.7012 | 15.1791
2032 | NZWEM_PERC | Medium Demand Growth+Very Low Gas Supply+Increased Demand Response+Reduced Rankine Availability+Constrained Operational Capacity+Low Wind & Solar | -14.3904 | -3.3982 | 13.9775
2033 | NZWEM_PERC | Medium Demand Growth+Very Low Gas Supply+Increased Demand Response+Reduced Rankine Availability+Constrained Operational Capacity+Low Wind & Solar | -16.3002 | -5.5818 | 12.8127
2034 | NZWEM_PERC | Medium Demand Growth+Very Low Gas Supply+Increased Demand Response+Reduced Rankine Availability+Constrained Operational Capacity+Low Wind & Solar | -17.9982 | -7.1391 | 10.8284
2035 | NZWEM_PERC | Medium Demand Growth+Very Low Gas Supply+Increased Demand Response+Reduced Rankine Availability+Constrained Operational Capacity+Low Wind & Solar | -19.5769 | -8.8753 | 8.6899
2026 | NIWCM | Medium Demand Growth+Very Low Gas Supply+Increased Demand Response+Reduced Rankine Availability+Constrained Operational Capacity+Low Wind & Solar | 496.3733 | 496.3733 | 496.3733
2027 | NIWCM | Medium Demand Growth+Very Low Gas Supply+Increased Demand Response+Reduced Rankine Availability+Constrained Operational Capacity+Low Wind & Solar | 406.0987 | 410.0165 | 410.0165
2028 | NIWCM | Medium Demand Growth+Very Low Gas Supply+Increased Demand Response+Reduced Rankine Availability+Constrained Operational Capacity+Low Wind & Solar | 399.5312 | 887.016 | 894.4439
2029 | NIWCM | Medium Demand Growth+Very Low Gas Supply+Increased Demand Response+Reduced Rankine Availability+Constrained Operational Capacity+Low Wind & Solar | -91.48 | 555.8521 | 712.2719
2030 | NIWCM | Medium Demand Growth+Very Low Gas Supply+Increased Demand Response+Reduced Rankine Availability+Constrained Operational Capacity+Low Wind & Solar | -919.1099 | -186.1655 | 24.8221
2031 | NIWCM | Medium Demand Growth+Very Low Gas Supply+Increased Demand Response+Reduced Rankine Availability+Constrained Operational Capacity+Low Wind & Solar | -1089.2908 | -344.162 | -75.4181
2032 | NIWCM | Medium Demand Growth+Very Low Gas Supply+Increased Demand Response+Reduced Rankine Availability+Constrained Operational Capacity+Low Wind & Solar | -1248.9364 | -499.6372 | -207.9826
2033 | NIWCM | Medium Demand Growth+Very Low Gas Supply+Increased Demand Response+Reduced Rankine Availability+Constrained Operational Capacity+Low Wind & Solar | -1432.78 | -681.259 | -378.4933
2034 | NIWCM | Medium Demand Growth+Very Low Gas Supply+Increased Demand Response+Reduced Rankine Availability+Constrained Operational Capacity+Low Wind & Solar | -1596.0108 | -800.4663 | -420.093
2035 | NIWCM | Medium Demand Growth+Very Low Gas Supply+Increased Demand Response+Reduced Rankine Availability+Constrained Operational Capacity+Low Wind & Solar | -1742.7969 | -937.4622 | -555.8815
2026 | SIWEM_PERC | Medium Demand Growth+Very Low Gas Supply+Increased Demand Response+Reduced Rankine Availability+Constrained Operational Capacity+Low Wind & Solar | 37.9463 | 38.0925 | 38.0925
2027 | SIWEM_PERC | Medium Demand Growth+Very Low Gas Supply+Increased Demand Response+Reduced Rankine Availability+Constrained Operational Capacity+Low Wind & Solar | 21.0708 | 23.4011 | 24.1188
2028 | SIWEM_PERC | Medium Demand Growth+Very Low Gas Supply+Increased Demand Response+Reduced Rankine Availability+Constrained Operational Capacity+Low Wind & Solar | 19.5962 | 31.1823 | 37.6812
2029 | SIWEM_PERC | Medium Demand Growth+Very Low Gas Supply+Increased Demand Response+Reduced Rankine Availability+Constrained Operational Capacity+Low Wind & Solar | 11.9103 | 22.7334 | 36.0008
2030 | SIWEM_PERC | Medium Demand Growth+Very Low Gas Supply+Increased Demand Response+Reduced Rankine Availability+Constrained Operational Capacity+Low Wind & Solar | 7.6541 | 19.6798 | 37.1511
2031 | SIWEM_PERC | Medium Demand Growth+Very Low Gas Supply+Increased Demand Response+Reduced Rankine Availability+Constrained Operational Capacity+Low Wind & Solar | 4.2058 | 15.8309 | 40.1109
2032 | SIWEM_PERC | Medium Demand Growth+Very Low Gas Supply+Increased Demand Response+Reduced Rankine Availability+Constrained Operational Capacity+Low Wind & Solar | 2.4503 | 13.8614 | 36.9323
2033 | SIWEM_PERC | Medium Demand Growth+Very Low Gas Supply+Increased Demand Response+Reduced Rankine Availability+Constrained Operational Capacity+Low Wind & Solar | 0.42653 | 11.5937 | 33.8034
2034 | SIWEM_PERC | Medium Demand Growth+Very Low Gas Supply+Increased Demand Response+Reduced Rankine Availability+Constrained Operational Capacity+Low Wind & Solar | -1.2885 | 9.6673 | 29.5073
2035 | SIWEM_PERC | Medium Demand Growth+Very Low Gas Supply+Increased Demand Response+Reduced Rankine Availability+Constrained Operational Capacity+Low Wind & Solar | -2.723 | 8.052 | 27.5646
2026 | NZWEM_PERC | Medium Demand Growth+Very Low Gas Supply+Increased Demand Response+Reduced Rankine Availability+Upgraded HVDC | 15.2424 | 15.2993 | 15.2993
2027 | NZWEM_PERC | Medium Demand Growth+Very Low Gas Supply+Increased Demand Response+Reduced Rankine Availability+Upgraded HVDC | 8.6701 | 10.4578 | 10.7668
2028 | NZWEM_PERC | Medium Demand Growth+Very Low Gas Supply+Increased Demand Response+Reduced Rankine Availability+Upgraded HVDC | 1.9409 | 9.6851 | 13.9803
2029 | NZWEM_PERC | Medium Demand Growth+Very Low Gas Supply+Increased Demand Response+Reduced Rankine Availability+Upgraded HVDC | -4.3861 | 6.2499 | 14.6651
2030 | NZWEM_PERC | Medium Demand Growth+Very Low Gas Supply+Increased Demand Response+Reduced Rankine Availability+Upgraded HVDC | -8.5141 | 3.8492 | 17.4099
2031 | NZWEM_PERC | Medium Demand Growth+Very Low Gas Supply+Increased Demand Response+Reduced Rankine Availability+Upgraded HVDC | -11.354 | 0.68376 | 19.3507
2032 | NZWEM_PERC | Medium Demand Growth+Very Low Gas Supply+Increased Demand Response+Reduced Rankine Availability+Upgraded HVDC | -13.1545 | -1.0325 | 18.1474
2033 | NZWEM_PERC | Medium Demand Growth+Very Low Gas Supply+Increased Demand Response+Reduced Rankine Availability+Upgraded HVDC | -15.0951 | -3.2751 | 17.0356
2034 | NZWEM_PERC | Medium Demand Growth+Very Low Gas Supply+Increased Demand Response+Reduced Rankine Availability+Upgraded HVDC | -16.8211 | -4.8859 | 14.9532
2035 | NZWEM_PERC | Medium Demand Growth+Very Low Gas Supply+Increased Demand Response+Reduced Rankine Availability+Upgraded HVDC | -18.4262 | -6.6726 | 12.7224
2026 | NIWCM | Medium Demand Growth+Very Low Gas Supply+Increased Demand Response+Reduced Rankine Availability+Upgraded HVDC | 1066.7284 | 1067.5282 | 1067.5282
2027 | NIWCM | Medium Demand Growth+Very Low Gas Supply+Increased Demand Response+Reduced Rankine Availability+Upgraded HVDC | 1027.4828 | 1058.4253 | 1062.9618
2028 | NIWCM | Medium Demand Growth+Very Low Gas Supply+Increased Demand Response+Reduced Rankine Availability+Upgraded HVDC | 1046.2847 | 1654.1216 | 1692.4368
2029 | NIWCM | Medium Demand Growth+Very Low Gas Supply+Increased Demand Response+Reduced Rankine Availability+Upgraded HVDC | 577.4227 | 1455.9448 | 1729.1663
2030 | NIWCM | Medium Demand Growth+Very Low Gas Supply+Increased Demand Response+Reduced Rankine Availability+Upgraded HVDC | -247.6957 | 751.615 | 1204.5117
2031 | NIWCM | Medium Demand Growth+Very Low Gas Supply+Increased Demand Response+Reduced Rankine Availability+Upgraded HVDC | -414.7538 | 605.7983 | 1381.5983
2032 | NIWCM | Medium Demand Growth+Very Low Gas Supply+Increased Demand Response+Reduced Rankine Availability+Upgraded HVDC | -573.2651 | 472.2683 | 1280.4429
2033 | NIWCM | Medium Demand Growth+Very Low Gas Supply+Increased Demand Response+Reduced Rankine Availability+Upgraded HVDC | -755.0449 | 294.8739 | 1174.8898
2034 | NIWCM | Medium Demand Growth+Very Low Gas Supply+Increased Demand Response+Reduced Rankine Availability+Upgraded HVDC | -917.1502 | 179.3718 | 1143.3157
2035 | NIWCM | Medium Demand Growth+Very Low Gas Supply+Increased Demand Response+Reduced Rankine Availability+Upgraded HVDC | -1064.2138 | 45.8911 | 1016.9185
2026 | SIWEM_PERC | Medium Demand Growth+Very Low Gas Supply+Increased Demand Response+Reduced Rankine Availability+Upgraded HVDC | 41.3488 | 41.5109 | 41.5109
2027 | SIWEM_PERC | Medium Demand Growth+Very Low Gas Supply+Increased Demand Response+Reduced Rankine Availability+Upgraded HVDC | 22.48 | 27.5206 | 28.392
2028 | SIWEM_PERC | Medium Demand Growth+Very Low Gas Supply+Increased Demand Response+Reduced Rankine Availability+Upgraded HVDC | 20.598 | 33.4363 | 40.6376
2029 | SIWEM_PERC | Medium Demand Growth+Very Low Gas Supply+Increased Demand Response+Reduced Rankine Availability+Upgraded HVDC | 12.8462 | 24.839 | 39.5402
2030 | SIWEM_PERC | Medium Demand Growth+Very Low Gas Supply+Increased Demand Response+Reduced Rankine Availability+Upgraded HVDC | 8.553 | 21.8785 | 46.2826
2031 | SIWEM_PERC | Medium Demand Growth+Very Low Gas Supply+Increased Demand Response+Reduced Rankine Availability+Upgraded HVDC | 5.0748 | 17.9563 | 51.6348
2032 | SIWEM_PERC | Medium Demand Growth+Very Low Gas Supply+Increased Demand Response+Reduced Rankine Availability+Upgraded HVDC | 3.3033 | 15.9476 | 48.5025
2033 | SIWEM_PERC | Medium Demand Growth+Very Low Gas Supply+Increased Demand Response+Reduced Rankine Availability+Upgraded HVDC | 1.2613 | 13.6353 | 45.5632
2034 | SIWEM_PERC | Medium Demand Growth+Very Low Gas Supply+Increased Demand Response+Reduced Rankine Availability+Upgraded HVDC | -0.46956 | 11.6703 | 39.9159
2035 | SIWEM_PERC | Medium Demand Growth+Very Low Gas Supply+Increased Demand Response+Reduced Rankine Availability+Upgraded HVDC | -1.9175 | 10.022 | 33.8471
2026 | NZWEM_PERC | Medium Demand Growth+Very Low Gas Supply+Increased Demand Response+Reduced Rankine Availability+Upgraded HVDC+Low Wind & Solar | 14.047 | 14.0983 | 14.0983
2027 | NZWEM_PERC | Medium Demand Growth+Very Low Gas Supply+Increased Demand Response+Reduced Rankine Availability+Upgraded HVDC+Low Wind & Solar | 7.3591 | 8.9724 | 9.2513
2028 | NZWEM_PERC | Medium Demand Growth+Very Low Gas Supply+Increased Demand Response+Reduced Rankine Availability+Upgraded HVDC+Low Wind & Solar | 0.55909 | 7.548 | 11.4243
2029 | NZWEM_PERC | Medium Demand Growth+Very Low Gas Supply+Increased Demand Response+Reduced Rankine Availability+Upgraded HVDC+Low Wind & Solar | -5.7435 | 3.8552 | 11.4495
2030 | NZWEM_PERC | Medium Demand Growth+Very Low Gas Supply+Increased Demand Response+Reduced Rankine Availability+Upgraded HVDC+Low Wind & Solar | -9.8221 | 1.3826 | 13.6558
2031 | NZWEM_PERC | Medium Demand Growth+Very Low Gas Supply+Increased Demand Response+Reduced Rankine Availability+Upgraded HVDC+Low Wind & Solar | -12.6187 | -1.7012 | 15.1791
2032 | NZWEM_PERC | Medium Demand Growth+Very Low Gas Supply+Increased Demand Response+Reduced Rankine Availability+Upgraded HVDC+Low Wind & Solar | -14.3904 | -3.3982 | 13.9775
2033 | NZWEM_PERC | Medium Demand Growth+Very Low Gas Supply+Increased Demand Response+Reduced Rankine Availability+Upgraded HVDC+Low Wind & Solar | -16.3002 | -5.5818 | 12.8127
2034 | NZWEM_PERC | Medium Demand Growth+Very Low Gas Supply+Increased Demand Response+Reduced Rankine Availability+Upgraded HVDC+Low Wind & Solar | -17.9982 | -7.1391 | 10.8284
2035 | NZWEM_PERC | Medium Demand Growth+Very Low Gas Supply+Increased Demand Response+Reduced Rankine Availability+Upgraded HVDC+Low Wind & Solar | -19.5769 | -8.8753 | 8.6899
2026 | NIWCM | Medium Demand Growth+Very Low Gas Supply+Increased Demand Response+Reduced Rankine Availability+Upgraded HVDC+Low Wind & Solar | 1066.7284 | 1067.5282 | 1067.5282
2027 | NIWCM | Medium Demand Growth+Very Low Gas Supply+Increased Demand Response+Reduced Rankine Availability+Upgraded HVDC+Low Wind & Solar | 1027.4828 | 1058.4253 | 1062.9618
2028 | NIWCM | Medium Demand Growth+Very Low Gas Supply+Increased Demand Response+Reduced Rankine Availability+Upgraded HVDC+Low Wind & Solar | 1046.2847 | 1654.1216 | 1692.4368
2029 | NIWCM | Medium Demand Growth+Very Low Gas Supply+Increased Demand Response+Reduced Rankine Availability+Upgraded HVDC+Low Wind & Solar | 577.4227 | 1455.9448 | 1729.1663
2030 | NIWCM | Medium Demand Growth+Very Low Gas Supply+Increased Demand Response+Reduced Rankine Availability+Upgraded HVDC+Low Wind & Solar | -247.6957 | 751.615 | 1204.5117
2031 | NIWCM | Medium Demand Growth+Very Low Gas Supply+Increased Demand Response+Reduced Rankine Availability+Upgraded HVDC+Low Wind & Solar | -414.7538 | 605.7983 | 1381.5983
2032 | NIWCM | Medium Demand Growth+Very Low Gas Supply+Increased Demand Response+Reduced Rankine Availability+Upgraded HVDC+Low Wind & Solar | -573.2651 | 472.2683 | 1280.4429
2033 | NIWCM | Medium Demand Growth+Very Low Gas Supply+Increased Demand Response+Reduced Rankine Availability+Upgraded HVDC+Low Wind & Solar | -755.0449 | 294.8739 | 1174.8898
2034 | NIWCM | Medium Demand Growth+Very Low Gas Supply+Increased Demand Response+Reduced Rankine Availability+Upgraded HVDC+Low Wind & Solar | -917.1502 | 179.3718 | 1143.3157
2035 | NIWCM | Medium Demand Growth+Very Low Gas Supply+Increased Demand Response+Reduced Rankine Availability+Upgraded HVDC+Low Wind & Solar | -1064.2138 | 45.8911 | 1016.9185
2026 | SIWEM_PERC | Medium Demand Growth+Very Low Gas Supply+Increased Demand Response+Reduced Rankine Availability+Upgraded HVDC+Low Wind & Solar | 37.9463 | 38.0925 | 38.0925
2027 | SIWEM_PERC | Medium Demand Growth+Very Low Gas Supply+Increased Demand Response+Reduced Rankine Availability+Upgraded HVDC+Low Wind & Solar | 21.0708 | 23.4011 | 24.1188
2028 | SIWEM_PERC | Medium Demand Growth+Very Low Gas Supply+Increased Demand Response+Reduced Rankine Availability+Upgraded HVDC+Low Wind & Solar | 19.5962 | 31.1823 | 37.6812
2029 | SIWEM_PERC | Medium Demand Growth+Very Low Gas Supply+Increased Demand Response+Reduced Rankine Availability+Upgraded HVDC+Low Wind & Solar | 11.9103 | 22.7334 | 36.0008
2030 | SIWEM_PERC | Medium Demand Growth+Very Low Gas Supply+Increased Demand Response+Reduced Rankine Availability+Upgraded HVDC+Low Wind & Solar | 7.6541 | 19.6798 | 37.1511
2031 | SIWEM_PERC | Medium Demand Growth+Very Low Gas Supply+Increased Demand Response+Reduced Rankine Availability+Upgraded HVDC+Low Wind & Solar | 4.2058 | 15.8309 | 40.1109
2032 | SIWEM_PERC | Medium Demand Growth+Very Low Gas Supply+Increased Demand Response+Reduced Rankine Availability+Upgraded HVDC+Low Wind & Solar | 2.4503 | 13.8614 | 36.9323
2033 | SIWEM_PERC | Medium Demand Growth+Very Low Gas Supply+Increased Demand Response+Reduced Rankine Availability+Upgraded HVDC+Low Wind & Solar | 0.42653 | 11.5937 | 33.8034
2034 | SIWEM_PERC | Medium Demand Growth+Very Low Gas Supply+Increased Demand Response+Reduced Rankine Availability+Upgraded HVDC+Low Wind & Solar | -1.2885 | 9.6673 | 29.5073
2035 | SIWEM_PERC | Medium Demand Growth+Very Low Gas Supply+Increased Demand Response+Reduced Rankine Availability+Upgraded HVDC+Low Wind & Solar | -2.723 | 8.052 | 27.5646
2026 | NZWEM_PERC | Medium Demand Growth+Very Low Gas Supply+Increased Demand Response+Reduced Rankine Availability+Upgraded HVDC+Constrained Operational Capacity | 15.2424 | 15.2993 | 15.2993
2027 | NZWEM_PERC | Medium Demand Growth+Very Low Gas Supply+Increased Demand Response+Reduced Rankine Availability+Upgraded HVDC+Constrained Operational Capacity | 8.6701 | 10.4578 | 10.7668
2028 | NZWEM_PERC | Medium Demand Growth+Very Low Gas Supply+Increased Demand Response+Reduced Rankine Availability+Upgraded HVDC+Constrained Operational Capacity | 1.9409 | 9.6851 | 13.9803
2029 | NZWEM_PERC | Medium Demand Growth+Very Low Gas Supply+Increased Demand Response+Reduced Rankine Availability+Upgraded HVDC+Constrained Operational Capacity | -4.3861 | 6.2499 | 14.6651
2030 | NZWEM_PERC | Medium Demand Growth+Very Low Gas Supply+Increased Demand Response+Reduced Rankine Availability+Upgraded HVDC+Constrained Operational Capacity | -8.5141 | 3.8492 | 17.4099
2031 | NZWEM_PERC | Medium Demand Growth+Very Low Gas Supply+Increased Demand Response+Reduced Rankine Availability+Upgraded HVDC+Constrained Operational Capacity | -11.354 | 0.68376 | 19.3507
2032 | NZWEM_PERC | Medium Demand Growth+Very Low Gas Supply+Increased Demand Response+Reduced Rankine Availability+Upgraded HVDC+Constrained Operational Capacity | -13.1545 | -1.0325 | 18.1474
2033 | NZWEM_PERC | Medium Demand Growth+Very Low Gas Supply+Increased Demand Response+Reduced Rankine Availability+Upgraded HVDC+Constrained Operational Capacity | -15.0951 | -3.2751 | 17.0356
2034 | NZWEM_PERC | Medium Demand Growth+Very Low Gas Supply+Increased Demand Response+Reduced Rankine Availability+Upgraded HVDC+Constrained Operational Capacity | -16.8211 | -4.8859 | 14.9532
2035 | NZWEM_PERC | Medium Demand Growth+Very Low Gas Supply+Increased Demand Response+Reduced Rankine Availability+Upgraded HVDC+Constrained Operational Capacity | -18.4262 | -6.6726 | 12.7224
2026 | NIWCM | Medium Demand Growth+Very Low Gas Supply+Increased Demand Response+Reduced Rankine Availability+Upgraded HVDC+Constrained Operational Capacity | 496.3733 | 496.3733 | 496.3733
2027 | NIWCM | Medium Demand Growth+Very Low Gas Supply+Increased Demand Response+Reduced Rankine Availability+Upgraded HVDC+Constrained Operational Capacity | 406.0987 | 410.0165 | 410.0165
2028 | NIWCM | Medium Demand Growth+Very Low Gas Supply+Increased Demand Response+Reduced Rankine Availability+Upgraded HVDC+Constrained Operational Capacity | 399.5312 | 887.016 | 894.4439
2029 | NIWCM | Medium Demand Growth+Very Low Gas Supply+Increased Demand Response+Reduced Rankine Availability+Upgraded HVDC+Constrained Operational Capacity | -91.48 | 555.8521 | 712.2719
2030 | NIWCM | Medium Demand Growth+Very Low Gas Supply+Increased Demand Response+Reduced Rankine Availability+Upgraded HVDC+Constrained Operational Capacity | -919.1099 | -186.1655 | 24.8221
2031 | NIWCM | Medium Demand Growth+Very Low Gas Supply+Increased Demand Response+Reduced Rankine Availability+Upgraded HVDC+Constrained Operational Capacity | -1089.2908 | -344.162 | -75.418
2032 | NIWCM | Medium Demand Growth+Very Low Gas Supply+Increased Demand Response+Reduced Rankine Availability+Upgraded HVDC+Constrained Operational Capacity | -1248.9364 | -499.6372 | -207.9826
2033 | NIWCM | Medium Demand Growth+Very Low Gas Supply+Increased Demand Response+Reduced Rankine Availability+Upgraded HVDC+Constrained Operational Capacity | -1432.78 | -681.259 | -378.4933
2034 | NIWCM | Medium Demand Growth+Very Low Gas Supply+Increased Demand Response+Reduced Rankine Availability+Upgraded HVDC+Constrained Operational Capacity | -1596.0108 | -800.4663 | -420.093
2035 | NIWCM | Medium Demand Growth+Very Low Gas Supply+Increased Demand Response+Reduced Rankine Availability+Upgraded HVDC+Constrained Operational Capacity | -1742.7969 | -937.4622 | -555.8815
2026 | SIWEM_PERC | Medium Demand Growth+Very Low Gas Supply+Increased Demand Response+Reduced Rankine Availability+Upgraded HVDC+Constrained Operational Capacity | 41.3488 | 41.5109 | 41.5109
2027 | SIWEM_PERC | Medium Demand Growth+Very Low Gas Supply+Increased Demand Response+Reduced Rankine Availability+Upgraded HVDC+Constrained Operational Capacity | 22.48 | 27.5206 | 28.392
2028 | SIWEM_PERC | Medium Demand Growth+Very Low Gas Supply+Increased Demand Response+Reduced Rankine Availability+Upgraded HVDC+Constrained Operational Capacity | 20.598 | 33.4363 | 40.6376
2029 | SIWEM_PERC | Medium Demand Growth+Very Low Gas Supply+Increased Demand Response+Reduced Rankine Availability+Upgraded HVDC+Constrained Operational Capacity | 12.8462 | 24.839 | 39.5402
2030 | SIWEM_PERC | Medium Demand Growth+Very Low Gas Supply+Increased Demand Response+Reduced Rankine Availability+Upgraded HVDC+Constrained Operational Capacity | 8.553 | 21.8785 | 46.2826
2031 | SIWEM_PERC | Medium Demand Growth+Very Low Gas Supply+Increased Demand Response+Reduced Rankine Availability+Upgraded HVDC+Constrained Operational Capacity | 5.0748 | 17.9563 | 51.6348
2032 | SIWEM_PERC | Medium Demand Growth+Very Low Gas Supply+Increased Demand Response+Reduced Rankine Availability+Upgraded HVDC+Constrained Operational Capacity | 3.3033 | 15.9476 | 48.5025
2033 | SIWEM_PERC | Medium Demand Growth+Very Low Gas Supply+Increased Demand Response+Reduced Rankine Availability+Upgraded HVDC+Constrained Operational Capacity | 1.2613 | 13.6353 | 45.5632
2034 | SIWEM_PERC | Medium Demand Growth+Very Low Gas Supply+Increased Demand Response+Reduced Rankine Availability+Upgraded HVDC+Constrained Operational Capacity | -0.46956 | 11.6703 | 39.9159
2035 | SIWEM_PERC | Medium Demand Growth+Very Low Gas Supply+Increased Demand Response+Reduced Rankine Availability+Upgraded HVDC+Constrained Operational Capacity | -1.9175 | 10.022 | 33.8471
2026 | NZWEM_PERC | Medium Demand Growth+Very Low Gas Supply+Increased Demand Response+Reduced Rankine Availability+Upgraded HVDC+Constrained Operational Capacity+Low Wind & Solar | 14.047 | 14.0983 | 14.0983
2027 | NZWEM_PERC | Medium Demand Growth+Very Low Gas Supply+Increased Demand Response+Reduced Rankine Availability+Upgraded HVDC+Constrained Operational Capacity+Low Wind & Solar | 7.3591 | 8.9724 | 9.2513
2028 | NZWEM_PERC | Medium Demand Growth+Very Low Gas Supply+Increased Demand Response+Reduced Rankine Availability+Upgraded HVDC+Constrained Operational Capacity+Low Wind & Solar | 0.55909 | 7.548 | 11.4243
2029 | NZWEM_PERC | Medium Demand Growth+Very Low Gas Supply+Increased Demand Response+Reduced Rankine Availability+Upgraded HVDC+Constrained Operational Capacity+Low Wind & Solar | -5.7435 | 3.8552 | 11.4495
2030 | NZWEM_PERC | Medium Demand Growth+Very Low Gas Supply+Increased Demand Response+Reduced Rankine Availability+Upgraded HVDC+Constrained Operational Capacity+Low Wind & Solar | -9.8221 | 1.3826 | 13.6558
2031 | NZWEM_PERC | Medium Demand Growth+Very Low Gas Supply+Increased Demand Response+Reduced Rankine Availability+Upgraded HVDC+Constrained Operational Capacity+Low Wind & Solar | -12.6187 | -1.7012 | 15.1791
2032 | NZWEM_PERC | Medium Demand Growth+Very Low Gas Supply+Increased Demand Response+Reduced Rankine Availability+Upgraded HVDC+Constrained Operational Capacity+Low Wind & Solar | -14.3904 | -3.3982 | 13.9775
2033 | NZWEM_PERC | Medium Demand Growth+Very Low Gas Supply+Increased Demand Response+Reduced Rankine Availability+Upgraded HVDC+Constrained Operational Capacity+Low Wind & Solar | -16.3002 | -5.5818 | 12.8127
2034 | NZWEM_PERC | Medium Demand Growth+Very Low Gas Supply+Increased Demand Response+Reduced Rankine Availability+Upgraded HVDC+Constrained Operational Capacity+Low Wind & Solar | -17.9982 | -7.1391 | 10.8284
2035 | NZWEM_PERC | Medium Demand Growth+Very Low Gas Supply+Increased Demand Response+Reduced Rankine Availability+Upgraded HVDC+Constrained Operational Capacity+Low Wind & Solar | -19.5769 | -8.8753 | 8.6899
2026 | NIWCM | Medium Demand Growth+Very Low Gas Supply+Increased Demand Response+Reduced Rankine Availability+Upgraded HVDC+Constrained Operational Capacity+Low Wind & Solar | 496.3733 | 496.3733 | 496.3733
2027 | NIWCM | Medium Demand Growth+Very Low Gas Supply+Increased Demand Response+Reduced Rankine Availability+Upgraded HVDC+Constrained Operational Capacity+Low Wind & Solar | 406.0987 | 410.0165 | 410.0165
2028 | NIWCM | Medium Demand Growth+Very Low Gas Supply+Increased Demand Response+Reduced Rankine Availability+Upgraded HVDC+Constrained Operational Capacity+Low Wind & Solar | 399.5312 | 887.016 | 894.4439
2029 | NIWCM | Medium Demand Growth+Very Low Gas Supply+Increased Demand Response+Reduced Rankine Availability+Upgraded HVDC+Constrained Operational Capacity+Low Wind & Solar | -91.48 | 555.8521 | 712.2719
2030 | NIWCM | Medium Demand Growth+Very Low Gas Supply+Increased Demand Response+Reduced Rankine Availability+Upgraded HVDC+Constrained Operational Capacity+Low Wind & Solar | -919.1099 | -186.1655 | 24.8221
2031 | NIWCM | Medium Demand Growth+Very Low Gas Supply+Increased Demand Response+Reduced Rankine Availability+Upgraded HVDC+Constrained Operational Capacity+Low Wind & Solar | -1089.2908 | -344.162 | -75.418
2032 | NIWCM | Medium Demand Growth+Very Low Gas Supply+Increased Demand Response+Reduced Rankine Availability+Upgraded HVDC+Constrained Operational Capacity+Low Wind & Solar | -1248.9364 | -499.6372 | -207.9826
2033 | NIWCM | Medium Demand Growth+Very Low Gas Supply+Increased Demand Response+Reduced Rankine Availability+Upgraded HVDC+Constrained Operational Capacity+Low Wind & Solar | -1432.78 | -681.259 | -378.4933
2034 | NIWCM | Medium Demand Growth+Very Low Gas Supply+Increased Demand Response+Reduced Rankine Availability+Upgraded HVDC+Constrained Operational Capacity+Low Wind & Solar | -1596.0108 | -800.4663 | -420.093
2035 | NIWCM | Medium Demand Growth+Very Low Gas Supply+Increased Demand Response+Reduced Rankine Availability+Upgraded HVDC+Constrained Operational Capacity+Low Wind & Solar | -1742.7969 | -937.4622 | -555.8815
2026 | SIWEM_PERC | Medium Demand Growth+Very Low Gas Supply+Increased Demand Response+Reduced Rankine Availability+Upgraded HVDC+Constrained Operational Capacity+Low Wind & Solar | 37.9463 | 38.0925 | 38.0925
2027 | SIWEM_PERC | Medium Demand Growth+Very Low Gas Supply+Increased Demand Response+Reduced Rankine Availability+Upgraded HVDC+Constrained Operational Capacity+Low Wind & Solar | 21.0708 | 23.4011 | 24.1188
2028 | SIWEM_PERC | Medium Demand Growth+Very Low Gas Supply+Increased Demand Response+Reduced Rankine Availability+Upgraded HVDC+Constrained Operational Capacity+Low Wind & Solar | 19.5962 | 31.1823 | 37.6812
2029 | SIWEM_PERC | Medium Demand Growth+Very Low Gas Supply+Increased Demand Response+Reduced Rankine Availability+Upgraded HVDC+Constrained Operational Capacity+Low Wind & Solar | 11.9103 | 22.7334 | 36.0008
2030 | SIWEM_PERC | Medium Demand Growth+Very Low Gas Supply+Increased Demand Response+Reduced Rankine Availability+Upgraded HVDC+Constrained Operational Capacity+Low Wind & Solar | 7.6541 | 19.6798 | 37.1511
2031 | SIWEM_PERC | Medium Demand Growth+Very Low Gas Supply+Increased Demand Response+Reduced Rankine Availability+Upgraded HVDC+Constrained Operational Capacity+Low Wind & Solar | 4.2058 | 15.8309 | 40.1109
2032 | SIWEM_PERC | Medium Demand Growth+Very Low Gas Supply+Increased Demand Response+Reduced Rankine Availability+Upgraded HVDC+Constrained Operational Capacity+Low Wind & Solar | 2.4503 | 13.8614 | 36.9323
2033 | SIWEM_PERC | Medium Demand Growth+Very Low Gas Supply+Increased Demand Response+Reduced Rankine Availability+Upgraded HVDC+Constrained Operational Capacity+Low Wind & Solar | 0.42653 | 11.5937 | 33.8034
2034 | SIWEM_PERC | Medium Demand Growth+Very Low Gas Supply+Increased Demand Response+Reduced Rankine Availability+Upgraded HVDC+Constrained Operational Capacity+Low Wind & Solar | -1.2885 | 9.6673 | 29.5073
2035 | SIWEM_PERC | Medium Demand Growth+Very Low Gas Supply+Increased Demand Response+Reduced Rankine Availability+Upgraded HVDC+Constrained Operational Capacity+Low Wind & Solar | -2.723 | 8.052 | 27.5646
2026 | NZWEM_PERC | Medium Demand Growth+Very Low Gas Supply+Increased Demand Response+Reduced Rankine Availability+Delayed Build | 10.6228 | 10.6228 | 10.6228
2027 | NZWEM_PERC | Medium Demand Growth+Very Low Gas Supply+Increased Demand Response+Reduced Rankine Availability+Delayed Build | 1.4986 | 1.6361 | 1.7993
2028 | NZWEM_PERC | Medium Demand Growth+Very Low Gas Supply+Increased Demand Response+Reduced Rankine Availability+Delayed Build | -2.0533 | -0.67517 | -0.37525
2029 | NZWEM_PERC | Medium Demand Growth+Very Low Gas Supply+Increased Demand Response+Reduced Rankine Availability+Delayed Build | -5.4551 | -2.8048 | -1.9817
2030 | NZWEM_PERC | Medium Demand Growth+Very Low Gas Supply+Increased Demand Response+Reduced Rankine Availability+Delayed Build | -8.5141 | -0.21044 | 6.8086
2031 | NZWEM_PERC | Medium Demand Growth+Very Low Gas Supply+Increased Demand Response+Reduced Rankine Availability+Delayed Build | -11.354 | -0.49926 | 7.3411
2032 | NZWEM_PERC | Medium Demand Growth+Very Low Gas Supply+Increased Demand Response+Reduced Rankine Availability+Delayed Build | -13.1545 | -1.9293 | 10.8839
2033 | NZWEM_PERC | Medium Demand Growth+Very Low Gas Supply+Increased Demand Response+Reduced Rankine Availability+Delayed Build | -15.0951 | -4.0698 | 13.7178
2034 | NZWEM_PERC | Medium Demand Growth+Very Low Gas Supply+Increased Demand Response+Reduced Rankine Availability+Delayed Build | -16.8211 | -5.7105 | 12.5575
2035 | NZWEM_PERC | Medium Demand Growth+Very Low Gas Supply+Increased Demand Response+Reduced Rankine Availability+Delayed Build | -18.4262 | -7.1391 | 12.2559
2026 | NIWCM | Medium Demand Growth+Very Low Gas Supply+Increased Demand Response+Reduced Rankine Availability+Delayed Build | 796.8961 | 796.8961 | 796.8961
2027 | NIWCM | Medium Demand Growth+Very Low Gas Supply+Increased Demand Response+Reduced Rankine Availability+Delayed Build | 628.9691 | 630.9799 | 633.4524
2028 | NIWCM | Medium Demand Growth+Very Low Gas Supply+Increased Demand Response+Reduced Rankine Availability+Delayed Build | 792.1709 | 812.114 | 816.6505
2029 | NIWCM | Medium Demand Growth+Very Low Gas Supply+Increased Demand Response+Reduced Rankine Availability+Delayed Build | 370.3047 | 496.8188 | 510.4111
2030 | NIWCM | Medium Demand Growth+Very Low Gas Supply+Increased Demand Response+Reduced Rankine Availability+Delayed Build | -303.4722 | 404.2437 | 671.5037
2031 | NIWCM | Medium Demand Growth+Very Low Gas Supply+Increased Demand Response+Reduced Rankine Availability+Delayed Build | -487.6923 | 435.6276 | 768.9487
2032 | NIWCM | Medium Demand Growth+Very Low Gas Supply+Increased Demand Response+Reduced Rankine Availability+Delayed Build | -646.2036 | 345.9619 | 882.5451
2033 | NIWCM | Medium Demand Growth+Very Low Gas Supply+Increased Demand Response+Reduced Rankine Availability+Delayed Build | -755.0449 | 249.8349 | 1022.3678
2034 | NIWCM | Medium Demand Growth+Very Low Gas Supply+Increased Demand Response+Reduced Rankine Availability+Delayed Build | -917.1502 | 109.2825 | 929.2956
2035 | NIWCM | Medium Demand Growth+Very Low Gas Supply+Increased Demand Response+Reduced Rankine Availability+Delayed Build | -1064.2138 | -6.4409 | 887.1789
2026 | SIWEM_PERC | Medium Demand Growth+Very Low Gas Supply+Increased Demand Response+Reduced Rankine Availability+Delayed Build | 28.2002 | 28.2002 | 28.2002
2027 | SIWEM_PERC | Medium Demand Growth+Very Low Gas Supply+Increased Demand Response+Reduced Rankine Availability+Delayed Build | 18.2316 | 18.3024 | 18.3024
2028 | SIWEM_PERC | Medium Demand Growth+Very Low Gas Supply+Increased Demand Response+Reduced Rankine Availability+Delayed Build | 18.3211 | 20.2523 | 20.2523
2029 | SIWEM_PERC | Medium Demand Growth+Very Low Gas Supply+Increased Demand Response+Reduced Rankine Availability+Delayed Build | 11.1191 | 15.8115 | 15.8115
2030 | SIWEM_PERC | Medium Demand Growth+Very Low Gas Supply+Increased Demand Response+Reduced Rankine Availability+Delayed Build | 8.553 | 20.0726 | 32.3348
2031 | SIWEM_PERC | Medium Demand Growth+Very Low Gas Supply+Increased Demand Response+Reduced Rankine Availability+Delayed Build | 5.0748 | 16.2105 | 29.861
2032 | SIWEM_PERC | Medium Demand Growth+Very Low Gas Supply+Increased Demand Response+Reduced Rankine Availability+Delayed Build | 3.3033 | 15.9476 | 34.3174
2033 | SIWEM_PERC | Medium Demand Growth+Very Low Gas Supply+Increased Demand Response+Reduced Rankine Availability+Delayed Build | 1.2613 | 13.6353 | 36.3237
2034 | SIWEM_PERC | Medium Demand Growth+Very Low Gas Supply+Increased Demand Response+Reduced Rankine Availability+Delayed Build | -0.46956 | 11.6703 | 33.6546
2035 | SIWEM_PERC | Medium Demand Growth+Very Low Gas Supply+Increased Demand Response+Reduced Rankine Availability+Delayed Build | -1.9175 | 10.022 | 32.5344
2026 | NZWEM_PERC | Medium Demand Growth+Very Low Gas Supply+Increased Demand Response+Reduced Rankine Availability+Delayed Build+Low Wind & Solar | 9.7133 | 9.7133 | 9.7133
2027 | NZWEM_PERC | Medium Demand Growth+Very Low Gas Supply+Increased Demand Response+Reduced Rankine Availability+Delayed Build+Low Wind & Solar | 0.56806 | 0.6922 | 0.83951
2028 | NZWEM_PERC | Medium Demand Growth+Very Low Gas Supply+Increased Demand Response+Reduced Rankine Availability+Delayed Build+Low Wind & Solar | -3.2017 | -1.958 | -1.6873
2029 | NZWEM_PERC | Medium Demand Growth+Very Low Gas Supply+Increased Demand Response+Reduced Rankine Availability+Delayed Build+Low Wind & Solar | -6.7082 | -4.3164 | -3.5735
2030 | NZWEM_PERC | Medium Demand Growth+Very Low Gas Supply+Increased Demand Response+Reduced Rankine Availability+Delayed Build+Low Wind & Solar | -9.8221 | -2.3283 | 4.0061
2031 | NZWEM_PERC | Medium Demand Growth+Very Low Gas Supply+Increased Demand Response+Reduced Rankine Availability+Delayed Build+Low Wind & Solar | -12.6187 | -2.8226 | 4.2531
2032 | NZWEM_PERC | Medium Demand Growth+Very Low Gas Supply+Increased Demand Response+Reduced Rankine Availability+Delayed Build+Low Wind & Solar | -14.3904 | -4.26 | 7.3367
2033 | NZWEM_PERC | Medium Demand Growth+Very Low Gas Supply+Increased Demand Response+Reduced Rankine Availability+Delayed Build+Low Wind & Solar | -16.3002 | -6.3425 | 9.7426
2034 | NZWEM_PERC | Medium Demand Growth+Very Low Gas Supply+Increased Demand Response+Reduced Rankine Availability+Delayed Build+Low Wind & Solar | -17.9982 | -7.9637 | 8.5859
2035 | NZWEM_PERC | Medium Demand Growth+Very Low Gas Supply+Increased Demand Response+Reduced Rankine Availability+Delayed Build+Low Wind & Solar | -19.5769 | -9.3418 | 8.2234
2026 | NIWCM | Medium Demand Growth+Very Low Gas Supply+Increased Demand Response+Reduced Rankine Availability+Delayed Build+Low Wind & Solar | 796.8961 | 796.8961 | 796.8961
2027 | NIWCM | Medium Demand Growth+Very Low Gas Supply+Increased Demand Response+Reduced Rankine Availability+Delayed Build+Low Wind & Solar | 628.9691 | 630.9799 | 633.4524
2028 | NIWCM | Medium Demand Growth+Very Low Gas Supply+Increased Demand Response+Reduced Rankine Availability+Delayed Build+Low Wind & Solar | 792.1709 | 812.114 | 816.6505
2029 | NIWCM | Medium Demand Growth+Very Low Gas Supply+Increased Demand Response+Reduced Rankine Availability+Delayed Build+Low Wind & Solar | 370.3047 | 496.8188 | 510.4111
2030 | NIWCM | Medium Demand Growth+Very Low Gas Supply+Increased Demand Response+Reduced Rankine Availability+Delayed Build+Low Wind & Solar | -303.4722 | 404.2437 | 671.5037
2031 | NIWCM | Medium Demand Growth+Very Low Gas Supply+Increased Demand Response+Reduced Rankine Availability+Delayed Build+Low Wind & Solar | -487.6923 | 435.6276 | 768.9487
2032 | NIWCM | Medium Demand Growth+Very Low Gas Supply+Increased Demand Response+Reduced Rankine Availability+Delayed Build+Low Wind & Solar | -646.2036 | 345.9619 | 882.5451
2033 | NIWCM | Medium Demand Growth+Very Low Gas Supply+Increased Demand Response+Reduced Rankine Availability+Delayed Build+Low Wind & Solar | -755.0449 | 249.8349 | 1022.3678
2034 | NIWCM | Medium Demand Growth+Very Low Gas Supply+Increased Demand Response+Reduced Rankine Availability+Delayed Build+Low Wind & Solar | -917.1502 | 109.2825 | 929.2956
2035 | NIWCM | Medium Demand Growth+Very Low Gas Supply+Increased Demand Response+Reduced Rankine Availability+Delayed Build+Low Wind & Solar | -1064.2138 | -6.4409 | 887.1789
2026 | SIWEM_PERC | Medium Demand Growth+Very Low Gas Supply+Increased Demand Response+Reduced Rankine Availability+Delayed Build+Low Wind & Solar | 25.6116 | 25.6116 | 25.6116
2027 | SIWEM_PERC | Medium Demand Growth+Very Low Gas Supply+Increased Demand Response+Reduced Rankine Availability+Delayed Build+Low Wind & Solar | 17.7461 | 17.81 | 17.81
2028 | SIWEM_PERC | Medium Demand Growth+Very Low Gas Supply+Increased Demand Response+Reduced Rankine Availability+Delayed Build+Low Wind & Solar | 17.5413 | 19.2841 | 19.2841
2029 | SIWEM_PERC | Medium Demand Growth+Very Low Gas Supply+Increased Demand Response+Reduced Rankine Availability+Delayed Build+Low Wind & Solar | 10.3517 | 14.5864 | 14.5864
2030 | SIWEM_PERC | Medium Demand Growth+Very Low Gas Supply+Increased Demand Response+Reduced Rankine Availability+Delayed Build+Low Wind & Solar | 7.6541 | 18.0501 | 29.1163
2031 | SIWEM_PERC | Medium Demand Growth+Very Low Gas Supply+Increased Demand Response+Reduced Rankine Availability+Delayed Build+Low Wind & Solar | 4.2058 | 14.2554 | 26.5745
2032 | SIWEM_PERC | Medium Demand Growth+Very Low Gas Supply+Increased Demand Response+Reduced Rankine Availability+Delayed Build+Low Wind & Solar | 2.4503 | 13.8614 | 30.4395
2033 | SIWEM_PERC | Medium Demand Growth+Very Low Gas Supply+Increased Demand Response+Reduced Rankine Availability+Delayed Build+Low Wind & Solar | 0.42653 | 11.5937 | 31.8164
2034 | SIWEM_PERC | Medium Demand Growth+Very Low Gas Supply+Increased Demand Response+Reduced Rankine Availability+Delayed Build+Low Wind & Solar | -1.2885 | 9.6673 | 29.5073
2035 | SIWEM_PERC | Medium Demand Growth+Very Low Gas Supply+Increased Demand Response+Reduced Rankine Availability+Delayed Build+Low Wind & Solar | -2.723 | 8.052 | 27.5646
2026 | NZWEM_PERC | Medium Demand Growth+Very Low Gas Supply+Increased Demand Response+Reduced Rankine Availability+Delayed Build+Constrained Operational Capacity | 10.6228 | 10.6228 | 10.6228
2027 | NZWEM_PERC | Medium Demand Growth+Very Low Gas Supply+Increased Demand Response+Reduced Rankine Availability+Delayed Build+Constrained Operational Capacity | 1.4986 | 1.6361 | 1.7993
2028 | NZWEM_PERC | Medium Demand Growth+Very Low Gas Supply+Increased Demand Response+Reduced Rankine Availability+Delayed Build+Constrained Operational Capacity | -2.0533 | -0.67517 | -0.37525
2029 | NZWEM_PERC | Medium Demand Growth+Very Low Gas Supply+Increased Demand Response+Reduced Rankine Availability+Delayed Build+Constrained Operational Capacity | -5.4551 | -2.8048 | -1.9817
2030 | NZWEM_PERC | Medium Demand Growth+Very Low Gas Supply+Increased Demand Response+Reduced Rankine Availability+Delayed Build+Constrained Operational Capacity | -8.5141 | -0.21044 | 6.8086
2031 | NZWEM_PERC | Medium Demand Growth+Very Low Gas Supply+Increased Demand Response+Reduced Rankine Availability+Delayed Build+Constrained Operational Capacity | -11.354 | -0.49926 | 7.3411
2032 | NZWEM_PERC | Medium Demand Growth+Very Low Gas Supply+Increased Demand Response+Reduced Rankine Availability+Delayed Build+Constrained Operational Capacity | -13.1545 | -1.9293 | 10.8839
2033 | NZWEM_PERC | Medium Demand Growth+Very Low Gas Supply+Increased Demand Response+Reduced Rankine Availability+Delayed Build+Constrained Operational Capacity | -15.0951 | -4.0698 | 13.7178
2034 | NZWEM_PERC | Medium Demand Growth+Very Low Gas Supply+Increased Demand Response+Reduced Rankine Availability+Delayed Build+Constrained Operational Capacity | -16.8211 | -5.7105 | 12.5575
2035 | NZWEM_PERC | Medium Demand Growth+Very Low Gas Supply+Increased Demand Response+Reduced Rankine Availability+Delayed Build+Constrained Operational Capacity | -18.4262 | -7.1391 | 12.2559
2026 | NIWCM | Medium Demand Growth+Very Low Gas Supply+Increased Demand Response+Reduced Rankine Availability+Delayed Build+Constrained Operational Capacity | 267.5718 | 267.5718 | 267.5718
2027 | NIWCM | Medium Demand Growth+Very Low Gas Supply+Increased Demand Response+Reduced Rankine Availability+Delayed Build+Constrained Operational Capacity | 89.1849 | 89.1849 | 89.1849
2028 | NIWCM | Medium Demand Growth+Very Low Gas Supply+Increased Demand Response+Reduced Rankine Availability+Delayed Build+Constrained Operational Capacity | 190.0947 | 190.0947 | 190.0947
2029 | NIWCM | Medium Demand Growth+Very Low Gas Supply+Increased Demand Response+Reduced Rankine Availability+Delayed Build+Constrained Operational Capacity | -271.3955 | -189.3227 | -189.3227
2030 | NIWCM | Medium Demand Growth+Very Low Gas Supply+Increased Demand Response+Reduced Rankine Availability+Delayed Build+Constrained Operational Capacity | -974.8864 | -464.3401 | -348.7825
2031 | NIWCM | Medium Demand Growth+Very Low Gas Supply+Increased Demand Response+Reduced Rankine Availability+Delayed Build+Constrained Operational Capacity | -1162.2293 | -511.4688 | -354.1772
2032 | NIWCM | Medium Demand Growth+Very Low Gas Supply+Increased Demand Response+Reduced Rankine Availability+Delayed Build+Constrained Operational Capacity | -1321.8749 | -611.3649 | -398.9059
2033 | NIWCM | Medium Demand Growth+Very Low Gas Supply+Increased Demand Response+Reduced Rankine Availability+Delayed Build+Constrained Operational Capacity | -1432.78 | -711.7182 | -440.405
2034 | NIWCM | Medium Demand Growth+Very Low Gas Supply+Increased Demand Response+Reduced Rankine Availability+Delayed Build+Constrained Operational Capacity | -1596.0108 | -870.5555 | -577.4112
2035 | NIWCM | Medium Demand Growth+Very Low Gas Supply+Increased Demand Response+Reduced Rankine Availability+Delayed Build+Constrained Operational Capacity | -1742.7969 | -989.7942 | -685.4425
2026 | SIWEM_PERC | Medium Demand Growth+Very Low Gas Supply+Increased Demand Response+Reduced Rankine Availability+Delayed Build+Constrained Operational Capacity | 28.2002 | 28.2002 | 28.2002
2027 | SIWEM_PERC | Medium Demand Growth+Very Low Gas Supply+Increased Demand Response+Reduced Rankine Availability+Delayed Build+Constrained Operational Capacity | 18.2316 | 18.3024 | 18.3024
2028 | SIWEM_PERC | Medium Demand Growth+Very Low Gas Supply+Increased Demand Response+Reduced Rankine Availability+Delayed Build+Constrained Operational Capacity | 18.3211 | 20.2523 | 20.2523
2029 | SIWEM_PERC | Medium Demand Growth+Very Low Gas Supply+Increased Demand Response+Reduced Rankine Availability+Delayed Build+Constrained Operational Capacity | 11.1191 | 15.8115 | 15.8115
2030 | SIWEM_PERC | Medium Demand Growth+Very Low Gas Supply+Increased Demand Response+Reduced Rankine Availability+Delayed Build+Constrained Operational Capacity | 8.553 | 20.0726 | 32.3348
2031 | SIWEM_PERC | Medium Demand Growth+Very Low Gas Supply+Increased Demand Response+Reduced Rankine Availability+Delayed Build+Constrained Operational Capacity | 5.0748 | 16.2105 | 29.861
2032 | SIWEM_PERC | Medium Demand Growth+Very Low Gas Supply+Increased Demand Response+Reduced Rankine Availability+Delayed Build+Constrained Operational Capacity | 3.3033 | 15.9476 | 34.3174
2033 | SIWEM_PERC | Medium Demand Growth+Very Low Gas Supply+Increased Demand Response+Reduced Rankine Availability+Delayed Build+Constrained Operational Capacity | 1.2613 | 13.6353 | 36.3237
2034 | SIWEM_PERC | Medium Demand Growth+Very Low Gas Supply+Increased Demand Response+Reduced Rankine Availability+Delayed Build+Constrained Operational Capacity | -0.46956 | 11.6703 | 33.6546
2035 | SIWEM_PERC | Medium Demand Growth+Very Low Gas Supply+Increased Demand Response+Reduced Rankine Availability+Delayed Build+Constrained Operational Capacity | -1.9175 | 10.022 | 32.5344
2026 | NZWEM_PERC | Medium Demand Growth+Very Low Gas Supply+Increased Demand Response+Reduced Rankine Availability+Delayed Build+Constrained Operational Capacity+Low Wind & Solar | 9.7133 | 9.7133 | 9.7133
2027 | NZWEM_PERC | Medium Demand Growth+Very Low Gas Supply+Increased Demand Response+Reduced Rankine Availability+Delayed Build+Constrained Operational Capacity+Low Wind & Solar | 0.56806 | 0.6922 | 0.83951
2028 | NZWEM_PERC | Medium Demand Growth+Very Low Gas Supply+Increased Demand Response+Reduced Rankine Availability+Delayed Build+Constrained Operational Capacity+Low Wind & Solar | -3.2017 | -1.958 | -1.6873
2029 | NZWEM_PERC | Medium Demand Growth+Very Low Gas Supply+Increased Demand Response+Reduced Rankine Availability+Delayed Build+Constrained Operational Capacity+Low Wind & Solar | -6.7082 | -4.3164 | -3.5735
2030 | NZWEM_PERC | Medium Demand Growth+Very Low Gas Supply+Increased Demand Response+Reduced Rankine Availability+Delayed Build+Constrained Operational Capacity+Low Wind & Solar | -9.8221 | -2.3283 | 4.0061
2031 | NZWEM_PERC | Medium Demand Growth+Very Low Gas Supply+Increased Demand Response+Reduced Rankine Availability+Delayed Build+Constrained Operational Capacity+Low Wind & Solar | -12.6187 | -2.8226 | 4.2531
2032 | NZWEM_PERC | Medium Demand Growth+Very Low Gas Supply+Increased Demand Response+Reduced Rankine Availability+Delayed Build+Constrained Operational Capacity+Low Wind & Solar | -14.3904 | -4.26 | 7.3367
2033 | NZWEM_PERC | Medium Demand Growth+Very Low Gas Supply+Increased Demand Response+Reduced Rankine Availability+Delayed Build+Constrained Operational Capacity+Low Wind & Solar | -16.3002 | -6.3425 | 9.7426
2034 | NZWEM_PERC | Medium Demand Growth+Very Low Gas Supply+Increased Demand Response+Reduced Rankine Availability+Delayed Build+Constrained Operational Capacity+Low Wind & Solar | -17.9982 | -7.9637 | 8.5859
2035 | NZWEM_PERC | Medium Demand Growth+Very Low Gas Supply+Increased Demand Response+Reduced Rankine Availability+Delayed Build+Constrained Operational Capacity+Low Wind & Solar | -19.5769 | -9.3418 | 8.2234
2026 | NIWCM | Medium Demand Growth+Very Low Gas Supply+Increased Demand Response+Reduced Rankine Availability+Delayed Build+Constrained Operational Capacity+Low Wind & Solar | 267.5718 | 267.5718 | 267.5718
2027 | NIWCM | Medium Demand Growth+Very Low Gas Supply+Increased Demand Response+Reduced Rankine Availability+Delayed Build+Constrained Operational Capacity+Low Wind & Solar | 89.1849 | 89.1849 | 89.1849
2028 | NIWCM | Medium Demand Growth+Very Low Gas Supply+Increased Demand Response+Reduced Rankine Availability+Delayed Build+Constrained Operational Capacity+Low Wind & Solar | 190.0947 | 190.0947 | 190.0947
2029 | NIWCM | Medium Demand Growth+Very Low Gas Supply+Increased Demand Response+Reduced Rankine Availability+Delayed Build+Constrained Operational Capacity+Low Wind & Solar | -271.3955 | -189.3227 | -189.3227
2030 | NIWCM | Medium Demand Growth+Very Low Gas Supply+Increased Demand Response+Reduced Rankine Availability+Delayed Build+Constrained Operational Capacity+Low Wind & Solar | -974.8864 | -464.3401 | -348.7825
2031 | NIWCM | Medium Demand Growth+Very Low Gas Supply+Increased Demand Response+Reduced Rankine Availability+Delayed Build+Constrained Operational Capacity+Low Wind & Solar | -1162.2293 | -511.4688 | -354.1772
2032 | NIWCM | Medium Demand Growth+Very Low Gas Supply+Increased Demand Response+Reduced Rankine Availability+Delayed Build+Constrained Operational Capacity+Low Wind & Solar | -1321.8749 | -611.3649 | -398.9059
2033 | NIWCM | Medium Demand Growth+Very Low Gas Supply+Increased Demand Response+Reduced Rankine Availability+Delayed Build+Constrained Operational Capacity+Low Wind & Solar | -1432.78 | -711.7182 | -440.405
2034 | NIWCM | Medium Demand Growth+Very Low Gas Supply+Increased Demand Response+Reduced Rankine Availability+Delayed Build+Constrained Operational Capacity+Low Wind & Solar | -1596.0108 | -870.5555 | -577.4112
2035 | NIWCM | Medium Demand Growth+Very Low Gas Supply+Increased Demand Response+Reduced Rankine Availability+Delayed Build+Constrained Operational Capacity+Low Wind & Solar | -1742.7969 | -989.7942 | -685.4425
2026 | SIWEM_PERC | Medium Demand Growth+Very Low Gas Supply+Increased Demand Response+Reduced Rankine Availability+Delayed Build+Constrained Operational Capacity+Low Wind & Solar | 25.6116 | 25.6116 | 25.6116
2027 | SIWEM_PERC | Medium Demand Growth+Very Low Gas Supply+Increased Demand Response+Reduced Rankine Availability+Delayed Build+Constrained Operational Capacity+Low Wind & Solar | 17.7461 | 17.81 | 17.81
2028 | SIWEM_PERC | Medium Demand Growth+Very Low Gas Supply+Increased Demand Response+Reduced Rankine Availability+Delayed Build+Constrained Operational Capacity+Low Wind & Solar | 17.5413 | 19.2841 | 19.2841
2029 | SIWEM_PERC | Medium Demand Growth+Very Low Gas Supply+Increased Demand Response+Reduced Rankine Availability+Delayed Build+Constrained Operational Capacity+Low Wind & Solar | 10.3517 | 14.5864 | 14.5864
2030 | SIWEM_PERC | Medium Demand Growth+Very Low Gas Supply+Increased Demand Response+Reduced Rankine Availability+Delayed Build+Constrained Operational Capacity+Low Wind & Solar | 7.6541 | 18.0501 | 29.1163
2031 | SIWEM_PERC | Medium Demand Growth+Very Low Gas Supply+Increased Demand Response+Reduced Rankine Availability+Delayed Build+Constrained Operational Capacity+Low Wind & Solar | 4.2058 | 14.2554 | 26.5745
2032 | SIWEM_PERC | Medium Demand Growth+Very Low Gas Supply+Increased Demand Response+Reduced Rankine Availability+Delayed Build+Constrained Operational Capacity+Low Wind & Solar | 2.4503 | 13.8614 | 30.4395
2033 | SIWEM_PERC | Medium Demand Growth+Very Low Gas Supply+Increased Demand Response+Reduced Rankine Availability+Delayed Build+Constrained Operational Capacity+Low Wind & Solar | 0.42653 | 11.5937 | 31.8164
2034 | SIWEM_PERC | Medium Demand Growth+Very Low Gas Supply+Increased Demand Response+Reduced Rankine Availability+Delayed Build+Constrained Operational Capacity+Low Wind & Solar | -1.2885 | 9.6673 | 29.5073
2035 | SIWEM_PERC | Medium Demand Growth+Very Low Gas Supply+Increased Demand Response+Reduced Rankine Availability+Delayed Build+Constrained Operational Capacity+Low Wind & Solar | -2.723 | 8.052 | 27.5646
2026 | NZWEM_PERC | Medium Demand Growth+Very Low Gas Supply+Increased Demand Response+Reduced Rankine Availability+Delayed Build+Upgraded HVDC | 10.6228 | 10.6228 | 10.6228
2027 | NZWEM_PERC | Medium Demand Growth+Very Low Gas Supply+Increased Demand Response+Reduced Rankine Availability+Delayed Build+Upgraded HVDC | 1.4986 | 1.6361 | 1.7993
2028 | NZWEM_PERC | Medium Demand Growth+Very Low Gas Supply+Increased Demand Response+Reduced Rankine Availability+Delayed Build+Upgraded HVDC | -2.0533 | -0.67517 | -0.37525
2029 | NZWEM_PERC | Medium Demand Growth+Very Low Gas Supply+Increased Demand Response+Reduced Rankine Availability+Delayed Build+Upgraded HVDC | -5.4551 | -2.8048 | -1.9817
2030 | NZWEM_PERC | Medium Demand Growth+Very Low Gas Supply+Increased Demand Response+Reduced Rankine Availability+Delayed Build+Upgraded HVDC | -8.5141 | -0.21044 | 6.8086
2031 | NZWEM_PERC | Medium Demand Growth+Very Low Gas Supply+Increased Demand Response+Reduced Rankine Availability+Delayed Build+Upgraded HVDC | -11.354 | -0.49926 | 7.3411
2032 | NZWEM_PERC | Medium Demand Growth+Very Low Gas Supply+Increased Demand Response+Reduced Rankine Availability+Delayed Build+Upgraded HVDC | -13.1545 | -1.9293 | 10.8839
2033 | NZWEM_PERC | Medium Demand Growth+Very Low Gas Supply+Increased Demand Response+Reduced Rankine Availability+Delayed Build+Upgraded HVDC | -15.0951 | -4.0698 | 13.7178
2034 | NZWEM_PERC | Medium Demand Growth+Very Low Gas Supply+Increased Demand Response+Reduced Rankine Availability+Delayed Build+Upgraded HVDC | -16.8211 | -5.7105 | 12.5575
2035 | NZWEM_PERC | Medium Demand Growth+Very Low Gas Supply+Increased Demand Response+Reduced Rankine Availability+Delayed Build+Upgraded HVDC | -18.4262 | -7.1391 | 12.2559
2026 | NIWCM | Medium Demand Growth+Very Low Gas Supply+Increased Demand Response+Reduced Rankine Availability+Delayed Build+Upgraded HVDC | 796.8961 | 796.8961 | 796.8961
2027 | NIWCM | Medium Demand Growth+Very Low Gas Supply+Increased Demand Response+Reduced Rankine Availability+Delayed Build+Upgraded HVDC | 628.9691 | 630.9799 | 633.4524
2028 | NIWCM | Medium Demand Growth+Very Low Gas Supply+Increased Demand Response+Reduced Rankine Availability+Delayed Build+Upgraded HVDC | 792.1709 | 812.114 | 816.6505
2029 | NIWCM | Medium Demand Growth+Very Low Gas Supply+Increased Demand Response+Reduced Rankine Availability+Delayed Build+Upgraded HVDC | 370.3047 | 496.8188 | 510.4111
2030 | NIWCM | Medium Demand Growth+Very Low Gas Supply+Increased Demand Response+Reduced Rankine Availability+Delayed Build+Upgraded HVDC | -303.4722 | 404.2437 | 671.5037
2031 | NIWCM | Medium Demand Growth+Very Low Gas Supply+Increased Demand Response+Reduced Rankine Availability+Delayed Build+Upgraded HVDC | -487.6923 | 435.6284 | 769.1148
2032 | NIWCM | Medium Demand Growth+Very Low Gas Supply+Increased Demand Response+Reduced Rankine Availability+Delayed Build+Upgraded HVDC | -646.2036 | 345.9606 | 892.4613
2033 | NIWCM | Medium Demand Growth+Very Low Gas Supply+Increased Demand Response+Reduced Rankine Availability+Delayed Build+Upgraded HVDC | -755.0449 | 249.8347 | 1030.4481
2034 | NIWCM | Medium Demand Growth+Very Low Gas Supply+Increased Demand Response+Reduced Rankine Availability+Delayed Build+Upgraded HVDC | -917.1502 | 109.2826 | 928.7975
2035 | NIWCM | Medium Demand Growth+Very Low Gas Supply+Increased Demand Response+Reduced Rankine Availability+Delayed Build+Upgraded HVDC | -1064.2138 | -6.4409 | 887.3575
2026 | SIWEM_PERC | Medium Demand Growth+Very Low Gas Supply+Increased Demand Response+Reduced Rankine Availability+Delayed Build+Upgraded HVDC | 28.2002 | 28.2002 | 28.2002
2027 | SIWEM_PERC | Medium Demand Growth+Very Low Gas Supply+Increased Demand Response+Reduced Rankine Availability+Delayed Build+Upgraded HVDC | 18.2316 | 18.3024 | 18.3024
2028 | SIWEM_PERC | Medium Demand Growth+Very Low Gas Supply+Increased Demand Response+Reduced Rankine Availability+Delayed Build+Upgraded HVDC | 18.3211 | 20.2523 | 20.2523
2029 | SIWEM_PERC | Medium Demand Growth+Very Low Gas Supply+Increased Demand Response+Reduced Rankine Availability+Delayed Build+Upgraded HVDC | 11.1191 | 15.8115 | 15.8115
2030 | SIWEM_PERC | Medium Demand Growth+Very Low Gas Supply+Increased Demand Response+Reduced Rankine Availability+Delayed Build+Upgraded HVDC | 8.553 | 20.0726 | 32.3348
2031 | SIWEM_PERC | Medium Demand Growth+Very Low Gas Supply+Increased Demand Response+Reduced Rankine Availability+Delayed Build+Upgraded HVDC | 5.0748 | 16.2105 | 29.861
2032 | SIWEM_PERC | Medium Demand Growth+Very Low Gas Supply+Increased Demand Response+Reduced Rankine Availability+Delayed Build+Upgraded HVDC | 3.3033 | 15.9476 | 34.3174
2033 | SIWEM_PERC | Medium Demand Growth+Very Low Gas Supply+Increased Demand Response+Reduced Rankine Availability+Delayed Build+Upgraded HVDC | 1.2613 | 13.6353 | 36.3237
2034 | SIWEM_PERC | Medium Demand Growth+Very Low Gas Supply+Increased Demand Response+Reduced Rankine Availability+Delayed Build+Upgraded HVDC | -0.46956 | 11.6703 | 33.6546
2035 | SIWEM_PERC | Medium Demand Growth+Very Low Gas Supply+Increased Demand Response+Reduced Rankine Availability+Delayed Build+Upgraded HVDC | -1.9175 | 10.022 | 32.5344
2026 | NZWEM_PERC | Medium Demand Growth+Very Low Gas Supply+Increased Demand Response+Reduced Rankine Availability+Delayed Build+Upgraded HVDC+Low Wind & Solar | 9.7133 | 9.7133 | 9.7133
2027 | NZWEM_PERC | Medium Demand Growth+Very Low Gas Supply+Increased Demand Response+Reduced Rankine Availability+Delayed Build+Upgraded HVDC+Low Wind & Solar | 0.56806 | 0.6922 | 0.83951
2028 | NZWEM_PERC | Medium Demand Growth+Very Low Gas Supply+Increased Demand Response+Reduced Rankine Availability+Delayed Build+Upgraded HVDC+Low Wind & Solar | -3.2017 | -1.958 | -1.6873
2029 | NZWEM_PERC | Medium Demand Growth+Very Low Gas Supply+Increased Demand Response+Reduced Rankine Availability+Delayed Build+Upgraded HVDC+Low Wind & Solar | -6.7082 | -4.3164 | -3.5735
2030 | NZWEM_PERC | Medium Demand Growth+Very Low Gas Supply+Increased Demand Response+Reduced Rankine Availability+Delayed Build+Upgraded HVDC+Low Wind & Solar | -9.8221 | -2.3283 | 4.0061
2031 | NZWEM_PERC | Medium Demand Growth+Very Low Gas Supply+Increased Demand Response+Reduced Rankine Availability+Delayed Build+Upgraded HVDC+Low Wind & Solar | -12.6187 | -2.8226 | 4.2531
2032 | NZWEM_PERC | Medium Demand Growth+Very Low Gas Supply+Increased Demand Response+Reduced Rankine Availability+Delayed Build+Upgraded HVDC+Low Wind & Solar | -14.3904 | -4.26 | 7.3367
2033 | NZWEM_PERC | Medium Demand Growth+Very Low Gas Supply+Increased Demand Response+Reduced Rankine Availability+Delayed Build+Upgraded HVDC+Low Wind & Solar | -16.3002 | -6.3425 | 9.7426
2034 | NZWEM_PERC | Medium Demand Growth+Very Low Gas Supply+Increased Demand Response+Reduced Rankine Availability+Delayed Build+Upgraded HVDC+Low Wind & Solar | -17.9982 | -7.9637 | 8.5859
2035 | NZWEM_PERC | Medium Demand Growth+Very Low Gas Supply+Increased Demand Response+Reduced Rankine Availability+Delayed Build+Upgraded HVDC+Low Wind & Solar | -19.5769 | -9.3418 | 8.2234
2026 | NIWCM | Medium Demand Growth+Very Low Gas Supply+Increased Demand Response+Reduced Rankine Availability+Delayed Build+Upgraded HVDC+Low Wind & Solar | 796.8961 | 796.8961 | 796.8961
2027 | NIWCM | Medium Demand Growth+Very Low Gas Supply+Increased Demand Response+Reduced Rankine Availability+Delayed Build+Upgraded HVDC+Low Wind & Solar | 628.9691 | 630.9799 | 633.4524
2028 | NIWCM | Medium Demand Growth+Very Low Gas Supply+Increased Demand Response+Reduced Rankine Availability+Delayed Build+Upgraded HVDC+Low Wind & Solar | 792.1709 | 812.114 | 816.6505
2029 | NIWCM | Medium Demand Growth+Very Low Gas Supply+Increased Demand Response+Reduced Rankine Availability+Delayed Build+Upgraded HVDC+Low Wind & Solar | 370.3047 | 496.8188 | 510.4111
2030 | NIWCM | Medium Demand Growth+Very Low Gas Supply+Increased Demand Response+Reduced Rankine Availability+Delayed Build+Upgraded HVDC+Low Wind & Solar | -303.4722 | 404.2437 | 671.5037
2031 | NIWCM | Medium Demand Growth+Very Low Gas Supply+Increased Demand Response+Reduced Rankine Availability+Delayed Build+Upgraded HVDC+Low Wind & Solar | -487.6923 | 435.6284 | 769.1148
2032 | NIWCM | Medium Demand Growth+Very Low Gas Supply+Increased Demand Response+Reduced Rankine Availability+Delayed Build+Upgraded HVDC+Low Wind & Solar | -646.2036 | 345.9606 | 892.4613
2033 | NIWCM | Medium Demand Growth+Very Low Gas Supply+Increased Demand Response+Reduced Rankine Availability+Delayed Build+Upgraded HVDC+Low Wind & Solar | -755.0449 | 249.8347 | 1030.4481
2034 | NIWCM | Medium Demand Growth+Very Low Gas Supply+Increased Demand Response+Reduced Rankine Availability+Delayed Build+Upgraded HVDC+Low Wind & Solar | -917.1502 | 109.2826 | 928.7975
2035 | NIWCM | Medium Demand Growth+Very Low Gas Supply+Increased Demand Response+Reduced Rankine Availability+Delayed Build+Upgraded HVDC+Low Wind & Solar | -1064.2138 | -6.4409 | 887.3575
2026 | SIWEM_PERC | Medium Demand Growth+Very Low Gas Supply+Increased Demand Response+Reduced Rankine Availability+Delayed Build+Upgraded HVDC+Low Wind & Solar | 25.6116 | 25.6116 | 25.6116
2027 | SIWEM_PERC | Medium Demand Growth+Very Low Gas Supply+Increased Demand Response+Reduced Rankine Availability+Delayed Build+Upgraded HVDC+Low Wind & Solar | 17.7461 | 17.81 | 17.81
2028 | SIWEM_PERC | Medium Demand Growth+Very Low Gas Supply+Increased Demand Response+Reduced Rankine Availability+Delayed Build+Upgraded HVDC+Low Wind & Solar | 17.5413 | 19.2841 | 19.2841
2029 | SIWEM_PERC | Medium Demand Growth+Very Low Gas Supply+Increased Demand Response+Reduced Rankine Availability+Delayed Build+Upgraded HVDC+Low Wind & Solar | 10.3517 | 14.5864 | 14.5864
2030 | SIWEM_PERC | Medium Demand Growth+Very Low Gas Supply+Increased Demand Response+Reduced Rankine Availability+Delayed Build+Upgraded HVDC+Low Wind & Solar | 7.6541 | 18.0501 | 29.1163
2031 | SIWEM_PERC | Medium Demand Growth+Very Low Gas Supply+Increased Demand Response+Reduced Rankine Availability+Delayed Build+Upgraded HVDC+Low Wind & Solar | 4.2058 | 14.2554 | 26.5745
2032 | SIWEM_PERC | Medium Demand Growth+Very Low Gas Supply+Increased Demand Response+Reduced Rankine Availability+Delayed Build+Upgraded HVDC+Low Wind & Solar | 2.4503 | 13.8614 | 30.4395
2033 | SIWEM_PERC | Medium Demand Growth+Very Low Gas Supply+Increased Demand Response+Reduced Rankine Availability+Delayed Build+Upgraded HVDC+Low Wind & Solar | 0.42653 | 11.5937 | 31.8164
2034 | SIWEM_PERC | Medium Demand Growth+Very Low Gas Supply+Increased Demand Response+Reduced Rankine Availability+Delayed Build+Upgraded HVDC+Low Wind & Solar | -1.2885 | 9.6673 | 29.5073
2035 | SIWEM_PERC | Medium Demand Growth+Very Low Gas Supply+Increased Demand Response+Reduced Rankine Availability+Delayed Build+Upgraded HVDC+Low Wind & Solar | -2.723 | 8.052 | 27.5646
2026 | NZWEM_PERC | Medium Demand Growth+Very Low Gas Supply+Increased Demand Response+Reduced Rankine Availability+Delayed Build+Upgraded HVDC+Constrained Operational Capacity | 10.6228 | 10.6228 | 10.6228
2027 | NZWEM_PERC | Medium Demand Growth+Very Low Gas Supply+Increased Demand Response+Reduced Rankine Availability+Delayed Build+Upgraded HVDC+Constrained Operational Capacity | 1.4986 | 1.6361 | 1.7993
2028 | NZWEM_PERC | Medium Demand Growth+Very Low Gas Supply+Increased Demand Response+Reduced Rankine Availability+Delayed Build+Upgraded HVDC+Constrained Operational Capacity | -2.0533 | -0.67517 | -0.37525
2029 | NZWEM_PERC | Medium Demand Growth+Very Low Gas Supply+Increased Demand Response+Reduced Rankine Availability+Delayed Build+Upgraded HVDC+Constrained Operational Capacity | -5.4551 | -2.8048 | -1.9817
2030 | NZWEM_PERC | Medium Demand Growth+Very Low Gas Supply+Increased Demand Response+Reduced Rankine Availability+Delayed Build+Upgraded HVDC+Constrained Operational Capacity | -8.5141 | -0.21044 | 6.8086
2031 | NZWEM_PERC | Medium Demand Growth+Very Low Gas Supply+Increased Demand Response+Reduced Rankine Availability+Delayed Build+Upgraded HVDC+Constrained Operational Capacity | -11.354 | -0.49926 | 7.3411
2032 | NZWEM_PERC | Medium Demand Growth+Very Low Gas Supply+Increased Demand Response+Reduced Rankine Availability+Delayed Build+Upgraded HVDC+Constrained Operational Capacity | -13.1545 | -1.9293 | 10.8839
2033 | NZWEM_PERC | Medium Demand Growth+Very Low Gas Supply+Increased Demand Response+Reduced Rankine Availability+Delayed Build+Upgraded HVDC+Constrained Operational Capacity | -15.0951 | -4.0698 | 13.7178
2034 | NZWEM_PERC | Medium Demand Growth+Very Low Gas Supply+Increased Demand Response+Reduced Rankine Availability+Delayed Build+Upgraded HVDC+Constrained Operational Capacity | -16.8211 | -5.7105 | 12.5575
2035 | NZWEM_PERC | Medium Demand Growth+Very Low Gas Supply+Increased Demand Response+Reduced Rankine Availability+Delayed Build+Upgraded HVDC+Constrained Operational Capacity | -18.4262 | -7.1391 | 12.2559
2026 | NIWCM | Medium Demand Growth+Very Low Gas Supply+Increased Demand Response+Reduced Rankine Availability+Delayed Build+Upgraded HVDC+Constrained Operational Capacity | 267.5718 | 267.5718 | 267.5718
2027 | NIWCM | Medium Demand Growth+Very Low Gas Supply+Increased Demand Response+Reduced Rankine Availability+Delayed Build+Upgraded HVDC+Constrained Operational Capacity | 89.1849 | 89.1849 | 89.1849
2028 | NIWCM | Medium Demand Growth+Very Low Gas Supply+Increased Demand Response+Reduced Rankine Availability+Delayed Build+Upgraded HVDC+Constrained Operational Capacity | 190.0947 | 190.0947 | 190.0947
2029 | NIWCM | Medium Demand Growth+Very Low Gas Supply+Increased Demand Response+Reduced Rankine Availability+Delayed Build+Upgraded HVDC+Constrained Operational Capacity | -271.3955 | -189.3227 | -189.3227
2030 | NIWCM | Medium Demand Growth+Very Low Gas Supply+Increased Demand Response+Reduced Rankine Availability+Delayed Build+Upgraded HVDC+Constrained Operational Capacity | -974.8864 | -464.3401 | -348.7825
2031 | NIWCM | Medium Demand Growth+Very Low Gas Supply+Increased Demand Response+Reduced Rankine Availability+Delayed Build+Upgraded HVDC+Constrained Operational Capacity | -1162.2293 | -511.4688 | -354.1772
2032 | NIWCM | Medium Demand Growth+Very Low Gas Supply+Increased Demand Response+Reduced Rankine Availability+Delayed Build+Upgraded HVDC+Constrained Operational Capacity | -1321.8749 | -611.3649 | -398.9059
2033 | NIWCM | Medium Demand Growth+Very Low Gas Supply+Increased Demand Response+Reduced Rankine Availability+Delayed Build+Upgraded HVDC+Constrained Operational Capacity | -1432.78 | -711.7182 | -440.405
2034 | NIWCM | Medium Demand Growth+Very Low Gas Supply+Increased Demand Response+Reduced Rankine Availability+Delayed Build+Upgraded HVDC+Constrained Operational Capacity | -1596.0108 | -870.5555 | -577.4112
2035 | NIWCM | Medium Demand Growth+Very Low Gas Supply+Increased Demand Response+Reduced Rankine Availability+Delayed Build+Upgraded HVDC+Constrained Operational Capacity | -1742.7969 | -989.7942 | -685.4425
2026 | SIWEM_PERC | Medium Demand Growth+Very Low Gas Supply+Increased Demand Response+Reduced Rankine Availability+Delayed Build+Upgraded HVDC+Constrained Operational Capacity | 28.2002 | 28.2002 | 28.2002
2027 | SIWEM_PERC | Medium Demand Growth+Very Low Gas Supply+Increased Demand Response+Reduced Rankine Availability+Delayed Build+Upgraded HVDC+Constrained Operational Capacity | 18.2316 | 18.3024 | 18.3024
2028 | SIWEM_PERC | Medium Demand Growth+Very Low Gas Supply+Increased Demand Response+Reduced Rankine Availability+Delayed Build+Upgraded HVDC+Constrained Operational Capacity | 18.3211 | 20.2523 | 20.2523
2029 | SIWEM_PERC | Medium Demand Growth+Very Low Gas Supply+Increased Demand Response+Reduced Rankine Availability+Delayed Build+Upgraded HVDC+Constrained Operational Capacity | 11.1191 | 15.8115 | 15.8115
2030 | SIWEM_PERC | Medium Demand Growth+Very Low Gas Supply+Increased Demand Response+Reduced Rankine Availability+Delayed Build+Upgraded HVDC+Constrained Operational Capacity | 8.553 | 20.0726 | 32.3348
2031 | SIWEM_PERC | Medium Demand Growth+Very Low Gas Supply+Increased Demand Response+Reduced Rankine Availability+Delayed Build+Upgraded HVDC+Constrained Operational Capacity | 5.0748 | 16.2105 | 29.861
2032 | SIWEM_PERC | Medium Demand Growth+Very Low Gas Supply+Increased Demand Response+Reduced Rankine Availability+Delayed Build+Upgraded HVDC+Constrained Operational Capacity | 3.3033 | 15.9476 | 34.3174
2033 | SIWEM_PERC | Medium Demand Growth+Very Low Gas Supply+Increased Demand Response+Reduced Rankine Availability+Delayed Build+Upgraded HVDC+Constrained Operational Capacity | 1.2613 | 13.6353 | 36.3237
2034 | SIWEM_PERC | Medium Demand Growth+Very Low Gas Supply+Increased Demand Response+Reduced Rankine Availability+Delayed Build+Upgraded HVDC+Constrained Operational Capacity | -0.46956 | 11.6703 | 33.6546
2035 | SIWEM_PERC | Medium Demand Growth+Very Low Gas Supply+Increased Demand Response+Reduced Rankine Availability+Delayed Build+Upgraded HVDC+Constrained Operational Capacity | -1.9175 | 10.022 | 32.5344
2026 | NZWEM_PERC | Medium Demand Growth+Very Low Gas Supply+Increased Demand Response+Reduced Rankine Availability+Delayed Build+Upgraded HVDC+Constrained Operational Capacity+Low Wind & Solar | 9.7133 | 9.7133 | 9.7133
2027 | NZWEM_PERC | Medium Demand Growth+Very Low Gas Supply+Increased Demand Response+Reduced Rankine Availability+Delayed Build+Upgraded HVDC+Constrained Operational Capacity+Low Wind & Solar | 0.56806 | 0.6922 | 0.83951
2028 | NZWEM_PERC | Medium Demand Growth+Very Low Gas Supply+Increased Demand Response+Reduced Rankine Availability+Delayed Build+Upgraded HVDC+Constrained Operational Capacity+Low Wind & Solar | -3.2017 | -1.958 | -1.6873
2029 | NZWEM_PERC | Medium Demand Growth+Very Low Gas Supply+Increased Demand Response+Reduced Rankine Availability+Delayed Build+Upgraded HVDC+Constrained Operational Capacity+Low Wind & Solar | -6.7082 | -4.3164 | -3.5735
2030 | NZWEM_PERC | Medium Demand Growth+Very Low Gas Supply+Increased Demand Response+Reduced Rankine Availability+Delayed Build+Upgraded HVDC+Constrained Operational Capacity+Low Wind & Solar | -9.8221 | -2.3283 | 4.0061
2031 | NZWEM_PERC | Medium Demand Growth+Very Low Gas Supply+Increased Demand Response+Reduced Rankine Availability+Delayed Build+Upgraded HVDC+Constrained Operational Capacity+Low Wind & Solar | -12.6187 | -2.8226 | 4.2531
2032 | NZWEM_PERC | Medium Demand Growth+Very Low Gas Supply+Increased Demand Response+Reduced Rankine Availability+Delayed Build+Upgraded HVDC+Constrained Operational Capacity+Low Wind & Solar | -14.3904 | -4.26 | 7.3367
2033 | NZWEM_PERC | Medium Demand Growth+Very Low Gas Supply+Increased Demand Response+Reduced Rankine Availability+Delayed Build+Upgraded HVDC+Constrained Operational Capacity+Low Wind & Solar | -16.3002 | -6.3425 | 9.7426
2034 | NZWEM_PERC | Medium Demand Growth+Very Low Gas Supply+Increased Demand Response+Reduced Rankine Availability+Delayed Build+Upgraded HVDC+Constrained Operational Capacity+Low Wind & Solar | -17.9982 | -7.9637 | 8.5859
2035 | NZWEM_PERC | Medium Demand Growth+Very Low Gas Supply+Increased Demand Response+Reduced Rankine Availability+Delayed Build+Upgraded HVDC+Constrained Operational Capacity+Low Wind & Solar | -19.5769 | -9.3418 | 8.2234
2026 | NIWCM | Medium Demand Growth+Very Low Gas Supply+Increased Demand Response+Reduced Rankine Availability+Delayed Build+Upgraded HVDC+Constrained Operational Capacity+Low Wind & Solar | 267.5718 | 267.5718 | 267.5718
2027 | NIWCM | Medium Demand Growth+Very Low Gas Supply+Increased Demand Response+Reduced Rankine Availability+Delayed Build+Upgraded HVDC+Constrained Operational Capacity+Low Wind & Solar | 89.1849 | 89.1849 | 89.1849
2028 | NIWCM | Medium Demand Growth+Very Low Gas Supply+Increased Demand Response+Reduced Rankine Availability+Delayed Build+Upgraded HVDC+Constrained Operational Capacity+Low Wind & Solar | 190.0947 | 190.0947 | 190.0947
2029 | NIWCM | Medium Demand Growth+Very Low Gas Supply+Increased Demand Response+Reduced Rankine Availability+Delayed Build+Upgraded HVDC+Constrained Operational Capacity+Low Wind & Solar | -271.3955 | -189.3227 | -189.3227
2030 | NIWCM | Medium Demand Growth+Very Low Gas Supply+Increased Demand Response+Reduced Rankine Availability+Delayed Build+Upgraded HVDC+Constrained Operational Capacity+Low Wind & Solar | -974.8864 | -464.3401 | -348.7825
2031 | NIWCM | Medium Demand Growth+Very Low Gas Supply+Increased Demand Response+Reduced Rankine Availability+Delayed Build+Upgraded HVDC+Constrained Operational Capacity+Low Wind & Solar | -1162.2293 | -511.4688 | -354.1772
2032 | NIWCM | Medium Demand Growth+Very Low Gas Supply+Increased Demand Response+Reduced Rankine Availability+Delayed Build+Upgraded HVDC+Constrained Operational Capacity+Low Wind & Solar | -1321.8749 | -611.3649 | -398.9059
2033 | NIWCM | Medium Demand Growth+Very Low Gas Supply+Increased Demand Response+Reduced Rankine Availability+Delayed Build+Upgraded HVDC+Constrained Operational Capacity+Low Wind & Solar | -1432.78 | -711.7182 | -440.405
2034 | NIWCM | Medium Demand Growth+Very Low Gas Supply+Increased Demand Response+Reduced Rankine Availability+Delayed Build+Upgraded HVDC+Constrained Operational Capacity+Low Wind & Solar | -1596.0108 | -870.5555 | -577.4112
2035 | NIWCM | Medium Demand Growth+Very Low Gas Supply+Increased Demand Response+Reduced Rankine Availability+Delayed Build+Upgraded HVDC+Constrained Operational Capacity+Low Wind & Solar | -1742.7969 | -989.7942 | -685.4425
2026 | SIWEM_PERC | Medium Demand Growth+Very Low Gas Supply+Increased Demand Response+Reduced Rankine Availability+Delayed Build+Upgraded HVDC+Constrained Operational Capacity+Low Wind & Solar | 25.6116 | 25.6116 | 25.6116
2027 | SIWEM_PERC | Medium Demand Growth+Very Low Gas Supply+Increased Demand Response+Reduced Rankine Availability+Delayed Build+Upgraded HVDC+Constrained Operational Capacity+Low Wind & Solar | 17.7461 | 17.81 | 17.81
2028 | SIWEM_PERC | Medium Demand Growth+Very Low Gas Supply+Increased Demand Response+Reduced Rankine Availability+Delayed Build+Upgraded HVDC+Constrained Operational Capacity+Low Wind & Solar | 17.5413 | 19.2841 | 19.2841
2029 | SIWEM_PERC | Medium Demand Growth+Very Low Gas Supply+Increased Demand Response+Reduced Rankine Availability+Delayed Build+Upgraded HVDC+Constrained Operational Capacity+Low Wind & Solar | 10.3517 | 14.5864 | 14.5864
2030 | SIWEM_PERC | Medium Demand Growth+Very Low Gas Supply+Increased Demand Response+Reduced Rankine Availability+Delayed Build+Upgraded HVDC+Constrained Operational Capacity+Low Wind & Solar | 7.6541 | 18.0501 | 29.1163
2031 | SIWEM_PERC | Medium Demand Growth+Very Low Gas Supply+Increased Demand Response+Reduced Rankine Availability+Delayed Build+Upgraded HVDC+Constrained Operational Capacity+Low Wind & Solar | 4.2058 | 14.2554 | 26.5745
2032 | SIWEM_PERC | Medium Demand Growth+Very Low Gas Supply+Increased Demand Response+Reduced Rankine Availability+Delayed Build+Upgraded HVDC+Constrained Operational Capacity+Low Wind & Solar | 2.4503 | 13.8614 | 30.4395
2033 | SIWEM_PERC | Medium Demand Growth+Very Low Gas Supply+Increased Demand Response+Reduced Rankine Availability+Delayed Build+Upgraded HVDC+Constrained Operational Capacity+Low Wind & Solar | 0.42653 | 11.5937 | 31.8164
2034 | SIWEM_PERC | Medium Demand Growth+Very Low Gas Supply+Increased Demand Response+Reduced Rankine Availability+Delayed Build+Upgraded HVDC+Constrained Operational Capacity+Low Wind & Solar | -1.2885 | 9.6673 | 29.5073
2035 | SIWEM_PERC | Medium Demand Growth+Very Low Gas Supply+Increased Demand Response+Reduced Rankine Availability+Delayed Build+Upgraded HVDC+Constrained Operational Capacity+Low Wind & Solar | -2.723 | 8.052 | 27.5646
2026 | NZWEM_PERC | Medium Demand Growth+Low Gas Supply | 18.7712 | 18.8278 | 18.8278
2027 | NZWEM_PERC | Medium Demand Growth+Low Gas Supply | 16.0207 | 17.7993 | 18.1068
2028 | NZWEM_PERC | Medium Demand Growth+Low Gas Supply | 11.588 | 19.2927 | 23.566
2029 | NZWEM_PERC | Medium Demand Growth+Low Gas Supply | 5.6991 | 16.2808 | 24.6531
2030 | NZWEM_PERC | Medium Demand Growth+Low Gas Supply | 1.0868 | 13.3871 | 26.8787
2031 | NZWEM_PERC | Medium Demand Growth+Low Gas Supply | -2.5147 | 9.4617 | 28.0334
2032 | NZWEM_PERC | Medium Demand Growth+Low Gas Supply | -5.383 | 6.6771 | 25.7592
2033 | NZWEM_PERC | Medium Demand Growth+Low Gas Supply | -7.9931 | 3.7666 | 23.9737
2034 | NZWEM_PERC | Medium Demand Growth+Low Gas Supply | -10.0397 | 1.8345 | 21.5724
2035 | NZWEM_PERC | Medium Demand Growth+Low Gas Supply | -11.5462 | 0.14748 | 19.4435
2026 | NIWCM | Medium Demand Growth+Low Gas Supply | 920.9691 | 921.7689 | 921.7689
2027 | NIWCM | Medium Demand Growth+Low Gas Supply | 1076.3707 | 1108.2368 | 1112.7733
2028 | NIWCM | Medium Demand Growth+Low Gas Supply | 1089.5103 | 1735.4791 | 1796.2242
2029 | NIWCM | Medium Demand Growth+Low Gas Supply | 841.753 | 1732.1771 | 2055.5221
2030 | NIWCM | Medium Demand Growth+Low Gas Supply | 587.5061 | 1601.8514 | 2121.3615
2031 | NIWCM | Medium Demand Growth+Low Gas Supply | 410.1311 | 1442.2479 | 2212.9238
2032 | NIWCM | Medium Demand Growth+Low Gas Supply | 215.3325 | 1268.7572 | 2087.9066
2033 | NIWCM | Medium Demand Growth+Low Gas Supply | -110.0444 | 948.9006 | 1845.4787
2034 | NIWCM | Medium Demand Growth+Low Gas Supply | -323.1824 | 780.7815 | 1762.8788
2035 | NIWCM | Medium Demand Growth+Low Gas Supply | -399.3849 | 716.3302 | 1706.3924
2026 | SIWEM_PERC | Medium Demand Growth+Low Gas Supply | 51.1127 | 51.1127 | 51.1127
2027 | SIWEM_PERC | Medium Demand Growth+Low Gas Supply | 43.051 | 46.6967 | 46.6967
2028 | SIWEM_PERC | Medium Demand Growth+Low Gas Supply | 30.5622 | 52.1441 | 61.804
2029 | SIWEM_PERC | Medium Demand Growth+Low Gas Supply | 13.5869 | 42.5912 | 58.8026
2030 | SIWEM_PERC | Medium Demand Growth+Low Gas Supply | 6.6467 | 34.3722 | 59.4
2031 | SIWEM_PERC | Medium Demand Growth+Low Gas Supply | 3.1125 | 23.5171 | 58.5769
2032 | SIWEM_PERC | Medium Demand Growth+Low Gas Supply | 1.3126 | 15.9158 | 55.7227
2033 | SIWEM_PERC | Medium Demand Growth+Low Gas Supply | -0.75867 | 11.3685 | 52.4517
2034 | SIWEM_PERC | Medium Demand Growth+Low Gas Supply | -2.5134 | 9.3772 | 49.6588
2035 | SIWEM_PERC | Medium Demand Growth+Low Gas Supply | -3.9808 | 7.7075 | 47.3039
2026 | NZWEM_PERC | Medium Demand Growth+Low Gas Supply+Low Wind & Solar | 17.5818 | 17.633 | 17.633
2027 | NZWEM_PERC | Medium Demand Growth+Low Gas Supply+Low Wind & Solar | 14.7164 | 16.3215 | 16.599
2028 | NZWEM_PERC | Medium Demand Growth+Low Gas Supply+Low Wind & Solar | 10.2133 | 17.1665 | 21.023
2029 | NZWEM_PERC | Medium Demand Growth+Low Gas Supply+Low Wind & Solar | 4.3487 | 13.8983 | 21.454
2030 | NZWEM_PERC | Medium Demand Growth+Low Gas Supply+Low Wind & Solar | -0.21444 | 10.933 | 23.1437
2031 | NZWEM_PERC | Medium Demand Growth+Low Gas Supply+Low Wind & Solar | -3.7729 | 7.0888 | 23.883
2032 | NZWEM_PERC | Medium Demand Growth+Low Gas Supply+Low Wind & Solar | -6.6126 | 4.3235 | 21.6106
2033 | NZWEM_PERC | Medium Demand Growth+Low Gas Supply+Low Wind & Solar | -9.192 | 1.4717 | 19.7723
2034 | NZWEM_PERC | Medium Demand Growth+Low Gas Supply+Low Wind & Solar | -11.2109 | -0.40717 | 17.4686
2035 | NZWEM_PERC | Medium Demand Growth+Low Gas Supply+Low Wind & Solar | -12.6911 | -2.044 | 15.4316
2026 | NIWCM | Medium Demand Growth+Low Gas Supply+Low Wind & Solar | 920.9691 | 921.7689 | 921.7689
2027 | NIWCM | Medium Demand Growth+Low Gas Supply+Low Wind & Solar | 1076.3707 | 1108.2368 | 1112.7733
2028 | NIWCM | Medium Demand Growth+Low Gas Supply+Low Wind & Solar | 1089.5103 | 1735.4791 | 1796.2242
2029 | NIWCM | Medium Demand Growth+Low Gas Supply+Low Wind & Solar | 841.753 | 1732.1771 | 2055.5221
2030 | NIWCM | Medium Demand Growth+Low Gas Supply+Low Wind & Solar | 587.5061 | 1601.8514 | 2121.3615
2031 | NIWCM | Medium Demand Growth+Low Gas Supply+Low Wind & Solar | 410.1311 | 1442.2479 | 2212.9238
2032 | NIWCM | Medium Demand Growth+Low Gas Supply+Low Wind & Solar | 215.3325 | 1268.7572 | 2087.9066
2033 | NIWCM | Medium Demand Growth+Low Gas Supply+Low Wind & Solar | -110.0444 | 948.9006 | 1845.4787
2034 | NIWCM | Medium Demand Growth+Low Gas Supply+Low Wind & Solar | -323.1824 | 780.7815 | 1762.8788
2035 | NIWCM | Medium Demand Growth+Low Gas Supply+Low Wind & Solar | -399.3849 | 716.3302 | 1706.3924
2026 | SIWEM_PERC | Medium Demand Growth+Low Gas Supply+Low Wind & Solar | 48.1277 | 48.2724 | 48.2724
2027 | SIWEM_PERC | Medium Demand Growth+Low Gas Supply+Low Wind & Solar | 39.4012 | 43.8926 | 44.6691
2028 | SIWEM_PERC | Medium Demand Growth+Low Gas Supply+Low Wind & Solar | 26.7114 | 46.1884 | 56.991
2029 | SIWEM_PERC | Medium Demand Growth+Low Gas Supply+Low Wind & Solar | 10.0991 | 36.0608 | 55.3204
2030 | SIWEM_PERC | Medium Demand Growth+Low Gas Supply+Low Wind & Solar | 5.7635 | 27.6764 | 55.3849
2031 | SIWEM_PERC | Medium Demand Growth+Low Gas Supply+Low Wind & Solar | 2.2597 | 17.0518 | 54.2585
2032 | SIWEM_PERC | Medium Demand Growth+Low Gas Supply+Low Wind & Solar | 0.47602 | 11.6671 | 51.4863
2033 | SIWEM_PERC | Medium Demand Growth+Low Gas Supply+Low Wind & Solar | -1.5768 | 9.3676 | 48.3088
2034 | SIWEM_PERC | Medium Demand Growth+Low Gas Supply+Low Wind & Solar | -3.3156 | 7.4153 | 45.5843
2035 | SIWEM_PERC | Medium Demand Growth+Low Gas Supply+Low Wind & Solar | -4.7693 | 5.7789 | 40.125
2026 | NZWEM_PERC | Medium Demand Growth+Low Gas Supply+Constrained Operational Capacity | 18.7712 | 18.8278 | 18.8278
2027 | NZWEM_PERC | Medium Demand Growth+Low Gas Supply+Constrained Operational Capacity | 16.0207 | 17.7993 | 18.1068
2028 | NZWEM_PERC | Medium Demand Growth+Low Gas Supply+Constrained Operational Capacity | 11.588 | 19.2927 | 23.566
2029 | NZWEM_PERC | Medium Demand Growth+Low Gas Supply+Constrained Operational Capacity | 5.6991 | 16.2808 | 24.6531
2030 | NZWEM_PERC | Medium Demand Growth+Low Gas Supply+Constrained Operational Capacity | 1.0868 | 13.3871 | 26.8787
2031 | NZWEM_PERC | Medium Demand Growth+Low Gas Supply+Constrained Operational Capacity | -2.5147 | 9.4617 | 28.0334
2032 | NZWEM_PERC | Medium Demand Growth+Low Gas Supply+Constrained Operational Capacity | -5.383 | 6.6771 | 25.7592
2033 | NZWEM_PERC | Medium Demand Growth+Low Gas Supply+Constrained Operational Capacity | -7.9931 | 3.7666 | 23.9737
2034 | NZWEM_PERC | Medium Demand Growth+Low Gas Supply+Constrained Operational Capacity | -10.0397 | 1.8345 | 21.5724
2035 | NZWEM_PERC | Medium Demand Growth+Low Gas Supply+Constrained Operational Capacity | -11.5462 | 0.14748 | 19.4435
2026 | NIWCM | Medium Demand Growth+Low Gas Supply+Constrained Operational Capacity | 325.6776 | 325.6776 | 325.6776
2027 | NIWCM | Medium Demand Growth+Low Gas Supply+Constrained Operational Capacity | 454.6836 | 458.6512 | 458.6512
2028 | NIWCM | Medium Demand Growth+Low Gas Supply+Constrained Operational Capacity | 435.8256 | 929.7399 | 937.5268
2029 | NIWCM | Medium Demand Growth+Low Gas Supply+Constrained Operational Capacity | 170.0838 | 819.7627 | 976.2717
2030 | NIWCM | Medium Demand Growth+Low Gas Supply+Constrained Operational Capacity | -87.289 | 649.6906 | 862.3063
2031 | NIWCM | Medium Demand Growth+Low Gas Supply+Constrained Operational Capacity | -267.4032 | 480.9253 | 752.1464
2032 | NIWCM | Medium Demand Growth+Low Gas Supply+Constrained Operational Capacity | -463.5455 | 289.3425 | 582.4442
2033 | NIWCM | Medium Demand Growth+Low Gas Supply+Constrained Operational Capacity | -788.776 | -35.6554 | 269.4344
2034 | NIWCM | Medium Demand Growth+Low Gas Supply+Constrained Operational Capacity | -1004.0531 | -206.464 | 175.9307
2035 | NIWCM | Medium Demand Growth+Low Gas Supply+Constrained Operational Capacity | -1080.2454 | -272.5478 | 109.4913
2026 | SIWEM_PERC | Medium Demand Growth+Low Gas Supply+Constrained Operational Capacity | 51.1127 | 51.1127 | 51.1127
2027 | SIWEM_PERC | Medium Demand Growth+Low Gas Supply+Constrained Operational Capacity | 43.051 | 46.6967 | 46.6967
2028 | SIWEM_PERC | Medium Demand Growth+Low Gas Supply+Constrained Operational Capacity | 30.5622 | 52.1441 | 61.804
2029 | SIWEM_PERC | Medium Demand Growth+Low Gas Supply+Constrained Operational Capacity | 13.5869 | 42.5912 | 58.8026
2030 | SIWEM_PERC | Medium Demand Growth+Low Gas Supply+Constrained Operational Capacity | 6.6467 | 34.3722 | 59.4
2031 | SIWEM_PERC | Medium Demand Growth+Low Gas Supply+Constrained Operational Capacity | 3.1125 | 23.5171 | 58.5769
2032 | SIWEM_PERC | Medium Demand Growth+Low Gas Supply+Constrained Operational Capacity | 1.3126 | 15.9158 | 55.7227
2033 | SIWEM_PERC | Medium Demand Growth+Low Gas Supply+Constrained Operational Capacity | -0.75867 | 11.3685 | 52.4517
2034 | SIWEM_PERC | Medium Demand Growth+Low Gas Supply+Constrained Operational Capacity | -2.5134 | 9.3772 | 49.6588
2035 | SIWEM_PERC | Medium Demand Growth+Low Gas Supply+Constrained Operational Capacity | -3.9808 | 7.7075 | 47.3039
2026 | NZWEM_PERC | Medium Demand Growth+Low Gas Supply+Constrained Operational Capacity+Low Wind & Solar | 17.5818 | 17.633 | 17.633
2027 | NZWEM_PERC | Medium Demand Growth+Low Gas Supply+Constrained Operational Capacity+Low Wind & Solar | 14.7164 | 16.3215 | 16.599
2028 | NZWEM_PERC | Medium Demand Growth+Low Gas Supply+Constrained Operational Capacity+Low Wind & Solar | 10.2133 | 17.1665 | 21.023
2029 | NZWEM_PERC | Medium Demand Growth+Low Gas Supply+Constrained Operational Capacity+Low Wind & Solar | 4.3487 | 13.8983 | 21.454
2030 | NZWEM_PERC | Medium Demand Growth+Low Gas Supply+Constrained Operational Capacity+Low Wind & Solar | -0.21444 | 10.933 | 23.1437
2031 | NZWEM_PERC | Medium Demand Growth+Low Gas Supply+Constrained Operational Capacity+Low Wind & Solar | -3.7729 | 7.0888 | 23.883
2032 | NZWEM_PERC | Medium Demand Growth+Low Gas Supply+Constrained Operational Capacity+Low Wind & Solar | -6.6126 | 4.3235 | 21.6106
2033 | NZWEM_PERC | Medium Demand Growth+Low Gas Supply+Constrained Operational Capacity+Low Wind & Solar | -9.192 | 1.4717 | 19.7723
2034 | NZWEM_PERC | Medium Demand Growth+Low Gas Supply+Constrained Operational Capacity+Low Wind & Solar | -11.2109 | -0.40717 | 17.4686
2035 | NZWEM_PERC | Medium Demand Growth+Low Gas Supply+Constrained Operational Capacity+Low Wind & Solar | -12.6911 | -2.044 | 15.4316
2026 | NIWCM | Medium Demand Growth+Low Gas Supply+Constrained Operational Capacity+Low Wind & Solar | 325.6776 | 325.6776 | 325.6776
2027 | NIWCM | Medium Demand Growth+Low Gas Supply+Constrained Operational Capacity+Low Wind & Solar | 454.6836 | 458.6512 | 458.6512
2028 | NIWCM | Medium Demand Growth+Low Gas Supply+Constrained Operational Capacity+Low Wind & Solar | 435.8256 | 929.7399 | 937.5268
2029 | NIWCM | Medium Demand Growth+Low Gas Supply+Constrained Operational Capacity+Low Wind & Solar | 170.0838 | 819.7627 | 976.2717
2030 | NIWCM | Medium Demand Growth+Low Gas Supply+Constrained Operational Capacity+Low Wind & Solar | -87.289 | 649.6906 | 862.3063
2031 | NIWCM | Medium Demand Growth+Low Gas Supply+Constrained Operational Capacity+Low Wind & Solar | -267.4032 | 480.9253 | 752.1464
2032 | NIWCM | Medium Demand Growth+Low Gas Supply+Constrained Operational Capacity+Low Wind & Solar | -463.5455 | 289.3425 | 582.4442
2033 | NIWCM | Medium Demand Growth+Low Gas Supply+Constrained Operational Capacity+Low Wind & Solar | -788.776 | -35.6554 | 269.4344
2034 | NIWCM | Medium Demand Growth+Low Gas Supply+Constrained Operational Capacity+Low Wind & Solar | -1004.0531 | -206.464 | 175.9307
2035 | NIWCM | Medium Demand Growth+Low Gas Supply+Constrained Operational Capacity+Low Wind & Solar | -1080.2454 | -272.5478 | 109.4913
2026 | SIWEM_PERC | Medium Demand Growth+Low Gas Supply+Constrained Operational Capacity+Low Wind & Solar | 48.1277 | 48.2724 | 48.2724
2027 | SIWEM_PERC | Medium Demand Growth+Low Gas Supply+Constrained Operational Capacity+Low Wind & Solar | 39.4012 | 43.8926 | 44.6691
2028 | SIWEM_PERC | Medium Demand Growth+Low Gas Supply+Constrained Operational Capacity+Low Wind & Solar | 26.7114 | 46.1884 | 56.991
2029 | SIWEM_PERC | Medium Demand Growth+Low Gas Supply+Constrained Operational Capacity+Low Wind & Solar | 10.0991 | 36.0608 | 55.3204
2030 | SIWEM_PERC | Medium Demand Growth+Low Gas Supply+Constrained Operational Capacity+Low Wind & Solar | 5.7635 | 27.6764 | 55.3849
2031 | SIWEM_PERC | Medium Demand Growth+Low Gas Supply+Constrained Operational Capacity+Low Wind & Solar | 2.2597 | 17.0518 | 54.2585
2032 | SIWEM_PERC | Medium Demand Growth+Low Gas Supply+Constrained Operational Capacity+Low Wind & Solar | 0.47602 | 11.6671 | 51.4863
2033 | SIWEM_PERC | Medium Demand Growth+Low Gas Supply+Constrained Operational Capacity+Low Wind & Solar | -1.5768 | 9.3676 | 48.3088
2034 | SIWEM_PERC | Medium Demand Growth+Low Gas Supply+Constrained Operational Capacity+Low Wind & Solar | -3.3156 | 7.4153 | 45.5843
2035 | SIWEM_PERC | Medium Demand Growth+Low Gas Supply+Constrained Operational Capacity+Low Wind & Solar | -4.7693 | 5.7789 | 40.125
2026 | NZWEM_PERC | Medium Demand Growth+Low Gas Supply+Upgraded HVDC | 18.7712 | 18.8278 | 18.8278
2027 | NZWEM_PERC | Medium Demand Growth+Low Gas Supply+Upgraded HVDC | 16.0207 | 17.7993 | 18.1068
2028 | NZWEM_PERC | Medium Demand Growth+Low Gas Supply+Upgraded HVDC | 11.588 | 19.2927 | 23.566
2029 | NZWEM_PERC | Medium Demand Growth+Low Gas Supply+Upgraded HVDC | 5.6991 | 16.2808 | 24.6531
2030 | NZWEM_PERC | Medium Demand Growth+Low Gas Supply+Upgraded HVDC | 1.0868 | 13.3871 | 26.8787
2031 | NZWEM_PERC | Medium Demand Growth+Low Gas Supply+Upgraded HVDC | -2.5147 | 9.4617 | 28.0334
2032 | NZWEM_PERC | Medium Demand Growth+Low Gas Supply+Upgraded HVDC | -5.383 | 6.6771 | 25.7592
2033 | NZWEM_PERC | Medium Demand Growth+Low Gas Supply+Upgraded HVDC | -7.9931 | 3.7666 | 23.9737
2034 | NZWEM_PERC | Medium Demand Growth+Low Gas Supply+Upgraded HVDC | -10.0397 | 1.8345 | 21.5724
2035 | NZWEM_PERC | Medium Demand Growth+Low Gas Supply+Upgraded HVDC | -11.5462 | 0.14748 | 19.4435
2026 | NIWCM | Medium Demand Growth+Low Gas Supply+Upgraded HVDC | 920.9691 | 921.7689 | 921.7689
2027 | NIWCM | Medium Demand Growth+Low Gas Supply+Upgraded HVDC | 1076.3707 | 1108.2368 | 1112.7733
2028 | NIWCM | Medium Demand Growth+Low Gas Supply+Upgraded HVDC | 1089.5103 | 1735.4791 | 1796.2242
2029 | NIWCM | Medium Demand Growth+Low Gas Supply+Upgraded HVDC | 841.753 | 1732.1771 | 2055.5221
2030 | NIWCM | Medium Demand Growth+Low Gas Supply+Upgraded HVDC | 587.5061 | 1601.8514 | 2121.3615
2031 | NIWCM | Medium Demand Growth+Low Gas Supply+Upgraded HVDC | 410.1311 | 1442.2478 | 2222.5311
2032 | NIWCM | Medium Demand Growth+Low Gas Supply+Upgraded HVDC | 215.3325 | 1268.7573 | 2087.4155
2033 | NIWCM | Medium Demand Growth+Low Gas Supply+Upgraded HVDC | -110.0444 | 948.9006 | 1845.5434
2034 | NIWCM | Medium Demand Growth+Low Gas Supply+Upgraded HVDC | -323.1824 | 780.7815 | 1762.8774
2035 | NIWCM | Medium Demand Growth+Low Gas Supply+Upgraded HVDC | -399.3849 | 716.3302 | 1706.3948
2026 | SIWEM_PERC | Medium Demand Growth+Low Gas Supply+Upgraded HVDC | 51.1127 | 51.1127 | 51.1127
2027 | SIWEM_PERC | Medium Demand Growth+Low Gas Supply+Upgraded HVDC | 43.051 | 47.9089 | 48.6924
2028 | SIWEM_PERC | Medium Demand Growth+Low Gas Supply+Upgraded HVDC | 30.5622 | 52.1441 | 63.9077
2029 | SIWEM_PERC | Medium Demand Growth+Low Gas Supply+Upgraded HVDC | 13.5869 | 42.5912 | 64.9373
2030 | SIWEM_PERC | Medium Demand Growth+Low Gas Supply+Upgraded HVDC | 6.6467 | 34.3722 | 70.1298
2031 | SIWEM_PERC | Medium Demand Growth+Low Gas Supply+Upgraded HVDC | 3.1125 | 23.5171 | 72.7311
2032 | SIWEM_PERC | Medium Demand Growth+Low Gas Supply+Upgraded HVDC | 1.3126 | 15.9158 | 67.0024
2033 | SIWEM_PERC | Medium Demand Growth+Low Gas Supply+Upgraded HVDC | -0.75867 | 11.3685 | 62.3582
2034 | SIWEM_PERC | Medium Demand Growth+Low Gas Supply+Upgraded HVDC | -2.5134 | 9.3772 | 56.2389
2035 | SIWEM_PERC | Medium Demand Growth+Low Gas Supply+Upgraded HVDC | -3.9808 | 7.7075 | 50.882
2026 | NZWEM_PERC | Medium Demand Growth+Low Gas Supply+Upgraded HVDC+Low Wind & Solar | 17.5818 | 17.633 | 17.633
2027 | NZWEM_PERC | Medium Demand Growth+Low Gas Supply+Upgraded HVDC+Low Wind & Solar | 14.7164 | 16.3215 | 16.599
2028 | NZWEM_PERC | Medium Demand Growth+Low Gas Supply+Upgraded HVDC+Low Wind & Solar | 10.2133 | 17.1665 | 21.023
2029 | NZWEM_PERC | Medium Demand Growth+Low Gas Supply+Upgraded HVDC+Low Wind & Solar | 4.3487 | 13.8983 | 21.454
2030 | NZWEM_PERC | Medium Demand Growth+Low Gas Supply+Upgraded HVDC+Low Wind & Solar | -0.21444 | 10.933 | 23.1437
2031 | NZWEM_PERC | Medium Demand Growth+Low Gas Supply+Upgraded HVDC+Low Wind & Solar | -3.7729 | 7.0888 | 23.883
2032 | NZWEM_PERC | Medium Demand Growth+Low Gas Supply+Upgraded HVDC+Low Wind & Solar | -6.6126 | 4.3235 | 21.6106
2033 | NZWEM_PERC | Medium Demand Growth+Low Gas Supply+Upgraded HVDC+Low Wind & Solar | -9.192 | 1.4717 | 19.7723
2034 | NZWEM_PERC | Medium Demand Growth+Low Gas Supply+Upgraded HVDC+Low Wind & Solar | -11.2109 | -0.40717 | 17.4686
2035 | NZWEM_PERC | Medium Demand Growth+Low Gas Supply+Upgraded HVDC+Low Wind & Solar | -12.6911 | -2.044 | 15.4316
2026 | NIWCM | Medium Demand Growth+Low Gas Supply+Upgraded HVDC+Low Wind & Solar | 920.9691 | 921.7689 | 921.7689
2027 | NIWCM | Medium Demand Growth+Low Gas Supply+Upgraded HVDC+Low Wind & Solar | 1076.3707 | 1108.2368 | 1112.7733
2028 | NIWCM | Medium Demand Growth+Low Gas Supply+Upgraded HVDC+Low Wind & Solar | 1089.5103 | 1735.4791 | 1796.2242
2029 | NIWCM | Medium Demand Growth+Low Gas Supply+Upgraded HVDC+Low Wind & Solar | 841.753 | 1732.1771 | 2055.5221
2030 | NIWCM | Medium Demand Growth+Low Gas Supply+Upgraded HVDC+Low Wind & Solar | 587.5061 | 1601.8514 | 2121.3615
2031 | NIWCM | Medium Demand Growth+Low Gas Supply+Upgraded HVDC+Low Wind & Solar | 410.1311 | 1442.2478 | 2222.5311
2032 | NIWCM | Medium Demand Growth+Low Gas Supply+Upgraded HVDC+Low Wind & Solar | 215.3325 | 1268.7573 | 2087.4155
2033 | NIWCM | Medium Demand Growth+Low Gas Supply+Upgraded HVDC+Low Wind & Solar | -110.0444 | 948.9006 | 1845.5434
2034 | NIWCM | Medium Demand Growth+Low Gas Supply+Upgraded HVDC+Low Wind & Solar | -323.1824 | 780.7815 | 1762.8774
2035 | NIWCM | Medium Demand Growth+Low Gas Supply+Upgraded HVDC+Low Wind & Solar | -399.3849 | 716.3302 | 1706.3948
2026 | SIWEM_PERC | Medium Demand Growth+Low Gas Supply+Upgraded HVDC+Low Wind & Solar | 48.1277 | 48.2724 | 48.2724
2027 | SIWEM_PERC | Medium Demand Growth+Low Gas Supply+Upgraded HVDC+Low Wind & Solar | 39.4012 | 43.8926 | 44.6691
2028 | SIWEM_PERC | Medium Demand Growth+Low Gas Supply+Upgraded HVDC+Low Wind & Solar | 26.7114 | 46.1884 | 56.991
2029 | SIWEM_PERC | Medium Demand Growth+Low Gas Supply+Upgraded HVDC+Low Wind & Solar | 10.0991 | 36.0608 | 56.641
2030 | SIWEM_PERC | Medium Demand Growth+Low Gas Supply+Upgraded HVDC+Low Wind & Solar | 5.7635 | 27.6764 | 60.4911
2031 | SIWEM_PERC | Medium Demand Growth+Low Gas Supply+Upgraded HVDC+Low Wind & Solar | 2.2597 | 17.0518 | 62.0471
2032 | SIWEM_PERC | Medium Demand Growth+Low Gas Supply+Upgraded HVDC+Low Wind & Solar | 0.47602 | 11.6671 | 56.2906
2033 | SIWEM_PERC | Medium Demand Growth+Low Gas Supply+Upgraded HVDC+Low Wind & Solar | -1.5768 | 9.3676 | 51.4926
2034 | SIWEM_PERC | Medium Demand Growth+Low Gas Supply+Upgraded HVDC+Low Wind & Solar | -3.3156 | 7.4153 | 45.5843
2035 | SIWEM_PERC | Medium Demand Growth+Low Gas Supply+Upgraded HVDC+Low Wind & Solar | -4.7693 | 5.7789 | 40.125
2026 | NZWEM_PERC | Medium Demand Growth+Low Gas Supply+Upgraded HVDC+Constrained Operational Capacity | 18.7712 | 18.8278 | 18.8278
2027 | NZWEM_PERC | Medium Demand Growth+Low Gas Supply+Upgraded HVDC+Constrained Operational Capacity | 16.0207 | 17.7993 | 18.1068
2028 | NZWEM_PERC | Medium Demand Growth+Low Gas Supply+Upgraded HVDC+Constrained Operational Capacity | 11.588 | 19.2927 | 23.566
2029 | NZWEM_PERC | Medium Demand Growth+Low Gas Supply+Upgraded HVDC+Constrained Operational Capacity | 5.6991 | 16.2808 | 24.6531
2030 | NZWEM_PERC | Medium Demand Growth+Low Gas Supply+Upgraded HVDC+Constrained Operational Capacity | 1.0868 | 13.3871 | 26.8787
2031 | NZWEM_PERC | Medium Demand Growth+Low Gas Supply+Upgraded HVDC+Constrained Operational Capacity | -2.5147 | 9.4617 | 28.0334
2032 | NZWEM_PERC | Medium Demand Growth+Low Gas Supply+Upgraded HVDC+Constrained Operational Capacity | -5.383 | 6.6771 | 25.7592
2033 | NZWEM_PERC | Medium Demand Growth+Low Gas Supply+Upgraded HVDC+Constrained Operational Capacity | -7.9931 | 3.7666 | 23.9737
2034 | NZWEM_PERC | Medium Demand Growth+Low Gas Supply+Upgraded HVDC+Constrained Operational Capacity | -10.0397 | 1.8345 | 21.5724
2035 | NZWEM_PERC | Medium Demand Growth+Low Gas Supply+Upgraded HVDC+Constrained Operational Capacity | -11.5462 | 0.14748 | 19.4435
2026 | NIWCM | Medium Demand Growth+Low Gas Supply+Upgraded HVDC+Constrained Operational Capacity | 325.6776 | 325.6776 | 325.6776
2027 | NIWCM | Medium Demand Growth+Low Gas Supply+Upgraded HVDC+Constrained Operational Capacity | 454.6836 | 458.6512 | 458.6512
2028 | NIWCM | Medium Demand Growth+Low Gas Supply+Upgraded HVDC+Constrained Operational Capacity | 435.8256 | 929.7399 | 937.5268
2029 | NIWCM | Medium Demand Growth+Low Gas Supply+Upgraded HVDC+Constrained Operational Capacity | 170.0838 | 819.7627 | 976.2717
2030 | NIWCM | Medium Demand Growth+Low Gas Supply+Upgraded HVDC+Constrained Operational Capacity | -87.289 | 649.6906 | 862.3063
2031 | NIWCM | Medium Demand Growth+Low Gas Supply+Upgraded HVDC+Constrained Operational Capacity | -267.4032 | 480.9253 | 752.1464
2032 | NIWCM | Medium Demand Growth+Low Gas Supply+Upgraded HVDC+Constrained Operational Capacity | -463.5455 | 289.3425 | 582.4442
2033 | NIWCM | Medium Demand Growth+Low Gas Supply+Upgraded HVDC+Constrained Operational Capacity | -788.776 | -35.6554 | 269.4344
2034 | NIWCM | Medium Demand Growth+Low Gas Supply+Upgraded HVDC+Constrained Operational Capacity | -1004.0531 | -206.464 | 175.9307
2035 | NIWCM | Medium Demand Growth+Low Gas Supply+Upgraded HVDC+Constrained Operational Capacity | -1080.2454 | -272.5478 | 109.4913
2026 | SIWEM_PERC | Medium Demand Growth+Low Gas Supply+Upgraded HVDC+Constrained Operational Capacity | 51.1127 | 51.1127 | 51.1127
2027 | SIWEM_PERC | Medium Demand Growth+Low Gas Supply+Upgraded HVDC+Constrained Operational Capacity | 43.051 | 47.9089 | 48.6924
2028 | SIWEM_PERC | Medium Demand Growth+Low Gas Supply+Upgraded HVDC+Constrained Operational Capacity | 30.5622 | 52.1441 | 63.9077
2029 | SIWEM_PERC | Medium Demand Growth+Low Gas Supply+Upgraded HVDC+Constrained Operational Capacity | 13.5869 | 42.5912 | 64.9373
2030 | SIWEM_PERC | Medium Demand Growth+Low Gas Supply+Upgraded HVDC+Constrained Operational Capacity | 6.6467 | 34.3722 | 70.1298
2031 | SIWEM_PERC | Medium Demand Growth+Low Gas Supply+Upgraded HVDC+Constrained Operational Capacity | 3.1125 | 23.5171 | 72.7311
2032 | SIWEM_PERC | Medium Demand Growth+Low Gas Supply+Upgraded HVDC+Constrained Operational Capacity | 1.3126 | 15.9158 | 67.0024
2033 | SIWEM_PERC | Medium Demand Growth+Low Gas Supply+Upgraded HVDC+Constrained Operational Capacity | -0.75867 | 11.3685 | 62.3582
2034 | SIWEM_PERC | Medium Demand Growth+Low Gas Supply+Upgraded HVDC+Constrained Operational Capacity | -2.5134 | 9.3772 | 56.2389
2035 | SIWEM_PERC | Medium Demand Growth+Low Gas Supply+Upgraded HVDC+Constrained Operational Capacity | -3.9808 | 7.7075 | 50.882
2026 | NZWEM_PERC | Medium Demand Growth+Low Gas Supply+Upgraded HVDC+Constrained Operational Capacity+Low Wind & Solar | 17.5818 | 17.633 | 17.633
2027 | NZWEM_PERC | Medium Demand Growth+Low Gas Supply+Upgraded HVDC+Constrained Operational Capacity+Low Wind & Solar | 14.7164 | 16.3215 | 16.599
2028 | NZWEM_PERC | Medium Demand Growth+Low Gas Supply+Upgraded HVDC+Constrained Operational Capacity+Low Wind & Solar | 10.2133 | 17.1665 | 21.023
2029 | NZWEM_PERC | Medium Demand Growth+Low Gas Supply+Upgraded HVDC+Constrained Operational Capacity+Low Wind & Solar | 4.3487 | 13.8983 | 21.454
2030 | NZWEM_PERC | Medium Demand Growth+Low Gas Supply+Upgraded HVDC+Constrained Operational Capacity+Low Wind & Solar | -0.21444 | 10.933 | 23.1437
2031 | NZWEM_PERC | Medium Demand Growth+Low Gas Supply+Upgraded HVDC+Constrained Operational Capacity+Low Wind & Solar | -3.7729 | 7.0888 | 23.883
2032 | NZWEM_PERC | Medium Demand Growth+Low Gas Supply+Upgraded HVDC+Constrained Operational Capacity+Low Wind & Solar | -6.6126 | 4.3235 | 21.6106
2033 | NZWEM_PERC | Medium Demand Growth+Low Gas Supply+Upgraded HVDC+Constrained Operational Capacity+Low Wind & Solar | -9.192 | 1.4717 | 19.7723
2034 | NZWEM_PERC | Medium Demand Growth+Low Gas Supply+Upgraded HVDC+Constrained Operational Capacity+Low Wind & Solar | -11.2109 | -0.40717 | 17.4686
2035 | NZWEM_PERC | Medium Demand Growth+Low Gas Supply+Upgraded HVDC+Constrained Operational Capacity+Low Wind & Solar | -12.6911 | -2.044 | 15.4316
2026 | NIWCM | Medium Demand Growth+Low Gas Supply+Upgraded HVDC+Constrained Operational Capacity+Low Wind & Solar | 325.6776 | 325.6776 | 325.6776
2027 | NIWCM | Medium Demand Growth+Low Gas Supply+Upgraded HVDC+Constrained Operational Capacity+Low Wind & Solar | 454.6836 | 458.6512 | 458.6512
2028 | NIWCM | Medium Demand Growth+Low Gas Supply+Upgraded HVDC+Constrained Operational Capacity+Low Wind & Solar | 435.8256 | 929.7399 | 937.5268
2029 | NIWCM | Medium Demand Growth+Low Gas Supply+Upgraded HVDC+Constrained Operational Capacity+Low Wind & Solar | 170.0838 | 819.7627 | 976.2717
2030 | NIWCM | Medium Demand Growth+Low Gas Supply+Upgraded HVDC+Constrained Operational Capacity+Low Wind & Solar | -87.289 | 649.6906 | 862.3063
2031 | NIWCM | Medium Demand Growth+Low Gas Supply+Upgraded HVDC+Constrained Operational Capacity+Low Wind & Solar | -267.4032 | 480.9253 | 752.1464
2032 | NIWCM | Medium Demand Growth+Low Gas Supply+Upgraded HVDC+Constrained Operational Capacity+Low Wind & Solar | -463.5455 | 289.3425 | 582.4442
2033 | NIWCM | Medium Demand Growth+Low Gas Supply+Upgraded HVDC+Constrained Operational Capacity+Low Wind & Solar | -788.776 | -35.6554 | 269.4344
2034 | NIWCM | Medium Demand Growth+Low Gas Supply+Upgraded HVDC+Constrained Operational Capacity+Low Wind & Solar | -1004.0531 | -206.464 | 175.9307
2035 | NIWCM | Medium Demand Growth+Low Gas Supply+Upgraded HVDC+Constrained Operational Capacity+Low Wind & Solar | -1080.2454 | -272.5478 | 109.4913
2026 | SIWEM_PERC | Medium Demand Growth+Low Gas Supply+Upgraded HVDC+Constrained Operational Capacity+Low Wind & Solar | 48.1277 | 48.2724 | 48.2724
2027 | SIWEM_PERC | Medium Demand Growth+Low Gas Supply+Upgraded HVDC+Constrained Operational Capacity+Low Wind & Solar | 39.4012 | 43.8926 | 44.6691
2028 | SIWEM_PERC | Medium Demand Growth+Low Gas Supply+Upgraded HVDC+Constrained Operational Capacity+Low Wind & Solar | 26.7114 | 46.1884 | 56.991
2029 | SIWEM_PERC | Medium Demand Growth+Low Gas Supply+Upgraded HVDC+Constrained Operational Capacity+Low Wind & Solar | 10.0991 | 36.0608 | 56.641
2030 | SIWEM_PERC | Medium Demand Growth+Low Gas Supply+Upgraded HVDC+Constrained Operational Capacity+Low Wind & Solar | 5.7635 | 27.6764 | 60.4911
2031 | SIWEM_PERC | Medium Demand Growth+Low Gas Supply+Upgraded HVDC+Constrained Operational Capacity+Low Wind & Solar | 2.2597 | 17.0518 | 62.0471
2032 | SIWEM_PERC | Medium Demand Growth+Low Gas Supply+Upgraded HVDC+Constrained Operational Capacity+Low Wind & Solar | 0.47602 | 11.6671 | 56.2906
2033 | SIWEM_PERC | Medium Demand Growth+Low Gas Supply+Upgraded HVDC+Constrained Operational Capacity+Low Wind & Solar | -1.5768 | 9.3676 | 51.4926
2034 | SIWEM_PERC | Medium Demand Growth+Low Gas Supply+Upgraded HVDC+Constrained Operational Capacity+Low Wind & Solar | -3.3156 | 7.4153 | 45.5843
2035 | SIWEM_PERC | Medium Demand Growth+Low Gas Supply+Upgraded HVDC+Constrained Operational Capacity+Low Wind & Solar | -4.7693 | 5.7789 | 40.125
2026 | NZWEM_PERC | Medium Demand Growth+Low Gas Supply+Delayed Build | 14.1751 | 14.1751 | 14.1751
2027 | NZWEM_PERC | Medium Demand Growth+Low Gas Supply+Delayed Build | 8.8858 | 9.0226 | 9.185
2028 | NZWEM_PERC | Medium Demand Growth+Low Gas Supply+Delayed Build | 7.6142 | 8.9853 | 9.2837
2029 | NZWEM_PERC | Medium Demand Growth+Low Gas Supply+Delayed Build | 4.6355 | 7.2723 | 8.0913
2030 | NZWEM_PERC | Medium Demand Growth+Low Gas Supply+Delayed Build | 1.0868 | 9.3482 | 16.3314
2031 | NZWEM_PERC | Medium Demand Growth+Low Gas Supply+Delayed Build | -2.5147 | 8.2847 | 16.0851
2032 | NZWEM_PERC | Medium Demand Growth+Low Gas Supply+Delayed Build | -5.383 | 5.7849 | 18.5327
2033 | NZWEM_PERC | Medium Demand Growth+Low Gas Supply+Delayed Build | -7.9931 | 2.976 | 20.6728
2034 | NZWEM_PERC | Medium Demand Growth+Low Gas Supply+Delayed Build | -10.0397 | 1.0142 | 19.1889
2035 | NZWEM_PERC | Medium Demand Growth+Low Gas Supply+Delayed Build | -11.5462 | -0.31666 | 18.9794
2026 | NIWCM | Medium Demand Growth+Low Gas Supply+Delayed Build | 628.8124 | 628.8124 | 628.8124
2027 | NIWCM | Medium Demand Growth+Low Gas Supply+Delayed Build | 677.8105 | 679.8206 | 682.2931
2028 | NIWCM | Medium Demand Growth+Low Gas Supply+Delayed Build | 835.4318 | 855.4229 | 859.9594
2029 | NIWCM | Medium Demand Growth+Low Gas Supply+Delayed Build | 634.3073 | 761.4527 | 775.045
2030 | NIWCM | Medium Demand Growth+Low Gas Supply+Delayed Build | 531.7296 | 1250.7871 | 1527.8104
2031 | NIWCM | Medium Demand Growth+Low Gas Supply+Delayed Build | 337.1926 | 1266.4198 | 1612.631
2032 | NIWCM | Medium Demand Growth+Low Gas Supply+Delayed Build | 142.394 | 1142.4495 | 1703.6404
2033 | NIWCM | Medium Demand Growth+Low Gas Supply+Delayed Build | -110.0444 | 903.8614 | 1701.037
2034 | NIWCM | Medium Demand Growth+Low Gas Supply+Delayed Build | -323.1824 | 710.6923 | 1548.3606
2035 | NIWCM | Medium Demand Growth+Low Gas Supply+Delayed Build | -399.3849 | 663.9982 | 1576.8314
2026 | SIWEM_PERC | Medium Demand Growth+Low Gas Supply+Delayed Build | 38.4856 | 38.4856 | 38.4856
2027 | SIWEM_PERC | Medium Demand Growth+Low Gas Supply+Delayed Build | 23.0855 | 23.4685 | 23.9229
2028 | SIWEM_PERC | Medium Demand Growth+Low Gas Supply+Delayed Build | 19.431 | 23.2717 | 24.1076
2029 | SIWEM_PERC | Medium Demand Growth+Low Gas Supply+Delayed Build | 10.6717 | 17.899 | 20.1438
2030 | SIWEM_PERC | Medium Demand Growth+Low Gas Supply+Delayed Build | 6.6467 | 23.3522 | 42.4053
2031 | SIWEM_PERC | Medium Demand Growth+Low Gas Supply+Delayed Build | 3.1125 | 20.3101 | 41.5641
2032 | SIWEM_PERC | Medium Demand Growth+Low Gas Supply+Delayed Build | 1.3126 | 13.7132 | 48.3434
2033 | SIWEM_PERC | Medium Demand Growth+Low Gas Supply+Delayed Build | -0.75867 | 11.3685 | 52.4517
2034 | SIWEM_PERC | Medium Demand Growth+Low Gas Supply+Delayed Build | -2.5134 | 9.3772 | 49.6588
2035 | SIWEM_PERC | Medium Demand Growth+Low Gas Supply+Delayed Build | -3.9808 | 7.7075 | 47.3039
2026 | NZWEM_PERC | Medium Demand Growth+Low Gas Supply+Delayed Build+Low Wind & Solar | 13.2703 | 13.2703 | 13.2703
2027 | NZWEM_PERC | Medium Demand Growth+Low Gas Supply+Delayed Build+Low Wind & Solar | 7.96 | 8.0836 | 8.2301
2028 | NZWEM_PERC | Medium Demand Growth+Low Gas Supply+Delayed Build+Low Wind & Solar | 6.4717 | 7.709 | 7.9783
2029 | NZWEM_PERC | Medium Demand Growth+Low Gas Supply+Delayed Build+Low Wind & Solar | 3.3888 | 5.7684 | 6.5075
2030 | NZWEM_PERC | Medium Demand Growth+Low Gas Supply+Delayed Build+Low Wind & Solar | -0.21444 | 7.2411 | 13.5432
2031 | NZWEM_PERC | Medium Demand Growth+Low Gas Supply+Delayed Build+Low Wind & Solar | -3.7729 | 5.9732 | 13.0128
2032 | NZWEM_PERC | Medium Demand Growth+Low Gas Supply+Delayed Build+Low Wind & Solar | -6.6126 | 3.4661 | 15.0036
2033 | NZWEM_PERC | Medium Demand Growth+Low Gas Supply+Delayed Build+Low Wind & Solar | -9.192 | 0.71491 | 16.7179
2034 | NZWEM_PERC | Medium Demand Growth+Low Gas Supply+Delayed Build+Low Wind & Solar | -11.2109 | -1.2275 | 15.2376
2035 | NZWEM_PERC | Medium Demand Growth+Low Gas Supply+Delayed Build+Low Wind & Solar | -12.6911 | -2.5081 | 14.9674
2026 | NIWCM | Medium Demand Growth+Low Gas Supply+Delayed Build+Low Wind & Solar | 628.8124 | 628.8124 | 628.8124
2027 | NIWCM | Medium Demand Growth+Low Gas Supply+Delayed Build+Low Wind & Solar | 677.8105 | 679.8206 | 682.2931
2028 | NIWCM | Medium Demand Growth+Low Gas Supply+Delayed Build+Low Wind & Solar | 835.4318 | 855.4229 | 859.9594
2029 | NIWCM | Medium Demand Growth+Low Gas Supply+Delayed Build+Low Wind & Solar | 634.3073 | 761.4527 | 775.045
2030 | NIWCM | Medium Demand Growth+Low Gas Supply+Delayed Build+Low Wind & Solar | 531.7296 | 1250.7871 | 1527.8104
2031 | NIWCM | Medium Demand Growth+Low Gas Supply+Delayed Build+Low Wind & Solar | 337.1926 | 1266.4198 | 1612.631
2032 | NIWCM | Medium Demand Growth+Low Gas Supply+Delayed Build+Low Wind & Solar | 142.394 | 1142.4495 | 1703.6404
2033 | NIWCM | Medium Demand Growth+Low Gas Supply+Delayed Build+Low Wind & Solar | -110.0444 | 903.8614 | 1701.037
2034 | NIWCM | Medium Demand Growth+Low Gas Supply+Delayed Build+Low Wind & Solar | -323.1824 | 710.6923 | 1548.3606
2035 | NIWCM | Medium Demand Growth+Low Gas Supply+Delayed Build+Low Wind & Solar | -399.3849 | 663.9982 | 1576.8314
2026 | SIWEM_PERC | Medium Demand Growth+Low Gas Supply+Delayed Build+Low Wind & Solar | 35.9246 | 35.9246 | 35.9246
2027 | SIWEM_PERC | Medium Demand Growth+Low Gas Supply+Delayed Build+Low Wind & Solar | 20.495 | 20.8406 | 21.2507
2028 | SIWEM_PERC | Medium Demand Growth+Low Gas Supply+Delayed Build+Low Wind & Solar | 16.2307 | 19.6968 | 20.4511
2029 | SIWEM_PERC | Medium Demand Growth+Low Gas Supply+Delayed Build+Low Wind & Solar | 8.5658 | 13.7769 | 15.8027
2030 | SIWEM_PERC | Medium Demand Growth+Low Gas Supply+Delayed Build+Low Wind & Solar | 5.7635 | 17.6032 | 34.798
2031 | SIWEM_PERC | Medium Demand Growth+Low Gas Supply+Delayed Build+Low Wind & Solar | 2.2597 | 14.0119 | 33.1928
2032 | SIWEM_PERC | Medium Demand Growth+Low Gas Supply+Delayed Build+Low Wind & Solar | 0.47602 | 11.6671 | 38.6906
2033 | SIWEM_PERC | Medium Demand Growth+Low Gas Supply+Delayed Build+Low Wind & Solar | -1.5768 | 9.3676 | 43.4261
2034 | SIWEM_PERC | Medium Demand Growth+Low Gas Supply+Delayed Build+Low Wind & Solar | -3.3156 | 7.4153 | 39.4407
2035 | SIWEM_PERC | Medium Demand Growth+Low Gas Supply+Delayed Build+Low Wind & Solar | -4.7693 | 5.7789 | 38.8399
2026 | NZWEM_PERC | Medium Demand Growth+Low Gas Supply+Delayed Build+Constrained Operational Capacity | 14.1751 | 14.1751 | 14.1751
2027 | NZWEM_PERC | Medium Demand Growth+Low Gas Supply+Delayed Build+Constrained Operational Capacity | 8.8858 | 9.0226 | 9.185
2028 | NZWEM_PERC | Medium Demand Growth+Low Gas Supply+Delayed Build+Constrained Operational Capacity | 7.6142 | 8.9853 | 9.2837
2029 | NZWEM_PERC | Medium Demand Growth+Low Gas Supply+Delayed Build+Constrained Operational Capacity | 4.6355 | 7.2723 | 8.0913
2030 | NZWEM_PERC | Medium Demand Growth+Low Gas Supply+Delayed Build+Constrained Operational Capacity | 1.0868 | 9.3482 | 16.3314
2031 | NZWEM_PERC | Medium Demand Growth+Low Gas Supply+Delayed Build+Constrained Operational Capacity | -2.5147 | 8.2847 | 16.0851
2032 | NZWEM_PERC | Medium Demand Growth+Low Gas Supply+Delayed Build+Constrained Operational Capacity | -5.383 | 5.7849 | 18.5327
2033 | NZWEM_PERC | Medium Demand Growth+Low Gas Supply+Delayed Build+Constrained Operational Capacity | -7.9931 | 2.976 | 20.6728
2034 | NZWEM_PERC | Medium Demand Growth+Low Gas Supply+Delayed Build+Constrained Operational Capacity | -10.0397 | 1.0142 | 19.1889
2035 | NZWEM_PERC | Medium Demand Growth+Low Gas Supply+Delayed Build+Constrained Operational Capacity | -11.5462 | -0.31666 | 18.9794
2026 | NIWCM | Medium Demand Growth+Low Gas Supply+Delayed Build+Constrained Operational Capacity | 94.465 | 94.465 | 94.465
2027 | NIWCM | Medium Demand Growth+Low Gas Supply+Delayed Build+Constrained Operational Capacity | 136.5614 | 136.5614 | 136.5614
2028 | NIWCM | Medium Demand Growth+Low Gas Supply+Delayed Build+Constrained Operational Capacity | 225.7919 | 225.7919 | 225.7919
2029 | NIWCM | Medium Demand Growth+Low Gas Supply+Delayed Build+Constrained Operational Capacity | -10.0491 | 72.1036 | 72.1036
2030 | NIWCM | Medium Demand Growth+Low Gas Supply+Delayed Build+Constrained Operational Capacity | -143.0655 | 368.6962 | 485.3974
2031 | NIWCM | Medium Demand Growth+Low Gas Supply+Delayed Build+Constrained Operational Capacity | -340.3417 | 312.2533 | 470.2427
2032 | NIWCM | Medium Demand Growth+Low Gas Supply+Delayed Build+Constrained Operational Capacity | -536.484 | 177.6148 | 391.0375
2033 | NIWCM | Medium Demand Growth+Low Gas Supply+Delayed Build+Constrained Operational Capacity | -788.776 | -66.1146 | 207.5227
2034 | NIWCM | Medium Demand Growth+Low Gas Supply+Delayed Build+Constrained Operational Capacity | -1004.0531 | -276.5532 | 18.6125
2035 | NIWCM | Medium Demand Growth+Low Gas Supply+Delayed Build+Constrained Operational Capacity | -1080.2454 | -324.8798 | -20.0697
2026 | SIWEM_PERC | Medium Demand Growth+Low Gas Supply+Delayed Build+Constrained Operational Capacity | 38.4856 | 38.4856 | 38.4856
2027 | SIWEM_PERC | Medium Demand Growth+Low Gas Supply+Delayed Build+Constrained Operational Capacity | 23.0855 | 23.4685 | 23.9229
2028 | SIWEM_PERC | Medium Demand Growth+Low Gas Supply+Delayed Build+Constrained Operational Capacity | 19.431 | 23.2717 | 24.1076
2029 | SIWEM_PERC | Medium Demand Growth+Low Gas Supply+Delayed Build+Constrained Operational Capacity | 10.6717 | 17.899 | 20.1438
2030 | SIWEM_PERC | Medium Demand Growth+Low Gas Supply+Delayed Build+Constrained Operational Capacity | 6.6467 | 23.3522 | 42.4053
2031 | SIWEM_PERC | Medium Demand Growth+Low Gas Supply+Delayed Build+Constrained Operational Capacity | 3.1125 | 20.3101 | 41.5641
2032 | SIWEM_PERC | Medium Demand Growth+Low Gas Supply+Delayed Build+Constrained Operational Capacity | 1.3126 | 13.7132 | 48.3434
2033 | SIWEM_PERC | Medium Demand Growth+Low Gas Supply+Delayed Build+Constrained Operational Capacity | -0.75867 | 11.3685 | 52.4517
2034 | SIWEM_PERC | Medium Demand Growth+Low Gas Supply+Delayed Build+Constrained Operational Capacity | -2.5134 | 9.3772 | 49.6588
2035 | SIWEM_PERC | Medium Demand Growth+Low Gas Supply+Delayed Build+Constrained Operational Capacity | -3.9808 | 7.7075 | 47.3039
2026 | NZWEM_PERC | Medium Demand Growth+Low Gas Supply+Delayed Build+Constrained Operational Capacity+Low Wind & Solar | 13.2703 | 13.2703 | 13.2703
2027 | NZWEM_PERC | Medium Demand Growth+Low Gas Supply+Delayed Build+Constrained Operational Capacity+Low Wind & Solar | 7.96 | 8.0836 | 8.2301
2028 | NZWEM_PERC | Medium Demand Growth+Low Gas Supply+Delayed Build+Constrained Operational Capacity+Low Wind & Solar | 6.4717 | 7.709 | 7.9783
2029 | NZWEM_PERC | Medium Demand Growth+Low Gas Supply+Delayed Build+Constrained Operational Capacity+Low Wind & Solar | 3.3888 | 5.7684 | 6.5075
2030 | NZWEM_PERC | Medium Demand Growth+Low Gas Supply+Delayed Build+Constrained Operational Capacity+Low Wind & Solar | -0.21444 | 7.2411 | 13.5432
2031 | NZWEM_PERC | Medium Demand Growth+Low Gas Supply+Delayed Build+Constrained Operational Capacity+Low Wind & Solar | -3.7729 | 5.9732 | 13.0128
2032 | NZWEM_PERC | Medium Demand Growth+Low Gas Supply+Delayed Build+Constrained Operational Capacity+Low Wind & Solar | -6.6126 | 3.4661 | 15.0036
2033 | NZWEM_PERC | Medium Demand Growth+Low Gas Supply+Delayed Build+Constrained Operational Capacity+Low Wind & Solar | -9.192 | 0.71491 | 16.7179
2034 | NZWEM_PERC | Medium Demand Growth+Low Gas Supply+Delayed Build+Constrained Operational Capacity+Low Wind & Solar | -11.2109 | -1.2275 | 15.2376
2035 | NZWEM_PERC | Medium Demand Growth+Low Gas Supply+Delayed Build+Constrained Operational Capacity+Low Wind & Solar | -12.6911 | -2.5081 | 14.9674
2026 | NIWCM | Medium Demand Growth+Low Gas Supply+Delayed Build+Constrained Operational Capacity+Low Wind & Solar | 94.465 | 94.465 | 94.465
2027 | NIWCM | Medium Demand Growth+Low Gas Supply+Delayed Build+Constrained Operational Capacity+Low Wind & Solar | 136.5614 | 136.5614 | 136.5614
2028 | NIWCM | Medium Demand Growth+Low Gas Supply+Delayed Build+Constrained Operational Capacity+Low Wind & Solar | 225.7919 | 225.7919 | 225.7919
2029 | NIWCM | Medium Demand Growth+Low Gas Supply+Delayed Build+Constrained Operational Capacity+Low Wind & Solar | -10.0491 | 72.1036 | 72.1036
2030 | NIWCM | Medium Demand Growth+Low Gas Supply+Delayed Build+Constrained Operational Capacity+Low Wind & Solar | -143.0655 | 368.6962 | 485.3974
2031 | NIWCM | Medium Demand Growth+Low Gas Supply+Delayed Build+Constrained Operational Capacity+Low Wind & Solar | -340.3417 | 312.2533 | 470.2427
2032 | NIWCM | Medium Demand Growth+Low Gas Supply+Delayed Build+Constrained Operational Capacity+Low Wind & Solar | -536.484 | 177.6148 | 391.0375
2033 | NIWCM | Medium Demand Growth+Low Gas Supply+Delayed Build+Constrained Operational Capacity+Low Wind & Solar | -788.776 | -66.1146 | 207.5227
2034 | NIWCM | Medium Demand Growth+Low Gas Supply+Delayed Build+Constrained Operational Capacity+Low Wind & Solar | -1004.0531 | -276.5532 | 18.6125
2035 | NIWCM | Medium Demand Growth+Low Gas Supply+Delayed Build+Constrained Operational Capacity+Low Wind & Solar | -1080.2454 | -324.8798 | -20.0697
2026 | SIWEM_PERC | Medium Demand Growth+Low Gas Supply+Delayed Build+Constrained Operational Capacity+Low Wind & Solar | 35.9246 | 35.9246 | 35.9246
2027 | SIWEM_PERC | Medium Demand Growth+Low Gas Supply+Delayed Build+Constrained Operational Capacity+Low Wind & Solar | 20.495 | 20.8406 | 21.2507
2028 | SIWEM_PERC | Medium Demand Growth+Low Gas Supply+Delayed Build+Constrained Operational Capacity+Low Wind & Solar | 16.2307 | 19.6968 | 20.4511
2029 | SIWEM_PERC | Medium Demand Growth+Low Gas Supply+Delayed Build+Constrained Operational Capacity+Low Wind & Solar | 8.5658 | 13.7769 | 15.8027
2030 | SIWEM_PERC | Medium Demand Growth+Low Gas Supply+Delayed Build+Constrained Operational Capacity+Low Wind & Solar | 5.7635 | 17.6032 | 34.798
2031 | SIWEM_PERC | Medium Demand Growth+Low Gas Supply+Delayed Build+Constrained Operational Capacity+Low Wind & Solar | 2.2597 | 14.0119 | 33.1928
2032 | SIWEM_PERC | Medium Demand Growth+Low Gas Supply+Delayed Build+Constrained Operational Capacity+Low Wind & Solar | 0.47602 | 11.6671 | 38.6906
2033 | SIWEM_PERC | Medium Demand Growth+Low Gas Supply+Delayed Build+Constrained Operational Capacity+Low Wind & Solar | -1.5768 | 9.3676 | 43.4261
2034 | SIWEM_PERC | Medium Demand Growth+Low Gas Supply+Delayed Build+Constrained Operational Capacity+Low Wind & Solar | -3.3156 | 7.4153 | 39.4407
2035 | SIWEM_PERC | Medium Demand Growth+Low Gas Supply+Delayed Build+Constrained Operational Capacity+Low Wind & Solar | -4.7693 | 5.7789 | 38.8399
2026 | NZWEM_PERC | Medium Demand Growth+Low Gas Supply+Delayed Build+Upgraded HVDC | 14.1751 | 14.1751 | 14.1751
2027 | NZWEM_PERC | Medium Demand Growth+Low Gas Supply+Delayed Build+Upgraded HVDC | 8.8858 | 9.0226 | 9.185
2028 | NZWEM_PERC | Medium Demand Growth+Low Gas Supply+Delayed Build+Upgraded HVDC | 7.6142 | 8.9853 | 9.2837
2029 | NZWEM_PERC | Medium Demand Growth+Low Gas Supply+Delayed Build+Upgraded HVDC | 4.6355 | 7.2723 | 8.0913
2030 | NZWEM_PERC | Medium Demand Growth+Low Gas Supply+Delayed Build+Upgraded HVDC | 1.0868 | 9.3482 | 16.3314
2031 | NZWEM_PERC | Medium Demand Growth+Low Gas Supply+Delayed Build+Upgraded HVDC | -2.5147 | 8.2847 | 16.0851
2032 | NZWEM_PERC | Medium Demand Growth+Low Gas Supply+Delayed Build+Upgraded HVDC | -5.383 | 5.7849 | 18.5327
2033 | NZWEM_PERC | Medium Demand Growth+Low Gas Supply+Delayed Build+Upgraded HVDC | -7.9931 | 2.976 | 20.6728
2034 | NZWEM_PERC | Medium Demand Growth+Low Gas Supply+Delayed Build+Upgraded HVDC | -10.0397 | 1.0142 | 19.1889
2035 | NZWEM_PERC | Medium Demand Growth+Low Gas Supply+Delayed Build+Upgraded HVDC | -11.5462 | -0.31666 | 18.9794
2026 | NIWCM | Medium Demand Growth+Low Gas Supply+Delayed Build+Upgraded HVDC | 628.8124 | 628.8124 | 628.8124
2027 | NIWCM | Medium Demand Growth+Low Gas Supply+Delayed Build+Upgraded HVDC | 677.8105 | 679.8206 | 682.2931
2028 | NIWCM | Medium Demand Growth+Low Gas Supply+Delayed Build+Upgraded HVDC | 835.4318 | 855.4229 | 859.9594
2029 | NIWCM | Medium Demand Growth+Low Gas Supply+Delayed Build+Upgraded HVDC | 634.3073 | 761.4527 | 775.045
2030 | NIWCM | Medium Demand Growth+Low Gas Supply+Delayed Build+Upgraded HVDC | 531.7296 | 1250.7871 | 1527.8104
2031 | NIWCM | Medium Demand Growth+Low Gas Supply+Delayed Build+Upgraded HVDC | 337.1926 | 1266.4199 | 1612.6349
2032 | NIWCM | Medium Demand Growth+Low Gas Supply+Delayed Build+Upgraded HVDC | 142.394 | 1142.4496 | 1703.7604
2033 | NIWCM | Medium Demand Growth+Low Gas Supply+Delayed Build+Upgraded HVDC | -110.0444 | 903.8614 | 1701.1017
2034 | NIWCM | Medium Demand Growth+Low Gas Supply+Delayed Build+Upgraded HVDC | -323.1824 | 710.6923 | 1548.3592
2035 | NIWCM | Medium Demand Growth+Low Gas Supply+Delayed Build+Upgraded HVDC | -399.3849 | 663.9982 | 1576.8338
2026 | SIWEM_PERC | Medium Demand Growth+Low Gas Supply+Delayed Build+Upgraded HVDC | 38.4856 | 38.4856 | 38.4856
2027 | SIWEM_PERC | Medium Demand Growth+Low Gas Supply+Delayed Build+Upgraded HVDC | 23.0855 | 23.4685 | 23.9229
2028 | SIWEM_PERC | Medium Demand Growth+Low Gas Supply+Delayed Build+Upgraded HVDC | 19.431 | 23.2717 | 24.1076
2029 | SIWEM_PERC | Medium Demand Growth+Low Gas Supply+Delayed Build+Upgraded HVDC | 10.6717 | 17.899 | 20.1438
2030 | SIWEM_PERC | Medium Demand Growth+Low Gas Supply+Delayed Build+Upgraded HVDC | 6.6467 | 23.3522 | 42.4053
2031 | SIWEM_PERC | Medium Demand Growth+Low Gas Supply+Delayed Build+Upgraded HVDC | 3.1125 | 20.3101 | 41.5641
2032 | SIWEM_PERC | Medium Demand Growth+Low Gas Supply+Delayed Build+Upgraded HVDC | 1.3126 | 13.7132 | 48.3434
2033 | SIWEM_PERC | Medium Demand Growth+Low Gas Supply+Delayed Build+Upgraded HVDC | -0.75867 | 11.3685 | 54.1122
2034 | SIWEM_PERC | Medium Demand Growth+Low Gas Supply+Delayed Build+Upgraded HVDC | -2.5134 | 9.3772 | 50.2621
2035 | SIWEM_PERC | Medium Demand Growth+Low Gas Supply+Delayed Build+Upgraded HVDC | -3.9808 | 7.7075 | 49.7117
2026 | NZWEM_PERC | Medium Demand Growth+Low Gas Supply+Delayed Build+Upgraded HVDC+Low Wind & Solar | 13.2703 | 13.2703 | 13.2703
2027 | NZWEM_PERC | Medium Demand Growth+Low Gas Supply+Delayed Build+Upgraded HVDC+Low Wind & Solar | 7.96 | 8.0836 | 8.2301
2028 | NZWEM_PERC | Medium Demand Growth+Low Gas Supply+Delayed Build+Upgraded HVDC+Low Wind & Solar | 6.4717 | 7.709 | 7.9783
2029 | NZWEM_PERC | Medium Demand Growth+Low Gas Supply+Delayed Build+Upgraded HVDC+Low Wind & Solar | 3.3888 | 5.7684 | 6.5075
2030 | NZWEM_PERC | Medium Demand Growth+Low Gas Supply+Delayed Build+Upgraded HVDC+Low Wind & Solar | -0.21444 | 7.2411 | 13.5432
2031 | NZWEM_PERC | Medium Demand Growth+Low Gas Supply+Delayed Build+Upgraded HVDC+Low Wind & Solar | -3.7729 | 5.9732 | 13.0128
2032 | NZWEM_PERC | Medium Demand Growth+Low Gas Supply+Delayed Build+Upgraded HVDC+Low Wind & Solar | -6.6126 | 3.4661 | 15.0036
2033 | NZWEM_PERC | Medium Demand Growth+Low Gas Supply+Delayed Build+Upgraded HVDC+Low Wind & Solar | -9.192 | 0.71491 | 16.7179
2034 | NZWEM_PERC | Medium Demand Growth+Low Gas Supply+Delayed Build+Upgraded HVDC+Low Wind & Solar | -11.2109 | -1.2275 | 15.2376
2035 | NZWEM_PERC | Medium Demand Growth+Low Gas Supply+Delayed Build+Upgraded HVDC+Low Wind & Solar | -12.6911 | -2.5081 | 14.9674
2026 | NIWCM | Medium Demand Growth+Low Gas Supply+Delayed Build+Upgraded HVDC+Low Wind & Solar | 628.8124 | 628.8124 | 628.8124
2027 | NIWCM | Medium Demand Growth+Low Gas Supply+Delayed Build+Upgraded HVDC+Low Wind & Solar | 677.8105 | 679.8206 | 682.2931
2028 | NIWCM | Medium Demand Growth+Low Gas Supply+Delayed Build+Upgraded HVDC+Low Wind & Solar | 835.4318 | 855.4229 | 859.9594
2029 | NIWCM | Medium Demand Growth+Low Gas Supply+Delayed Build+Upgraded HVDC+Low Wind & Solar | 634.3073 | 761.4527 | 775.045
2030 | NIWCM | Medium Demand Growth+Low Gas Supply+Delayed Build+Upgraded HVDC+Low Wind & Solar | 531.7296 | 1250.7871 | 1527.8104
2031 | NIWCM | Medium Demand Growth+Low Gas Supply+Delayed Build+Upgraded HVDC+Low Wind & Solar | 337.1926 | 1266.4199 | 1612.6349
2032 | NIWCM | Medium Demand Growth+Low Gas Supply+Delayed Build+Upgraded HVDC+Low Wind & Solar | 142.394 | 1142.4496 | 1703.7604
2033 | NIWCM | Medium Demand Growth+Low Gas Supply+Delayed Build+Upgraded HVDC+Low Wind & Solar | -110.0444 | 903.8614 | 1701.1017
2034 | NIWCM | Medium Demand Growth+Low Gas Supply+Delayed Build+Upgraded HVDC+Low Wind & Solar | -323.1824 | 710.6923 | 1548.3592
2035 | NIWCM | Medium Demand Growth+Low Gas Supply+Delayed Build+Upgraded HVDC+Low Wind & Solar | -399.3849 | 663.9982 | 1576.8338
2026 | SIWEM_PERC | Medium Demand Growth+Low Gas Supply+Delayed Build+Upgraded HVDC+Low Wind & Solar | 35.9246 | 35.9246 | 35.9246
2027 | SIWEM_PERC | Medium Demand Growth+Low Gas Supply+Delayed Build+Upgraded HVDC+Low Wind & Solar | 20.495 | 20.8406 | 21.2507
2028 | SIWEM_PERC | Medium Demand Growth+Low Gas Supply+Delayed Build+Upgraded HVDC+Low Wind & Solar | 16.2307 | 19.6968 | 20.4511
2029 | SIWEM_PERC | Medium Demand Growth+Low Gas Supply+Delayed Build+Upgraded HVDC+Low Wind & Solar | 8.5658 | 13.7769 | 15.8027
2030 | SIWEM_PERC | Medium Demand Growth+Low Gas Supply+Delayed Build+Upgraded HVDC+Low Wind & Solar | 5.7635 | 17.6032 | 34.798
2031 | SIWEM_PERC | Medium Demand Growth+Low Gas Supply+Delayed Build+Upgraded HVDC+Low Wind & Solar | 2.2597 | 14.0119 | 33.1928
2032 | SIWEM_PERC | Medium Demand Growth+Low Gas Supply+Delayed Build+Upgraded HVDC+Low Wind & Solar | 0.47602 | 11.6671 | 38.6906
2033 | SIWEM_PERC | Medium Demand Growth+Low Gas Supply+Delayed Build+Upgraded HVDC+Low Wind & Solar | -1.5768 | 9.3676 | 43.4261
2034 | SIWEM_PERC | Medium Demand Growth+Low Gas Supply+Delayed Build+Upgraded HVDC+Low Wind & Solar | -3.3156 | 7.4153 | 39.4407
2035 | SIWEM_PERC | Medium Demand Growth+Low Gas Supply+Delayed Build+Upgraded HVDC+Low Wind & Solar | -4.7693 | 5.7789 | 38.8399
2026 | NZWEM_PERC | Medium Demand Growth+Low Gas Supply+Delayed Build+Upgraded HVDC+Constrained Operational Capacity | 14.1751 | 14.1751 | 14.1751
2027 | NZWEM_PERC | Medium Demand Growth+Low Gas Supply+Delayed Build+Upgraded HVDC+Constrained Operational Capacity | 8.8858 | 9.0226 | 9.185
2028 | NZWEM_PERC | Medium Demand Growth+Low Gas Supply+Delayed Build+Upgraded HVDC+Constrained Operational Capacity | 7.6142 | 8.9853 | 9.2837
2029 | NZWEM_PERC | Medium Demand Growth+Low Gas Supply+Delayed Build+Upgraded HVDC+Constrained Operational Capacity | 4.6355 | 7.2723 | 8.0913
2030 | NZWEM_PERC | Medium Demand Growth+Low Gas Supply+Delayed Build+Upgraded HVDC+Constrained Operational Capacity | 1.0868 | 9.3482 | 16.3314
2031 | NZWEM_PERC | Medium Demand Growth+Low Gas Supply+Delayed Build+Upgraded HVDC+Constrained Operational Capacity | -2.5147 | 8.2847 | 16.0851
2032 | NZWEM_PERC | Medium Demand Growth+Low Gas Supply+Delayed Build+Upgraded HVDC+Constrained Operational Capacity | -5.383 | 5.7849 | 18.5327
2033 | NZWEM_PERC | Medium Demand Growth+Low Gas Supply+Delayed Build+Upgraded HVDC+Constrained Operational Capacity | -7.9931 | 2.976 | 20.6728
2034 | NZWEM_PERC | Medium Demand Growth+Low Gas Supply+Delayed Build+Upgraded HVDC+Constrained Operational Capacity | -10.0397 | 1.0142 | 19.1889
2035 | NZWEM_PERC | Medium Demand Growth+Low Gas Supply+Delayed Build+Upgraded HVDC+Constrained Operational Capacity | -11.5462 | -0.31666 | 18.9794
2026 | NIWCM | Medium Demand Growth+Low Gas Supply+Delayed Build+Upgraded HVDC+Constrained Operational Capacity | 94.465 | 94.465 | 94.465
2027 | NIWCM | Medium Demand Growth+Low Gas Supply+Delayed Build+Upgraded HVDC+Constrained Operational Capacity | 136.5614 | 136.5614 | 136.5614
2028 | NIWCM | Medium Demand Growth+Low Gas Supply+Delayed Build+Upgraded HVDC+Constrained Operational Capacity | 225.7919 | 225.7919 | 225.7919
2029 | NIWCM | Medium Demand Growth+Low Gas Supply+Delayed Build+Upgraded HVDC+Constrained Operational Capacity | -10.0491 | 72.1036 | 72.1036
2030 | NIWCM | Medium Demand Growth+Low Gas Supply+Delayed Build+Upgraded HVDC+Constrained Operational Capacity | -143.0655 | 368.6962 | 485.3974
2031 | NIWCM | Medium Demand Growth+Low Gas Supply+Delayed Build+Upgraded HVDC+Constrained Operational Capacity | -340.3417 | 312.2533 | 470.2427
2032 | NIWCM | Medium Demand Growth+Low Gas Supply+Delayed Build+Upgraded HVDC+Constrained Operational Capacity | -536.484 | 177.6148 | 391.0375
2033 | NIWCM | Medium Demand Growth+Low Gas Supply+Delayed Build+Upgraded HVDC+Constrained Operational Capacity | -788.776 | -66.1146 | 207.5227
2034 | NIWCM | Medium Demand Growth+Low Gas Supply+Delayed Build+Upgraded HVDC+Constrained Operational Capacity | -1004.0531 | -276.5532 | 18.6125
2035 | NIWCM | Medium Demand Growth+Low Gas Supply+Delayed Build+Upgraded HVDC+Constrained Operational Capacity | -1080.2454 | -324.8798 | -20.0697
2026 | SIWEM_PERC | Medium Demand Growth+Low Gas Supply+Delayed Build+Upgraded HVDC+Constrained Operational Capacity | 38.4856 | 38.4856 | 38.4856
2027 | SIWEM_PERC | Medium Demand Growth+Low Gas Supply+Delayed Build+Upgraded HVDC+Constrained Operational Capacity | 23.0855 | 23.4685 | 23.9229
2028 | SIWEM_PERC | Medium Demand Growth+Low Gas Supply+Delayed Build+Upgraded HVDC+Constrained Operational Capacity | 19.431 | 23.2717 | 24.1076
2029 | SIWEM_PERC | Medium Demand Growth+Low Gas Supply+Delayed Build+Upgraded HVDC+Constrained Operational Capacity | 10.6717 | 17.899 | 20.1438
2030 | SIWEM_PERC | Medium Demand Growth+Low Gas Supply+Delayed Build+Upgraded HVDC+Constrained Operational Capacity | 6.6467 | 23.3522 | 42.4053
2031 | SIWEM_PERC | Medium Demand Growth+Low Gas Supply+Delayed Build+Upgraded HVDC+Constrained Operational Capacity | 3.1125 | 20.3101 | 41.5641
2032 | SIWEM_PERC | Medium Demand Growth+Low Gas Supply+Delayed Build+Upgraded HVDC+Constrained Operational Capacity | 1.3126 | 13.7132 | 48.3434
2033 | SIWEM_PERC | Medium Demand Growth+Low Gas Supply+Delayed Build+Upgraded HVDC+Constrained Operational Capacity | -0.75867 | 11.3685 | 54.1122
2034 | SIWEM_PERC | Medium Demand Growth+Low Gas Supply+Delayed Build+Upgraded HVDC+Constrained Operational Capacity | -2.5134 | 9.3772 | 50.2621
2035 | SIWEM_PERC | Medium Demand Growth+Low Gas Supply+Delayed Build+Upgraded HVDC+Constrained Operational Capacity | -3.9808 | 7.7075 | 49.7117
2026 | NZWEM_PERC | Medium Demand Growth+Low Gas Supply+Delayed Build+Upgraded HVDC+Constrained Operational Capacity+Low Wind & Solar | 13.2703 | 13.2703 | 13.2703
2027 | NZWEM_PERC | Medium Demand Growth+Low Gas Supply+Delayed Build+Upgraded HVDC+Constrained Operational Capacity+Low Wind & Solar | 7.96 | 8.0836 | 8.2301
2028 | NZWEM_PERC | Medium Demand Growth+Low Gas Supply+Delayed Build+Upgraded HVDC+Constrained Operational Capacity+Low Wind & Solar | 6.4717 | 7.709 | 7.9783
2029 | NZWEM_PERC | Medium Demand Growth+Low Gas Supply+Delayed Build+Upgraded HVDC+Constrained Operational Capacity+Low Wind & Solar | 3.3888 | 5.7684 | 6.5075
2030 | NZWEM_PERC | Medium Demand Growth+Low Gas Supply+Delayed Build+Upgraded HVDC+Constrained Operational Capacity+Low Wind & Solar | -0.21444 | 7.2411 | 13.5432
2031 | NZWEM_PERC | Medium Demand Growth+Low Gas Supply+Delayed Build+Upgraded HVDC+Constrained Operational Capacity+Low Wind & Solar | -3.7729 | 5.9732 | 13.0128
2032 | NZWEM_PERC | Medium Demand Growth+Low Gas Supply+Delayed Build+Upgraded HVDC+Constrained Operational Capacity+Low Wind & Solar | -6.6126 | 3.4661 | 15.0036
2033 | NZWEM_PERC | Medium Demand Growth+Low Gas Supply+Delayed Build+Upgraded HVDC+Constrained Operational Capacity+Low Wind & Solar | -9.192 | 0.71491 | 16.7179
2034 | NZWEM_PERC | Medium Demand Growth+Low Gas Supply+Delayed Build+Upgraded HVDC+Constrained Operational Capacity+Low Wind & Solar | -11.2109 | -1.2275 | 15.2376
2035 | NZWEM_PERC | Medium Demand Growth+Low Gas Supply+Delayed Build+Upgraded HVDC+Constrained Operational Capacity+Low Wind & Solar | -12.6911 | -2.5081 | 14.9674
2026 | NIWCM | Medium Demand Growth+Low Gas Supply+Delayed Build+Upgraded HVDC+Constrained Operational Capacity+Low Wind & Solar | 94.465 | 94.465 | 94.465
2027 | NIWCM | Medium Demand Growth+Low Gas Supply+Delayed Build+Upgraded HVDC+Constrained Operational Capacity+Low Wind & Solar | 136.5614 | 136.5614 | 136.5614
2028 | NIWCM | Medium Demand Growth+Low Gas Supply+Delayed Build+Upgraded HVDC+Constrained Operational Capacity+Low Wind & Solar | 225.7919 | 225.7919 | 225.7919
2029 | NIWCM | Medium Demand Growth+Low Gas Supply+Delayed Build+Upgraded HVDC+Constrained Operational Capacity+Low Wind & Solar | -10.0491 | 72.1036 | 72.1036
2030 | NIWCM | Medium Demand Growth+Low Gas Supply+Delayed Build+Upgraded HVDC+Constrained Operational Capacity+Low Wind & Solar | -143.0655 | 368.6962 | 485.3974
2031 | NIWCM | Medium Demand Growth+Low Gas Supply+Delayed Build+Upgraded HVDC+Constrained Operational Capacity+Low Wind & Solar | -340.3417 | 312.2533 | 470.2427
2032 | NIWCM | Medium Demand Growth+Low Gas Supply+Delayed Build+Upgraded HVDC+Constrained Operational Capacity+Low Wind & Solar | -536.484 | 177.6148 | 391.0375
2033 | NIWCM | Medium Demand Growth+Low Gas Supply+Delayed Build+Upgraded HVDC+Constrained Operational Capacity+Low Wind & Solar | -788.776 | -66.1146 | 207.5227
2034 | NIWCM | Medium Demand Growth+Low Gas Supply+Delayed Build+Upgraded HVDC+Constrained Operational Capacity+Low Wind & Solar | -1004.0531 | -276.5532 | 18.6125
2035 | NIWCM | Medium Demand Growth+Low Gas Supply+Delayed Build+Upgraded HVDC+Constrained Operational Capacity+Low Wind & Solar | -1080.2454 | -324.8798 | -20.0697
2026 | SIWEM_PERC | Medium Demand Growth+Low Gas Supply+Delayed Build+Upgraded HVDC+Constrained Operational Capacity+Low Wind & Solar | 35.9246 | 35.9246 | 35.9246
2027 | SIWEM_PERC | Medium Demand Growth+Low Gas Supply+Delayed Build+Upgraded HVDC+Constrained Operational Capacity+Low Wind & Solar | 20.495 | 20.8406 | 21.2507
2028 | SIWEM_PERC | Medium Demand Growth+Low Gas Supply+Delayed Build+Upgraded HVDC+Constrained Operational Capacity+Low Wind & Solar | 16.2307 | 19.6968 | 20.4511
2029 | SIWEM_PERC | Medium Demand Growth+Low Gas Supply+Delayed Build+Upgraded HVDC+Constrained Operational Capacity+Low Wind & Solar | 8.5658 | 13.7769 | 15.8027
2030 | SIWEM_PERC | Medium Demand Growth+Low Gas Supply+Delayed Build+Upgraded HVDC+Constrained Operational Capacity+Low Wind & Solar | 5.7635 | 17.6032 | 34.798
2031 | SIWEM_PERC | Medium Demand Growth+Low Gas Supply+Delayed Build+Upgraded HVDC+Constrained Operational Capacity+Low Wind & Solar | 2.2597 | 14.0119 | 33.1928
2032 | SIWEM_PERC | Medium Demand Growth+Low Gas Supply+Delayed Build+Upgraded HVDC+Constrained Operational Capacity+Low Wind & Solar | 0.47602 | 11.6671 | 38.6906
2033 | SIWEM_PERC | Medium Demand Growth+Low Gas Supply+Delayed Build+Upgraded HVDC+Constrained Operational Capacity+Low Wind & Solar | -1.5768 | 9.3676 | 43.4261
2034 | SIWEM_PERC | Medium Demand Growth+Low Gas Supply+Delayed Build+Upgraded HVDC+Constrained Operational Capacity+Low Wind & Solar | -3.3156 | 7.4153 | 39.4407
2035 | SIWEM_PERC | Medium Demand Growth+Low Gas Supply+Delayed Build+Upgraded HVDC+Constrained Operational Capacity+Low Wind & Solar | -4.7693 | 5.7789 | 38.8399
2026 | NZWEM_PERC | Medium Demand Growth+Low Gas Supply+Reduced Rankine Availability | 14.6544 | 14.7111 | 14.7111
2027 | NZWEM_PERC | Medium Demand Growth+Low Gas Supply+Reduced Rankine Availability | 8.1156 | 9.8942 | 10.2017
2028 | NZWEM_PERC | Medium Demand Growth+Low Gas Supply+Reduced Rankine Availability | 3.9164 | 11.6211 | 15.8944
2029 | NZWEM_PERC | Medium Demand Growth+Low Gas Supply+Reduced Rankine Availability | -1.6063 | 8.9755 | 17.3477
2030 | NZWEM_PERC | Medium Demand Growth+Low Gas Supply+Reduced Rankine Availability | -5.9526 | 6.3477 | 19.8392
2031 | NZWEM_PERC | Medium Demand Growth+Low Gas Supply+Reduced Rankine Availability | -9.3211 | 2.6552 | 21.227
2032 | NZWEM_PERC | Medium Demand Growth+Low Gas Supply+Reduced Rankine Availability | -12.0345 | 0.025636 | 19.1077
2033 | NZWEM_PERC | Medium Demand Growth+Low Gas Supply+Reduced Rankine Availability | -14.4789 | -2.7192 | 17.4879
2034 | NZWEM_PERC | Medium Demand Growth+Low Gas Supply+Reduced Rankine Availability | -16.3749 | -4.5007 | 15.2372
2035 | NZWEM_PERC | Medium Demand Growth+Low Gas Supply+Reduced Rankine Availability | -17.7395 | -6.0459 | 13.2501
2026 | NIWCM | Medium Demand Growth+Low Gas Supply+Reduced Rankine Availability | 920.9691 | 921.7689 | 921.7689
2027 | NIWCM | Medium Demand Growth+Low Gas Supply+Reduced Rankine Availability | 845.9707 | 877.8368 | 882.3733
2028 | NIWCM | Medium Demand Growth+Low Gas Supply+Reduced Rankine Availability | 859.1103 | 1505.0791 | 1565.8242
2029 | NIWCM | Medium Demand Growth+Low Gas Supply+Reduced Rankine Availability | 611.353 | 1501.7771 | 1825.1221
2030 | NIWCM | Medium Demand Growth+Low Gas Supply+Reduced Rankine Availability | 357.1061 | 1371.4514 | 1890.9615
2031 | NIWCM | Medium Demand Growth+Low Gas Supply+Reduced Rankine Availability | 179.7311 | 1211.8479 | 1982.5238
2032 | NIWCM | Medium Demand Growth+Low Gas Supply+Reduced Rankine Availability | -15.0675 | 1038.3572 | 1857.5066
2033 | NIWCM | Medium Demand Growth+Low Gas Supply+Reduced Rankine Availability | -340.4444 | 718.5006 | 1615.0787
2034 | NIWCM | Medium Demand Growth+Low Gas Supply+Reduced Rankine Availability | -553.5824 | 550.3815 | 1532.4788
2035 | NIWCM | Medium Demand Growth+Low Gas Supply+Reduced Rankine Availability | -629.7849 | 485.9302 | 1475.9924
2026 | SIWEM_PERC | Medium Demand Growth+Low Gas Supply+Reduced Rankine Availability | 39.8422 | 40.0025 | 40.0025
2027 | SIWEM_PERC | Medium Demand Growth+Low Gas Supply+Reduced Rankine Availability | 20.9304 | 25.9073 | 26.7677
2028 | SIWEM_PERC | Medium Demand Growth+Low Gas Supply+Reduced Rankine Availability | 18.9439 | 31.6061 | 42.625
2029 | SIWEM_PERC | Medium Demand Growth+Low Gas Supply+Reduced Rankine Availability | 11.0199 | 22.8187 | 45.5154
2030 | SIWEM_PERC | Medium Demand Growth+Low Gas Supply+Reduced Rankine Availability | 6.6467 | 19.7382 | 51.9761
2031 | SIWEM_PERC | Medium Demand Growth+Low Gas Supply+Reduced Rankine Availability | 3.1125 | 15.7534 | 55.5744
2032 | SIWEM_PERC | Medium Demand Growth+Low Gas Supply+Reduced Rankine Availability | 1.3126 | 13.7132 | 49.9161
2033 | SIWEM_PERC | Medium Demand Growth+Low Gas Supply+Reduced Rankine Availability | -0.75867 | 11.3685 | 45.5383
2034 | SIWEM_PERC | Medium Demand Growth+Low Gas Supply+Reduced Rankine Availability | -2.5134 | 9.3772 | 39.4398
2035 | SIWEM_PERC | Medium Demand Growth+Low Gas Supply+Reduced Rankine Availability | -3.9808 | 7.7075 | 34.085
2026 | NZWEM_PERC | Medium Demand Growth+Low Gas Supply+Reduced Rankine Availability+Low Wind & Solar | 13.4651 | 13.5162 | 13.5162
2027 | NZWEM_PERC | Medium Demand Growth+Low Gas Supply+Reduced Rankine Availability+Low Wind & Solar | 6.8113 | 8.4164 | 8.6939
2028 | NZWEM_PERC | Medium Demand Growth+Low Gas Supply+Reduced Rankine Availability+Low Wind & Solar | 2.5416 | 9.4949 | 13.3514
2029 | NZWEM_PERC | Medium Demand Growth+Low Gas Supply+Reduced Rankine Availability+Low Wind & Solar | -2.9567 | 6.5929 | 14.1486
2030 | NZWEM_PERC | Medium Demand Growth+Low Gas Supply+Reduced Rankine Availability+Low Wind & Solar | -7.2539 | 3.8936 | 16.1042
2031 | NZWEM_PERC | Medium Demand Growth+Low Gas Supply+Reduced Rankine Availability+Low Wind & Solar | -10.5793 | 0.2824 | 17.0766
2032 | NZWEM_PERC | Medium Demand Growth+Low Gas Supply+Reduced Rankine Availability+Low Wind & Solar | -13.2641 | -2.3279 | 14.9591
2033 | NZWEM_PERC | Medium Demand Growth+Low Gas Supply+Reduced Rankine Availability+Low Wind & Solar | -15.6778 | -5.0141 | 13.2866
2034 | NZWEM_PERC | Medium Demand Growth+Low Gas Supply+Reduced Rankine Availability+Low Wind & Solar | -17.546 | -6.7424 | 11.1334
2035 | NZWEM_PERC | Medium Demand Growth+Low Gas Supply+Reduced Rankine Availability+Low Wind & Solar | -18.8844 | -8.2374 | 9.2382
2026 | NIWCM | Medium Demand Growth+Low Gas Supply+Reduced Rankine Availability+Low Wind & Solar | 920.9691 | 921.7689 | 921.7689
2027 | NIWCM | Medium Demand Growth+Low Gas Supply+Reduced Rankine Availability+Low Wind & Solar | 845.9707 | 877.8368 | 882.3733
2028 | NIWCM | Medium Demand Growth+Low Gas Supply+Reduced Rankine Availability+Low Wind & Solar | 859.1103 | 1505.0791 | 1565.8242
2029 | NIWCM | Medium Demand Growth+Low Gas Supply+Reduced Rankine Availability+Low Wind & Solar | 611.353 | 1501.7771 | 1825.1221
2030 | NIWCM | Medium Demand Growth+Low Gas Supply+Reduced Rankine Availability+Low Wind & Solar | 357.1061 | 1371.4514 | 1890.9615
2031 | NIWCM | Medium Demand Growth+Low Gas Supply+Reduced Rankine Availability+Low Wind & Solar | 179.7311 | 1211.8479 | 1982.5238
2032 | NIWCM | Medium Demand Growth+Low Gas Supply+Reduced Rankine Availability+Low Wind & Solar | -15.0675 | 1038.3572 | 1857.5066
2033 | NIWCM | Medium Demand Growth+Low Gas Supply+Reduced Rankine Availability+Low Wind & Solar | -340.4444 | 718.5006 | 1615.0787
2034 | NIWCM | Medium Demand Growth+Low Gas Supply+Reduced Rankine Availability+Low Wind & Solar | -553.5824 | 550.3815 | 1532.4788
2035 | NIWCM | Medium Demand Growth+Low Gas Supply+Reduced Rankine Availability+Low Wind & Solar | -629.7849 | 485.9302 | 1475.9924
2026 | SIWEM_PERC | Medium Demand Growth+Low Gas Supply+Reduced Rankine Availability+Low Wind & Solar | 36.4759 | 36.6206 | 36.6206
2027 | SIWEM_PERC | Medium Demand Growth+Low Gas Supply+Reduced Rankine Availability+Low Wind & Solar | 19.539 | 21.8399 | 22.5485
2028 | SIWEM_PERC | Medium Demand Growth+Low Gas Supply+Reduced Rankine Availability+Low Wind & Solar | 17.9557 | 29.3829 | 35.7927
2029 | SIWEM_PERC | Medium Demand Growth+Low Gas Supply+Reduced Rankine Availability+Low Wind & Solar | 10.0991 | 20.7471 | 36.7467
2030 | SIWEM_PERC | Medium Demand Growth+Low Gas Supply+Reduced Rankine Availability+Low Wind & Solar | 5.7635 | 17.5781 | 41.7855
2031 | SIWEM_PERC | Medium Demand Growth+Low Gas Supply+Reduced Rankine Availability+Low Wind & Solar | 2.2597 | 13.6677 | 44.2657
2032 | SIWEM_PERC | Medium Demand Growth+Low Gas Supply+Reduced Rankine Availability+Low Wind & Solar | 0.47602 | 11.6671 | 38.5689
2033 | SIWEM_PERC | Medium Demand Growth+Low Gas Supply+Reduced Rankine Availability+Low Wind & Solar | -1.5768 | 9.3676 | 34.0131
2034 | SIWEM_PERC | Medium Demand Growth+Low Gas Supply+Reduced Rankine Availability+Low Wind & Solar | -3.3156 | 7.4153 | 28.1394
2035 | SIWEM_PERC | Medium Demand Growth+Low Gas Supply+Reduced Rankine Availability+Low Wind & Solar | -4.7693 | 5.7789 | 24.881
2026 | NZWEM_PERC | Medium Demand Growth+Low Gas Supply+Reduced Rankine Availability+Constrained Operational Capacity | 14.6544 | 14.7111 | 14.7111
2027 | NZWEM_PERC | Medium Demand Growth+Low Gas Supply+Reduced Rankine Availability+Constrained Operational Capacity | 8.1156 | 9.8942 | 10.2017
2028 | NZWEM_PERC | Medium Demand Growth+Low Gas Supply+Reduced Rankine Availability+Constrained Operational Capacity | 3.9164 | 11.6211 | 15.8944
2029 | NZWEM_PERC | Medium Demand Growth+Low Gas Supply+Reduced Rankine Availability+Constrained Operational Capacity | -1.6063 | 8.9755 | 17.3477
2030 | NZWEM_PERC | Medium Demand Growth+Low Gas Supply+Reduced Rankine Availability+Constrained Operational Capacity | -5.9526 | 6.3477 | 19.8392
2031 | NZWEM_PERC | Medium Demand Growth+Low Gas Supply+Reduced Rankine Availability+Constrained Operational Capacity | -9.3211 | 2.6552 | 21.227
2032 | NZWEM_PERC | Medium Demand Growth+Low Gas Supply+Reduced Rankine Availability+Constrained Operational Capacity | -12.0345 | 0.025636 | 19.1077
2033 | NZWEM_PERC | Medium Demand Growth+Low Gas Supply+Reduced Rankine Availability+Constrained Operational Capacity | -14.4789 | -2.7192 | 17.4879
2034 | NZWEM_PERC | Medium Demand Growth+Low Gas Supply+Reduced Rankine Availability+Constrained Operational Capacity | -16.3749 | -4.5007 | 15.2372
2035 | NZWEM_PERC | Medium Demand Growth+Low Gas Supply+Reduced Rankine Availability+Constrained Operational Capacity | -17.7395 | -6.0459 | 13.2501
2026 | NIWCM | Medium Demand Growth+Low Gas Supply+Reduced Rankine Availability+Constrained Operational Capacity | 325.6776 | 325.6776 | 325.6776
2027 | NIWCM | Medium Demand Growth+Low Gas Supply+Reduced Rankine Availability+Constrained Operational Capacity | 224.2836 | 228.2512 | 228.2512
2028 | NIWCM | Medium Demand Growth+Low Gas Supply+Reduced Rankine Availability+Constrained Operational Capacity | 205.4256 | 699.3399 | 707.1268
2029 | NIWCM | Medium Demand Growth+Low Gas Supply+Reduced Rankine Availability+Constrained Operational Capacity | -60.3162 | 589.3627 | 745.8717
2030 | NIWCM | Medium Demand Growth+Low Gas Supply+Reduced Rankine Availability+Constrained Operational Capacity | -317.689 | 419.2906 | 631.9063
2031 | NIWCM | Medium Demand Growth+Low Gas Supply+Reduced Rankine Availability+Constrained Operational Capacity | -497.8032 | 250.5253 | 521.7464
2032 | NIWCM | Medium Demand Growth+Low Gas Supply+Reduced Rankine Availability+Constrained Operational Capacity | -693.9455 | 58.9425 | 352.0442
2033 | NIWCM | Medium Demand Growth+Low Gas Supply+Reduced Rankine Availability+Constrained Operational Capacity | -1019.176 | -266.0554 | 39.0344
2034 | NIWCM | Medium Demand Growth+Low Gas Supply+Reduced Rankine Availability+Constrained Operational Capacity | -1234.4531 | -436.864 | -54.4693
2035 | NIWCM | Medium Demand Growth+Low Gas Supply+Reduced Rankine Availability+Constrained Operational Capacity | -1310.6454 | -502.9478 | -120.9087
2026 | SIWEM_PERC | Medium Demand Growth+Low Gas Supply+Reduced Rankine Availability+Constrained Operational Capacity | 39.8422 | 40.0025 | 40.0025
2027 | SIWEM_PERC | Medium Demand Growth+Low Gas Supply+Reduced Rankine Availability+Constrained Operational Capacity | 20.9304 | 25.9073 | 26.7677
2028 | SIWEM_PERC | Medium Demand Growth+Low Gas Supply+Reduced Rankine Availability+Constrained Operational Capacity | 18.9439 | 31.6061 | 42.625
2029 | SIWEM_PERC | Medium Demand Growth+Low Gas Supply+Reduced Rankine Availability+Constrained Operational Capacity | 11.0199 | 22.8187 | 45.5154
2030 | SIWEM_PERC | Medium Demand Growth+Low Gas Supply+Reduced Rankine Availability+Constrained Operational Capacity | 6.6467 | 19.7382 | 51.9761
2031 | SIWEM_PERC | Medium Demand Growth+Low Gas Supply+Reduced Rankine Availability+Constrained Operational Capacity | 3.1125 | 15.7534 | 55.5744
2032 | SIWEM_PERC | Medium Demand Growth+Low Gas Supply+Reduced Rankine Availability+Constrained Operational Capacity | 1.3126 | 13.7132 | 49.9161
2033 | SIWEM_PERC | Medium Demand Growth+Low Gas Supply+Reduced Rankine Availability+Constrained Operational Capacity | -0.75867 | 11.3685 | 45.5383
2034 | SIWEM_PERC | Medium Demand Growth+Low Gas Supply+Reduced Rankine Availability+Constrained Operational Capacity | -2.5134 | 9.3772 | 39.4398
2035 | SIWEM_PERC | Medium Demand Growth+Low Gas Supply+Reduced Rankine Availability+Constrained Operational Capacity | -3.9808 | 7.7075 | 34.085
2026 | NZWEM_PERC | Medium Demand Growth+Low Gas Supply+Reduced Rankine Availability+Constrained Operational Capacity+Low Wind & Solar | 13.4651 | 13.5162 | 13.5162
2027 | NZWEM_PERC | Medium Demand Growth+Low Gas Supply+Reduced Rankine Availability+Constrained Operational Capacity+Low Wind & Solar | 6.8113 | 8.4164 | 8.6939
2028 | NZWEM_PERC | Medium Demand Growth+Low Gas Supply+Reduced Rankine Availability+Constrained Operational Capacity+Low Wind & Solar | 2.5416 | 9.4949 | 13.3514
2029 | NZWEM_PERC | Medium Demand Growth+Low Gas Supply+Reduced Rankine Availability+Constrained Operational Capacity+Low Wind & Solar | -2.9567 | 6.5929 | 14.1486
2030 | NZWEM_PERC | Medium Demand Growth+Low Gas Supply+Reduced Rankine Availability+Constrained Operational Capacity+Low Wind & Solar | -7.2539 | 3.8936 | 16.1042
2031 | NZWEM_PERC | Medium Demand Growth+Low Gas Supply+Reduced Rankine Availability+Constrained Operational Capacity+Low Wind & Solar | -10.5793 | 0.2824 | 17.0766
2032 | NZWEM_PERC | Medium Demand Growth+Low Gas Supply+Reduced Rankine Availability+Constrained Operational Capacity+Low Wind & Solar | -13.2641 | -2.3279 | 14.9591
2033 | NZWEM_PERC | Medium Demand Growth+Low Gas Supply+Reduced Rankine Availability+Constrained Operational Capacity+Low Wind & Solar | -15.6778 | -5.0141 | 13.2866
2034 | NZWEM_PERC | Medium Demand Growth+Low Gas Supply+Reduced Rankine Availability+Constrained Operational Capacity+Low Wind & Solar | -17.546 | -6.7424 | 11.1334
2035 | NZWEM_PERC | Medium Demand Growth+Low Gas Supply+Reduced Rankine Availability+Constrained Operational Capacity+Low Wind & Solar | -18.8844 | -8.2374 | 9.2382
2026 | NIWCM | Medium Demand Growth+Low Gas Supply+Reduced Rankine Availability+Constrained Operational Capacity+Low Wind & Solar | 325.6776 | 325.6776 | 325.6776
2027 | NIWCM | Medium Demand Growth+Low Gas Supply+Reduced Rankine Availability+Constrained Operational Capacity+Low Wind & Solar | 224.2836 | 228.2512 | 228.2512
2028 | NIWCM | Medium Demand Growth+Low Gas Supply+Reduced Rankine Availability+Constrained Operational Capacity+Low Wind & Solar | 205.4256 | 699.3399 | 707.1268
2029 | NIWCM | Medium Demand Growth+Low Gas Supply+Reduced Rankine Availability+Constrained Operational Capacity+Low Wind & Solar | -60.3162 | 589.3627 | 745.8717
2030 | NIWCM | Medium Demand Growth+Low Gas Supply+Reduced Rankine Availability+Constrained Operational Capacity+Low Wind & Solar | -317.689 | 419.2906 | 631.9063
2031 | NIWCM | Medium Demand Growth+Low Gas Supply+Reduced Rankine Availability+Constrained Operational Capacity+Low Wind & Solar | -497.8032 | 250.5253 | 521.7464
2032 | NIWCM | Medium Demand Growth+Low Gas Supply+Reduced Rankine Availability+Constrained Operational Capacity+Low Wind & Solar | -693.9455 | 58.9425 | 352.0442
2033 | NIWCM | Medium Demand Growth+Low Gas Supply+Reduced Rankine Availability+Constrained Operational Capacity+Low Wind & Solar | -1019.176 | -266.0554 | 39.0344
2034 | NIWCM | Medium Demand Growth+Low Gas Supply+Reduced Rankine Availability+Constrained Operational Capacity+Low Wind & Solar | -1234.4531 | -436.864 | -54.4693
2035 | NIWCM | Medium Demand Growth+Low Gas Supply+Reduced Rankine Availability+Constrained Operational Capacity+Low Wind & Solar | -1310.6454 | -502.9478 | -120.9087
2026 | SIWEM_PERC | Medium Demand Growth+Low Gas Supply+Reduced Rankine Availability+Constrained Operational Capacity+Low Wind & Solar | 36.4759 | 36.6206 | 36.6206
2027 | SIWEM_PERC | Medium Demand Growth+Low Gas Supply+Reduced Rankine Availability+Constrained Operational Capacity+Low Wind & Solar | 19.539 | 21.8399 | 22.5485
2028 | SIWEM_PERC | Medium Demand Growth+Low Gas Supply+Reduced Rankine Availability+Constrained Operational Capacity+Low Wind & Solar | 17.9557 | 29.3829 | 35.7927
2029 | SIWEM_PERC | Medium Demand Growth+Low Gas Supply+Reduced Rankine Availability+Constrained Operational Capacity+Low Wind & Solar | 10.0991 | 20.7471 | 36.7467
2030 | SIWEM_PERC | Medium Demand Growth+Low Gas Supply+Reduced Rankine Availability+Constrained Operational Capacity+Low Wind & Solar | 5.7635 | 17.5781 | 41.7855
2031 | SIWEM_PERC | Medium Demand Growth+Low Gas Supply+Reduced Rankine Availability+Constrained Operational Capacity+Low Wind & Solar | 2.2597 | 13.6677 | 44.2657
2032 | SIWEM_PERC | Medium Demand Growth+Low Gas Supply+Reduced Rankine Availability+Constrained Operational Capacity+Low Wind & Solar | 0.47602 | 11.6671 | 38.5689
2033 | SIWEM_PERC | Medium Demand Growth+Low Gas Supply+Reduced Rankine Availability+Constrained Operational Capacity+Low Wind & Solar | -1.5768 | 9.3676 | 34.0131
2034 | SIWEM_PERC | Medium Demand Growth+Low Gas Supply+Reduced Rankine Availability+Constrained Operational Capacity+Low Wind & Solar | -3.3156 | 7.4153 | 28.1394
2035 | SIWEM_PERC | Medium Demand Growth+Low Gas Supply+Reduced Rankine Availability+Constrained Operational Capacity+Low Wind & Solar | -4.7693 | 5.7789 | 24.881
2026 | NZWEM_PERC | Medium Demand Growth+Low Gas Supply+Reduced Rankine Availability+Upgraded HVDC | 14.6544 | 14.7111 | 14.7111
2027 | NZWEM_PERC | Medium Demand Growth+Low Gas Supply+Reduced Rankine Availability+Upgraded HVDC | 8.1156 | 9.8942 | 10.2017
2028 | NZWEM_PERC | Medium Demand Growth+Low Gas Supply+Reduced Rankine Availability+Upgraded HVDC | 3.9164 | 11.6211 | 15.8944
2029 | NZWEM_PERC | Medium Demand Growth+Low Gas Supply+Reduced Rankine Availability+Upgraded HVDC | -1.6063 | 8.9755 | 17.3477
2030 | NZWEM_PERC | Medium Demand Growth+Low Gas Supply+Reduced Rankine Availability+Upgraded HVDC | -5.9526 | 6.3477 | 19.8392
2031 | NZWEM_PERC | Medium Demand Growth+Low Gas Supply+Reduced Rankine Availability+Upgraded HVDC | -9.3211 | 2.6552 | 21.227
2032 | NZWEM_PERC | Medium Demand Growth+Low Gas Supply+Reduced Rankine Availability+Upgraded HVDC | -12.0345 | 0.025636 | 19.1077
2033 | NZWEM_PERC | Medium Demand Growth+Low Gas Supply+Reduced Rankine Availability+Upgraded HVDC | -14.4789 | -2.7192 | 17.4879
2034 | NZWEM_PERC | Medium Demand Growth+Low Gas Supply+Reduced Rankine Availability+Upgraded HVDC | -16.3749 | -4.5007 | 15.2372
2035 | NZWEM_PERC | Medium Demand Growth+Low Gas Supply+Reduced Rankine Availability+Upgraded HVDC | -17.7395 | -6.0459 | 13.2501
2026 | NIWCM | Medium Demand Growth+Low Gas Supply+Reduced Rankine Availability+Upgraded HVDC | 920.9691 | 921.7689 | 921.7689
2027 | NIWCM | Medium Demand Growth+Low Gas Supply+Reduced Rankine Availability+Upgraded HVDC | 845.9707 | 877.8368 | 882.3733
2028 | NIWCM | Medium Demand Growth+Low Gas Supply+Reduced Rankine Availability+Upgraded HVDC | 859.1103 | 1505.0791 | 1565.8242
2029 | NIWCM | Medium Demand Growth+Low Gas Supply+Reduced Rankine Availability+Upgraded HVDC | 611.353 | 1501.7771 | 1825.1221
2030 | NIWCM | Medium Demand Growth+Low Gas Supply+Reduced Rankine Availability+Upgraded HVDC | 357.1061 | 1371.4514 | 1890.9615
2031 | NIWCM | Medium Demand Growth+Low Gas Supply+Reduced Rankine Availability+Upgraded HVDC | 179.7311 | 1211.8478 | 1992.1311
2032 | NIWCM | Medium Demand Growth+Low Gas Supply+Reduced Rankine Availability+Upgraded HVDC | -15.0675 | 1038.3573 | 1857.0155
2033 | NIWCM | Medium Demand Growth+Low Gas Supply+Reduced Rankine Availability+Upgraded HVDC | -340.4444 | 718.5006 | 1615.1434
2034 | NIWCM | Medium Demand Growth+Low Gas Supply+Reduced Rankine Availability+Upgraded HVDC | -553.5824 | 550.3815 | 1532.4774
2035 | NIWCM | Medium Demand Growth+Low Gas Supply+Reduced Rankine Availability+Upgraded HVDC | -629.7849 | 485.9302 | 1475.9948
2026 | SIWEM_PERC | Medium Demand Growth+Low Gas Supply+Reduced Rankine Availability+Upgraded HVDC | 39.8422 | 40.0025 | 40.0025
2027 | SIWEM_PERC | Medium Demand Growth+Low Gas Supply+Reduced Rankine Availability+Upgraded HVDC | 20.9304 | 25.9073 | 26.7677
2028 | SIWEM_PERC | Medium Demand Growth+Low Gas Supply+Reduced Rankine Availability+Upgraded HVDC | 18.9439 | 31.6061 | 42.625
2029 | SIWEM_PERC | Medium Demand Growth+Low Gas Supply+Reduced Rankine Availability+Upgraded HVDC | 11.0199 | 22.8187 | 45.5154
2030 | SIWEM_PERC | Medium Demand Growth+Low Gas Supply+Reduced Rankine Availability+Upgraded HVDC | 6.6467 | 19.7382 | 51.9761
2031 | SIWEM_PERC | Medium Demand Growth+Low Gas Supply+Reduced Rankine Availability+Upgraded HVDC | 3.1125 | 15.7534 | 55.5744
2032 | SIWEM_PERC | Medium Demand Growth+Low Gas Supply+Reduced Rankine Availability+Upgraded HVDC | 1.3126 | 13.7132 | 49.9161
2033 | SIWEM_PERC | Medium Demand Growth+Low Gas Supply+Reduced Rankine Availability+Upgraded HVDC | -0.75867 | 11.3685 | 45.5383
2034 | SIWEM_PERC | Medium Demand Growth+Low Gas Supply+Reduced Rankine Availability+Upgraded HVDC | -2.5134 | 9.3772 | 39.4398
2035 | SIWEM_PERC | Medium Demand Growth+Low Gas Supply+Reduced Rankine Availability+Upgraded HVDC | -3.9808 | 7.7075 | 34.085
2026 | NZWEM_PERC | Medium Demand Growth+Low Gas Supply+Reduced Rankine Availability+Upgraded HVDC+Low Wind & Solar | 13.4651 | 13.5162 | 13.5162
2027 | NZWEM_PERC | Medium Demand Growth+Low Gas Supply+Reduced Rankine Availability+Upgraded HVDC+Low Wind & Solar | 6.8113 | 8.4164 | 8.6939
2028 | NZWEM_PERC | Medium Demand Growth+Low Gas Supply+Reduced Rankine Availability+Upgraded HVDC+Low Wind & Solar | 2.5416 | 9.4949 | 13.3514
2029 | NZWEM_PERC | Medium Demand Growth+Low Gas Supply+Reduced Rankine Availability+Upgraded HVDC+Low Wind & Solar | -2.9567 | 6.5929 | 14.1486
2030 | NZWEM_PERC | Medium Demand Growth+Low Gas Supply+Reduced Rankine Availability+Upgraded HVDC+Low Wind & Solar | -7.2539 | 3.8936 | 16.1042
2031 | NZWEM_PERC | Medium Demand Growth+Low Gas Supply+Reduced Rankine Availability+Upgraded HVDC+Low Wind & Solar | -10.5793 | 0.2824 | 17.0766
2032 | NZWEM_PERC | Medium Demand Growth+Low Gas Supply+Reduced Rankine Availability+Upgraded HVDC+Low Wind & Solar | -13.2641 | -2.3279 | 14.9591
2033 | NZWEM_PERC | Medium Demand Growth+Low Gas Supply+Reduced Rankine Availability+Upgraded HVDC+Low Wind & Solar | -15.6778 | -5.0141 | 13.2866
2034 | NZWEM_PERC | Medium Demand Growth+Low Gas Supply+Reduced Rankine Availability+Upgraded HVDC+Low Wind & Solar | -17.546 | -6.7424 | 11.1334
2035 | NZWEM_PERC | Medium Demand Growth+Low Gas Supply+Reduced Rankine Availability+Upgraded HVDC+Low Wind & Solar | -18.8844 | -8.2374 | 9.2382
2026 | NIWCM | Medium Demand Growth+Low Gas Supply+Reduced Rankine Availability+Upgraded HVDC+Low Wind & Solar | 920.9691 | 921.7689 | 921.7689
2027 | NIWCM | Medium Demand Growth+Low Gas Supply+Reduced Rankine Availability+Upgraded HVDC+Low Wind & Solar | 845.9707 | 877.8368 | 882.3733
2028 | NIWCM | Medium Demand Growth+Low Gas Supply+Reduced Rankine Availability+Upgraded HVDC+Low Wind & Solar | 859.1103 | 1505.0791 | 1565.8242
2029 | NIWCM | Medium Demand Growth+Low Gas Supply+Reduced Rankine Availability+Upgraded HVDC+Low Wind & Solar | 611.353 | 1501.7771 | 1825.1221
2030 | NIWCM | Medium Demand Growth+Low Gas Supply+Reduced Rankine Availability+Upgraded HVDC+Low Wind & Solar | 357.1061 | 1371.4514 | 1890.9615
2031 | NIWCM | Medium Demand Growth+Low Gas Supply+Reduced Rankine Availability+Upgraded HVDC+Low Wind & Solar | 179.7311 | 1211.8478 | 1992.1311
2032 | NIWCM | Medium Demand Growth+Low Gas Supply+Reduced Rankine Availability+Upgraded HVDC+Low Wind & Solar | -15.0675 | 1038.3573 | 1857.0155
2033 | NIWCM | Medium Demand Growth+Low Gas Supply+Reduced Rankine Availability+Upgraded HVDC+Low Wind & Solar | -340.4444 | 718.5006 | 1615.1434
2034 | NIWCM | Medium Demand Growth+Low Gas Supply+Reduced Rankine Availability+Upgraded HVDC+Low Wind & Solar | -553.5824 | 550.3815 | 1532.4774
2035 | NIWCM | Medium Demand Growth+Low Gas Supply+Reduced Rankine Availability+Upgraded HVDC+Low Wind & Solar | -629.7849 | 485.9302 | 1475.9948
2026 | SIWEM_PERC | Medium Demand Growth+Low Gas Supply+Reduced Rankine Availability+Upgraded HVDC+Low Wind & Solar | 36.4759 | 36.6206 | 36.6206
2027 | SIWEM_PERC | Medium Demand Growth+Low Gas Supply+Reduced Rankine Availability+Upgraded HVDC+Low Wind & Solar | 19.539 | 21.8399 | 22.5485
2028 | SIWEM_PERC | Medium Demand Growth+Low Gas Supply+Reduced Rankine Availability+Upgraded HVDC+Low Wind & Solar | 17.9557 | 29.3829 | 35.7927
2029 | SIWEM_PERC | Medium Demand Growth+Low Gas Supply+Reduced Rankine Availability+Upgraded HVDC+Low Wind & Solar | 10.0991 | 20.7471 | 36.7467
2030 | SIWEM_PERC | Medium Demand Growth+Low Gas Supply+Reduced Rankine Availability+Upgraded HVDC+Low Wind & Solar | 5.7635 | 17.5781 | 41.7855
2031 | SIWEM_PERC | Medium Demand Growth+Low Gas Supply+Reduced Rankine Availability+Upgraded HVDC+Low Wind & Solar | 2.2597 | 13.6677 | 44.2657
2032 | SIWEM_PERC | Medium Demand Growth+Low Gas Supply+Reduced Rankine Availability+Upgraded HVDC+Low Wind & Solar | 0.47602 | 11.6671 | 38.5689
2033 | SIWEM_PERC | Medium Demand Growth+Low Gas Supply+Reduced Rankine Availability+Upgraded HVDC+Low Wind & Solar | -1.5768 | 9.3676 | 34.0131
2034 | SIWEM_PERC | Medium Demand Growth+Low Gas Supply+Reduced Rankine Availability+Upgraded HVDC+Low Wind & Solar | -3.3156 | 7.4153 | 28.1394
2035 | SIWEM_PERC | Medium Demand Growth+Low Gas Supply+Reduced Rankine Availability+Upgraded HVDC+Low Wind & Solar | -4.7693 | 5.7789 | 24.881
2026 | NZWEM_PERC | Medium Demand Growth+Low Gas Supply+Reduced Rankine Availability+Upgraded HVDC+Constrained Operational Capacity | 14.6544 | 14.7111 | 14.7111
2027 | NZWEM_PERC | Medium Demand Growth+Low Gas Supply+Reduced Rankine Availability+Upgraded HVDC+Constrained Operational Capacity | 8.1156 | 9.8942 | 10.2017
2028 | NZWEM_PERC | Medium Demand Growth+Low Gas Supply+Reduced Rankine Availability+Upgraded HVDC+Constrained Operational Capacity | 3.9164 | 11.6211 | 15.8944
2029 | NZWEM_PERC | Medium Demand Growth+Low Gas Supply+Reduced Rankine Availability+Upgraded HVDC+Constrained Operational Capacity | -1.6063 | 8.9755 | 17.3477
2030 | NZWEM_PERC | Medium Demand Growth+Low Gas Supply+Reduced Rankine Availability+Upgraded HVDC+Constrained Operational Capacity | -5.9526 | 6.3477 | 19.8392
2031 | NZWEM_PERC | Medium Demand Growth+Low Gas Supply+Reduced Rankine Availability+Upgraded HVDC+Constrained Operational Capacity | -9.3211 | 2.6552 | 21.227
2032 | NZWEM_PERC | Medium Demand Growth+Low Gas Supply+Reduced Rankine Availability+Upgraded HVDC+Constrained Operational Capacity | -12.0345 | 0.025636 | 19.1077
2033 | NZWEM_PERC | Medium Demand Growth+Low Gas Supply+Reduced Rankine Availability+Upgraded HVDC+Constrained Operational Capacity | -14.4789 | -2.7192 | 17.4879
2034 | NZWEM_PERC | Medium Demand Growth+Low Gas Supply+Reduced Rankine Availability+Upgraded HVDC+Constrained Operational Capacity | -16.3749 | -4.5007 | 15.2372
2035 | NZWEM_PERC | Medium Demand Growth+Low Gas Supply+Reduced Rankine Availability+Upgraded HVDC+Constrained Operational Capacity | -17.7395 | -6.0459 | 13.2501
2026 | NIWCM | Medium Demand Growth+Low Gas Supply+Reduced Rankine Availability+Upgraded HVDC+Constrained Operational Capacity | 325.6776 | 325.6776 | 325.6776
2027 | NIWCM | Medium Demand Growth+Low Gas Supply+Reduced Rankine Availability+Upgraded HVDC+Constrained Operational Capacity | 224.2836 | 228.2512 | 228.2512
2028 | NIWCM | Medium Demand Growth+Low Gas Supply+Reduced Rankine Availability+Upgraded HVDC+Constrained Operational Capacity | 205.4256 | 699.3399 | 707.1268
2029 | NIWCM | Medium Demand Growth+Low Gas Supply+Reduced Rankine Availability+Upgraded HVDC+Constrained Operational Capacity | -60.3162 | 589.3627 | 745.8717
2030 | NIWCM | Medium Demand Growth+Low Gas Supply+Reduced Rankine Availability+Upgraded HVDC+Constrained Operational Capacity | -317.689 | 419.2906 | 631.9063
2031 | NIWCM | Medium Demand Growth+Low Gas Supply+Reduced Rankine Availability+Upgraded HVDC+Constrained Operational Capacity | -497.8032 | 250.5253 | 521.7464
2032 | NIWCM | Medium Demand Growth+Low Gas Supply+Reduced Rankine Availability+Upgraded HVDC+Constrained Operational Capacity | -693.9455 | 58.9425 | 352.0442
2033 | NIWCM | Medium Demand Growth+Low Gas Supply+Reduced Rankine Availability+Upgraded HVDC+Constrained Operational Capacity | -1019.176 | -266.0554 | 39.0344
2034 | NIWCM | Medium Demand Growth+Low Gas Supply+Reduced Rankine Availability+Upgraded HVDC+Constrained Operational Capacity | -1234.4531 | -436.864 | -54.4693
2035 | NIWCM | Medium Demand Growth+Low Gas Supply+Reduced Rankine Availability+Upgraded HVDC+Constrained Operational Capacity | -1310.6454 | -502.9478 | -120.9087
2026 | SIWEM_PERC | Medium Demand Growth+Low Gas Supply+Reduced Rankine Availability+Upgraded HVDC+Constrained Operational Capacity | 39.8422 | 40.0025 | 40.0025
2027 | SIWEM_PERC | Medium Demand Growth+Low Gas Supply+Reduced Rankine Availability+Upgraded HVDC+Constrained Operational Capacity | 20.9304 | 25.9073 | 26.7677
2028 | SIWEM_PERC | Medium Demand Growth+Low Gas Supply+Reduced Rankine Availability+Upgraded HVDC+Constrained Operational Capacity | 18.9439 | 31.6061 | 42.625
2029 | SIWEM_PERC | Medium Demand Growth+Low Gas Supply+Reduced Rankine Availability+Upgraded HVDC+Constrained Operational Capacity | 11.0199 | 22.8187 | 45.5154
2030 | SIWEM_PERC | Medium Demand Growth+Low Gas Supply+Reduced Rankine Availability+Upgraded HVDC+Constrained Operational Capacity | 6.6467 | 19.7382 | 51.9761
2031 | SIWEM_PERC | Medium Demand Growth+Low Gas Supply+Reduced Rankine Availability+Upgraded HVDC+Constrained Operational Capacity | 3.1125 | 15.7534 | 55.5744
2032 | SIWEM_PERC | Medium Demand Growth+Low Gas Supply+Reduced Rankine Availability+Upgraded HVDC+Constrained Operational Capacity | 1.3126 | 13.7132 | 49.9161
2033 | SIWEM_PERC | Medium Demand Growth+Low Gas Supply+Reduced Rankine Availability+Upgraded HVDC+Constrained Operational Capacity | -0.75867 | 11.3685 | 45.5383
2034 | SIWEM_PERC | Medium Demand Growth+Low Gas Supply+Reduced Rankine Availability+Upgraded HVDC+Constrained Operational Capacity | -2.5134 | 9.3772 | 39.4398
2035 | SIWEM_PERC | Medium Demand Growth+Low Gas Supply+Reduced Rankine Availability+Upgraded HVDC+Constrained Operational Capacity | -3.9808 | 7.7075 | 34.085
2026 | NZWEM_PERC | Medium Demand Growth+Low Gas Supply+Reduced Rankine Availability+Upgraded HVDC+Constrained Operational Capacity+Low Wind & Solar | 13.4651 | 13.5162 | 13.5162
2027 | NZWEM_PERC | Medium Demand Growth+Low Gas Supply+Reduced Rankine Availability+Upgraded HVDC+Constrained Operational Capacity+Low Wind & Solar | 6.8113 | 8.4164 | 8.6939
2028 | NZWEM_PERC | Medium Demand Growth+Low Gas Supply+Reduced Rankine Availability+Upgraded HVDC+Constrained Operational Capacity+Low Wind & Solar | 2.5416 | 9.4949 | 13.3514
2029 | NZWEM_PERC | Medium Demand Growth+Low Gas Supply+Reduced Rankine Availability+Upgraded HVDC+Constrained Operational Capacity+Low Wind & Solar | -2.9567 | 6.5929 | 14.1486
2030 | NZWEM_PERC | Medium Demand Growth+Low Gas Supply+Reduced Rankine Availability+Upgraded HVDC+Constrained Operational Capacity+Low Wind & Solar | -7.2539 | 3.8936 | 16.1042
2031 | NZWEM_PERC | Medium Demand Growth+Low Gas Supply+Reduced Rankine Availability+Upgraded HVDC+Constrained Operational Capacity+Low Wind & Solar | -10.5793 | 0.2824 | 17.0766
2032 | NZWEM_PERC | Medium Demand Growth+Low Gas Supply+Reduced Rankine Availability+Upgraded HVDC+Constrained Operational Capacity+Low Wind & Solar | -13.2641 | -2.3279 | 14.9591
2033 | NZWEM_PERC | Medium Demand Growth+Low Gas Supply+Reduced Rankine Availability+Upgraded HVDC+Constrained Operational Capacity+Low Wind & Solar | -15.6778 | -5.0141 | 13.2866
2034 | NZWEM_PERC | Medium Demand Growth+Low Gas Supply+Reduced Rankine Availability+Upgraded HVDC+Constrained Operational Capacity+Low Wind & Solar | -17.546 | -6.7424 | 11.1334
2035 | NZWEM_PERC | Medium Demand Growth+Low Gas Supply+Reduced Rankine Availability+Upgraded HVDC+Constrained Operational Capacity+Low Wind & Solar | -18.8844 | -8.2374 | 9.2382
2026 | NIWCM | Medium Demand Growth+Low Gas Supply+Reduced Rankine Availability+Upgraded HVDC+Constrained Operational Capacity+Low Wind & Solar | 325.6776 | 325.6776 | 325.6776
2027 | NIWCM | Medium Demand Growth+Low Gas Supply+Reduced Rankine Availability+Upgraded HVDC+Constrained Operational Capacity+Low Wind & Solar | 224.2836 | 228.2512 | 228.2512
2028 | NIWCM | Medium Demand Growth+Low Gas Supply+Reduced Rankine Availability+Upgraded HVDC+Constrained Operational Capacity+Low Wind & Solar | 205.4256 | 699.3399 | 707.1268
2029 | NIWCM | Medium Demand Growth+Low Gas Supply+Reduced Rankine Availability+Upgraded HVDC+Constrained Operational Capacity+Low Wind & Solar | -60.3162 | 589.3627 | 745.8717
2030 | NIWCM | Medium Demand Growth+Low Gas Supply+Reduced Rankine Availability+Upgraded HVDC+Constrained Operational Capacity+Low Wind & Solar | -317.689 | 419.2906 | 631.9063
2031 | NIWCM | Medium Demand Growth+Low Gas Supply+Reduced Rankine Availability+Upgraded HVDC+Constrained Operational Capacity+Low Wind & Solar | -497.8032 | 250.5253 | 521.7464
2032 | NIWCM | Medium Demand Growth+Low Gas Supply+Reduced Rankine Availability+Upgraded HVDC+Constrained Operational Capacity+Low Wind & Solar | -693.9455 | 58.9425 | 352.0442
2033 | NIWCM | Medium Demand Growth+Low Gas Supply+Reduced Rankine Availability+Upgraded HVDC+Constrained Operational Capacity+Low Wind & Solar | -1019.176 | -266.0554 | 39.0344
2034 | NIWCM | Medium Demand Growth+Low Gas Supply+Reduced Rankine Availability+Upgraded HVDC+Constrained Operational Capacity+Low Wind & Solar | -1234.4531 | -436.864 | -54.4693
2035 | NIWCM | Medium Demand Growth+Low Gas Supply+Reduced Rankine Availability+Upgraded HVDC+Constrained Operational Capacity+Low Wind & Solar | -1310.6454 | -502.9478 | -120.9087
2026 | SIWEM_PERC | Medium Demand Growth+Low Gas Supply+Reduced Rankine Availability+Upgraded HVDC+Constrained Operational Capacity+Low Wind & Solar | 36.4759 | 36.6206 | 36.6206
2027 | SIWEM_PERC | Medium Demand Growth+Low Gas Supply+Reduced Rankine Availability+Upgraded HVDC+Constrained Operational Capacity+Low Wind & Solar | 19.539 | 21.8399 | 22.5485
2028 | SIWEM_PERC | Medium Demand Growth+Low Gas Supply+Reduced Rankine Availability+Upgraded HVDC+Constrained Operational Capacity+Low Wind & Solar | 17.9557 | 29.3829 | 35.7927
2029 | SIWEM_PERC | Medium Demand Growth+Low Gas Supply+Reduced Rankine Availability+Upgraded HVDC+Constrained Operational Capacity+Low Wind & Solar | 10.0991 | 20.7471 | 36.7467
2030 | SIWEM_PERC | Medium Demand Growth+Low Gas Supply+Reduced Rankine Availability+Upgraded HVDC+Constrained Operational Capacity+Low Wind & Solar | 5.7635 | 17.5781 | 41.7855
2031 | SIWEM_PERC | Medium Demand Growth+Low Gas Supply+Reduced Rankine Availability+Upgraded HVDC+Constrained Operational Capacity+Low Wind & Solar | 2.2597 | 13.6677 | 44.2657
2032 | SIWEM_PERC | Medium Demand Growth+Low Gas Supply+Reduced Rankine Availability+Upgraded HVDC+Constrained Operational Capacity+Low Wind & Solar | 0.47602 | 11.6671 | 38.5689
2033 | SIWEM_PERC | Medium Demand Growth+Low Gas Supply+Reduced Rankine Availability+Upgraded HVDC+Constrained Operational Capacity+Low Wind & Solar | -1.5768 | 9.3676 | 34.0131
2034 | SIWEM_PERC | Medium Demand Growth+Low Gas Supply+Reduced Rankine Availability+Upgraded HVDC+Constrained Operational Capacity+Low Wind & Solar | -3.3156 | 7.4153 | 28.1394
2035 | SIWEM_PERC | Medium Demand Growth+Low Gas Supply+Reduced Rankine Availability+Upgraded HVDC+Constrained Operational Capacity+Low Wind & Solar | -4.7693 | 5.7789 | 24.881
2026 | NZWEM_PERC | Medium Demand Growth+Low Gas Supply+Reduced Rankine Availability+Delayed Build | 10.0584 | 10.0584 | 10.0584
2027 | NZWEM_PERC | Medium Demand Growth+Low Gas Supply+Reduced Rankine Availability+Delayed Build | 0.9807 | 1.1176 | 1.28
2028 | NZWEM_PERC | Medium Demand Growth+Low Gas Supply+Reduced Rankine Availability+Delayed Build | -0.057441 | 1.3137 | 1.6121
2029 | NZWEM_PERC | Medium Demand Growth+Low Gas Supply+Reduced Rankine Availability+Delayed Build | -2.6698 | -0.033075 | 0.78589
2030 | NZWEM_PERC | Medium Demand Growth+Low Gas Supply+Reduced Rankine Availability+Delayed Build | -5.9526 | 2.3087 | 9.2919
2031 | NZWEM_PERC | Medium Demand Growth+Low Gas Supply+Reduced Rankine Availability+Delayed Build | -9.3211 | 1.4783 | 9.2786
2032 | NZWEM_PERC | Medium Demand Growth+Low Gas Supply+Reduced Rankine Availability+Delayed Build | -12.0345 | -0.86659 | 11.8813
2033 | NZWEM_PERC | Medium Demand Growth+Low Gas Supply+Reduced Rankine Availability+Delayed Build | -14.4789 | -3.5098 | 14.187
2034 | NZWEM_PERC | Medium Demand Growth+Low Gas Supply+Reduced Rankine Availability+Delayed Build | -16.3749 | -5.321 | 12.8537
2035 | NZWEM_PERC | Medium Demand Growth+Low Gas Supply+Reduced Rankine Availability+Delayed Build | -17.7395 | -6.51 | 12.786
2026 | NIWCM | Medium Demand Growth+Low Gas Supply+Reduced Rankine Availability+Delayed Build | 628.8124 | 628.8124 | 628.8124
2027 | NIWCM | Medium Demand Growth+Low Gas Supply+Reduced Rankine Availability+Delayed Build | 447.4105 | 449.4206 | 451.8931
2028 | NIWCM | Medium Demand Growth+Low Gas Supply+Reduced Rankine Availability+Delayed Build | 605.0318 | 625.0229 | 629.5594
2029 | NIWCM | Medium Demand Growth+Low Gas Supply+Reduced Rankine Availability+Delayed Build | 403.9073 | 531.0527 | 544.645
2030 | NIWCM | Medium Demand Growth+Low Gas Supply+Reduced Rankine Availability+Delayed Build | 301.3296 | 1020.3871 | 1297.4104
2031 | NIWCM | Medium Demand Growth+Low Gas Supply+Reduced Rankine Availability+Delayed Build | 106.7926 | 1036.0198 | 1382.231
2032 | NIWCM | Medium Demand Growth+Low Gas Supply+Reduced Rankine Availability+Delayed Build | -88.006 | 912.0495 | 1473.2404
2033 | NIWCM | Medium Demand Growth+Low Gas Supply+Reduced Rankine Availability+Delayed Build | -340.4444 | 673.4614 | 1470.637
2034 | NIWCM | Medium Demand Growth+Low Gas Supply+Reduced Rankine Availability+Delayed Build | -553.5824 | 480.2923 | 1317.9606
2035 | NIWCM | Medium Demand Growth+Low Gas Supply+Reduced Rankine Availability+Delayed Build | -629.7849 | 433.5982 | 1346.4314
2026 | SIWEM_PERC | Medium Demand Growth+Low Gas Supply+Reduced Rankine Availability+Delayed Build | 26.8337 | 26.8337 | 26.8337
2027 | SIWEM_PERC | Medium Demand Growth+Low Gas Supply+Reduced Rankine Availability+Delayed Build | 16.7358 | 16.8057 | 16.8057
2028 | SIWEM_PERC | Medium Demand Growth+Low Gas Supply+Reduced Rankine Availability+Delayed Build | 16.6982 | 18.6029 | 18.6029
2029 | SIWEM_PERC | Medium Demand Growth+Low Gas Supply+Reduced Rankine Availability+Delayed Build | 9.3208 | 13.9372 | 13.9372
2030 | SIWEM_PERC | Medium Demand Growth+Low Gas Supply+Reduced Rankine Availability+Delayed Build | 6.6467 | 17.964 | 30.0108
2031 | SIWEM_PERC | Medium Demand Growth+Low Gas Supply+Reduced Rankine Availability+Delayed Build | 3.1125 | 14.0403 | 27.4358
2032 | SIWEM_PERC | Medium Demand Growth+Low Gas Supply+Reduced Rankine Availability+Delayed Build | 1.3126 | 13.7132 | 31.729
2033 | SIWEM_PERC | Medium Demand Growth+Low Gas Supply+Reduced Rankine Availability+Delayed Build | -0.75867 | 11.3685 | 36.4832
2034 | SIWEM_PERC | Medium Demand Growth+Low Gas Supply+Reduced Rankine Availability+Delayed Build | -2.5134 | 9.3772 | 32.8764
2035 | SIWEM_PERC | Medium Demand Growth+Low Gas Supply+Reduced Rankine Availability+Delayed Build | -3.9808 | 7.7075 | 32.7999
2026 | NZWEM_PERC | Medium Demand Growth+Low Gas Supply+Reduced Rankine Availability+Delayed Build+Low Wind & Solar | 9.1535 | 9.1535 | 9.1535
2027 | NZWEM_PERC | Medium Demand Growth+Low Gas Supply+Reduced Rankine Availability+Delayed Build+Low Wind & Solar | 0.054958 | 0.17847 | 0.32502
2028 | NZWEM_PERC | Medium Demand Growth+Low Gas Supply+Reduced Rankine Availability+Delayed Build+Low Wind & Solar | -1.2 | 0.037425 | 0.30672
2029 | NZWEM_PERC | Medium Demand Growth+Low Gas Supply+Reduced Rankine Availability+Delayed Build+Low Wind & Solar | -3.9166 | -1.537 | -0.79788
2030 | NZWEM_PERC | Medium Demand Growth+Low Gas Supply+Reduced Rankine Availability+Delayed Build+Low Wind & Solar | -7.2539 | 0.20164 | 6.5037
2031 | NZWEM_PERC | Medium Demand Growth+Low Gas Supply+Reduced Rankine Availability+Delayed Build+Low Wind & Solar | -10.5793 | -0.83326 | 6.2063
2032 | NZWEM_PERC | Medium Demand Growth+Low Gas Supply+Reduced Rankine Availability+Delayed Build+Low Wind & Solar | -13.2641 | -3.1854 | 8.3522
2033 | NZWEM_PERC | Medium Demand Growth+Low Gas Supply+Reduced Rankine Availability+Delayed Build+Low Wind & Solar | -15.6778 | -5.7709 | 10.2321
2034 | NZWEM_PERC | Medium Demand Growth+Low Gas Supply+Reduced Rankine Availability+Delayed Build+Low Wind & Solar | -17.546 | -7.5627 | 8.9024
2035 | NZWEM_PERC | Medium Demand Growth+Low Gas Supply+Reduced Rankine Availability+Delayed Build+Low Wind & Solar | -18.8844 | -8.7015 | 8.7741
2026 | NIWCM | Medium Demand Growth+Low Gas Supply+Reduced Rankine Availability+Delayed Build+Low Wind & Solar | 628.8124 | 628.8124 | 628.8124
2027 | NIWCM | Medium Demand Growth+Low Gas Supply+Reduced Rankine Availability+Delayed Build+Low Wind & Solar | 447.4105 | 449.4206 | 451.8931
2028 | NIWCM | Medium Demand Growth+Low Gas Supply+Reduced Rankine Availability+Delayed Build+Low Wind & Solar | 605.0318 | 625.0229 | 629.5594
2029 | NIWCM | Medium Demand Growth+Low Gas Supply+Reduced Rankine Availability+Delayed Build+Low Wind & Solar | 403.9073 | 531.0527 | 544.645
2030 | NIWCM | Medium Demand Growth+Low Gas Supply+Reduced Rankine Availability+Delayed Build+Low Wind & Solar | 301.3296 | 1020.3871 | 1297.4104
2031 | NIWCM | Medium Demand Growth+Low Gas Supply+Reduced Rankine Availability+Delayed Build+Low Wind & Solar | 106.7926 | 1036.0198 | 1382.231
2032 | NIWCM | Medium Demand Growth+Low Gas Supply+Reduced Rankine Availability+Delayed Build+Low Wind & Solar | -88.006 | 912.0495 | 1473.2404
2033 | NIWCM | Medium Demand Growth+Low Gas Supply+Reduced Rankine Availability+Delayed Build+Low Wind & Solar | -340.4444 | 673.4614 | 1470.637
2034 | NIWCM | Medium Demand Growth+Low Gas Supply+Reduced Rankine Availability+Delayed Build+Low Wind & Solar | -553.5824 | 480.2923 | 1317.9606
2035 | NIWCM | Medium Demand Growth+Low Gas Supply+Reduced Rankine Availability+Delayed Build+Low Wind & Solar | -629.7849 | 433.5982 | 1346.4314
2026 | SIWEM_PERC | Medium Demand Growth+Low Gas Supply+Reduced Rankine Availability+Delayed Build+Low Wind & Solar | 24.2727 | 24.2727 | 24.2727
2027 | SIWEM_PERC | Medium Demand Growth+Low Gas Supply+Reduced Rankine Availability+Delayed Build+Low Wind & Solar | 16.2565 | 16.3196 | 16.3196
2028 | SIWEM_PERC | Medium Demand Growth+Low Gas Supply+Reduced Rankine Availability+Delayed Build+Low Wind & Solar | 15.9291 | 17.648 | 17.648
2029 | SIWEM_PERC | Medium Demand Growth+Low Gas Supply+Reduced Rankine Availability+Delayed Build+Low Wind & Solar | 8.5658 | 12.7319 | 12.7319
2030 | SIWEM_PERC | Medium Demand Growth+Low Gas Supply+Reduced Rankine Availability+Delayed Build+Low Wind & Solar | 5.7635 | 15.977 | 26.8488
2031 | SIWEM_PERC | Medium Demand Growth+Low Gas Supply+Reduced Rankine Availability+Delayed Build+Low Wind & Solar | 2.2597 | 12.1217 | 24.2107
2032 | SIWEM_PERC | Medium Demand Growth+Low Gas Supply+Reduced Rankine Availability+Delayed Build+Low Wind & Solar | 0.47602 | 11.6671 | 27.9258
2033 | SIWEM_PERC | Medium Demand Growth+Low Gas Supply+Reduced Rankine Availability+Delayed Build+Low Wind & Solar | -1.5768 | 9.3676 | 29.1869
2034 | SIWEM_PERC | Medium Demand Growth+Low Gas Supply+Reduced Rankine Availability+Delayed Build+Low Wind & Solar | -3.3156 | 7.4153 | 26.8479
2035 | SIWEM_PERC | Medium Demand Growth+Low Gas Supply+Reduced Rankine Availability+Delayed Build+Low Wind & Solar | -4.7693 | 5.7789 | 24.881
2026 | NZWEM_PERC | Medium Demand Growth+Low Gas Supply+Reduced Rankine Availability+Delayed Build+Constrained Operational Capacity | 10.0584 | 10.0584 | 10.0584
2027 | NZWEM_PERC | Medium Demand Growth+Low Gas Supply+Reduced Rankine Availability+Delayed Build+Constrained Operational Capacity | 0.9807 | 1.1176 | 1.28
2028 | NZWEM_PERC | Medium Demand Growth+Low Gas Supply+Reduced Rankine Availability+Delayed Build+Constrained Operational Capacity | -0.057441 | 1.3137 | 1.6121
2029 | NZWEM_PERC | Medium Demand Growth+Low Gas Supply+Reduced Rankine Availability+Delayed Build+Constrained Operational Capacity | -2.6698 | -0.033075 | 0.78589
2030 | NZWEM_PERC | Medium Demand Growth+Low Gas Supply+Reduced Rankine Availability+Delayed Build+Constrained Operational Capacity | -5.9526 | 2.3087 | 9.2919
2031 | NZWEM_PERC | Medium Demand Growth+Low Gas Supply+Reduced Rankine Availability+Delayed Build+Constrained Operational Capacity | -9.3211 | 1.4783 | 9.2786
2032 | NZWEM_PERC | Medium Demand Growth+Low Gas Supply+Reduced Rankine Availability+Delayed Build+Constrained Operational Capacity | -12.0345 | -0.86659 | 11.8813
2033 | NZWEM_PERC | Medium Demand Growth+Low Gas Supply+Reduced Rankine Availability+Delayed Build+Constrained Operational Capacity | -14.4789 | -3.5098 | 14.187
2034 | NZWEM_PERC | Medium Demand Growth+Low Gas Supply+Reduced Rankine Availability+Delayed Build+Constrained Operational Capacity | -16.3749 | -5.321 | 12.8537
2035 | NZWEM_PERC | Medium Demand Growth+Low Gas Supply+Reduced Rankine Availability+Delayed Build+Constrained Operational Capacity | -17.7395 | -6.51 | 12.786
2026 | NIWCM | Medium Demand Growth+Low Gas Supply+Reduced Rankine Availability+Delayed Build+Constrained Operational Capacity | 94.465 | 94.465 | 94.465
2027 | NIWCM | Medium Demand Growth+Low Gas Supply+Reduced Rankine Availability+Delayed Build+Constrained Operational Capacity | -93.8386 | -93.8386 | -93.8386
2028 | NIWCM | Medium Demand Growth+Low Gas Supply+Reduced Rankine Availability+Delayed Build+Constrained Operational Capacity | -4.6081 | -4.6081 | -4.6081
2029 | NIWCM | Medium Demand Growth+Low Gas Supply+Reduced Rankine Availability+Delayed Build+Constrained Operational Capacity | -240.4491 | -158.2964 | -158.2964
2030 | NIWCM | Medium Demand Growth+Low Gas Supply+Reduced Rankine Availability+Delayed Build+Constrained Operational Capacity | -373.4655 | 138.2962 | 254.9974
2031 | NIWCM | Medium Demand Growth+Low Gas Supply+Reduced Rankine Availability+Delayed Build+Constrained Operational Capacity | -570.7417 | 81.8533 | 239.8427
2032 | NIWCM | Medium Demand Growth+Low Gas Supply+Reduced Rankine Availability+Delayed Build+Constrained Operational Capacity | -766.884 | -52.7852 | 160.6375
2033 | NIWCM | Medium Demand Growth+Low Gas Supply+Reduced Rankine Availability+Delayed Build+Constrained Operational Capacity | -1019.176 | -296.5146 | -22.8773
2034 | NIWCM | Medium Demand Growth+Low Gas Supply+Reduced Rankine Availability+Delayed Build+Constrained Operational Capacity | -1234.4531 | -506.9532 | -211.7875
2035 | NIWCM | Medium Demand Growth+Low Gas Supply+Reduced Rankine Availability+Delayed Build+Constrained Operational Capacity | -1310.6454 | -555.2798 | -250.4697
2026 | SIWEM_PERC | Medium Demand Growth+Low Gas Supply+Reduced Rankine Availability+Delayed Build+Constrained Operational Capacity | 26.8337 | 26.8337 | 26.8337
2027 | SIWEM_PERC | Medium Demand Growth+Low Gas Supply+Reduced Rankine Availability+Delayed Build+Constrained Operational Capacity | 16.7358 | 16.8057 | 16.8057
2028 | SIWEM_PERC | Medium Demand Growth+Low Gas Supply+Reduced Rankine Availability+Delayed Build+Constrained Operational Capacity | 16.6982 | 18.6029 | 18.6029
2029 | SIWEM_PERC | Medium Demand Growth+Low Gas Supply+Reduced Rankine Availability+Delayed Build+Constrained Operational Capacity | 9.3208 | 13.9372 | 13.9372
2030 | SIWEM_PERC | Medium Demand Growth+Low Gas Supply+Reduced Rankine Availability+Delayed Build+Constrained Operational Capacity | 6.6467 | 17.964 | 30.0108
2031 | SIWEM_PERC | Medium Demand Growth+Low Gas Supply+Reduced Rankine Availability+Delayed Build+Constrained Operational Capacity | 3.1125 | 14.0403 | 27.4358
2032 | SIWEM_PERC | Medium Demand Growth+Low Gas Supply+Reduced Rankine Availability+Delayed Build+Constrained Operational Capacity | 1.3126 | 13.7132 | 31.729
2033 | SIWEM_PERC | Medium Demand Growth+Low Gas Supply+Reduced Rankine Availability+Delayed Build+Constrained Operational Capacity | -0.75867 | 11.3685 | 36.4832
2034 | SIWEM_PERC | Medium Demand Growth+Low Gas Supply+Reduced Rankine Availability+Delayed Build+Constrained Operational Capacity | -2.5134 | 9.3772 | 32.8764
2035 | SIWEM_PERC | Medium Demand Growth+Low Gas Supply+Reduced Rankine Availability+Delayed Build+Constrained Operational Capacity | -3.9808 | 7.7075 | 32.7999
2026 | NZWEM_PERC | Medium Demand Growth+Low Gas Supply+Reduced Rankine Availability+Delayed Build+Constrained Operational Capacity+Low Wind & Solar | 9.1535 | 9.1535 | 9.1535
2027 | NZWEM_PERC | Medium Demand Growth+Low Gas Supply+Reduced Rankine Availability+Delayed Build+Constrained Operational Capacity+Low Wind & Solar | 0.054958 | 0.17847 | 0.32502
2028 | NZWEM_PERC | Medium Demand Growth+Low Gas Supply+Reduced Rankine Availability+Delayed Build+Constrained Operational Capacity+Low Wind & Solar | -1.2 | 0.037425 | 0.30672
2029 | NZWEM_PERC | Medium Demand Growth+Low Gas Supply+Reduced Rankine Availability+Delayed Build+Constrained Operational Capacity+Low Wind & Solar | -3.9166 | -1.537 | -0.79788
2030 | NZWEM_PERC | Medium Demand Growth+Low Gas Supply+Reduced Rankine Availability+Delayed Build+Constrained Operational Capacity+Low Wind & Solar | -7.2539 | 0.20164 | 6.5037
2031 | NZWEM_PERC | Medium Demand Growth+Low Gas Supply+Reduced Rankine Availability+Delayed Build+Constrained Operational Capacity+Low Wind & Solar | -10.5793 | -0.83326 | 6.2063
2032 | NZWEM_PERC | Medium Demand Growth+Low Gas Supply+Reduced Rankine Availability+Delayed Build+Constrained Operational Capacity+Low Wind & Solar | -13.2641 | -3.1854 | 8.3522
2033 | NZWEM_PERC | Medium Demand Growth+Low Gas Supply+Reduced Rankine Availability+Delayed Build+Constrained Operational Capacity+Low Wind & Solar | -15.6778 | -5.7709 | 10.2321
2034 | NZWEM_PERC | Medium Demand Growth+Low Gas Supply+Reduced Rankine Availability+Delayed Build+Constrained Operational Capacity+Low Wind & Solar | -17.546 | -7.5627 | 8.9024
2035 | NZWEM_PERC | Medium Demand Growth+Low Gas Supply+Reduced Rankine Availability+Delayed Build+Constrained Operational Capacity+Low Wind & Solar | -18.8844 | -8.7015 | 8.7741
2026 | NIWCM | Medium Demand Growth+Low Gas Supply+Reduced Rankine Availability+Delayed Build+Constrained Operational Capacity+Low Wind & Solar | 94.465 | 94.465 | 94.465
2027 | NIWCM | Medium Demand Growth+Low Gas Supply+Reduced Rankine Availability+Delayed Build+Constrained Operational Capacity+Low Wind & Solar | -93.8386 | -93.8386 | -93.8386
2028 | NIWCM | Medium Demand Growth+Low Gas Supply+Reduced Rankine Availability+Delayed Build+Constrained Operational Capacity+Low Wind & Solar | -4.6081 | -4.6081 | -4.6081
2029 | NIWCM | Medium Demand Growth+Low Gas Supply+Reduced Rankine Availability+Delayed Build+Constrained Operational Capacity+Low Wind & Solar | -240.4491 | -158.2964 | -158.2964
2030 | NIWCM | Medium Demand Growth+Low Gas Supply+Reduced Rankine Availability+Delayed Build+Constrained Operational Capacity+Low Wind & Solar | -373.4655 | 138.2962 | 254.9974
2031 | NIWCM | Medium Demand Growth+Low Gas Supply+Reduced Rankine Availability+Delayed Build+Constrained Operational Capacity+Low Wind & Solar | -570.7417 | 81.8533 | 239.8427
2032 | NIWCM | Medium Demand Growth+Low Gas Supply+Reduced Rankine Availability+Delayed Build+Constrained Operational Capacity+Low Wind & Solar | -766.884 | -52.7852 | 160.6375
2033 | NIWCM | Medium Demand Growth+Low Gas Supply+Reduced Rankine Availability+Delayed Build+Constrained Operational Capacity+Low Wind & Solar | -1019.176 | -296.5146 | -22.8773
2034 | NIWCM | Medium Demand Growth+Low Gas Supply+Reduced Rankine Availability+Delayed Build+Constrained Operational Capacity+Low Wind & Solar | -1234.4531 | -506.9532 | -211.7875
2035 | NIWCM | Medium Demand Growth+Low Gas Supply+Reduced Rankine Availability+Delayed Build+Constrained Operational Capacity+Low Wind & Solar | -1310.6454 | -555.2798 | -250.4697
2026 | SIWEM_PERC | Medium Demand Growth+Low Gas Supply+Reduced Rankine Availability+Delayed Build+Constrained Operational Capacity+Low Wind & Solar | 24.2727 | 24.2727 | 24.2727
2027 | SIWEM_PERC | Medium Demand Growth+Low Gas Supply+Reduced Rankine Availability+Delayed Build+Constrained Operational Capacity+Low Wind & Solar | 16.2565 | 16.3196 | 16.3196
2028 | SIWEM_PERC | Medium Demand Growth+Low Gas Supply+Reduced Rankine Availability+Delayed Build+Constrained Operational Capacity+Low Wind & Solar | 15.9291 | 17.648 | 17.648
2029 | SIWEM_PERC | Medium Demand Growth+Low Gas Supply+Reduced Rankine Availability+Delayed Build+Constrained Operational Capacity+Low Wind & Solar | 8.5658 | 12.7319 | 12.7319
2030 | SIWEM_PERC | Medium Demand Growth+Low Gas Supply+Reduced Rankine Availability+Delayed Build+Constrained Operational Capacity+Low Wind & Solar | 5.7635 | 15.977 | 26.8488
2031 | SIWEM_PERC | Medium Demand Growth+Low Gas Supply+Reduced Rankine Availability+Delayed Build+Constrained Operational Capacity+Low Wind & Solar | 2.2597 | 12.1217 | 24.2107
2032 | SIWEM_PERC | Medium Demand Growth+Low Gas Supply+Reduced Rankine Availability+Delayed Build+Constrained Operational Capacity+Low Wind & Solar | 0.47602 | 11.6671 | 27.9258
2033 | SIWEM_PERC | Medium Demand Growth+Low Gas Supply+Reduced Rankine Availability+Delayed Build+Constrained Operational Capacity+Low Wind & Solar | -1.5768 | 9.3676 | 29.1869
2034 | SIWEM_PERC | Medium Demand Growth+Low Gas Supply+Reduced Rankine Availability+Delayed Build+Constrained Operational Capacity+Low Wind & Solar | -3.3156 | 7.4153 | 26.8479
2035 | SIWEM_PERC | Medium Demand Growth+Low Gas Supply+Reduced Rankine Availability+Delayed Build+Constrained Operational Capacity+Low Wind & Solar | -4.7693 | 5.7789 | 24.881
2026 | NZWEM_PERC | Medium Demand Growth+Low Gas Supply+Reduced Rankine Availability+Delayed Build+Upgraded HVDC | 10.0584 | 10.0584 | 10.0584
2027 | NZWEM_PERC | Medium Demand Growth+Low Gas Supply+Reduced Rankine Availability+Delayed Build+Upgraded HVDC | 0.9807 | 1.1176 | 1.28
2028 | NZWEM_PERC | Medium Demand Growth+Low Gas Supply+Reduced Rankine Availability+Delayed Build+Upgraded HVDC | -0.057441 | 1.3137 | 1.6121
2029 | NZWEM_PERC | Medium Demand Growth+Low Gas Supply+Reduced Rankine Availability+Delayed Build+Upgraded HVDC | -2.6698 | -0.033075 | 0.78589
2030 | NZWEM_PERC | Medium Demand Growth+Low Gas Supply+Reduced Rankine Availability+Delayed Build+Upgraded HVDC | -5.9526 | 2.3087 | 9.2919
2031 | NZWEM_PERC | Medium Demand Growth+Low Gas Supply+Reduced Rankine Availability+Delayed Build+Upgraded HVDC | -9.3211 | 1.4783 | 9.2786
2032 | NZWEM_PERC | Medium Demand Growth+Low Gas Supply+Reduced Rankine Availability+Delayed Build+Upgraded HVDC | -12.0345 | -0.86659 | 11.8813
2033 | NZWEM_PERC | Medium Demand Growth+Low Gas Supply+Reduced Rankine Availability+Delayed Build+Upgraded HVDC | -14.4789 | -3.5098 | 14.187
2034 | NZWEM_PERC | Medium Demand Growth+Low Gas Supply+Reduced Rankine Availability+Delayed Build+Upgraded HVDC | -16.3749 | -5.321 | 12.8537
2035 | NZWEM_PERC | Medium Demand Growth+Low Gas Supply+Reduced Rankine Availability+Delayed Build+Upgraded HVDC | -17.7395 | -6.51 | 12.786
2026 | NIWCM | Medium Demand Growth+Low Gas Supply+Reduced Rankine Availability+Delayed Build+Upgraded HVDC | 628.8124 | 628.8124 | 628.8124
2027 | NIWCM | Medium Demand Growth+Low Gas Supply+Reduced Rankine Availability+Delayed Build+Upgraded HVDC | 447.4105 | 449.4206 | 451.8931
2028 | NIWCM | Medium Demand Growth+Low Gas Supply+Reduced Rankine Availability+Delayed Build+Upgraded HVDC | 605.0318 | 625.0229 | 629.5594
2029 | NIWCM | Medium Demand Growth+Low Gas Supply+Reduced Rankine Availability+Delayed Build+Upgraded HVDC | 403.9073 | 531.0527 | 544.645
2030 | NIWCM | Medium Demand Growth+Low Gas Supply+Reduced Rankine Availability+Delayed Build+Upgraded HVDC | 301.3296 | 1020.3871 | 1297.4104
2031 | NIWCM | Medium Demand Growth+Low Gas Supply+Reduced Rankine Availability+Delayed Build+Upgraded HVDC | 106.7926 | 1036.0199 | 1382.2349
2032 | NIWCM | Medium Demand Growth+Low Gas Supply+Reduced Rankine Availability+Delayed Build+Upgraded HVDC | -88.006 | 912.0496 | 1473.3604
2033 | NIWCM | Medium Demand Growth+Low Gas Supply+Reduced Rankine Availability+Delayed Build+Upgraded HVDC | -340.4444 | 673.4614 | 1470.7017
2034 | NIWCM | Medium Demand Growth+Low Gas Supply+Reduced Rankine Availability+Delayed Build+Upgraded HVDC | -553.5824 | 480.2923 | 1317.9592
2035 | NIWCM | Medium Demand Growth+Low Gas Supply+Reduced Rankine Availability+Delayed Build+Upgraded HVDC | -629.7849 | 433.5982 | 1346.4338
2026 | SIWEM_PERC | Medium Demand Growth+Low Gas Supply+Reduced Rankine Availability+Delayed Build+Upgraded HVDC | 26.8337 | 26.8337 | 26.8337
2027 | SIWEM_PERC | Medium Demand Growth+Low Gas Supply+Reduced Rankine Availability+Delayed Build+Upgraded HVDC | 16.7358 | 16.8057 | 16.8057
2028 | SIWEM_PERC | Medium Demand Growth+Low Gas Supply+Reduced Rankine Availability+Delayed Build+Upgraded HVDC | 16.6982 | 18.6029 | 18.6029
2029 | SIWEM_PERC | Medium Demand Growth+Low Gas Supply+Reduced Rankine Availability+Delayed Build+Upgraded HVDC | 9.3208 | 13.9372 | 13.9372
2030 | SIWEM_PERC | Medium Demand Growth+Low Gas Supply+Reduced Rankine Availability+Delayed Build+Upgraded HVDC | 6.6467 | 17.964 | 30.0108
2031 | SIWEM_PERC | Medium Demand Growth+Low Gas Supply+Reduced Rankine Availability+Delayed Build+Upgraded HVDC | 3.1125 | 14.0403 | 27.4358
2032 | SIWEM_PERC | Medium Demand Growth+Low Gas Supply+Reduced Rankine Availability+Delayed Build+Upgraded HVDC | 1.3126 | 13.7132 | 31.729
2033 | SIWEM_PERC | Medium Demand Growth+Low Gas Supply+Reduced Rankine Availability+Delayed Build+Upgraded HVDC | -0.75867 | 11.3685 | 36.4832
2034 | SIWEM_PERC | Medium Demand Growth+Low Gas Supply+Reduced Rankine Availability+Delayed Build+Upgraded HVDC | -2.5134 | 9.3772 | 32.8764
2035 | SIWEM_PERC | Medium Demand Growth+Low Gas Supply+Reduced Rankine Availability+Delayed Build+Upgraded HVDC | -3.9808 | 7.7075 | 32.7999
2026 | NZWEM_PERC | Medium Demand Growth+Low Gas Supply+Reduced Rankine Availability+Delayed Build+Upgraded HVDC+Low Wind & Solar | 9.1535 | 9.1535 | 9.1535
2027 | NZWEM_PERC | Medium Demand Growth+Low Gas Supply+Reduced Rankine Availability+Delayed Build+Upgraded HVDC+Low Wind & Solar | 0.054958 | 0.17847 | 0.32502
2028 | NZWEM_PERC | Medium Demand Growth+Low Gas Supply+Reduced Rankine Availability+Delayed Build+Upgraded HVDC+Low Wind & Solar | -1.2 | 0.037425 | 0.30672
2029 | NZWEM_PERC | Medium Demand Growth+Low Gas Supply+Reduced Rankine Availability+Delayed Build+Upgraded HVDC+Low Wind & Solar | -3.9166 | -1.537 | -0.79788
2030 | NZWEM_PERC | Medium Demand Growth+Low Gas Supply+Reduced Rankine Availability+Delayed Build+Upgraded HVDC+Low Wind & Solar | -7.2539 | 0.20164 | 6.5037
2031 | NZWEM_PERC | Medium Demand Growth+Low Gas Supply+Reduced Rankine Availability+Delayed Build+Upgraded HVDC+Low Wind & Solar | -10.5793 | -0.83326 | 6.2063
2032 | NZWEM_PERC | Medium Demand Growth+Low Gas Supply+Reduced Rankine Availability+Delayed Build+Upgraded HVDC+Low Wind & Solar | -13.2641 | -3.1854 | 8.3522
2033 | NZWEM_PERC | Medium Demand Growth+Low Gas Supply+Reduced Rankine Availability+Delayed Build+Upgraded HVDC+Low Wind & Solar | -15.6778 | -5.7709 | 10.2321
2034 | NZWEM_PERC | Medium Demand Growth+Low Gas Supply+Reduced Rankine Availability+Delayed Build+Upgraded HVDC+Low Wind & Solar | -17.546 | -7.5627 | 8.9024
2035 | NZWEM_PERC | Medium Demand Growth+Low Gas Supply+Reduced Rankine Availability+Delayed Build+Upgraded HVDC+Low Wind & Solar | -18.8844 | -8.7015 | 8.7741
2026 | NIWCM | Medium Demand Growth+Low Gas Supply+Reduced Rankine Availability+Delayed Build+Upgraded HVDC+Low Wind & Solar | 628.8124 | 628.8124 | 628.8124
2027 | NIWCM | Medium Demand Growth+Low Gas Supply+Reduced Rankine Availability+Delayed Build+Upgraded HVDC+Low Wind & Solar | 447.4105 | 449.4206 | 451.8931
2028 | NIWCM | Medium Demand Growth+Low Gas Supply+Reduced Rankine Availability+Delayed Build+Upgraded HVDC+Low Wind & Solar | 605.0318 | 625.0229 | 629.5594
2029 | NIWCM | Medium Demand Growth+Low Gas Supply+Reduced Rankine Availability+Delayed Build+Upgraded HVDC+Low Wind & Solar | 403.9073 | 531.0527 | 544.645
2030 | NIWCM | Medium Demand Growth+Low Gas Supply+Reduced Rankine Availability+Delayed Build+Upgraded HVDC+Low Wind & Solar | 301.3296 | 1020.3871 | 1297.4104
2031 | NIWCM | Medium Demand Growth+Low Gas Supply+Reduced Rankine Availability+Delayed Build+Upgraded HVDC+Low Wind & Solar | 106.7926 | 1036.0199 | 1382.2349
2032 | NIWCM | Medium Demand Growth+Low Gas Supply+Reduced Rankine Availability+Delayed Build+Upgraded HVDC+Low Wind & Solar | -88.006 | 912.0496 | 1473.3604
2033 | NIWCM | Medium Demand Growth+Low Gas Supply+Reduced Rankine Availability+Delayed Build+Upgraded HVDC+Low Wind & Solar | -340.4444 | 673.4614 | 1470.7017
2034 | NIWCM | Medium Demand Growth+Low Gas Supply+Reduced Rankine Availability+Delayed Build+Upgraded HVDC+Low Wind & Solar | -553.5824 | 480.2923 | 1317.9592
2035 | NIWCM | Medium Demand Growth+Low Gas Supply+Reduced Rankine Availability+Delayed Build+Upgraded HVDC+Low Wind & Solar | -629.7849 | 433.5982 | 1346.4338
2026 | SIWEM_PERC | Medium Demand Growth+Low Gas Supply+Reduced Rankine Availability+Delayed Build+Upgraded HVDC+Low Wind & Solar | 24.2727 | 24.2727 | 24.2727
2027 | SIWEM_PERC | Medium Demand Growth+Low Gas Supply+Reduced Rankine Availability+Delayed Build+Upgraded HVDC+Low Wind & Solar | 16.2565 | 16.3196 | 16.3196
2028 | SIWEM_PERC | Medium Demand Growth+Low Gas Supply+Reduced Rankine Availability+Delayed Build+Upgraded HVDC+Low Wind & Solar | 15.9291 | 17.648 | 17.648
2029 | SIWEM_PERC | Medium Demand Growth+Low Gas Supply+Reduced Rankine Availability+Delayed Build+Upgraded HVDC+Low Wind & Solar | 8.5658 | 12.7319 | 12.7319
2030 | SIWEM_PERC | Medium Demand Growth+Low Gas Supply+Reduced Rankine Availability+Delayed Build+Upgraded HVDC+Low Wind & Solar | 5.7635 | 15.977 | 26.8488
2031 | SIWEM_PERC | Medium Demand Growth+Low Gas Supply+Reduced Rankine Availability+Delayed Build+Upgraded HVDC+Low Wind & Solar | 2.2597 | 12.1217 | 24.2107
2032 | SIWEM_PERC | Medium Demand Growth+Low Gas Supply+Reduced Rankine Availability+Delayed Build+Upgraded HVDC+Low Wind & Solar | 0.47602 | 11.6671 | 27.9258
2033 | SIWEM_PERC | Medium Demand Growth+Low Gas Supply+Reduced Rankine Availability+Delayed Build+Upgraded HVDC+Low Wind & Solar | -1.5768 | 9.3676 | 29.1869
2034 | SIWEM_PERC | Medium Demand Growth+Low Gas Supply+Reduced Rankine Availability+Delayed Build+Upgraded HVDC+Low Wind & Solar | -3.3156 | 7.4153 | 26.8479
2035 | SIWEM_PERC | Medium Demand Growth+Low Gas Supply+Reduced Rankine Availability+Delayed Build+Upgraded HVDC+Low Wind & Solar | -4.7693 | 5.7789 | 24.881
2026 | NZWEM_PERC | Medium Demand Growth+Low Gas Supply+Reduced Rankine Availability+Delayed Build+Upgraded HVDC+Constrained Operational Capacity | 10.0584 | 10.0584 | 10.0584
2027 | NZWEM_PERC | Medium Demand Growth+Low Gas Supply+Reduced Rankine Availability+Delayed Build+Upgraded HVDC+Constrained Operational Capacity | 0.9807 | 1.1176 | 1.28
2028 | NZWEM_PERC | Medium Demand Growth+Low Gas Supply+Reduced Rankine Availability+Delayed Build+Upgraded HVDC+Constrained Operational Capacity | -0.057441 | 1.3137 | 1.6121
2029 | NZWEM_PERC | Medium Demand Growth+Low Gas Supply+Reduced Rankine Availability+Delayed Build+Upgraded HVDC+Constrained Operational Capacity | -2.6698 | -0.033075 | 0.78589
2030 | NZWEM_PERC | Medium Demand Growth+Low Gas Supply+Reduced Rankine Availability+Delayed Build+Upgraded HVDC+Constrained Operational Capacity | -5.9526 | 2.3087 | 9.2919
2031 | NZWEM_PERC | Medium Demand Growth+Low Gas Supply+Reduced Rankine Availability+Delayed Build+Upgraded HVDC+Constrained Operational Capacity | -9.3211 | 1.4783 | 9.2786
2032 | NZWEM_PERC | Medium Demand Growth+Low Gas Supply+Reduced Rankine Availability+Delayed Build+Upgraded HVDC+Constrained Operational Capacity | -12.0345 | -0.86659 | 11.8813
2033 | NZWEM_PERC | Medium Demand Growth+Low Gas Supply+Reduced Rankine Availability+Delayed Build+Upgraded HVDC+Constrained Operational Capacity | -14.4789 | -3.5098 | 14.187
2034 | NZWEM_PERC | Medium Demand Growth+Low Gas Supply+Reduced Rankine Availability+Delayed Build+Upgraded HVDC+Constrained Operational Capacity | -16.3749 | -5.321 | 12.8537
2035 | NZWEM_PERC | Medium Demand Growth+Low Gas Supply+Reduced Rankine Availability+Delayed Build+Upgraded HVDC+Constrained Operational Capacity | -17.7395 | -6.51 | 12.786
2026 | NIWCM | Medium Demand Growth+Low Gas Supply+Reduced Rankine Availability+Delayed Build+Upgraded HVDC+Constrained Operational Capacity | 94.465 | 94.465 | 94.465
2027 | NIWCM | Medium Demand Growth+Low Gas Supply+Reduced Rankine Availability+Delayed Build+Upgraded HVDC+Constrained Operational Capacity | -93.8386 | -93.8386 | -93.8386
2028 | NIWCM | Medium Demand Growth+Low Gas Supply+Reduced Rankine Availability+Delayed Build+Upgraded HVDC+Constrained Operational Capacity | -4.6081 | -4.6081 | -4.6081
2029 | NIWCM | Medium Demand Growth+Low Gas Supply+Reduced Rankine Availability+Delayed Build+Upgraded HVDC+Constrained Operational Capacity | -240.4491 | -158.2964 | -158.2964
2030 | NIWCM | Medium Demand Growth+Low Gas Supply+Reduced Rankine Availability+Delayed Build+Upgraded HVDC+Constrained Operational Capacity | -373.4655 | 138.2962 | 254.9974
2031 | NIWCM | Medium Demand Growth+Low Gas Supply+Reduced Rankine Availability+Delayed Build+Upgraded HVDC+Constrained Operational Capacity | -570.7417 | 81.8533 | 239.8427
2032 | NIWCM | Medium Demand Growth+Low Gas Supply+Reduced Rankine Availability+Delayed Build+Upgraded HVDC+Constrained Operational Capacity | -766.884 | -52.7852 | 160.6375
2033 | NIWCM | Medium Demand Growth+Low Gas Supply+Reduced Rankine Availability+Delayed Build+Upgraded HVDC+Constrained Operational Capacity | -1019.176 | -296.5146 | -22.8773
2034 | NIWCM | Medium Demand Growth+Low Gas Supply+Reduced Rankine Availability+Delayed Build+Upgraded HVDC+Constrained Operational Capacity | -1234.4531 | -506.9532 | -211.7875
2035 | NIWCM | Medium Demand Growth+Low Gas Supply+Reduced Rankine Availability+Delayed Build+Upgraded HVDC+Constrained Operational Capacity | -1310.6454 | -555.2798 | -250.4697
2026 | SIWEM_PERC | Medium Demand Growth+Low Gas Supply+Reduced Rankine Availability+Delayed Build+Upgraded HVDC+Constrained Operational Capacity | 26.8337 | 26.8337 | 26.8337
2027 | SIWEM_PERC | Medium Demand Growth+Low Gas Supply+Reduced Rankine Availability+Delayed Build+Upgraded HVDC+Constrained Operational Capacity | 16.7358 | 16.8057 | 16.8057
2028 | SIWEM_PERC | Medium Demand Growth+Low Gas Supply+Reduced Rankine Availability+Delayed Build+Upgraded HVDC+Constrained Operational Capacity | 16.6982 | 18.6029 | 18.6029
2029 | SIWEM_PERC | Medium Demand Growth+Low Gas Supply+Reduced Rankine Availability+Delayed Build+Upgraded HVDC+Constrained Operational Capacity | 9.3208 | 13.9372 | 13.9372
2030 | SIWEM_PERC | Medium Demand Growth+Low Gas Supply+Reduced Rankine Availability+Delayed Build+Upgraded HVDC+Constrained Operational Capacity | 6.6467 | 17.964 | 30.0108
2031 | SIWEM_PERC | Medium Demand Growth+Low Gas Supply+Reduced Rankine Availability+Delayed Build+Upgraded HVDC+Constrained Operational Capacity | 3.1125 | 14.0403 | 27.4358
2032 | SIWEM_PERC | Medium Demand Growth+Low Gas Supply+Reduced Rankine Availability+Delayed Build+Upgraded HVDC+Constrained Operational Capacity | 1.3126 | 13.7132 | 31.729
2033 | SIWEM_PERC | Medium Demand Growth+Low Gas Supply+Reduced Rankine Availability+Delayed Build+Upgraded HVDC+Constrained Operational Capacity | -0.75867 | 11.3685 | 36.4832
2034 | SIWEM_PERC | Medium Demand Growth+Low Gas Supply+Reduced Rankine Availability+Delayed Build+Upgraded HVDC+Constrained Operational Capacity | -2.5134 | 9.3772 | 32.8764
2035 | SIWEM_PERC | Medium Demand Growth+Low Gas Supply+Reduced Rankine Availability+Delayed Build+Upgraded HVDC+Constrained Operational Capacity | -3.9808 | 7.7075 | 32.7999
2026 | NZWEM_PERC | Medium Demand Growth+Low Gas Supply+Reduced Rankine Availability+Delayed Build+Upgraded HVDC+Constrained Operational Capacity+Low Wind & Solar | 9.1535 | 9.1535 | 9.1535
2027 | NZWEM_PERC | Medium Demand Growth+Low Gas Supply+Reduced Rankine Availability+Delayed Build+Upgraded HVDC+Constrained Operational Capacity+Low Wind & Solar | 0.054958 | 0.17847 | 0.32502
2028 | NZWEM_PERC | Medium Demand Growth+Low Gas Supply+Reduced Rankine Availability+Delayed Build+Upgraded HVDC+Constrained Operational Capacity+Low Wind & Solar | -1.2 | 0.037425 | 0.30672
2029 | NZWEM_PERC | Medium Demand Growth+Low Gas Supply+Reduced Rankine Availability+Delayed Build+Upgraded HVDC+Constrained Operational Capacity+Low Wind & Solar | -3.9166 | -1.537 | -0.79788
2030 | NZWEM_PERC | Medium Demand Growth+Low Gas Supply+Reduced Rankine Availability+Delayed Build+Upgraded HVDC+Constrained Operational Capacity+Low Wind & Solar | -7.2539 | 0.20164 | 6.5037
2031 | NZWEM_PERC | Medium Demand Growth+Low Gas Supply+Reduced Rankine Availability+Delayed Build+Upgraded HVDC+Constrained Operational Capacity+Low Wind & Solar | -10.5793 | -0.83326 | 6.2063
2032 | NZWEM_PERC | Medium Demand Growth+Low Gas Supply+Reduced Rankine Availability+Delayed Build+Upgraded HVDC+Constrained Operational Capacity+Low Wind & Solar | -13.2641 | -3.1854 | 8.3522
2033 | NZWEM_PERC | Medium Demand Growth+Low Gas Supply+Reduced Rankine Availability+Delayed Build+Upgraded HVDC+Constrained Operational Capacity+Low Wind & Solar | -15.6778 | -5.7709 | 10.2321
2034 | NZWEM_PERC | Medium Demand Growth+Low Gas Supply+Reduced Rankine Availability+Delayed Build+Upgraded HVDC+Constrained Operational Capacity+Low Wind & Solar | -17.546 | -7.5627 | 8.9024
2035 | NZWEM_PERC | Medium Demand Growth+Low Gas Supply+Reduced Rankine Availability+Delayed Build+Upgraded HVDC+Constrained Operational Capacity+Low Wind & Solar | -18.8844 | -8.7015 | 8.7741
2026 | NIWCM | Medium Demand Growth+Low Gas Supply+Reduced Rankine Availability+Delayed Build+Upgraded HVDC+Constrained Operational Capacity+Low Wind & Solar | 94.465 | 94.465 | 94.465
2027 | NIWCM | Medium Demand Growth+Low Gas Supply+Reduced Rankine Availability+Delayed Build+Upgraded HVDC+Constrained Operational Capacity+Low Wind & Solar | -93.8386 | -93.8386 | -93.8386
2028 | NIWCM | Medium Demand Growth+Low Gas Supply+Reduced Rankine Availability+Delayed Build+Upgraded HVDC+Constrained Operational Capacity+Low Wind & Solar | -4.6081 | -4.6081 | -4.6081
2029 | NIWCM | Medium Demand Growth+Low Gas Supply+Reduced Rankine Availability+Delayed Build+Upgraded HVDC+Constrained Operational Capacity+Low Wind & Solar | -240.4491 | -158.2964 | -158.2964
2030 | NIWCM | Medium Demand Growth+Low Gas Supply+Reduced Rankine Availability+Delayed Build+Upgraded HVDC+Constrained Operational Capacity+Low Wind & Solar | -373.4655 | 138.2962 | 254.9974
2031 | NIWCM | Medium Demand Growth+Low Gas Supply+Reduced Rankine Availability+Delayed Build+Upgraded HVDC+Constrained Operational Capacity+Low Wind & Solar | -570.7417 | 81.8533 | 239.8427
2032 | NIWCM | Medium Demand Growth+Low Gas Supply+Reduced Rankine Availability+Delayed Build+Upgraded HVDC+Constrained Operational Capacity+Low Wind & Solar | -766.884 | -52.7852 | 160.6375
2033 | NIWCM | Medium Demand Growth+Low Gas Supply+Reduced Rankine Availability+Delayed Build+Upgraded HVDC+Constrained Operational Capacity+Low Wind & Solar | -1019.176 | -296.5146 | -22.8773
2034 | NIWCM | Medium Demand Growth+Low Gas Supply+Reduced Rankine Availability+Delayed Build+Upgraded HVDC+Constrained Operational Capacity+Low Wind & Solar | -1234.4531 | -506.9532 | -211.7875
2035 | NIWCM | Medium Demand Growth+Low Gas Supply+Reduced Rankine Availability+Delayed Build+Upgraded HVDC+Constrained Operational Capacity+Low Wind & Solar | -1310.6454 | -555.2798 | -250.4697
2026 | SIWEM_PERC | Medium Demand Growth+Low Gas Supply+Reduced Rankine Availability+Delayed Build+Upgraded HVDC+Constrained Operational Capacity+Low Wind & Solar | 24.2727 | 24.2727 | 24.2727
2027 | SIWEM_PERC | Medium Demand Growth+Low Gas Supply+Reduced Rankine Availability+Delayed Build+Upgraded HVDC+Constrained Operational Capacity+Low Wind & Solar | 16.2565 | 16.3196 | 16.3196
2028 | SIWEM_PERC | Medium Demand Growth+Low Gas Supply+Reduced Rankine Availability+Delayed Build+Upgraded HVDC+Constrained Operational Capacity+Low Wind & Solar | 15.9291 | 17.648 | 17.648
2029 | SIWEM_PERC | Medium Demand Growth+Low Gas Supply+Reduced Rankine Availability+Delayed Build+Upgraded HVDC+Constrained Operational Capacity+Low Wind & Solar | 8.5658 | 12.7319 | 12.7319
2030 | SIWEM_PERC | Medium Demand Growth+Low Gas Supply+Reduced Rankine Availability+Delayed Build+Upgraded HVDC+Constrained Operational Capacity+Low Wind & Solar | 5.7635 | 15.977 | 26.8488
2031 | SIWEM_PERC | Medium Demand Growth+Low Gas Supply+Reduced Rankine Availability+Delayed Build+Upgraded HVDC+Constrained Operational Capacity+Low Wind & Solar | 2.2597 | 12.1217 | 24.2107
2032 | SIWEM_PERC | Medium Demand Growth+Low Gas Supply+Reduced Rankine Availability+Delayed Build+Upgraded HVDC+Constrained Operational Capacity+Low Wind & Solar | 0.47602 | 11.6671 | 27.9258
2033 | SIWEM_PERC | Medium Demand Growth+Low Gas Supply+Reduced Rankine Availability+Delayed Build+Upgraded HVDC+Constrained Operational Capacity+Low Wind & Solar | -1.5768 | 9.3676 | 29.1869
2034 | SIWEM_PERC | Medium Demand Growth+Low Gas Supply+Reduced Rankine Availability+Delayed Build+Upgraded HVDC+Constrained Operational Capacity+Low Wind & Solar | -3.3156 | 7.4153 | 26.8479
2035 | SIWEM_PERC | Medium Demand Growth+Low Gas Supply+Reduced Rankine Availability+Delayed Build+Upgraded HVDC+Constrained Operational Capacity+Low Wind & Solar | -4.7693 | 5.7789 | 24.881
2026 | NZWEM_PERC | Medium Demand Growth+Low Gas Supply+Increased Demand Response | 19.3803 | 19.4372 | 19.4372
2027 | NZWEM_PERC | Medium Demand Growth+Low Gas Supply+Increased Demand Response | 16.6157 | 18.4034 | 18.7124
2028 | NZWEM_PERC | Medium Demand Growth+Low Gas Supply+Increased Demand Response | 12.1602 | 19.9045 | 24.1997
2029 | NZWEM_PERC | Medium Demand Growth+Low Gas Supply+Increased Demand Response | 6.2412 | 16.8772 | 25.2923
2030 | NZWEM_PERC | Medium Demand Growth+Low Gas Supply+Increased Demand Response | 1.6052 | 13.9686 | 27.5293
2031 | NZWEM_PERC | Medium Demand Growth+Low Gas Supply+Increased Demand Response | -2.0148 | 10.023 | 28.69
2032 | NZWEM_PERC | Medium Demand Growth+Low Gas Supply+Increased Demand Response | -4.8978 | 7.2242 | 26.4041
2033 | NZWEM_PERC | Medium Demand Growth+Low Gas Supply+Increased Demand Response | -7.5213 | 4.2987 | 24.6094
2034 | NZWEM_PERC | Medium Demand Growth+Low Gas Supply+Increased Demand Response | -9.5784 | 2.3567 | 22.1959
2035 | NZWEM_PERC | Medium Demand Growth+Low Gas Supply+Increased Demand Response | -11.0926 | 0.66105 | 20.056
2026 | NIWCM | Medium Demand Growth+Low Gas Supply+Increased Demand Response | 1066.7284 | 1067.5282 | 1067.5282
2027 | NIWCM | Medium Demand Growth+Low Gas Supply+Increased Demand Response | 1257.8828 | 1288.8253 | 1293.3618
2028 | NIWCM | Medium Demand Growth+Low Gas Supply+Increased Demand Response | 1276.6847 | 1884.5216 | 1922.8368
2029 | NIWCM | Medium Demand Growth+Low Gas Supply+Increased Demand Response | 1049.2947 | 1927.8168 | 2201.0383
2030 | NIWCM | Medium Demand Growth+Low Gas Supply+Increased Demand Response | 804.9243 | 1804.235 | 2257.1317
2031 | NIWCM | Medium Demand Growth+Low Gas Supply+Increased Demand Response | 637.8662 | 1658.4112 | 2363.1836
2032 | NIWCM | Medium Demand Growth+Low Gas Supply+Increased Demand Response | 449.1709 | 1494.7056 | 2264.1917
2033 | NIWCM | Medium Demand Growth+Low Gas Supply+Increased Demand Response | 131.5631 | 1181.4821 | 2053.4175
2034 | NIWCM | Medium Demand Growth+Low Gas Supply+Increased Demand Response | -75.8182 | 1020.7037 | 1985.1458
2035 | NIWCM | Medium Demand Growth+Low Gas Supply+Increased Demand Response | -147.4218 | 962.6831 | 1933.5319
2026 | SIWEM_PERC | Medium Demand Growth+Low Gas Supply+Increased Demand Response | 52.7407 | 52.7407 | 52.7407
2027 | SIWEM_PERC | Medium Demand Growth+Low Gas Supply+Increased Demand Response | 44.884 | 48.5764 | 48.5764
2028 | SIWEM_PERC | Medium Demand Growth+Low Gas Supply+Increased Demand Response | 32.3779 | 54.26 | 64.0543
2029 | SIWEM_PERC | Medium Demand Growth+Low Gas Supply+Increased Demand Response | 15.4554 | 44.9369 | 61.4149
2030 | SIWEM_PERC | Medium Demand Growth+Low Gas Supply+Increased Demand Response | 8.553 | 36.7741 | 62.2493
2031 | SIWEM_PERC | Medium Demand Growth+Low Gas Supply+Increased Demand Response | 5.0748 | 25.8678 | 61.5948
2032 | SIWEM_PERC | Medium Demand Growth+Low Gas Supply+Increased Demand Response | 3.3033 | 18.1935 | 58.7826
2033 | SIWEM_PERC | Medium Demand Growth+Low Gas Supply+Increased Demand Response | 1.2613 | 13.6353 | 55.5548
2034 | SIWEM_PERC | Medium Demand Growth+Low Gas Supply+Increased Demand Response | -0.46956 | 11.6703 | 52.7964
2035 | SIWEM_PERC | Medium Demand Growth+Low Gas Supply+Increased Demand Response | -1.9175 | 10.022 | 50.4692
2026 | NZWEM_PERC | Medium Demand Growth+Low Gas Supply+Increased Demand Response+Low Wind & Solar | 18.1848 | 18.2362 | 18.2362
2027 | NZWEM_PERC | Medium Demand Growth+Low Gas Supply+Increased Demand Response+Low Wind & Solar | 15.3047 | 16.918 | 17.1969
2028 | NZWEM_PERC | Medium Demand Growth+Low Gas Supply+Increased Demand Response+Low Wind & Solar | 10.7785 | 17.7674 | 21.6437
2029 | NZWEM_PERC | Medium Demand Growth+Low Gas Supply+Increased Demand Response+Low Wind & Solar | 4.8838 | 14.4824 | 22.0768
2030 | NZWEM_PERC | Medium Demand Growth+Low Gas Supply+Increased Demand Response+Low Wind & Solar | 0.29728 | 11.5019 | 23.7752
2031 | NZWEM_PERC | Medium Demand Growth+Low Gas Supply+Increased Demand Response+Low Wind & Solar | -3.2794 | 7.638 | 24.5183
2032 | NZWEM_PERC | Medium Demand Growth+Low Gas Supply+Increased Demand Response+Low Wind & Solar | -6.1337 | 4.8585 | 22.2342
2033 | NZWEM_PERC | Medium Demand Growth+Low Gas Supply+Increased Demand Response+Low Wind & Solar | -8.7263 | 1.992 | 20.3866
2034 | NZWEM_PERC | Medium Demand Growth+Low Gas Supply+Increased Demand Response+Low Wind & Solar | -10.7555 | 0.10356 | 18.071
2035 | NZWEM_PERC | Medium Demand Growth+Low Gas Supply+Increased Demand Response+Low Wind & Solar | -12.2433 | -1.5417 | 16.0235
2026 | NIWCM | Medium Demand Growth+Low Gas Supply+Increased Demand Response+Low Wind & Solar | 1066.7284 | 1067.5282 | 1067.5282
2027 | NIWCM | Medium Demand Growth+Low Gas Supply+Increased Demand Response+Low Wind & Solar | 1257.8828 | 1288.8253 | 1293.3618
2028 | NIWCM | Medium Demand Growth+Low Gas Supply+Increased Demand Response+Low Wind & Solar | 1276.6847 | 1884.5216 | 1922.8368
2029 | NIWCM | Medium Demand Growth+Low Gas Supply+Increased Demand Response+Low Wind & Solar | 1049.2947 | 1927.8168 | 2201.0383
2030 | NIWCM | Medium Demand Growth+Low Gas Supply+Increased Demand Response+Low Wind & Solar | 804.9243 | 1804.235 | 2257.1317
2031 | NIWCM | Medium Demand Growth+Low Gas Supply+Increased Demand Response+Low Wind & Solar | 637.8662 | 1658.4112 | 2363.1836
2032 | NIWCM | Medium Demand Growth+Low Gas Supply+Increased Demand Response+Low Wind & Solar | 449.1709 | 1494.7056 | 2264.1917
2033 | NIWCM | Medium Demand Growth+Low Gas Supply+Increased Demand Response+Low Wind & Solar | 131.5631 | 1181.4821 | 2053.4175
2034 | NIWCM | Medium Demand Growth+Low Gas Supply+Increased Demand Response+Low Wind & Solar | -75.8182 | 1020.7037 | 1985.1458
2035 | NIWCM | Medium Demand Growth+Low Gas Supply+Increased Demand Response+Low Wind & Solar | -147.4218 | 962.6831 | 1933.5319
2026 | SIWEM_PERC | Medium Demand Growth+Low Gas Supply+Increased Demand Response+Low Wind & Solar | 49.7236 | 49.8699 | 49.8699
2027 | SIWEM_PERC | Medium Demand Growth+Low Gas Supply+Increased Demand Response+Low Wind & Solar | 41.1874 | 45.7364 | 46.5229
2028 | SIWEM_PERC | Medium Demand Growth+Low Gas Supply+Increased Demand Response+Low Wind & Solar | 28.4736 | 48.2214 | 59.1742
2029 | SIWEM_PERC | Medium Demand Growth+Low Gas Supply+Increased Demand Response+Low Wind & Solar | 11.9103 | 38.299 | 57.8754
2030 | SIWEM_PERC | Medium Demand Growth+Low Gas Supply+Increased Demand Response+Low Wind & Solar | 7.6541 | 29.9586 | 58.1624
2031 | SIWEM_PERC | Medium Demand Growth+Low Gas Supply+Increased Demand Response+Low Wind & Solar | 4.2058 | 19.2794 | 57.1942
2032 | SIWEM_PERC | Medium Demand Growth+Low Gas Supply+Increased Demand Response+Low Wind & Solar | 2.4503 | 13.8614 | 54.463
2033 | SIWEM_PERC | Medium Demand Growth+Low Gas Supply+Increased Demand Response+Low Wind & Solar | 0.42653 | 11.5937 | 51.3275
2034 | SIWEM_PERC | Medium Demand Growth+Low Gas Supply+Increased Demand Response+Low Wind & Solar | -1.2885 | 9.6673 | 48.6365
2035 | SIWEM_PERC | Medium Demand Growth+Low Gas Supply+Increased Demand Response+Low Wind & Solar | -2.723 | 8.052 | 43.1361
2026 | NZWEM_PERC | Medium Demand Growth+Low Gas Supply+Increased Demand Response+Constrained Operational Capacity | 19.3803 | 19.4372 | 19.4372
2027 | NZWEM_PERC | Medium Demand Growth+Low Gas Supply+Increased Demand Response+Constrained Operational Capacity | 16.6157 | 18.4034 | 18.7124
2028 | NZWEM_PERC | Medium Demand Growth+Low Gas Supply+Increased Demand Response+Constrained Operational Capacity | 12.1602 | 19.9045 | 24.1997
2029 | NZWEM_PERC | Medium Demand Growth+Low Gas Supply+Increased Demand Response+Constrained Operational Capacity | 6.2412 | 16.8772 | 25.2923
2030 | NZWEM_PERC | Medium Demand Growth+Low Gas Supply+Increased Demand Response+Constrained Operational Capacity | 1.6052 | 13.9686 | 27.5293
2031 | NZWEM_PERC | Medium Demand Growth+Low Gas Supply+Increased Demand Response+Constrained Operational Capacity | -2.0148 | 10.023 | 28.69
2032 | NZWEM_PERC | Medium Demand Growth+Low Gas Supply+Increased Demand Response+Constrained Operational Capacity | -4.8978 | 7.2242 | 26.4041
2033 | NZWEM_PERC | Medium Demand Growth+Low Gas Supply+Increased Demand Response+Constrained Operational Capacity | -7.5213 | 4.2987 | 24.6094
2034 | NZWEM_PERC | Medium Demand Growth+Low Gas Supply+Increased Demand Response+Constrained Operational Capacity | -9.5784 | 2.3567 | 22.1959
2035 | NZWEM_PERC | Medium Demand Growth+Low Gas Supply+Increased Demand Response+Constrained Operational Capacity | -11.0926 | 0.66105 | 20.056
2026 | NIWCM | Medium Demand Growth+Low Gas Supply+Increased Demand Response+Constrained Operational Capacity | 496.3733 | 496.3733 | 496.3733
2027 | NIWCM | Medium Demand Growth+Low Gas Supply+Increased Demand Response+Constrained Operational Capacity | 636.4987 | 640.4165 | 640.4165
2028 | NIWCM | Medium Demand Growth+Low Gas Supply+Increased Demand Response+Constrained Operational Capacity | 629.9312 | 1117.416 | 1124.8439
2029 | NIWCM | Medium Demand Growth+Low Gas Supply+Increased Demand Response+Constrained Operational Capacity | 380.392 | 1027.7241 | 1184.1439
2030 | NIWCM | Medium Demand Growth+Low Gas Supply+Increased Demand Response+Constrained Operational Capacity | 133.5101 | 866.4545 | 1077.4421
2031 | NIWCM | Medium Demand Growth+Low Gas Supply+Increased Demand Response+Constrained Operational Capacity | -36.6708 | 708.458 | 977.2019
2032 | NIWCM | Medium Demand Growth+Low Gas Supply+Increased Demand Response+Constrained Operational Capacity | -226.5004 | 522.7988 | 814.4534
2033 | NIWCM | Medium Demand Growth+Low Gas Supply+Increased Demand Response+Constrained Operational Capacity | -546.172 | 205.349 | 508.1147
2034 | NIWCM | Medium Demand Growth+Low Gas Supply+Increased Demand Response+Constrained Operational Capacity | -754.6788 | 40.8657 | 421.239
2035 | NIWCM | Medium Demand Growth+Low Gas Supply+Increased Demand Response+Constrained Operational Capacity | -826.0049 | -20.6702 | 360.9105
2026 | SIWEM_PERC | Medium Demand Growth+Low Gas Supply+Increased Demand Response+Constrained Operational Capacity | 52.7407 | 52.7407 | 52.7407
2027 | SIWEM_PERC | Medium Demand Growth+Low Gas Supply+Increased Demand Response+Constrained Operational Capacity | 44.884 | 48.5764 | 48.5764
2028 | SIWEM_PERC | Medium Demand Growth+Low Gas Supply+Increased Demand Response+Constrained Operational Capacity | 32.3779 | 54.26 | 64.0543
2029 | SIWEM_PERC | Medium Demand Growth+Low Gas Supply+Increased Demand Response+Constrained Operational Capacity | 15.4554 | 44.9369 | 61.4149
2030 | SIWEM_PERC | Medium Demand Growth+Low Gas Supply+Increased Demand Response+Constrained Operational Capacity | 8.553 | 36.7741 | 62.2493
2031 | SIWEM_PERC | Medium Demand Growth+Low Gas Supply+Increased Demand Response+Constrained Operational Capacity | 5.0748 | 25.8678 | 61.5948
2032 | SIWEM_PERC | Medium Demand Growth+Low Gas Supply+Increased Demand Response+Constrained Operational Capacity | 3.3033 | 18.1935 | 58.7826
2033 | SIWEM_PERC | Medium Demand Growth+Low Gas Supply+Increased Demand Response+Constrained Operational Capacity | 1.2613 | 13.6353 | 55.5548
2034 | SIWEM_PERC | Medium Demand Growth+Low Gas Supply+Increased Demand Response+Constrained Operational Capacity | -0.46956 | 11.6703 | 52.7964
2035 | SIWEM_PERC | Medium Demand Growth+Low Gas Supply+Increased Demand Response+Constrained Operational Capacity | -1.9175 | 10.022 | 50.4692
2026 | NZWEM_PERC | Medium Demand Growth+Low Gas Supply+Increased Demand Response+Constrained Operational Capacity+Low Wind & Solar | 18.1848 | 18.2362 | 18.2362
2027 | NZWEM_PERC | Medium Demand Growth+Low Gas Supply+Increased Demand Response+Constrained Operational Capacity+Low Wind & Solar | 15.3047 | 16.918 | 17.1969
2028 | NZWEM_PERC | Medium Demand Growth+Low Gas Supply+Increased Demand Response+Constrained Operational Capacity+Low Wind & Solar | 10.7785 | 17.7674 | 21.6437
2029 | NZWEM_PERC | Medium Demand Growth+Low Gas Supply+Increased Demand Response+Constrained Operational Capacity+Low Wind & Solar | 4.8838 | 14.4824 | 22.0768
2030 | NZWEM_PERC | Medium Demand Growth+Low Gas Supply+Increased Demand Response+Constrained Operational Capacity+Low Wind & Solar | 0.29728 | 11.5019 | 23.7752
2031 | NZWEM_PERC | Medium Demand Growth+Low Gas Supply+Increased Demand Response+Constrained Operational Capacity+Low Wind & Solar | -3.2794 | 7.638 | 24.5183
2032 | NZWEM_PERC | Medium Demand Growth+Low Gas Supply+Increased Demand Response+Constrained Operational Capacity+Low Wind & Solar | -6.1337 | 4.8585 | 22.2342
2033 | NZWEM_PERC | Medium Demand Growth+Low Gas Supply+Increased Demand Response+Constrained Operational Capacity+Low Wind & Solar | -8.7263 | 1.992 | 20.3866
2034 | NZWEM_PERC | Medium Demand Growth+Low Gas Supply+Increased Demand Response+Constrained Operational Capacity+Low Wind & Solar | -10.7555 | 0.10356 | 18.071
2035 | NZWEM_PERC | Medium Demand Growth+Low Gas Supply+Increased Demand Response+Constrained Operational Capacity+Low Wind & Solar | -12.2433 | -1.5417 | 16.0235
2026 | NIWCM | Medium Demand Growth+Low Gas Supply+Increased Demand Response+Constrained Operational Capacity+Low Wind & Solar | 496.3733 | 496.3733 | 496.3733
2027 | NIWCM | Medium Demand Growth+Low Gas Supply+Increased Demand Response+Constrained Operational Capacity+Low Wind & Solar | 636.4987 | 640.4165 | 640.4165
2028 | NIWCM | Medium Demand Growth+Low Gas Supply+Increased Demand Response+Constrained Operational Capacity+Low Wind & Solar | 629.9312 | 1117.416 | 1124.8439
2029 | NIWCM | Medium Demand Growth+Low Gas Supply+Increased Demand Response+Constrained Operational Capacity+Low Wind & Solar | 380.392 | 1027.7241 | 1184.1439
2030 | NIWCM | Medium Demand Growth+Low Gas Supply+Increased Demand Response+Constrained Operational Capacity+Low Wind & Solar | 133.5101 | 866.4545 | 1077.4421
2031 | NIWCM | Medium Demand Growth+Low Gas Supply+Increased Demand Response+Constrained Operational Capacity+Low Wind & Solar | -36.6708 | 708.458 | 977.2019
2032 | NIWCM | Medium Demand Growth+Low Gas Supply+Increased Demand Response+Constrained Operational Capacity+Low Wind & Solar | -226.5004 | 522.7988 | 814.4534
2033 | NIWCM | Medium Demand Growth+Low Gas Supply+Increased Demand Response+Constrained Operational Capacity+Low Wind & Solar | -546.172 | 205.349 | 508.1147
2034 | NIWCM | Medium Demand Growth+Low Gas Supply+Increased Demand Response+Constrained Operational Capacity+Low Wind & Solar | -754.6788 | 40.8657 | 421.239
2035 | NIWCM | Medium Demand Growth+Low Gas Supply+Increased Demand Response+Constrained Operational Capacity+Low Wind & Solar | -826.0049 | -20.6702 | 360.9105
2026 | SIWEM_PERC | Medium Demand Growth+Low Gas Supply+Increased Demand Response+Constrained Operational Capacity+Low Wind & Solar | 49.7236 | 49.8699 | 49.8699
2027 | SIWEM_PERC | Medium Demand Growth+Low Gas Supply+Increased Demand Response+Constrained Operational Capacity+Low Wind & Solar | 41.1874 | 45.7364 | 46.5229
2028 | SIWEM_PERC | Medium Demand Growth+Low Gas Supply+Increased Demand Response+Constrained Operational Capacity+Low Wind & Solar | 28.4736 | 48.2214 | 59.1742
2029 | SIWEM_PERC | Medium Demand Growth+Low Gas Supply+Increased Demand Response+Constrained Operational Capacity+Low Wind & Solar | 11.9103 | 38.299 | 57.8754
2030 | SIWEM_PERC | Medium Demand Growth+Low Gas Supply+Increased Demand Response+Constrained Operational Capacity+Low Wind & Solar | 7.6541 | 29.9586 | 58.1624
2031 | SIWEM_PERC | Medium Demand Growth+Low Gas Supply+Increased Demand Response+Constrained Operational Capacity+Low Wind & Solar | 4.2058 | 19.2794 | 57.1942
2032 | SIWEM_PERC | Medium Demand Growth+Low Gas Supply+Increased Demand Response+Constrained Operational Capacity+Low Wind & Solar | 2.4503 | 13.8614 | 54.463
2033 | SIWEM_PERC | Medium Demand Growth+Low Gas Supply+Increased Demand Response+Constrained Operational Capacity+Low Wind & Solar | 0.42653 | 11.5937 | 51.3275
2034 | SIWEM_PERC | Medium Demand Growth+Low Gas Supply+Increased Demand Response+Constrained Operational Capacity+Low Wind & Solar | -1.2885 | 9.6673 | 48.6365
2035 | SIWEM_PERC | Medium Demand Growth+Low Gas Supply+Increased Demand Response+Constrained Operational Capacity+Low Wind & Solar | -2.723 | 8.052 | 43.1361
2026 | NZWEM_PERC | Medium Demand Growth+Low Gas Supply+Increased Demand Response+Upgraded HVDC | 19.3803 | 19.4372 | 19.4372
2027 | NZWEM_PERC | Medium Demand Growth+Low Gas Supply+Increased Demand Response+Upgraded HVDC | 16.6157 | 18.4034 | 18.7124
2028 | NZWEM_PERC | Medium Demand Growth+Low Gas Supply+Increased Demand Response+Upgraded HVDC | 12.1602 | 19.9045 | 24.1997
2029 | NZWEM_PERC | Medium Demand Growth+Low Gas Supply+Increased Demand Response+Upgraded HVDC | 6.2412 | 16.8772 | 25.2923
2030 | NZWEM_PERC | Medium Demand Growth+Low Gas Supply+Increased Demand Response+Upgraded HVDC | 1.6052 | 13.9686 | 27.5293
2031 | NZWEM_PERC | Medium Demand Growth+Low Gas Supply+Increased Demand Response+Upgraded HVDC | -2.0148 | 10.023 | 28.69
2032 | NZWEM_PERC | Medium Demand Growth+Low Gas Supply+Increased Demand Response+Upgraded HVDC | -4.8978 | 7.2242 | 26.4041
2033 | NZWEM_PERC | Medium Demand Growth+Low Gas Supply+Increased Demand Response+Upgraded HVDC | -7.5213 | 4.2987 | 24.6094
2034 | NZWEM_PERC | Medium Demand Growth+Low Gas Supply+Increased Demand Response+Upgraded HVDC | -9.5784 | 2.3567 | 22.1959
2035 | NZWEM_PERC | Medium Demand Growth+Low Gas Supply+Increased Demand Response+Upgraded HVDC | -11.0926 | 0.66105 | 20.056
2026 | NIWCM | Medium Demand Growth+Low Gas Supply+Increased Demand Response+Upgraded HVDC | 1066.7284 | 1067.5282 | 1067.5282
2027 | NIWCM | Medium Demand Growth+Low Gas Supply+Increased Demand Response+Upgraded HVDC | 1257.8828 | 1288.8253 | 1293.3618
2028 | NIWCM | Medium Demand Growth+Low Gas Supply+Increased Demand Response+Upgraded HVDC | 1276.6847 | 1884.5216 | 1922.8368
2029 | NIWCM | Medium Demand Growth+Low Gas Supply+Increased Demand Response+Upgraded HVDC | 1049.2947 | 1927.8168 | 2201.0383
2030 | NIWCM | Medium Demand Growth+Low Gas Supply+Increased Demand Response+Upgraded HVDC | 804.9243 | 1804.235 | 2257.1317
2031 | NIWCM | Medium Demand Growth+Low Gas Supply+Increased Demand Response+Upgraded HVDC | 637.8662 | 1658.4183 | 2434.2183
2032 | NIWCM | Medium Demand Growth+Low Gas Supply+Increased Demand Response+Upgraded HVDC | 449.1709 | 1494.7043 | 2302.8789
2033 | NIWCM | Medium Demand Growth+Low Gas Supply+Increased Demand Response+Upgraded HVDC | 131.5631 | 1181.4819 | 2061.4978
2034 | NIWCM | Medium Demand Growth+Low Gas Supply+Increased Demand Response+Upgraded HVDC | -75.8182 | 1020.7038 | 1984.6477
2035 | NIWCM | Medium Demand Growth+Low Gas Supply+Increased Demand Response+Upgraded HVDC | -147.4218 | 962.6831 | 1933.7105
2026 | SIWEM_PERC | Medium Demand Growth+Low Gas Supply+Increased Demand Response+Upgraded HVDC | 52.7407 | 52.7407 | 52.7407
2027 | SIWEM_PERC | Medium Demand Growth+Low Gas Supply+Increased Demand Response+Upgraded HVDC | 44.884 | 49.8041 | 50.5977
2028 | SIWEM_PERC | Medium Demand Growth+Low Gas Supply+Increased Demand Response+Upgraded HVDC | 32.3779 | 54.26 | 66.1872
2029 | SIWEM_PERC | Medium Demand Growth+Low Gas Supply+Increased Demand Response+Upgraded HVDC | 15.4554 | 44.9369 | 67.6505
2030 | SIWEM_PERC | Medium Demand Growth+Low Gas Supply+Increased Demand Response+Upgraded HVDC | 8.553 | 36.7741 | 73.1709
2031 | SIWEM_PERC | Medium Demand Growth+Low Gas Supply+Increased Demand Response+Upgraded HVDC | 5.0748 | 25.8678 | 76.0183
2032 | SIWEM_PERC | Medium Demand Growth+Low Gas Supply+Increased Demand Response+Upgraded HVDC | 3.3033 | 18.1935 | 70.2839
2033 | SIWEM_PERC | Medium Demand Growth+Low Gas Supply+Increased Demand Response+Upgraded HVDC | 1.2613 | 13.6353 | 65.6629
2034 | SIWEM_PERC | Medium Demand Growth+Low Gas Supply+Increased Demand Response+Upgraded HVDC | -0.46956 | 11.6703 | 59.5145
2035 | SIWEM_PERC | Medium Demand Growth+Low Gas Supply+Increased Demand Response+Upgraded HVDC | -1.9175 | 10.022 | 54.1242
2026 | NZWEM_PERC | Medium Demand Growth+Low Gas Supply+Increased Demand Response+Upgraded HVDC+Low Wind & Solar | 18.1848 | 18.2362 | 18.2362
2027 | NZWEM_PERC | Medium Demand Growth+Low Gas Supply+Increased Demand Response+Upgraded HVDC+Low Wind & Solar | 15.3047 | 16.918 | 17.1969
2028 | NZWEM_PERC | Medium Demand Growth+Low Gas Supply+Increased Demand Response+Upgraded HVDC+Low Wind & Solar | 10.7785 | 17.7674 | 21.6437
2029 | NZWEM_PERC | Medium Demand Growth+Low Gas Supply+Increased Demand Response+Upgraded HVDC+Low Wind & Solar | 4.8838 | 14.4824 | 22.0768
2030 | NZWEM_PERC | Medium Demand Growth+Low Gas Supply+Increased Demand Response+Upgraded HVDC+Low Wind & Solar | 0.29728 | 11.5019 | 23.7752
2031 | NZWEM_PERC | Medium Demand Growth+Low Gas Supply+Increased Demand Response+Upgraded HVDC+Low Wind & Solar | -3.2794 | 7.638 | 24.5183
2032 | NZWEM_PERC | Medium Demand Growth+Low Gas Supply+Increased Demand Response+Upgraded HVDC+Low Wind & Solar | -6.1337 | 4.8585 | 22.2342
2033 | NZWEM_PERC | Medium Demand Growth+Low Gas Supply+Increased Demand Response+Upgraded HVDC+Low Wind & Solar | -8.7263 | 1.992 | 20.3866
2034 | NZWEM_PERC | Medium Demand Growth+Low Gas Supply+Increased Demand Response+Upgraded HVDC+Low Wind & Solar | -10.7555 | 0.10356 | 18.071
2035 | NZWEM_PERC | Medium Demand Growth+Low Gas Supply+Increased Demand Response+Upgraded HVDC+Low Wind & Solar | -12.2433 | -1.5417 | 16.0235
2026 | NIWCM | Medium Demand Growth+Low Gas Supply+Increased Demand Response+Upgraded HVDC+Low Wind & Solar | 1066.7284 | 1067.5282 | 1067.5282
2027 | NIWCM | Medium Demand Growth+Low Gas Supply+Increased Demand Response+Upgraded HVDC+Low Wind & Solar | 1257.8828 | 1288.8253 | 1293.3618
2028 | NIWCM | Medium Demand Growth+Low Gas Supply+Increased Demand Response+Upgraded HVDC+Low Wind & Solar | 1276.6847 | 1884.5216 | 1922.8368
2029 | NIWCM | Medium Demand Growth+Low Gas Supply+Increased Demand Response+Upgraded HVDC+Low Wind & Solar | 1049.2947 | 1927.8168 | 2201.0383
2030 | NIWCM | Medium Demand Growth+Low Gas Supply+Increased Demand Response+Upgraded HVDC+Low Wind & Solar | 804.9243 | 1804.235 | 2257.1317
2031 | NIWCM | Medium Demand Growth+Low Gas Supply+Increased Demand Response+Upgraded HVDC+Low Wind & Solar | 637.8662 | 1658.4183 | 2434.2183
2032 | NIWCM | Medium Demand Growth+Low Gas Supply+Increased Demand Response+Upgraded HVDC+Low Wind & Solar | 449.1709 | 1494.7043 | 2302.8789
2033 | NIWCM | Medium Demand Growth+Low Gas Supply+Increased Demand Response+Upgraded HVDC+Low Wind & Solar | 131.5631 | 1181.4819 | 2061.4978
2034 | NIWCM | Medium Demand Growth+Low Gas Supply+Increased Demand Response+Upgraded HVDC+Low Wind & Solar | -75.8182 | 1020.7038 | 1984.6477
2035 | NIWCM | Medium Demand Growth+Low Gas Supply+Increased Demand Response+Upgraded HVDC+Low Wind & Solar | -147.4218 | 962.6831 | 1933.7105
2026 | SIWEM_PERC | Medium Demand Growth+Low Gas Supply+Increased Demand Response+Upgraded HVDC+Low Wind & Solar | 49.7236 | 49.8699 | 49.8699
2027 | SIWEM_PERC | Medium Demand Growth+Low Gas Supply+Increased Demand Response+Upgraded HVDC+Low Wind & Solar | 41.1874 | 45.7364 | 46.5229
2028 | SIWEM_PERC | Medium Demand Growth+Low Gas Supply+Increased Demand Response+Upgraded HVDC+Low Wind & Solar | 28.4736 | 48.2214 | 59.1742
2029 | SIWEM_PERC | Medium Demand Growth+Low Gas Supply+Increased Demand Response+Upgraded HVDC+Low Wind & Solar | 11.9103 | 38.299 | 59.2178
2030 | SIWEM_PERC | Medium Demand Growth+Low Gas Supply+Increased Demand Response+Upgraded HVDC+Low Wind & Solar | 7.6541 | 29.9586 | 63.3599
2031 | SIWEM_PERC | Medium Demand Growth+Low Gas Supply+Increased Demand Response+Upgraded HVDC+Low Wind & Solar | 4.2058 | 19.2794 | 65.131
2032 | SIWEM_PERC | Medium Demand Growth+Low Gas Supply+Increased Demand Response+Upgraded HVDC+Low Wind & Solar | 2.4503 | 13.8614 | 59.3616
2033 | SIWEM_PERC | Medium Demand Growth+Low Gas Supply+Increased Demand Response+Upgraded HVDC+Low Wind & Solar | 0.42653 | 11.5937 | 54.5762
2034 | SIWEM_PERC | Medium Demand Growth+Low Gas Supply+Increased Demand Response+Upgraded HVDC+Low Wind & Solar | -1.2885 | 9.6673 | 48.6365
2035 | SIWEM_PERC | Medium Demand Growth+Low Gas Supply+Increased Demand Response+Upgraded HVDC+Low Wind & Solar | -2.723 | 8.052 | 43.1361
2026 | NZWEM_PERC | Medium Demand Growth+Low Gas Supply+Increased Demand Response+Upgraded HVDC+Constrained Operational Capacity | 19.3803 | 19.4372 | 19.4372
2027 | NZWEM_PERC | Medium Demand Growth+Low Gas Supply+Increased Demand Response+Upgraded HVDC+Constrained Operational Capacity | 16.6157 | 18.4034 | 18.7124
2028 | NZWEM_PERC | Medium Demand Growth+Low Gas Supply+Increased Demand Response+Upgraded HVDC+Constrained Operational Capacity | 12.1602 | 19.9045 | 24.1997
2029 | NZWEM_PERC | Medium Demand Growth+Low Gas Supply+Increased Demand Response+Upgraded HVDC+Constrained Operational Capacity | 6.2412 | 16.8772 | 25.2923
2030 | NZWEM_PERC | Medium Demand Growth+Low Gas Supply+Increased Demand Response+Upgraded HVDC+Constrained Operational Capacity | 1.6052 | 13.9686 | 27.5293
2031 | NZWEM_PERC | Medium Demand Growth+Low Gas Supply+Increased Demand Response+Upgraded HVDC+Constrained Operational Capacity | -2.0148 | 10.023 | 28.69
2032 | NZWEM_PERC | Medium Demand Growth+Low Gas Supply+Increased Demand Response+Upgraded HVDC+Constrained Operational Capacity | -4.8978 | 7.2242 | 26.4041
2033 | NZWEM_PERC | Medium Demand Growth+Low Gas Supply+Increased Demand Response+Upgraded HVDC+Constrained Operational Capacity | -7.5213 | 4.2987 | 24.6094
2034 | NZWEM_PERC | Medium Demand Growth+Low Gas Supply+Increased Demand Response+Upgraded HVDC+Constrained Operational Capacity | -9.5784 | 2.3567 | 22.1959
2035 | NZWEM_PERC | Medium Demand Growth+Low Gas Supply+Increased Demand Response+Upgraded HVDC+Constrained Operational Capacity | -11.0926 | 0.66105 | 20.056
2026 | NIWCM | Medium Demand Growth+Low Gas Supply+Increased Demand Response+Upgraded HVDC+Constrained Operational Capacity | 496.3733 | 496.3733 | 496.3733
2027 | NIWCM | Medium Demand Growth+Low Gas Supply+Increased Demand Response+Upgraded HVDC+Constrained Operational Capacity | 636.4987 | 640.4165 | 640.4165
2028 | NIWCM | Medium Demand Growth+Low Gas Supply+Increased Demand Response+Upgraded HVDC+Constrained Operational Capacity | 629.9312 | 1117.416 | 1124.8439
2029 | NIWCM | Medium Demand Growth+Low Gas Supply+Increased Demand Response+Upgraded HVDC+Constrained Operational Capacity | 380.392 | 1027.7241 | 1184.1439
2030 | NIWCM | Medium Demand Growth+Low Gas Supply+Increased Demand Response+Upgraded HVDC+Constrained Operational Capacity | 133.5101 | 866.4545 | 1077.4421
2031 | NIWCM | Medium Demand Growth+Low Gas Supply+Increased Demand Response+Upgraded HVDC+Constrained Operational Capacity | -36.6708 | 708.458 | 977.202
2032 | NIWCM | Medium Demand Growth+Low Gas Supply+Increased Demand Response+Upgraded HVDC+Constrained Operational Capacity | -226.5004 | 522.7988 | 814.4534
2033 | NIWCM | Medium Demand Growth+Low Gas Supply+Increased Demand Response+Upgraded HVDC+Constrained Operational Capacity | -546.172 | 205.349 | 508.1147
2034 | NIWCM | Medium Demand Growth+Low Gas Supply+Increased Demand Response+Upgraded HVDC+Constrained Operational Capacity | -754.6788 | 40.8657 | 421.239
2035 | NIWCM | Medium Demand Growth+Low Gas Supply+Increased Demand Response+Upgraded HVDC+Constrained Operational Capacity | -826.0049 | -20.6702 | 360.9105
2026 | SIWEM_PERC | Medium Demand Growth+Low Gas Supply+Increased Demand Response+Upgraded HVDC+Constrained Operational Capacity | 52.7407 | 52.7407 | 52.7407
2027 | SIWEM_PERC | Medium Demand Growth+Low Gas Supply+Increased Demand Response+Upgraded HVDC+Constrained Operational Capacity | 44.884 | 49.8041 | 50.5977
2028 | SIWEM_PERC | Medium Demand Growth+Low Gas Supply+Increased Demand Response+Upgraded HVDC+Constrained Operational Capacity | 32.3779 | 54.26 | 66.1872
2029 | SIWEM_PERC | Medium Demand Growth+Low Gas Supply+Increased Demand Response+Upgraded HVDC+Constrained Operational Capacity | 15.4554 | 44.9369 | 67.6505
2030 | SIWEM_PERC | Medium Demand Growth+Low Gas Supply+Increased Demand Response+Upgraded HVDC+Constrained Operational Capacity | 8.553 | 36.7741 | 73.1709
2031 | SIWEM_PERC | Medium Demand Growth+Low Gas Supply+Increased Demand Response+Upgraded HVDC+Constrained Operational Capacity | 5.0748 | 25.8678 | 76.0183
2032 | SIWEM_PERC | Medium Demand Growth+Low Gas Supply+Increased Demand Response+Upgraded HVDC+Constrained Operational Capacity | 3.3033 | 18.1935 | 70.2839
2033 | SIWEM_PERC | Medium Demand Growth+Low Gas Supply+Increased Demand Response+Upgraded HVDC+Constrained Operational Capacity | 1.2613 | 13.6353 | 65.6629
2034 | SIWEM_PERC | Medium Demand Growth+Low Gas Supply+Increased Demand Response+Upgraded HVDC+Constrained Operational Capacity | -0.46956 | 11.6703 | 59.5145
2035 | SIWEM_PERC | Medium Demand Growth+Low Gas Supply+Increased Demand Response+Upgraded HVDC+Constrained Operational Capacity | -1.9175 | 10.022 | 54.1242
2026 | NZWEM_PERC | Medium Demand Growth+Low Gas Supply+Increased Demand Response+Upgraded HVDC+Constrained Operational Capacity+Low Wind & Solar | 18.1848 | 18.2362 | 18.2362
2027 | NZWEM_PERC | Medium Demand Growth+Low Gas Supply+Increased Demand Response+Upgraded HVDC+Constrained Operational Capacity+Low Wind & Solar | 15.3047 | 16.918 | 17.1969
2028 | NZWEM_PERC | Medium Demand Growth+Low Gas Supply+Increased Demand Response+Upgraded HVDC+Constrained Operational Capacity+Low Wind & Solar | 10.7785 | 17.7674 | 21.6437
2029 | NZWEM_PERC | Medium Demand Growth+Low Gas Supply+Increased Demand Response+Upgraded HVDC+Constrained Operational Capacity+Low Wind & Solar | 4.8838 | 14.4824 | 22.0768
2030 | NZWEM_PERC | Medium Demand Growth+Low Gas Supply+Increased Demand Response+Upgraded HVDC+Constrained Operational Capacity+Low Wind & Solar | 0.29728 | 11.5019 | 23.7752
2031 | NZWEM_PERC | Medium Demand Growth+Low Gas Supply+Increased Demand Response+Upgraded HVDC+Constrained Operational Capacity+Low Wind & Solar | -3.2794 | 7.638 | 24.5183
2032 | NZWEM_PERC | Medium Demand Growth+Low Gas Supply+Increased Demand Response+Upgraded HVDC+Constrained Operational Capacity+Low Wind & Solar | -6.1337 | 4.8585 | 22.2342
2033 | NZWEM_PERC | Medium Demand Growth+Low Gas Supply+Increased Demand Response+Upgraded HVDC+Constrained Operational Capacity+Low Wind & Solar | -8.7263 | 1.992 | 20.3866
2034 | NZWEM_PERC | Medium Demand Growth+Low Gas Supply+Increased Demand Response+Upgraded HVDC+Constrained Operational Capacity+Low Wind & Solar | -10.7555 | 0.10356 | 18.071
2035 | NZWEM_PERC | Medium Demand Growth+Low Gas Supply+Increased Demand Response+Upgraded HVDC+Constrained Operational Capacity+Low Wind & Solar | -12.2433 | -1.5417 | 16.0235
2026 | NIWCM | Medium Demand Growth+Low Gas Supply+Increased Demand Response+Upgraded HVDC+Constrained Operational Capacity+Low Wind & Solar | 496.3733 | 496.3733 | 496.3733
2027 | NIWCM | Medium Demand Growth+Low Gas Supply+Increased Demand Response+Upgraded HVDC+Constrained Operational Capacity+Low Wind & Solar | 636.4987 | 640.4165 | 640.4165
2028 | NIWCM | Medium Demand Growth+Low Gas Supply+Increased Demand Response+Upgraded HVDC+Constrained Operational Capacity+Low Wind & Solar | 629.9312 | 1117.416 | 1124.8439
2029 | NIWCM | Medium Demand Growth+Low Gas Supply+Increased Demand Response+Upgraded HVDC+Constrained Operational Capacity+Low Wind & Solar | 380.392 | 1027.7241 | 1184.1439
2030 | NIWCM | Medium Demand Growth+Low Gas Supply+Increased Demand Response+Upgraded HVDC+Constrained Operational Capacity+Low Wind & Solar | 133.5101 | 866.4545 | 1077.4421
2031 | NIWCM | Medium Demand Growth+Low Gas Supply+Increased Demand Response+Upgraded HVDC+Constrained Operational Capacity+Low Wind & Solar | -36.6708 | 708.458 | 977.202
2032 | NIWCM | Medium Demand Growth+Low Gas Supply+Increased Demand Response+Upgraded HVDC+Constrained Operational Capacity+Low Wind & Solar | -226.5004 | 522.7988 | 814.4534
2033 | NIWCM | Medium Demand Growth+Low Gas Supply+Increased Demand Response+Upgraded HVDC+Constrained Operational Capacity+Low Wind & Solar | -546.172 | 205.349 | 508.1147
2034 | NIWCM | Medium Demand Growth+Low Gas Supply+Increased Demand Response+Upgraded HVDC+Constrained Operational Capacity+Low Wind & Solar | -754.6788 | 40.8657 | 421.239
2035 | NIWCM | Medium Demand Growth+Low Gas Supply+Increased Demand Response+Upgraded HVDC+Constrained Operational Capacity+Low Wind & Solar | -826.0049 | -20.6702 | 360.9105
2026 | SIWEM_PERC | Medium Demand Growth+Low Gas Supply+Increased Demand Response+Upgraded HVDC+Constrained Operational Capacity+Low Wind & Solar | 49.7236 | 49.8699 | 49.8699
2027 | SIWEM_PERC | Medium Demand Growth+Low Gas Supply+Increased Demand Response+Upgraded HVDC+Constrained Operational Capacity+Low Wind & Solar | 41.1874 | 45.7364 | 46.5229
2028 | SIWEM_PERC | Medium Demand Growth+Low Gas Supply+Increased Demand Response+Upgraded HVDC+Constrained Operational Capacity+Low Wind & Solar | 28.4736 | 48.2214 | 59.1742
2029 | SIWEM_PERC | Medium Demand Growth+Low Gas Supply+Increased Demand Response+Upgraded HVDC+Constrained Operational Capacity+Low Wind & Solar | 11.9103 | 38.299 | 59.2178
2030 | SIWEM_PERC | Medium Demand Growth+Low Gas Supply+Increased Demand Response+Upgraded HVDC+Constrained Operational Capacity+Low Wind & Solar | 7.6541 | 29.9586 | 63.3599
2031 | SIWEM_PERC | Medium Demand Growth+Low Gas Supply+Increased Demand Response+Upgraded HVDC+Constrained Operational Capacity+Low Wind & Solar | 4.2058 | 19.2794 | 65.131
2032 | SIWEM_PERC | Medium Demand Growth+Low Gas Supply+Increased Demand Response+Upgraded HVDC+Constrained Operational Capacity+Low Wind & Solar | 2.4503 | 13.8614 | 59.3616
2033 | SIWEM_PERC | Medium Demand Growth+Low Gas Supply+Increased Demand Response+Upgraded HVDC+Constrained Operational Capacity+Low Wind & Solar | 0.42653 | 11.5937 | 54.5762
2034 | SIWEM_PERC | Medium Demand Growth+Low Gas Supply+Increased Demand Response+Upgraded HVDC+Constrained Operational Capacity+Low Wind & Solar | -1.2885 | 9.6673 | 48.6365
2035 | SIWEM_PERC | Medium Demand Growth+Low Gas Supply+Increased Demand Response+Upgraded HVDC+Constrained Operational Capacity+Low Wind & Solar | -2.723 | 8.052 | 43.1361
2026 | NZWEM_PERC | Medium Demand Growth+Low Gas Supply+Increased Demand Response+Delayed Build | 14.7606 | 14.7606 | 14.7606
2027 | NZWEM_PERC | Medium Demand Growth+Low Gas Supply+Increased Demand Response+Delayed Build | 9.4442 | 9.5817 | 9.745
2028 | NZWEM_PERC | Medium Demand Growth+Low Gas Supply+Increased Demand Response+Delayed Build | 8.166 | 9.5442 | 9.8441
2029 | NZWEM_PERC | Medium Demand Growth+Low Gas Supply+Increased Demand Response+Delayed Build | 5.1721 | 7.8224 | 8.6456
2030 | NZWEM_PERC | Medium Demand Growth+Low Gas Supply+Increased Demand Response+Delayed Build | 1.6052 | 9.9089 | 16.9279
2031 | NZWEM_PERC | Medium Demand Growth+Low Gas Supply+Increased Demand Response+Delayed Build | -2.0148 | 8.84 | 16.6804
2032 | NZWEM_PERC | Medium Demand Growth+Low Gas Supply+Increased Demand Response+Delayed Build | -4.8978 | 6.3274 | 19.1406
2033 | NZWEM_PERC | Medium Demand Growth+Low Gas Supply+Increased Demand Response+Delayed Build | -7.5213 | 3.5041 | 21.2916
2034 | NZWEM_PERC | Medium Demand Growth+Low Gas Supply+Increased Demand Response+Delayed Build | -9.5784 | 1.5322 | 19.8001
2035 | NZWEM_PERC | Medium Demand Growth+Low Gas Supply+Increased Demand Response+Delayed Build | -11.0926 | 0.19454 | 19.5895
2026 | NIWCM | Medium Demand Growth+Low Gas Supply+Increased Demand Response+Delayed Build | 796.8961 | 796.8961 | 796.8961
2027 | NIWCM | Medium Demand Growth+Low Gas Supply+Increased Demand Response+Delayed Build | 859.3691 | 861.3799 | 863.8524
2028 | NIWCM | Medium Demand Growth+Low Gas Supply+Increased Demand Response+Delayed Build | 1022.5709 | 1042.514 | 1047.0505
2029 | NIWCM | Medium Demand Growth+Low Gas Supply+Increased Demand Response+Delayed Build | 842.1767 | 968.6908 | 982.2831
2030 | NIWCM | Medium Demand Growth+Low Gas Supply+Increased Demand Response+Delayed Build | 749.1478 | 1456.8637 | 1724.1237
2031 | NIWCM | Medium Demand Growth+Low Gas Supply+Increased Demand Response+Delayed Build | 564.9277 | 1488.2476 | 1821.5687
2032 | NIWCM | Medium Demand Growth+Low Gas Supply+Increased Demand Response+Delayed Build | 376.2324 | 1368.3979 | 1904.9811
2033 | NIWCM | Medium Demand Growth+Low Gas Supply+Increased Demand Response+Delayed Build | 131.5631 | 1136.4429 | 1908.9758
2034 | NIWCM | Medium Demand Growth+Low Gas Supply+Increased Demand Response+Delayed Build | -75.8182 | 950.6145 | 1770.6276
2035 | NIWCM | Medium Demand Growth+Low Gas Supply+Increased Demand Response+Delayed Build | -147.4218 | 910.3511 | 1803.9709
2026 | SIWEM_PERC | Medium Demand Growth+Low Gas Supply+Increased Demand Response+Delayed Build | 39.9776 | 39.9776 | 39.9776
2027 | SIWEM_PERC | Medium Demand Growth+Low Gas Supply+Increased Demand Response+Delayed Build | 24.6627 | 25.0505 | 25.5108
2028 | SIWEM_PERC | Medium Demand Growth+Low Gas Supply+Increased Demand Response+Delayed Build | 21.092 | 24.9861 | 25.8335
2029 | SIWEM_PERC | Medium Demand Growth+Low Gas Supply+Increased Demand Response+Delayed Build | 12.4922 | 19.8385 | 22.1201
2030 | SIWEM_PERC | Medium Demand Growth+Low Gas Supply+Increased Demand Response+Delayed Build | 8.553 | 25.5571 | 44.9508
2031 | SIWEM_PERC | Medium Demand Growth+Low Gas Supply+Increased Demand Response+Delayed Build | 5.0748 | 22.5998 | 44.2582
2032 | SIWEM_PERC | Medium Demand Growth+Low Gas Supply+Increased Demand Response+Delayed Build | 3.3033 | 15.9476 | 51.2583
2033 | SIWEM_PERC | Medium Demand Growth+Low Gas Supply+Increased Demand Response+Delayed Build | 1.2613 | 13.6353 | 55.5548
2034 | SIWEM_PERC | Medium Demand Growth+Low Gas Supply+Increased Demand Response+Delayed Build | -0.46956 | 11.6703 | 52.7964
2035 | SIWEM_PERC | Medium Demand Growth+Low Gas Supply+Increased Demand Response+Delayed Build | -1.9175 | 10.022 | 50.4692
2026 | NZWEM_PERC | Medium Demand Growth+Low Gas Supply+Increased Demand Response+Delayed Build+Low Wind & Solar | 13.8512 | 13.8512 | 13.8512
2027 | NZWEM_PERC | Medium Demand Growth+Low Gas Supply+Increased Demand Response+Delayed Build+Low Wind & Solar | 8.5137 | 8.6378 | 8.7851
2028 | NZWEM_PERC | Medium Demand Growth+Low Gas Supply+Increased Demand Response+Delayed Build+Low Wind & Solar | 7.0177 | 8.2614 | 8.5321
2029 | NZWEM_PERC | Medium Demand Growth+Low Gas Supply+Increased Demand Response+Delayed Build+Low Wind & Solar | 3.919 | 6.3108 | 7.0537
2030 | NZWEM_PERC | Medium Demand Growth+Low Gas Supply+Increased Demand Response+Delayed Build+Low Wind & Solar | 0.29728 | 7.7911 | 14.1255
2031 | NZWEM_PERC | Medium Demand Growth+Low Gas Supply+Increased Demand Response+Delayed Build+Low Wind & Solar | -3.2794 | 6.5166 | 13.5923
2032 | NZWEM_PERC | Medium Demand Growth+Low Gas Supply+Increased Demand Response+Delayed Build+Low Wind & Solar | -6.1337 | 3.9966 | 15.5934
2033 | NZWEM_PERC | Medium Demand Growth+Low Gas Supply+Increased Demand Response+Delayed Build+Low Wind & Solar | -8.7263 | 1.2314 | 17.3165
2034 | NZWEM_PERC | Medium Demand Growth+Low Gas Supply+Increased Demand Response+Delayed Build+Low Wind & Solar | -10.7555 | -0.72099 | 15.8285
2035 | NZWEM_PERC | Medium Demand Growth+Low Gas Supply+Increased Demand Response+Delayed Build+Low Wind & Solar | -12.2433 | -2.0082 | 15.557
2026 | NIWCM | Medium Demand Growth+Low Gas Supply+Increased Demand Response+Delayed Build+Low Wind & Solar | 796.8961 | 796.8961 | 796.8961
2027 | NIWCM | Medium Demand Growth+Low Gas Supply+Increased Demand Response+Delayed Build+Low Wind & Solar | 859.3691 | 861.3799 | 863.8524
2028 | NIWCM | Medium Demand Growth+Low Gas Supply+Increased Demand Response+Delayed Build+Low Wind & Solar | 1022.5709 | 1042.514 | 1047.0505
2029 | NIWCM | Medium Demand Growth+Low Gas Supply+Increased Demand Response+Delayed Build+Low Wind & Solar | 842.1767 | 968.6908 | 982.2831
2030 | NIWCM | Medium Demand Growth+Low Gas Supply+Increased Demand Response+Delayed Build+Low Wind & Solar | 749.1478 | 1456.8637 | 1724.1237
2031 | NIWCM | Medium Demand Growth+Low Gas Supply+Increased Demand Response+Delayed Build+Low Wind & Solar | 564.9277 | 1488.2476 | 1821.5687
2032 | NIWCM | Medium Demand Growth+Low Gas Supply+Increased Demand Response+Delayed Build+Low Wind & Solar | 376.2324 | 1368.3979 | 1904.9811
2033 | NIWCM | Medium Demand Growth+Low Gas Supply+Increased Demand Response+Delayed Build+Low Wind & Solar | 131.5631 | 1136.4429 | 1908.9758
2034 | NIWCM | Medium Demand Growth+Low Gas Supply+Increased Demand Response+Delayed Build+Low Wind & Solar | -75.8182 | 950.6145 | 1770.6276
2035 | NIWCM | Medium Demand Growth+Low Gas Supply+Increased Demand Response+Delayed Build+Low Wind & Solar | -147.4218 | 910.3511 | 1803.9709
2026 | SIWEM_PERC | Medium Demand Growth+Low Gas Supply+Increased Demand Response+Delayed Build+Low Wind & Solar | 37.389 | 37.389 | 37.389
2027 | SIWEM_PERC | Medium Demand Growth+Low Gas Supply+Increased Demand Response+Delayed Build+Low Wind & Solar | 22.039 | 22.389 | 22.8044
2028 | SIWEM_PERC | Medium Demand Growth+Low Gas Supply+Increased Demand Response+Delayed Build+Low Wind & Solar | 17.8471 | 21.3614 | 22.1262
2029 | SIWEM_PERC | Medium Demand Growth+Low Gas Supply+Increased Demand Response+Delayed Build+Low Wind & Solar | 10.3517 | 15.6485 | 17.7077
2030 | SIWEM_PERC | Medium Demand Growth+Low Gas Supply+Increased Demand Response+Delayed Build+Low Wind & Solar | 7.6541 | 19.7054 | 37.2076
2031 | SIWEM_PERC | Medium Demand Growth+Low Gas Supply+Increased Demand Response+Delayed Build+Low Wind & Solar | 4.2058 | 16.1816 | 35.7276
2032 | SIWEM_PERC | Medium Demand Growth+Low Gas Supply+Increased Demand Response+Delayed Build+Low Wind & Solar | 2.4503 | 13.8614 | 41.4158
2033 | SIWEM_PERC | Medium Demand Growth+Low Gas Supply+Increased Demand Response+Delayed Build+Low Wind & Solar | 0.42653 | 11.5937 | 46.3454
2034 | SIWEM_PERC | Medium Demand Growth+Low Gas Supply+Increased Demand Response+Delayed Build+Low Wind & Solar | -1.2885 | 9.6673 | 42.3641
2035 | SIWEM_PERC | Medium Demand Growth+Low Gas Supply+Increased Demand Response+Delayed Build+Low Wind & Solar | -2.723 | 8.052 | 41.8234
2026 | NZWEM_PERC | Medium Demand Growth+Low Gas Supply+Increased Demand Response+Delayed Build+Constrained Operational Capacity | 14.7606 | 14.7606 | 14.7606
2027 | NZWEM_PERC | Medium Demand Growth+Low Gas Supply+Increased Demand Response+Delayed Build+Constrained Operational Capacity | 9.4442 | 9.5817 | 9.745
2028 | NZWEM_PERC | Medium Demand Growth+Low Gas Supply+Increased Demand Response+Delayed Build+Constrained Operational Capacity | 8.166 | 9.5442 | 9.8441
2029 | NZWEM_PERC | Medium Demand Growth+Low Gas Supply+Increased Demand Response+Delayed Build+Constrained Operational Capacity | 5.1721 | 7.8224 | 8.6456
2030 | NZWEM_PERC | Medium Demand Growth+Low Gas Supply+Increased Demand Response+Delayed Build+Constrained Operational Capacity | 1.6052 | 9.9089 | 16.9279
2031 | NZWEM_PERC | Medium Demand Growth+Low Gas Supply+Increased Demand Response+Delayed Build+Constrained Operational Capacity | -2.0148 | 8.84 | 16.6804
2032 | NZWEM_PERC | Medium Demand Growth+Low Gas Supply+Increased Demand Response+Delayed Build+Constrained Operational Capacity | -4.8978 | 6.3274 | 19.1406
2033 | NZWEM_PERC | Medium Demand Growth+Low Gas Supply+Increased Demand Response+Delayed Build+Constrained Operational Capacity | -7.5213 | 3.5041 | 21.2916
2034 | NZWEM_PERC | Medium Demand Growth+Low Gas Supply+Increased Demand Response+Delayed Build+Constrained Operational Capacity | -9.5784 | 1.5322 | 19.8001
2035 | NZWEM_PERC | Medium Demand Growth+Low Gas Supply+Increased Demand Response+Delayed Build+Constrained Operational Capacity | -11.0926 | 0.19454 | 19.5895
2026 | NIWCM | Medium Demand Growth+Low Gas Supply+Increased Demand Response+Delayed Build+Constrained Operational Capacity | 267.5718 | 267.5718 | 267.5718
2027 | NIWCM | Medium Demand Growth+Low Gas Supply+Increased Demand Response+Delayed Build+Constrained Operational Capacity | 319.5849 | 319.5849 | 319.5849
2028 | NIWCM | Medium Demand Growth+Low Gas Supply+Increased Demand Response+Delayed Build+Constrained Operational Capacity | 420.4947 | 420.4947 | 420.4947
2029 | NIWCM | Medium Demand Growth+Low Gas Supply+Increased Demand Response+Delayed Build+Constrained Operational Capacity | 200.4765 | 282.5493 | 282.5493
2030 | NIWCM | Medium Demand Growth+Low Gas Supply+Increased Demand Response+Delayed Build+Constrained Operational Capacity | 77.7336 | 588.2799 | 703.8375
2031 | NIWCM | Medium Demand Growth+Low Gas Supply+Increased Demand Response+Delayed Build+Constrained Operational Capacity | -109.6093 | 541.1512 | 698.4428
2032 | NIWCM | Medium Demand Growth+Low Gas Supply+Increased Demand Response+Delayed Build+Constrained Operational Capacity | -299.4389 | 411.0711 | 623.5301
2033 | NIWCM | Medium Demand Growth+Low Gas Supply+Increased Demand Response+Delayed Build+Constrained Operational Capacity | -546.172 | 174.8898 | 446.203
2034 | NIWCM | Medium Demand Growth+Low Gas Supply+Increased Demand Response+Delayed Build+Constrained Operational Capacity | -754.6788 | -29.2235 | 263.9208
2035 | NIWCM | Medium Demand Growth+Low Gas Supply+Increased Demand Response+Delayed Build+Constrained Operational Capacity | -826.0049 | -73.0022 | 231.3495
2026 | SIWEM_PERC | Medium Demand Growth+Low Gas Supply+Increased Demand Response+Delayed Build+Constrained Operational Capacity | 39.9776 | 39.9776 | 39.9776
2027 | SIWEM_PERC | Medium Demand Growth+Low Gas Supply+Increased Demand Response+Delayed Build+Constrained Operational Capacity | 24.6627 | 25.0505 | 25.5108
2028 | SIWEM_PERC | Medium Demand Growth+Low Gas Supply+Increased Demand Response+Delayed Build+Constrained Operational Capacity | 21.092 | 24.9861 | 25.8335
2029 | SIWEM_PERC | Medium Demand Growth+Low Gas Supply+Increased Demand Response+Delayed Build+Constrained Operational Capacity | 12.4922 | 19.8385 | 22.1201
2030 | SIWEM_PERC | Medium Demand Growth+Low Gas Supply+Increased Demand Response+Delayed Build+Constrained Operational Capacity | 8.553 | 25.5571 | 44.9508
2031 | SIWEM_PERC | Medium Demand Growth+Low Gas Supply+Increased Demand Response+Delayed Build+Constrained Operational Capacity | 5.0748 | 22.5998 | 44.2582
2032 | SIWEM_PERC | Medium Demand Growth+Low Gas Supply+Increased Demand Response+Delayed Build+Constrained Operational Capacity | 3.3033 | 15.9476 | 51.2583
2033 | SIWEM_PERC | Medium Demand Growth+Low Gas Supply+Increased Demand Response+Delayed Build+Constrained Operational Capacity | 1.2613 | 13.6353 | 55.5548
2034 | SIWEM_PERC | Medium Demand Growth+Low Gas Supply+Increased Demand Response+Delayed Build+Constrained Operational Capacity | -0.46956 | 11.6703 | 52.7964
2035 | SIWEM_PERC | Medium Demand Growth+Low Gas Supply+Increased Demand Response+Delayed Build+Constrained Operational Capacity | -1.9175 | 10.022 | 50.4692
2026 | NZWEM_PERC | Medium Demand Growth+Low Gas Supply+Increased Demand Response+Delayed Build+Constrained Operational Capacity+Low Wind & Solar | 13.8512 | 13.8512 | 13.8512
2027 | NZWEM_PERC | Medium Demand Growth+Low Gas Supply+Increased Demand Response+Delayed Build+Constrained Operational Capacity+Low Wind & Solar | 8.5137 | 8.6378 | 8.7851
2028 | NZWEM_PERC | Medium Demand Growth+Low Gas Supply+Increased Demand Response+Delayed Build+Constrained Operational Capacity+Low Wind & Solar | 7.0177 | 8.2614 | 8.5321
2029 | NZWEM_PERC | Medium Demand Growth+Low Gas Supply+Increased Demand Response+Delayed Build+Constrained Operational Capacity+Low Wind & Solar | 3.919 | 6.3108 | 7.0537
2030 | NZWEM_PERC | Medium Demand Growth+Low Gas Supply+Increased Demand Response+Delayed Build+Constrained Operational Capacity+Low Wind & Solar | 0.29728 | 7.7911 | 14.1255
2031 | NZWEM_PERC | Medium Demand Growth+Low Gas Supply+Increased Demand Response+Delayed Build+Constrained Operational Capacity+Low Wind & Solar | -3.2794 | 6.5166 | 13.5923
2032 | NZWEM_PERC | Medium Demand Growth+Low Gas Supply+Increased Demand Response+Delayed Build+Constrained Operational Capacity+Low Wind & Solar | -6.1337 | 3.9966 | 15.5934
2033 | NZWEM_PERC | Medium Demand Growth+Low Gas Supply+Increased Demand Response+Delayed Build+Constrained Operational Capacity+Low Wind & Solar | -8.7263 | 1.2314 | 17.3165
2034 | NZWEM_PERC | Medium Demand Growth+Low Gas Supply+Increased Demand Response+Delayed Build+Constrained Operational Capacity+Low Wind & Solar | -10.7555 | -0.72099 | 15.8285
2035 | NZWEM_PERC | Medium Demand Growth+Low Gas Supply+Increased Demand Response+Delayed Build+Constrained Operational Capacity+Low Wind & Solar | -12.2433 | -2.0082 | 15.557
2026 | NIWCM | Medium Demand Growth+Low Gas Supply+Increased Demand Response+Delayed Build+Constrained Operational Capacity+Low Wind & Solar | 267.5718 | 267.5718 | 267.5718
2027 | NIWCM | Medium Demand Growth+Low Gas Supply+Increased Demand Response+Delayed Build+Constrained Operational Capacity+Low Wind & Solar | 319.5849 | 319.5849 | 319.5849
2028 | NIWCM | Medium Demand Growth+Low Gas Supply+Increased Demand Response+Delayed Build+Constrained Operational Capacity+Low Wind & Solar | 420.4947 | 420.4947 | 420.4947
2029 | NIWCM | Medium Demand Growth+Low Gas Supply+Increased Demand Response+Delayed Build+Constrained Operational Capacity+Low Wind & Solar | 200.4765 | 282.5493 | 282.5493
2030 | NIWCM | Medium Demand Growth+Low Gas Supply+Increased Demand Response+Delayed Build+Constrained Operational Capacity+Low Wind & Solar | 77.7336 | 588.2799 | 703.8375
2031 | NIWCM | Medium Demand Growth+Low Gas Supply+Increased Demand Response+Delayed Build+Constrained Operational Capacity+Low Wind & Solar | -109.6093 | 541.1512 | 698.4428
2032 | NIWCM | Medium Demand Growth+Low Gas Supply+Increased Demand Response+Delayed Build+Constrained Operational Capacity+Low Wind & Solar | -299.4389 | 411.0711 | 623.5301
2033 | NIWCM | Medium Demand Growth+Low Gas Supply+Increased Demand Response+Delayed Build+Constrained Operational Capacity+Low Wind & Solar | -546.172 | 174.8898 | 446.203
2034 | NIWCM | Medium Demand Growth+Low Gas Supply+Increased Demand Response+Delayed Build+Constrained Operational Capacity+Low Wind & Solar | -754.6788 | -29.2235 | 263.9208
2035 | NIWCM | Medium Demand Growth+Low Gas Supply+Increased Demand Response+Delayed Build+Constrained Operational Capacity+Low Wind & Solar | -826.0049 | -73.0022 | 231.3495
2026 | SIWEM_PERC | Medium Demand Growth+Low Gas Supply+Increased Demand Response+Delayed Build+Constrained Operational Capacity+Low Wind & Solar | 37.389 | 37.389 | 37.389
2027 | SIWEM_PERC | Medium Demand Growth+Low Gas Supply+Increased Demand Response+Delayed Build+Constrained Operational Capacity+Low Wind & Solar | 22.039 | 22.389 | 22.8044
2028 | SIWEM_PERC | Medium Demand Growth+Low Gas Supply+Increased Demand Response+Delayed Build+Constrained Operational Capacity+Low Wind & Solar | 17.8471 | 21.3614 | 22.1262
2029 | SIWEM_PERC | Medium Demand Growth+Low Gas Supply+Increased Demand Response+Delayed Build+Constrained Operational Capacity+Low Wind & Solar | 10.3517 | 15.6485 | 17.7077
2030 | SIWEM_PERC | Medium Demand Growth+Low Gas Supply+Increased Demand Response+Delayed Build+Constrained Operational Capacity+Low Wind & Solar | 7.6541 | 19.7054 | 37.2076
2031 | SIWEM_PERC | Medium Demand Growth+Low Gas Supply+Increased Demand Response+Delayed Build+Constrained Operational Capacity+Low Wind & Solar | 4.2058 | 16.1816 | 35.7276
2032 | SIWEM_PERC | Medium Demand Growth+Low Gas Supply+Increased Demand Response+Delayed Build+Constrained Operational Capacity+Low Wind & Solar | 2.4503 | 13.8614 | 41.4158
2033 | SIWEM_PERC | Medium Demand Growth+Low Gas Supply+Increased Demand Response+Delayed Build+Constrained Operational Capacity+Low Wind & Solar | 0.42653 | 11.5937 | 46.3454
2034 | SIWEM_PERC | Medium Demand Growth+Low Gas Supply+Increased Demand Response+Delayed Build+Constrained Operational Capacity+Low Wind & Solar | -1.2885 | 9.6673 | 42.3641
2035 | SIWEM_PERC | Medium Demand Growth+Low Gas Supply+Increased Demand Response+Delayed Build+Constrained Operational Capacity+Low Wind & Solar | -2.723 | 8.052 | 41.8234
2026 | NZWEM_PERC | Medium Demand Growth+Low Gas Supply+Increased Demand Response+Delayed Build+Upgraded HVDC | 14.7606 | 14.7606 | 14.7606
2027 | NZWEM_PERC | Medium Demand Growth+Low Gas Supply+Increased Demand Response+Delayed Build+Upgraded HVDC | 9.4442 | 9.5817 | 9.745
2028 | NZWEM_PERC | Medium Demand Growth+Low Gas Supply+Increased Demand Response+Delayed Build+Upgraded HVDC | 8.166 | 9.5442 | 9.8441
2029 | NZWEM_PERC | Medium Demand Growth+Low Gas Supply+Increased Demand Response+Delayed Build+Upgraded HVDC | 5.1721 | 7.8224 | 8.6456
2030 | NZWEM_PERC | Medium Demand Growth+Low Gas Supply+Increased Demand Response+Delayed Build+Upgraded HVDC | 1.6052 | 9.9089 | 16.9279
2031 | NZWEM_PERC | Medium Demand Growth+Low Gas Supply+Increased Demand Response+Delayed Build+Upgraded HVDC | -2.0148 | 8.84 | 16.6804
2032 | NZWEM_PERC | Medium Demand Growth+Low Gas Supply+Increased Demand Response+Delayed Build+Upgraded HVDC | -4.8978 | 6.3274 | 19.1406
2033 | NZWEM_PERC | Medium Demand Growth+Low Gas Supply+Increased Demand Response+Delayed Build+Upgraded HVDC | -7.5213 | 3.5041 | 21.2916
2034 | NZWEM_PERC | Medium Demand Growth+Low Gas Supply+Increased Demand Response+Delayed Build+Upgraded HVDC | -9.5784 | 1.5322 | 19.8001
2035 | NZWEM_PERC | Medium Demand Growth+Low Gas Supply+Increased Demand Response+Delayed Build+Upgraded HVDC | -11.0926 | 0.19454 | 19.5895
2026 | NIWCM | Medium Demand Growth+Low Gas Supply+Increased Demand Response+Delayed Build+Upgraded HVDC | 796.8961 | 796.8961 | 796.8961
2027 | NIWCM | Medium Demand Growth+Low Gas Supply+Increased Demand Response+Delayed Build+Upgraded HVDC | 859.3691 | 861.3799 | 863.8524
2028 | NIWCM | Medium Demand Growth+Low Gas Supply+Increased Demand Response+Delayed Build+Upgraded HVDC | 1022.5709 | 1042.514 | 1047.0505
2029 | NIWCM | Medium Demand Growth+Low Gas Supply+Increased Demand Response+Delayed Build+Upgraded HVDC | 842.1767 | 968.6908 | 982.2831
2030 | NIWCM | Medium Demand Growth+Low Gas Supply+Increased Demand Response+Delayed Build+Upgraded HVDC | 749.1478 | 1456.8637 | 1724.1237
2031 | NIWCM | Medium Demand Growth+Low Gas Supply+Increased Demand Response+Delayed Build+Upgraded HVDC | 564.9277 | 1488.2484 | 1821.7348
2032 | NIWCM | Medium Demand Growth+Low Gas Supply+Increased Demand Response+Delayed Build+Upgraded HVDC | 376.2324 | 1368.3966 | 1914.8973
2033 | NIWCM | Medium Demand Growth+Low Gas Supply+Increased Demand Response+Delayed Build+Upgraded HVDC | 131.5631 | 1136.4427 | 1917.0561
2034 | NIWCM | Medium Demand Growth+Low Gas Supply+Increased Demand Response+Delayed Build+Upgraded HVDC | -75.8182 | 950.6146 | 1770.1295
2035 | NIWCM | Medium Demand Growth+Low Gas Supply+Increased Demand Response+Delayed Build+Upgraded HVDC | -147.4218 | 910.3511 | 1804.1495
2026 | SIWEM_PERC | Medium Demand Growth+Low Gas Supply+Increased Demand Response+Delayed Build+Upgraded HVDC | 39.9776 | 39.9776 | 39.9776
2027 | SIWEM_PERC | Medium Demand Growth+Low Gas Supply+Increased Demand Response+Delayed Build+Upgraded HVDC | 24.6627 | 25.0505 | 25.5108
2028 | SIWEM_PERC | Medium Demand Growth+Low Gas Supply+Increased Demand Response+Delayed Build+Upgraded HVDC | 21.092 | 24.9861 | 25.8335
2029 | SIWEM_PERC | Medium Demand Growth+Low Gas Supply+Increased Demand Response+Delayed Build+Upgraded HVDC | 12.4922 | 19.8385 | 22.1201
2030 | SIWEM_PERC | Medium Demand Growth+Low Gas Supply+Increased Demand Response+Delayed Build+Upgraded HVDC | 8.553 | 25.5571 | 44.9508
2031 | SIWEM_PERC | Medium Demand Growth+Low Gas Supply+Increased Demand Response+Delayed Build+Upgraded HVDC | 5.0748 | 22.5998 | 44.2582
2032 | SIWEM_PERC | Medium Demand Growth+Low Gas Supply+Increased Demand Response+Delayed Build+Upgraded HVDC | 3.3033 | 15.9476 | 51.2583
2033 | SIWEM_PERC | Medium Demand Growth+Low Gas Supply+Increased Demand Response+Delayed Build+Upgraded HVDC | 1.2613 | 13.6353 | 57.249
2034 | SIWEM_PERC | Medium Demand Growth+Low Gas Supply+Increased Demand Response+Delayed Build+Upgraded HVDC | -0.46956 | 11.6703 | 53.4124
2035 | SIWEM_PERC | Medium Demand Growth+Low Gas Supply+Increased Demand Response+Delayed Build+Upgraded HVDC | -1.9175 | 10.022 | 52.9288
2026 | NZWEM_PERC | Medium Demand Growth+Low Gas Supply+Increased Demand Response+Delayed Build+Upgraded HVDC+Low Wind & Solar | 13.8512 | 13.8512 | 13.8512
2027 | NZWEM_PERC | Medium Demand Growth+Low Gas Supply+Increased Demand Response+Delayed Build+Upgraded HVDC+Low Wind & Solar | 8.5137 | 8.6378 | 8.7851
2028 | NZWEM_PERC | Medium Demand Growth+Low Gas Supply+Increased Demand Response+Delayed Build+Upgraded HVDC+Low Wind & Solar | 7.0177 | 8.2614 | 8.5321
2029 | NZWEM_PERC | Medium Demand Growth+Low Gas Supply+Increased Demand Response+Delayed Build+Upgraded HVDC+Low Wind & Solar | 3.919 | 6.3108 | 7.0537
2030 | NZWEM_PERC | Medium Demand Growth+Low Gas Supply+Increased Demand Response+Delayed Build+Upgraded HVDC+Low Wind & Solar | 0.29728 | 7.7911 | 14.1255
2031 | NZWEM_PERC | Medium Demand Growth+Low Gas Supply+Increased Demand Response+Delayed Build+Upgraded HVDC+Low Wind & Solar | -3.2794 | 6.5166 | 13.5923
2032 | NZWEM_PERC | Medium Demand Growth+Low Gas Supply+Increased Demand Response+Delayed Build+Upgraded HVDC+Low Wind & Solar | -6.1337 | 3.9966 | 15.5934
2033 | NZWEM_PERC | Medium Demand Growth+Low Gas Supply+Increased Demand Response+Delayed Build+Upgraded HVDC+Low Wind & Solar | -8.7263 | 1.2314 | 17.3165
2034 | NZWEM_PERC | Medium Demand Growth+Low Gas Supply+Increased Demand Response+Delayed Build+Upgraded HVDC+Low Wind & Solar | -10.7555 | -0.72099 | 15.8285
2035 | NZWEM_PERC | Medium Demand Growth+Low Gas Supply+Increased Demand Response+Delayed Build+Upgraded HVDC+Low Wind & Solar | -12.2433 | -2.0082 | 15.557
2026 | NIWCM | Medium Demand Growth+Low Gas Supply+Increased Demand Response+Delayed Build+Upgraded HVDC+Low Wind & Solar | 796.8961 | 796.8961 | 796.8961
2027 | NIWCM | Medium Demand Growth+Low Gas Supply+Increased Demand Response+Delayed Build+Upgraded HVDC+Low Wind & Solar | 859.3691 | 861.3799 | 863.8524
2028 | NIWCM | Medium Demand Growth+Low Gas Supply+Increased Demand Response+Delayed Build+Upgraded HVDC+Low Wind & Solar | 1022.5709 | 1042.514 | 1047.0505
2029 | NIWCM | Medium Demand Growth+Low Gas Supply+Increased Demand Response+Delayed Build+Upgraded HVDC+Low Wind & Solar | 842.1767 | 968.6908 | 982.2831
2030 | NIWCM | Medium Demand Growth+Low Gas Supply+Increased Demand Response+Delayed Build+Upgraded HVDC+Low Wind & Solar | 749.1478 | 1456.8637 | 1724.1237
2031 | NIWCM | Medium Demand Growth+Low Gas Supply+Increased Demand Response+Delayed Build+Upgraded HVDC+Low Wind & Solar | 564.9277 | 1488.2484 | 1821.7348
2032 | NIWCM | Medium Demand Growth+Low Gas Supply+Increased Demand Response+Delayed Build+Upgraded HVDC+Low Wind & Solar | 376.2324 | 1368.3966 | 1914.8973
2033 | NIWCM | Medium Demand Growth+Low Gas Supply+Increased Demand Response+Delayed Build+Upgraded HVDC+Low Wind & Solar | 131.5631 | 1136.4427 | 1917.0561
2034 | NIWCM | Medium Demand Growth+Low Gas Supply+Increased Demand Response+Delayed Build+Upgraded HVDC+Low Wind & Solar | -75.8182 | 950.6146 | 1770.1295
2035 | NIWCM | Medium Demand Growth+Low Gas Supply+Increased Demand Response+Delayed Build+Upgraded HVDC+Low Wind & Solar | -147.4218 | 910.3511 | 1804.1495
2026 | SIWEM_PERC | Medium Demand Growth+Low Gas Supply+Increased Demand Response+Delayed Build+Upgraded HVDC+Low Wind & Solar | 37.389 | 37.389 | 37.389
2027 | SIWEM_PERC | Medium Demand Growth+Low Gas Supply+Increased Demand Response+Delayed Build+Upgraded HVDC+Low Wind & Solar | 22.039 | 22.389 | 22.8044
2028 | SIWEM_PERC | Medium Demand Growth+Low Gas Supply+Increased Demand Response+Delayed Build+Upgraded HVDC+Low Wind & Solar | 17.8471 | 21.3614 | 22.1262
2029 | SIWEM_PERC | Medium Demand Growth+Low Gas Supply+Increased Demand Response+Delayed Build+Upgraded HVDC+Low Wind & Solar | 10.3517 | 15.6485 | 17.7077
2030 | SIWEM_PERC | Medium Demand Growth+Low Gas Supply+Increased Demand Response+Delayed Build+Upgraded HVDC+Low Wind & Solar | 7.6541 | 19.7054 | 37.2076
2031 | SIWEM_PERC | Medium Demand Growth+Low Gas Supply+Increased Demand Response+Delayed Build+Upgraded HVDC+Low Wind & Solar | 4.2058 | 16.1816 | 35.7276
2032 | SIWEM_PERC | Medium Demand Growth+Low Gas Supply+Increased Demand Response+Delayed Build+Upgraded HVDC+Low Wind & Solar | 2.4503 | 13.8614 | 41.4158
2033 | SIWEM_PERC | Medium Demand Growth+Low Gas Supply+Increased Demand Response+Delayed Build+Upgraded HVDC+Low Wind & Solar | 0.42653 | 11.5937 | 46.3454
2034 | SIWEM_PERC | Medium Demand Growth+Low Gas Supply+Increased Demand Response+Delayed Build+Upgraded HVDC+Low Wind & Solar | -1.2885 | 9.6673 | 42.3641
2035 | SIWEM_PERC | Medium Demand Growth+Low Gas Supply+Increased Demand Response+Delayed Build+Upgraded HVDC+Low Wind & Solar | -2.723 | 8.052 | 41.8234
2026 | NZWEM_PERC | Medium Demand Growth+Low Gas Supply+Increased Demand Response+Delayed Build+Upgraded HVDC+Constrained Operational Capacity | 14.7606 | 14.7606 | 14.7606
2027 | NZWEM_PERC | Medium Demand Growth+Low Gas Supply+Increased Demand Response+Delayed Build+Upgraded HVDC+Constrained Operational Capacity | 9.4442 | 9.5817 | 9.745
2028 | NZWEM_PERC | Medium Demand Growth+Low Gas Supply+Increased Demand Response+Delayed Build+Upgraded HVDC+Constrained Operational Capacity | 8.166 | 9.5442 | 9.8441
2029 | NZWEM_PERC | Medium Demand Growth+Low Gas Supply+Increased Demand Response+Delayed Build+Upgraded HVDC+Constrained Operational Capacity | 5.1721 | 7.8224 | 8.6456
2030 | NZWEM_PERC | Medium Demand Growth+Low Gas Supply+Increased Demand Response+Delayed Build+Upgraded HVDC+Constrained Operational Capacity | 1.6052 | 9.9089 | 16.9279
2031 | NZWEM_PERC | Medium Demand Growth+Low Gas Supply+Increased Demand Response+Delayed Build+Upgraded HVDC+Constrained Operational Capacity | -2.0148 | 8.84 | 16.6804
2032 | NZWEM_PERC | Medium Demand Growth+Low Gas Supply+Increased Demand Response+Delayed Build+Upgraded HVDC+Constrained Operational Capacity | -4.8978 | 6.3274 | 19.1406
2033 | NZWEM_PERC | Medium Demand Growth+Low Gas Supply+Increased Demand Response+Delayed Build+Upgraded HVDC+Constrained Operational Capacity | -7.5213 | 3.5041 | 21.2916
2034 | NZWEM_PERC | Medium Demand Growth+Low Gas Supply+Increased Demand Response+Delayed Build+Upgraded HVDC+Constrained Operational Capacity | -9.5784 | 1.5322 | 19.8001
2035 | NZWEM_PERC | Medium Demand Growth+Low Gas Supply+Increased Demand Response+Delayed Build+Upgraded HVDC+Constrained Operational Capacity | -11.0926 | 0.19454 | 19.5895
2026 | NIWCM | Medium Demand Growth+Low Gas Supply+Increased Demand Response+Delayed Build+Upgraded HVDC+Constrained Operational Capacity | 267.5718 | 267.5718 | 267.5718
2027 | NIWCM | Medium Demand Growth+Low Gas Supply+Increased Demand Response+Delayed Build+Upgraded HVDC+Constrained Operational Capacity | 319.5849 | 319.5849 | 319.5849
2028 | NIWCM | Medium Demand Growth+Low Gas Supply+Increased Demand Response+Delayed Build+Upgraded HVDC+Constrained Operational Capacity | 420.4947 | 420.4947 | 420.4947
2029 | NIWCM | Medium Demand Growth+Low Gas Supply+Increased Demand Response+Delayed Build+Upgraded HVDC+Constrained Operational Capacity | 200.4765 | 282.5493 | 282.5493
2030 | NIWCM | Medium Demand Growth+Low Gas Supply+Increased Demand Response+Delayed Build+Upgraded HVDC+Constrained Operational Capacity | 77.7336 | 588.2799 | 703.8375
2031 | NIWCM | Medium Demand Growth+Low Gas Supply+Increased Demand Response+Delayed Build+Upgraded HVDC+Constrained Operational Capacity | -109.6093 | 541.1512 | 698.4428
2032 | NIWCM | Medium Demand Growth+Low Gas Supply+Increased Demand Response+Delayed Build+Upgraded HVDC+Constrained Operational Capacity | -299.4389 | 411.0711 | 623.5301
2033 | NIWCM | Medium Demand Growth+Low Gas Supply+Increased Demand Response+Delayed Build+Upgraded HVDC+Constrained Operational Capacity | -546.172 | 174.8898 | 446.203
2034 | NIWCM | Medium Demand Growth+Low Gas Supply+Increased Demand Response+Delayed Build+Upgraded HVDC+Constrained Operational Capacity | -754.6788 | -29.2235 | 263.9208
2035 | NIWCM | Medium Demand Growth+Low Gas Supply+Increased Demand Response+Delayed Build+Upgraded HVDC+Constrained Operational Capacity | -826.0049 | -73.0022 | 231.3495
2026 | SIWEM_PERC | Medium Demand Growth+Low Gas Supply+Increased Demand Response+Delayed Build+Upgraded HVDC+Constrained Operational Capacity | 39.9776 | 39.9776 | 39.9776
2027 | SIWEM_PERC | Medium Demand Growth+Low Gas Supply+Increased Demand Response+Delayed Build+Upgraded HVDC+Constrained Operational Capacity | 24.6627 | 25.0505 | 25.5108
2028 | SIWEM_PERC | Medium Demand Growth+Low Gas Supply+Increased Demand Response+Delayed Build+Upgraded HVDC+Constrained Operational Capacity | 21.092 | 24.9861 | 25.8335
2029 | SIWEM_PERC | Medium Demand Growth+Low Gas Supply+Increased Demand Response+Delayed Build+Upgraded HVDC+Constrained Operational Capacity | 12.4922 | 19.8385 | 22.1201
2030 | SIWEM_PERC | Medium Demand Growth+Low Gas Supply+Increased Demand Response+Delayed Build+Upgraded HVDC+Constrained Operational Capacity | 8.553 | 25.5571 | 44.9508
2031 | SIWEM_PERC | Medium Demand Growth+Low Gas Supply+Increased Demand Response+Delayed Build+Upgraded HVDC+Constrained Operational Capacity | 5.0748 | 22.5998 | 44.2582
2032 | SIWEM_PERC | Medium Demand Growth+Low Gas Supply+Increased Demand Response+Delayed Build+Upgraded HVDC+Constrained Operational Capacity | 3.3033 | 15.9476 | 51.2583
2033 | SIWEM_PERC | Medium Demand Growth+Low Gas Supply+Increased Demand Response+Delayed Build+Upgraded HVDC+Constrained Operational Capacity | 1.2613 | 13.6353 | 57.249
2034 | SIWEM_PERC | Medium Demand Growth+Low Gas Supply+Increased Demand Response+Delayed Build+Upgraded HVDC+Constrained Operational Capacity | -0.46956 | 11.6703 | 53.4124
2035 | SIWEM_PERC | Medium Demand Growth+Low Gas Supply+Increased Demand Response+Delayed Build+Upgraded HVDC+Constrained Operational Capacity | -1.9175 | 10.022 | 52.9288
2026 | NZWEM_PERC | Medium Demand Growth+Low Gas Supply+Increased Demand Response+Delayed Build+Upgraded HVDC+Constrained Operational Capacity+Low Wind & Solar | 13.8512 | 13.8512 | 13.8512
2027 | NZWEM_PERC | Medium Demand Growth+Low Gas Supply+Increased Demand Response+Delayed Build+Upgraded HVDC+Constrained Operational Capacity+Low Wind & Solar | 8.5137 | 8.6378 | 8.7851
2028 | NZWEM_PERC | Medium Demand Growth+Low Gas Supply+Increased Demand Response+Delayed Build+Upgraded HVDC+Constrained Operational Capacity+Low Wind & Solar | 7.0177 | 8.2614 | 8.5321
2029 | NZWEM_PERC | Medium Demand Growth+Low Gas Supply+Increased Demand Response+Delayed Build+Upgraded HVDC+Constrained Operational Capacity+Low Wind & Solar | 3.919 | 6.3108 | 7.0537
2030 | NZWEM_PERC | Medium Demand Growth+Low Gas Supply+Increased Demand Response+Delayed Build+Upgraded HVDC+Constrained Operational Capacity+Low Wind & Solar | 0.29728 | 7.7911 | 14.1255
2031 | NZWEM_PERC | Medium Demand Growth+Low Gas Supply+Increased Demand Response+Delayed Build+Upgraded HVDC+Constrained Operational Capacity+Low Wind & Solar | -3.2794 | 6.5166 | 13.5923
2032 | NZWEM_PERC | Medium Demand Growth+Low Gas Supply+Increased Demand Response+Delayed Build+Upgraded HVDC+Constrained Operational Capacity+Low Wind & Solar | -6.1337 | 3.9966 | 15.5934
2033 | NZWEM_PERC | Medium Demand Growth+Low Gas Supply+Increased Demand Response+Delayed Build+Upgraded HVDC+Constrained Operational Capacity+Low Wind & Solar | -8.7263 | 1.2314 | 17.3165
2034 | NZWEM_PERC | Medium Demand Growth+Low Gas Supply+Increased Demand Response+Delayed Build+Upgraded HVDC+Constrained Operational Capacity+Low Wind & Solar | -10.7555 | -0.72099 | 15.8285
2035 | NZWEM_PERC | Medium Demand Growth+Low Gas Supply+Increased Demand Response+Delayed Build+Upgraded HVDC+Constrained Operational Capacity+Low Wind & Solar | -12.2433 | -2.0082 | 15.557
2026 | NIWCM | Medium Demand Growth+Low Gas Supply+Increased Demand Response+Delayed Build+Upgraded HVDC+Constrained Operational Capacity+Low Wind & Solar | 267.5718 | 267.5718 | 267.5718
2027 | NIWCM | Medium Demand Growth+Low Gas Supply+Increased Demand Response+Delayed Build+Upgraded HVDC+Constrained Operational Capacity+Low Wind & Solar | 319.5849 | 319.5849 | 319.5849
2028 | NIWCM | Medium Demand Growth+Low Gas Supply+Increased Demand Response+Delayed Build+Upgraded HVDC+Constrained Operational Capacity+Low Wind & Solar | 420.4947 | 420.4947 | 420.4947
2029 | NIWCM | Medium Demand Growth+Low Gas Supply+Increased Demand Response+Delayed Build+Upgraded HVDC+Constrained Operational Capacity+Low Wind & Solar | 200.4765 | 282.5493 | 282.5493
2030 | NIWCM | Medium Demand Growth+Low Gas Supply+Increased Demand Response+Delayed Build+Upgraded HVDC+Constrained Operational Capacity+Low Wind & Solar | 77.7336 | 588.2799 | 703.8375
2031 | NIWCM | Medium Demand Growth+Low Gas Supply+Increased Demand Response+Delayed Build+Upgraded HVDC+Constrained Operational Capacity+Low Wind & Solar | -109.6093 | 541.1512 | 698.4428
2032 | NIWCM | Medium Demand Growth+Low Gas Supply+Increased Demand Response+Delayed Build+Upgraded HVDC+Constrained Operational Capacity+Low Wind & Solar | -299.4389 | 411.0711 | 623.5301
2033 | NIWCM | Medium Demand Growth+Low Gas Supply+Increased Demand Response+Delayed Build+Upgraded HVDC+Constrained Operational Capacity+Low Wind & Solar | -546.172 | 174.8898 | 446.203
2034 | NIWCM | Medium Demand Growth+Low Gas Supply+Increased Demand Response+Delayed Build+Upgraded HVDC+Constrained Operational Capacity+Low Wind & Solar | -754.6788 | -29.2235 | 263.9208
2035 | NIWCM | Medium Demand Growth+Low Gas Supply+Increased Demand Response+Delayed Build+Upgraded HVDC+Constrained Operational Capacity+Low Wind & Solar | -826.0049 | -73.0022 | 231.3495
2026 | SIWEM_PERC | Medium Demand Growth+Low Gas Supply+Increased Demand Response+Delayed Build+Upgraded HVDC+Constrained Operational Capacity+Low Wind & Solar | 37.389 | 37.389 | 37.389
2027 | SIWEM_PERC | Medium Demand Growth+Low Gas Supply+Increased Demand Response+Delayed Build+Upgraded HVDC+Constrained Operational Capacity+Low Wind & Solar | 22.039 | 22.389 | 22.8044
2028 | SIWEM_PERC | Medium Demand Growth+Low Gas Supply+Increased Demand Response+Delayed Build+Upgraded HVDC+Constrained Operational Capacity+Low Wind & Solar | 17.8471 | 21.3614 | 22.1262
2029 | SIWEM_PERC | Medium Demand Growth+Low Gas Supply+Increased Demand Response+Delayed Build+Upgraded HVDC+Constrained Operational Capacity+Low Wind & Solar | 10.3517 | 15.6485 | 17.7077
2030 | SIWEM_PERC | Medium Demand Growth+Low Gas Supply+Increased Demand Response+Delayed Build+Upgraded HVDC+Constrained Operational Capacity+Low Wind & Solar | 7.6541 | 19.7054 | 37.2076
2031 | SIWEM_PERC | Medium Demand Growth+Low Gas Supply+Increased Demand Response+Delayed Build+Upgraded HVDC+Constrained Operational Capacity+Low Wind & Solar | 4.2058 | 16.1816 | 35.7276
2032 | SIWEM_PERC | Medium Demand Growth+Low Gas Supply+Increased Demand Response+Delayed Build+Upgraded HVDC+Constrained Operational Capacity+Low Wind & Solar | 2.4503 | 13.8614 | 41.4158
2033 | SIWEM_PERC | Medium Demand Growth+Low Gas Supply+Increased Demand Response+Delayed Build+Upgraded HVDC+Constrained Operational Capacity+Low Wind & Solar | 0.42653 | 11.5937 | 46.3454
2034 | SIWEM_PERC | Medium Demand Growth+Low Gas Supply+Increased Demand Response+Delayed Build+Upgraded HVDC+Constrained Operational Capacity+Low Wind & Solar | -1.2885 | 9.6673 | 42.3641
2035 | SIWEM_PERC | Medium Demand Growth+Low Gas Supply+Increased Demand Response+Delayed Build+Upgraded HVDC+Constrained Operational Capacity+Low Wind & Solar | -2.723 | 8.052 | 41.8234
2026 | NZWEM_PERC | Medium Demand Growth+Low Gas Supply+Increased Demand Response+Reduced Rankine Availability | 15.2424 | 15.2993 | 15.2993
2027 | NZWEM_PERC | Medium Demand Growth+Low Gas Supply+Increased Demand Response+Reduced Rankine Availability | 8.6701 | 10.4578 | 10.7668
2028 | NZWEM_PERC | Medium Demand Growth+Low Gas Supply+Increased Demand Response+Reduced Rankine Availability | 4.4493 | 12.1935 | 16.4887
2029 | NZWEM_PERC | Medium Demand Growth+Low Gas Supply+Increased Demand Response+Reduced Rankine Availability | -1.1017 | 9.5343 | 17.9495
2030 | NZWEM_PERC | Medium Demand Growth+Low Gas Supply+Increased Demand Response+Reduced Rankine Availability | -5.4703 | 6.893 | 20.4537
2031 | NZWEM_PERC | Medium Demand Growth+Low Gas Supply+Increased Demand Response+Reduced Rankine Availability | -8.8561 | 3.1817 | 21.8487
2032 | NZWEM_PERC | Medium Demand Growth+Low Gas Supply+Increased Demand Response+Reduced Rankine Availability | -11.5834 | 0.53859 | 19.7185
2033 | NZWEM_PERC | Medium Demand Growth+Low Gas Supply+Increased Demand Response+Reduced Rankine Availability | -14.0403 | -2.2203 | 18.0904
2034 | NZWEM_PERC | Medium Demand Growth+Low Gas Supply+Increased Demand Response+Reduced Rankine Availability | -15.9461 | -4.0109 | 15.8282
2035 | NZWEM_PERC | Medium Demand Growth+Low Gas Supply+Increased Demand Response+Reduced Rankine Availability | -17.3177 | -5.5641 | 13.8309
2026 | NIWCM | Medium Demand Growth+Low Gas Supply+Increased Demand Response+Reduced Rankine Availability | 1066.7284 | 1067.5282 | 1067.5282
2027 | NIWCM | Medium Demand Growth+Low Gas Supply+Increased Demand Response+Reduced Rankine Availability | 1027.4828 | 1058.4253 | 1062.9618
2028 | NIWCM | Medium Demand Growth+Low Gas Supply+Increased Demand Response+Reduced Rankine Availability | 1046.2847 | 1654.1216 | 1692.4368
2029 | NIWCM | Medium Demand Growth+Low Gas Supply+Increased Demand Response+Reduced Rankine Availability | 818.8947 | 1697.4168 | 1970.6383
2030 | NIWCM | Medium Demand Growth+Low Gas Supply+Increased Demand Response+Reduced Rankine Availability | 574.5243 | 1573.835 | 2026.7317
2031 | NIWCM | Medium Demand Growth+Low Gas Supply+Increased Demand Response+Reduced Rankine Availability | 407.4662 | 1428.0112 | 2132.7836
2032 | NIWCM | Medium Demand Growth+Low Gas Supply+Increased Demand Response+Reduced Rankine Availability | 218.7709 | 1264.3056 | 2033.7917
2033 | NIWCM | Medium Demand Growth+Low Gas Supply+Increased Demand Response+Reduced Rankine Availability | -98.8369 | 951.0821 | 1823.0175
2034 | NIWCM | Medium Demand Growth+Low Gas Supply+Increased Demand Response+Reduced Rankine Availability | -306.2182 | 790.3037 | 1754.7458
2035 | NIWCM | Medium Demand Growth+Low Gas Supply+Increased Demand Response+Reduced Rankine Availability | -377.8218 | 732.2831 | 1703.1319
2026 | SIWEM_PERC | Medium Demand Growth+Low Gas Supply+Increased Demand Response+Reduced Rankine Availability | 41.3488 | 41.5109 | 41.5109
2027 | SIWEM_PERC | Medium Demand Growth+Low Gas Supply+Increased Demand Response+Reduced Rankine Availability | 22.48 | 27.5206 | 28.392
2028 | SIWEM_PERC | Medium Demand Growth+Low Gas Supply+Increased Demand Response+Reduced Rankine Availability | 20.598 | 33.4363 | 44.6085
2029 | SIWEM_PERC | Medium Demand Growth+Low Gas Supply+Increased Demand Response+Reduced Rankine Availability | 12.8462 | 24.839 | 47.9091
2030 | SIWEM_PERC | Medium Demand Growth+Low Gas Supply+Increased Demand Response+Reduced Rankine Availability | 8.553 | 21.8785 | 54.6927
2031 | SIWEM_PERC | Medium Demand Growth+Low Gas Supply+Increased Demand Response+Reduced Rankine Availability | 5.0748 | 17.9563 | 58.5351
2032 | SIWEM_PERC | Medium Demand Growth+Low Gas Supply+Increased Demand Response+Reduced Rankine Availability | 3.3033 | 15.9476 | 52.8619
2033 | SIWEM_PERC | Medium Demand Growth+Low Gas Supply+Increased Demand Response+Reduced Rankine Availability | 1.2613 | 13.6353 | 48.5007
2034 | SIWEM_PERC | Medium Demand Growth+Low Gas Supply+Increased Demand Response+Reduced Rankine Availability | -0.46956 | 11.6703 | 42.3632
2035 | SIWEM_PERC | Medium Demand Growth+Low Gas Supply+Increased Demand Response+Reduced Rankine Availability | -1.9175 | 10.022 | 36.9663
2026 | NZWEM_PERC | Medium Demand Growth+Low Gas Supply+Increased Demand Response+Reduced Rankine Availability+Low Wind & Solar | 14.047 | 14.0983 | 14.0983
2027 | NZWEM_PERC | Medium Demand Growth+Low Gas Supply+Increased Demand Response+Reduced Rankine Availability+Low Wind & Solar | 7.3591 | 8.9724 | 9.2513
2028 | NZWEM_PERC | Medium Demand Growth+Low Gas Supply+Increased Demand Response+Reduced Rankine Availability+Low Wind & Solar | 3.0675 | 10.0564 | 13.9327
2029 | NZWEM_PERC | Medium Demand Growth+Low Gas Supply+Increased Demand Response+Reduced Rankine Availability+Low Wind & Solar | -2.4591 | 7.1396 | 14.7339
2030 | NZWEM_PERC | Medium Demand Growth+Low Gas Supply+Increased Demand Response+Reduced Rankine Availability+Low Wind & Solar | -6.7783 | 4.4264 | 16.6996
2031 | NZWEM_PERC | Medium Demand Growth+Low Gas Supply+Increased Demand Response+Reduced Rankine Availability+Low Wind & Solar | -10.1207 | 0.79667 | 17.677
2032 | NZWEM_PERC | Medium Demand Growth+Low Gas Supply+Increased Demand Response+Reduced Rankine Availability+Low Wind & Solar | -12.8193 | -1.8271 | 15.5487
2033 | NZWEM_PERC | Medium Demand Growth+Low Gas Supply+Increased Demand Response+Reduced Rankine Availability+Low Wind & Solar | -15.2454 | -4.527 | 13.8675
2034 | NZWEM_PERC | Medium Demand Growth+Low Gas Supply+Increased Demand Response+Reduced Rankine Availability+Low Wind & Solar | -17.1232 | -6.2641 | 11.7034
2035 | NZWEM_PERC | Medium Demand Growth+Low Gas Supply+Increased Demand Response+Reduced Rankine Availability+Low Wind & Solar | -18.4684 | -7.7668 | 9.7984
2026 | NIWCM | Medium Demand Growth+Low Gas Supply+Increased Demand Response+Reduced Rankine Availability+Low Wind & Solar | 1066.7284 | 1067.5282 | 1067.5282
2027 | NIWCM | Medium Demand Growth+Low Gas Supply+Increased Demand Response+Reduced Rankine Availability+Low Wind & Solar | 1027.4828 | 1058.4253 | 1062.9618
2028 | NIWCM | Medium Demand Growth+Low Gas Supply+Increased Demand Response+Reduced Rankine Availability+Low Wind & Solar | 1046.2847 | 1654.1216 | 1692.4368
2029 | NIWCM | Medium Demand Growth+Low Gas Supply+Increased Demand Response+Reduced Rankine Availability+Low Wind & Solar | 818.8947 | 1697.4168 | 1970.6383
2030 | NIWCM | Medium Demand Growth+Low Gas Supply+Increased Demand Response+Reduced Rankine Availability+Low Wind & Solar | 574.5243 | 1573.835 | 2026.7317
2031 | NIWCM | Medium Demand Growth+Low Gas Supply+Increased Demand Response+Reduced Rankine Availability+Low Wind & Solar | 407.4662 | 1428.0112 | 2132.7836
2032 | NIWCM | Medium Demand Growth+Low Gas Supply+Increased Demand Response+Reduced Rankine Availability+Low Wind & Solar | 218.7709 | 1264.3056 | 2033.7917
2033 | NIWCM | Medium Demand Growth+Low Gas Supply+Increased Demand Response+Reduced Rankine Availability+Low Wind & Solar | -98.8369 | 951.0821 | 1823.0175
2034 | NIWCM | Medium Demand Growth+Low Gas Supply+Increased Demand Response+Reduced Rankine Availability+Low Wind & Solar | -306.2182 | 790.3037 | 1754.7458
2035 | NIWCM | Medium Demand Growth+Low Gas Supply+Increased Demand Response+Reduced Rankine Availability+Low Wind & Solar | -377.8218 | 732.2831 | 1703.1319
2026 | SIWEM_PERC | Medium Demand Growth+Low Gas Supply+Increased Demand Response+Reduced Rankine Availability+Low Wind & Solar | 37.9463 | 38.0925 | 38.0925
2027 | SIWEM_PERC | Medium Demand Growth+Low Gas Supply+Increased Demand Response+Reduced Rankine Availability+Low Wind & Solar | 21.0708 | 23.4011 | 24.1188
2028 | SIWEM_PERC | Medium Demand Growth+Low Gas Supply+Increased Demand Response+Reduced Rankine Availability+Low Wind & Solar | 19.5962 | 31.1823 | 37.6812
2029 | SIWEM_PERC | Medium Demand Growth+Low Gas Supply+Increased Demand Response+Reduced Rankine Availability+Low Wind & Solar | 11.9103 | 22.7334 | 38.9962
2030 | SIWEM_PERC | Medium Demand Growth+Low Gas Supply+Increased Demand Response+Reduced Rankine Availability+Low Wind & Solar | 7.6541 | 19.6798 | 44.3199
2031 | SIWEM_PERC | Medium Demand Growth+Low Gas Supply+Increased Demand Response+Reduced Rankine Availability+Low Wind & Solar | 4.2058 | 15.8309 | 47.0112
2032 | SIWEM_PERC | Medium Demand Growth+Low Gas Supply+Increased Demand Response+Reduced Rankine Availability+Low Wind & Solar | 2.4503 | 13.8614 | 41.2917
2033 | SIWEM_PERC | Medium Demand Growth+Low Gas Supply+Increased Demand Response+Reduced Rankine Availability+Low Wind & Solar | 0.42653 | 11.5937 | 36.7408
2034 | SIWEM_PERC | Medium Demand Growth+Low Gas Supply+Increased Demand Response+Reduced Rankine Availability+Low Wind & Solar | -1.2885 | 9.6673 | 30.8259
2035 | SIWEM_PERC | Medium Demand Growth+Low Gas Supply+Increased Demand Response+Reduced Rankine Availability+Low Wind & Solar | -2.723 | 8.052 | 27.5646
2026 | NZWEM_PERC | Medium Demand Growth+Low Gas Supply+Increased Demand Response+Reduced Rankine Availability+Constrained Operational Capacity | 15.2424 | 15.2993 | 15.2993
2027 | NZWEM_PERC | Medium Demand Growth+Low Gas Supply+Increased Demand Response+Reduced Rankine Availability+Constrained Operational Capacity | 8.6701 | 10.4578 | 10.7668
2028 | NZWEM_PERC | Medium Demand Growth+Low Gas Supply+Increased Demand Response+Reduced Rankine Availability+Constrained Operational Capacity | 4.4493 | 12.1935 | 16.4887
2029 | NZWEM_PERC | Medium Demand Growth+Low Gas Supply+Increased Demand Response+Reduced Rankine Availability+Constrained Operational Capacity | -1.1017 | 9.5343 | 17.9495
2030 | NZWEM_PERC | Medium Demand Growth+Low Gas Supply+Increased Demand Response+Reduced Rankine Availability+Constrained Operational Capacity | -5.4703 | 6.893 | 20.4537
2031 | NZWEM_PERC | Medium Demand Growth+Low Gas Supply+Increased Demand Response+Reduced Rankine Availability+Constrained Operational Capacity | -8.8561 | 3.1817 | 21.8487
2032 | NZWEM_PERC | Medium Demand Growth+Low Gas Supply+Increased Demand Response+Reduced Rankine Availability+Constrained Operational Capacity | -11.5834 | 0.53859 | 19.7185
2033 | NZWEM_PERC | Medium Demand Growth+Low Gas Supply+Increased Demand Response+Reduced Rankine Availability+Constrained Operational Capacity | -14.0403 | -2.2203 | 18.0904
2034 | NZWEM_PERC | Medium Demand Growth+Low Gas Supply+Increased Demand Response+Reduced Rankine Availability+Constrained Operational Capacity | -15.9461 | -4.0109 | 15.8282
2035 | NZWEM_PERC | Medium Demand Growth+Low Gas Supply+Increased Demand Response+Reduced Rankine Availability+Constrained Operational Capacity | -17.3177 | -5.5641 | 13.8309
2026 | NIWCM | Medium Demand Growth+Low Gas Supply+Increased Demand Response+Reduced Rankine Availability+Constrained Operational Capacity | 496.3733 | 496.3733 | 496.3733
2027 | NIWCM | Medium Demand Growth+Low Gas Supply+Increased Demand Response+Reduced Rankine Availability+Constrained Operational Capacity | 406.0987 | 410.0165 | 410.0165
2028 | NIWCM | Medium Demand Growth+Low Gas Supply+Increased Demand Response+Reduced Rankine Availability+Constrained Operational Capacity | 399.5312 | 887.016 | 894.4439
2029 | NIWCM | Medium Demand Growth+Low Gas Supply+Increased Demand Response+Reduced Rankine Availability+Constrained Operational Capacity | 149.992 | 797.3241 | 953.7439
2030 | NIWCM | Medium Demand Growth+Low Gas Supply+Increased Demand Response+Reduced Rankine Availability+Constrained Operational Capacity | -96.8899 | 636.0545 | 847.0421
2031 | NIWCM | Medium Demand Growth+Low Gas Supply+Increased Demand Response+Reduced Rankine Availability+Constrained Operational Capacity | -267.0708 | 478.058 | 746.8019
2032 | NIWCM | Medium Demand Growth+Low Gas Supply+Increased Demand Response+Reduced Rankine Availability+Constrained Operational Capacity | -456.9004 | 292.3988 | 584.0534
2033 | NIWCM | Medium Demand Growth+Low Gas Supply+Increased Demand Response+Reduced Rankine Availability+Constrained Operational Capacity | -776.572 | -25.051 | 277.7147
2034 | NIWCM | Medium Demand Growth+Low Gas Supply+Increased Demand Response+Reduced Rankine Availability+Constrained Operational Capacity | -985.0788 | -189.5343 | 190.839
2035 | NIWCM | Medium Demand Growth+Low Gas Supply+Increased Demand Response+Reduced Rankine Availability+Constrained Operational Capacity | -1056.4049 | -251.0702 | 130.5105
2026 | SIWEM_PERC | Medium Demand Growth+Low Gas Supply+Increased Demand Response+Reduced Rankine Availability+Constrained Operational Capacity | 41.3488 | 41.5109 | 41.5109
2027 | SIWEM_PERC | Medium Demand Growth+Low Gas Supply+Increased Demand Response+Reduced Rankine Availability+Constrained Operational Capacity | 22.48 | 27.5206 | 28.392
2028 | SIWEM_PERC | Medium Demand Growth+Low Gas Supply+Increased Demand Response+Reduced Rankine Availability+Constrained Operational Capacity | 20.598 | 33.4363 | 44.6085
2029 | SIWEM_PERC | Medium Demand Growth+Low Gas Supply+Increased Demand Response+Reduced Rankine Availability+Constrained Operational Capacity | 12.8462 | 24.839 | 47.9091
2030 | SIWEM_PERC | Medium Demand Growth+Low Gas Supply+Increased Demand Response+Reduced Rankine Availability+Constrained Operational Capacity | 8.553 | 21.8785 | 54.6927
2031 | SIWEM_PERC | Medium Demand Growth+Low Gas Supply+Increased Demand Response+Reduced Rankine Availability+Constrained Operational Capacity | 5.0748 | 17.9563 | 58.5351
2032 | SIWEM_PERC | Medium Demand Growth+Low Gas Supply+Increased Demand Response+Reduced Rankine Availability+Constrained Operational Capacity | 3.3033 | 15.9476 | 52.8619
2033 | SIWEM_PERC | Medium Demand Growth+Low Gas Supply+Increased Demand Response+Reduced Rankine Availability+Constrained Operational Capacity | 1.2613 | 13.6353 | 48.5007
2034 | SIWEM_PERC | Medium Demand Growth+Low Gas Supply+Increased Demand Response+Reduced Rankine Availability+Constrained Operational Capacity | -0.46956 | 11.6703 | 42.3632
2035 | SIWEM_PERC | Medium Demand Growth+Low Gas Supply+Increased Demand Response+Reduced Rankine Availability+Constrained Operational Capacity | -1.9175 | 10.022 | 36.9663
2026 | NZWEM_PERC | Medium Demand Growth+Low Gas Supply+Increased Demand Response+Reduced Rankine Availability+Constrained Operational Capacity+Low Wind & Solar | 14.047 | 14.0983 | 14.0983
2027 | NZWEM_PERC | Medium Demand Growth+Low Gas Supply+Increased Demand Response+Reduced Rankine Availability+Constrained Operational Capacity+Low Wind & Solar | 7.3591 | 8.9724 | 9.2513
2028 | NZWEM_PERC | Medium Demand Growth+Low Gas Supply+Increased Demand Response+Reduced Rankine Availability+Constrained Operational Capacity+Low Wind & Solar | 3.0675 | 10.0564 | 13.9327
2029 | NZWEM_PERC | Medium Demand Growth+Low Gas Supply+Increased Demand Response+Reduced Rankine Availability+Constrained Operational Capacity+Low Wind & Solar | -2.4591 | 7.1396 | 14.7339
2030 | NZWEM_PERC | Medium Demand Growth+Low Gas Supply+Increased Demand Response+Reduced Rankine Availability+Constrained Operational Capacity+Low Wind & Solar | -6.7783 | 4.4264 | 16.6996
2031 | NZWEM_PERC | Medium Demand Growth+Low Gas Supply+Increased Demand Response+Reduced Rankine Availability+Constrained Operational Capacity+Low Wind & Solar | -10.1207 | 0.79667 | 17.677
2032 | NZWEM_PERC | Medium Demand Growth+Low Gas Supply+Increased Demand Response+Reduced Rankine Availability+Constrained Operational Capacity+Low Wind & Solar | -12.8193 | -1.8271 | 15.5487
2033 | NZWEM_PERC | Medium Demand Growth+Low Gas Supply+Increased Demand Response+Reduced Rankine Availability+Constrained Operational Capacity+Low Wind & Solar | -15.2454 | -4.527 | 13.8675
2034 | NZWEM_PERC | Medium Demand Growth+Low Gas Supply+Increased Demand Response+Reduced Rankine Availability+Constrained Operational Capacity+Low Wind & Solar | -17.1232 | -6.2641 | 11.7034
2035 | NZWEM_PERC | Medium Demand Growth+Low Gas Supply+Increased Demand Response+Reduced Rankine Availability+Constrained Operational Capacity+Low Wind & Solar | -18.4684 | -7.7668 | 9.7984
2026 | NIWCM | Medium Demand Growth+Low Gas Supply+Increased Demand Response+Reduced Rankine Availability+Constrained Operational Capacity+Low Wind & Solar | 496.3733 | 496.3733 | 496.3733
2027 | NIWCM | Medium Demand Growth+Low Gas Supply+Increased Demand Response+Reduced Rankine Availability+Constrained Operational Capacity+Low Wind & Solar | 406.0987 | 410.0165 | 410.0165
2028 | NIWCM | Medium Demand Growth+Low Gas Supply+Increased Demand Response+Reduced Rankine Availability+Constrained Operational Capacity+Low Wind & Solar | 399.5312 | 887.016 | 894.4439
2029 | NIWCM | Medium Demand Growth+Low Gas Supply+Increased Demand Response+Reduced Rankine Availability+Constrained Operational Capacity+Low Wind & Solar | 149.992 | 797.3241 | 953.7439
2030 | NIWCM | Medium Demand Growth+Low Gas Supply+Increased Demand Response+Reduced Rankine Availability+Constrained Operational Capacity+Low Wind & Solar | -96.8899 | 636.0545 | 847.0421
2031 | NIWCM | Medium Demand Growth+Low Gas Supply+Increased Demand Response+Reduced Rankine Availability+Constrained Operational Capacity+Low Wind & Solar | -267.0708 | 478.058 | 746.8019
2032 | NIWCM | Medium Demand Growth+Low Gas Supply+Increased Demand Response+Reduced Rankine Availability+Constrained Operational Capacity+Low Wind & Solar | -456.9004 | 292.3988 | 584.0534
2033 | NIWCM | Medium Demand Growth+Low Gas Supply+Increased Demand Response+Reduced Rankine Availability+Constrained Operational Capacity+Low Wind & Solar | -776.572 | -25.051 | 277.7147
2034 | NIWCM | Medium Demand Growth+Low Gas Supply+Increased Demand Response+Reduced Rankine Availability+Constrained Operational Capacity+Low Wind & Solar | -985.0788 | -189.5343 | 190.839
2035 | NIWCM | Medium Demand Growth+Low Gas Supply+Increased Demand Response+Reduced Rankine Availability+Constrained Operational Capacity+Low Wind & Solar | -1056.4049 | -251.0702 | 130.5105
2026 | SIWEM_PERC | Medium Demand Growth+Low Gas Supply+Increased Demand Response+Reduced Rankine Availability+Constrained Operational Capacity+Low Wind & Solar | 37.9463 | 38.0925 | 38.0925
2027 | SIWEM_PERC | Medium Demand Growth+Low Gas Supply+Increased Demand Response+Reduced Rankine Availability+Constrained Operational Capacity+Low Wind & Solar | 21.0708 | 23.4011 | 24.1188
2028 | SIWEM_PERC | Medium Demand Growth+Low Gas Supply+Increased Demand Response+Reduced Rankine Availability+Constrained Operational Capacity+Low Wind & Solar | 19.5962 | 31.1823 | 37.6812
2029 | SIWEM_PERC | Medium Demand Growth+Low Gas Supply+Increased Demand Response+Reduced Rankine Availability+Constrained Operational Capacity+Low Wind & Solar | 11.9103 | 22.7334 | 38.9962
2030 | SIWEM_PERC | Medium Demand Growth+Low Gas Supply+Increased Demand Response+Reduced Rankine Availability+Constrained Operational Capacity+Low Wind & Solar | 7.6541 | 19.6798 | 44.3199
2031 | SIWEM_PERC | Medium Demand Growth+Low Gas Supply+Increased Demand Response+Reduced Rankine Availability+Constrained Operational Capacity+Low Wind & Solar | 4.2058 | 15.8309 | 47.0112
2032 | SIWEM_PERC | Medium Demand Growth+Low Gas Supply+Increased Demand Response+Reduced Rankine Availability+Constrained Operational Capacity+Low Wind & Solar | 2.4503 | 13.8614 | 41.2917
2033 | SIWEM_PERC | Medium Demand Growth+Low Gas Supply+Increased Demand Response+Reduced Rankine Availability+Constrained Operational Capacity+Low Wind & Solar | 0.42653 | 11.5937 | 36.7408
2034 | SIWEM_PERC | Medium Demand Growth+Low Gas Supply+Increased Demand Response+Reduced Rankine Availability+Constrained Operational Capacity+Low Wind & Solar | -1.2885 | 9.6673 | 30.8259
2035 | SIWEM_PERC | Medium Demand Growth+Low Gas Supply+Increased Demand Response+Reduced Rankine Availability+Constrained Operational Capacity+Low Wind & Solar | -2.723 | 8.052 | 27.5646
2026 | NZWEM_PERC | Medium Demand Growth+Low Gas Supply+Increased Demand Response+Reduced Rankine Availability+Upgraded HVDC | 15.2424 | 15.2993 | 15.2993
2027 | NZWEM_PERC | Medium Demand Growth+Low Gas Supply+Increased Demand Response+Reduced Rankine Availability+Upgraded HVDC | 8.6701 | 10.4578 | 10.7668
2028 | NZWEM_PERC | Medium Demand Growth+Low Gas Supply+Increased Demand Response+Reduced Rankine Availability+Upgraded HVDC | 4.4493 | 12.1935 | 16.4887
2029 | NZWEM_PERC | Medium Demand Growth+Low Gas Supply+Increased Demand Response+Reduced Rankine Availability+Upgraded HVDC | -1.1017 | 9.5343 | 17.9495
2030 | NZWEM_PERC | Medium Demand Growth+Low Gas Supply+Increased Demand Response+Reduced Rankine Availability+Upgraded HVDC | -5.4703 | 6.893 | 20.4537
2031 | NZWEM_PERC | Medium Demand Growth+Low Gas Supply+Increased Demand Response+Reduced Rankine Availability+Upgraded HVDC | -8.8561 | 3.1817 | 21.8487
2032 | NZWEM_PERC | Medium Demand Growth+Low Gas Supply+Increased Demand Response+Reduced Rankine Availability+Upgraded HVDC | -11.5834 | 0.53859 | 19.7185
2033 | NZWEM_PERC | Medium Demand Growth+Low Gas Supply+Increased Demand Response+Reduced Rankine Availability+Upgraded HVDC | -14.0403 | -2.2203 | 18.0904
2034 | NZWEM_PERC | Medium Demand Growth+Low Gas Supply+Increased Demand Response+Reduced Rankine Availability+Upgraded HVDC | -15.9461 | -4.0109 | 15.8282
2035 | NZWEM_PERC | Medium Demand Growth+Low Gas Supply+Increased Demand Response+Reduced Rankine Availability+Upgraded HVDC | -17.3177 | -5.5641 | 13.8309
2026 | NIWCM | Medium Demand Growth+Low Gas Supply+Increased Demand Response+Reduced Rankine Availability+Upgraded HVDC | 1066.7284 | 1067.5282 | 1067.5282
2027 | NIWCM | Medium Demand Growth+Low Gas Supply+Increased Demand Response+Reduced Rankine Availability+Upgraded HVDC | 1027.4828 | 1058.4253 | 1062.9618
2028 | NIWCM | Medium Demand Growth+Low Gas Supply+Increased Demand Response+Reduced Rankine Availability+Upgraded HVDC | 1046.2847 | 1654.1216 | 1692.4368
2029 | NIWCM | Medium Demand Growth+Low Gas Supply+Increased Demand Response+Reduced Rankine Availability+Upgraded HVDC | 818.8947 | 1697.4168 | 1970.6383
2030 | NIWCM | Medium Demand Growth+Low Gas Supply+Increased Demand Response+Reduced Rankine Availability+Upgraded HVDC | 574.5243 | 1573.835 | 2026.7317
2031 | NIWCM | Medium Demand Growth+Low Gas Supply+Increased Demand Response+Reduced Rankine Availability+Upgraded HVDC | 407.4662 | 1428.0183 | 2203.8183
2032 | NIWCM | Medium Demand Growth+Low Gas Supply+Increased Demand Response+Reduced Rankine Availability+Upgraded HVDC | 218.7709 | 1264.3043 | 2072.4789
2033 | NIWCM | Medium Demand Growth+Low Gas Supply+Increased Demand Response+Reduced Rankine Availability+Upgraded HVDC | -98.8369 | 951.0819 | 1831.0978
2034 | NIWCM | Medium Demand Growth+Low Gas Supply+Increased Demand Response+Reduced Rankine Availability+Upgraded HVDC | -306.2182 | 790.3038 | 1754.2477
2035 | NIWCM | Medium Demand Growth+Low Gas Supply+Increased Demand Response+Reduced Rankine Availability+Upgraded HVDC | -377.8218 | 732.2831 | 1703.3105
2026 | SIWEM_PERC | Medium Demand Growth+Low Gas Supply+Increased Demand Response+Reduced Rankine Availability+Upgraded HVDC | 41.3488 | 41.5109 | 41.5109
2027 | SIWEM_PERC | Medium Demand Growth+Low Gas Supply+Increased Demand Response+Reduced Rankine Availability+Upgraded HVDC | 22.48 | 27.5206 | 28.392
2028 | SIWEM_PERC | Medium Demand Growth+Low Gas Supply+Increased Demand Response+Reduced Rankine Availability+Upgraded HVDC | 20.598 | 33.4363 | 44.6085
2029 | SIWEM_PERC | Medium Demand Growth+Low Gas Supply+Increased Demand Response+Reduced Rankine Availability+Upgraded HVDC | 12.8462 | 24.839 | 47.9091
2030 | SIWEM_PERC | Medium Demand Growth+Low Gas Supply+Increased Demand Response+Reduced Rankine Availability+Upgraded HVDC | 8.553 | 21.8785 | 54.6927
2031 | SIWEM_PERC | Medium Demand Growth+Low Gas Supply+Increased Demand Response+Reduced Rankine Availability+Upgraded HVDC | 5.0748 | 17.9563 | 58.5351
2032 | SIWEM_PERC | Medium Demand Growth+Low Gas Supply+Increased Demand Response+Reduced Rankine Availability+Upgraded HVDC | 3.3033 | 15.9476 | 52.8619
2033 | SIWEM_PERC | Medium Demand Growth+Low Gas Supply+Increased Demand Response+Reduced Rankine Availability+Upgraded HVDC | 1.2613 | 13.6353 | 48.5007
2034 | SIWEM_PERC | Medium Demand Growth+Low Gas Supply+Increased Demand Response+Reduced Rankine Availability+Upgraded HVDC | -0.46956 | 11.6703 | 42.3632
2035 | SIWEM_PERC | Medium Demand Growth+Low Gas Supply+Increased Demand Response+Reduced Rankine Availability+Upgraded HVDC | -1.9175 | 10.022 | 36.9663
2026 | NZWEM_PERC | Medium Demand Growth+Low Gas Supply+Increased Demand Response+Reduced Rankine Availability+Upgraded HVDC+Low Wind & Solar | 14.047 | 14.0983 | 14.0983
2027 | NZWEM_PERC | Medium Demand Growth+Low Gas Supply+Increased Demand Response+Reduced Rankine Availability+Upgraded HVDC+Low Wind & Solar | 7.3591 | 8.9724 | 9.2513
2028 | NZWEM_PERC | Medium Demand Growth+Low Gas Supply+Increased Demand Response+Reduced Rankine Availability+Upgraded HVDC+Low Wind & Solar | 3.0675 | 10.0564 | 13.9327
2029 | NZWEM_PERC | Medium Demand Growth+Low Gas Supply+Increased Demand Response+Reduced Rankine Availability+Upgraded HVDC+Low Wind & Solar | -2.4591 | 7.1396 | 14.7339
2030 | NZWEM_PERC | Medium Demand Growth+Low Gas Supply+Increased Demand Response+Reduced Rankine Availability+Upgraded HVDC+Low Wind & Solar | -6.7783 | 4.4264 | 16.6996
2031 | NZWEM_PERC | Medium Demand Growth+Low Gas Supply+Increased Demand Response+Reduced Rankine Availability+Upgraded HVDC+Low Wind & Solar | -10.1207 | 0.79667 | 17.677
2032 | NZWEM_PERC | Medium Demand Growth+Low Gas Supply+Increased Demand Response+Reduced Rankine Availability+Upgraded HVDC+Low Wind & Solar | -12.8193 | -1.8271 | 15.5487
2033 | NZWEM_PERC | Medium Demand Growth+Low Gas Supply+Increased Demand Response+Reduced Rankine Availability+Upgraded HVDC+Low Wind & Solar | -15.2454 | -4.527 | 13.8675
2034 | NZWEM_PERC | Medium Demand Growth+Low Gas Supply+Increased Demand Response+Reduced Rankine Availability+Upgraded HVDC+Low Wind & Solar | -17.1232 | -6.2641 | 11.7034
2035 | NZWEM_PERC | Medium Demand Growth+Low Gas Supply+Increased Demand Response+Reduced Rankine Availability+Upgraded HVDC+Low Wind & Solar | -18.4684 | -7.7668 | 9.7984
2026 | NIWCM | Medium Demand Growth+Low Gas Supply+Increased Demand Response+Reduced Rankine Availability+Upgraded HVDC+Low Wind & Solar | 1066.7284 | 1067.5282 | 1067.5282
2027 | NIWCM | Medium Demand Growth+Low Gas Supply+Increased Demand Response+Reduced Rankine Availability+Upgraded HVDC+Low Wind & Solar | 1027.4828 | 1058.4253 | 1062.9618
2028 | NIWCM | Medium Demand Growth+Low Gas Supply+Increased Demand Response+Reduced Rankine Availability+Upgraded HVDC+Low Wind & Solar | 1046.2847 | 1654.1216 | 1692.4368
2029 | NIWCM | Medium Demand Growth+Low Gas Supply+Increased Demand Response+Reduced Rankine Availability+Upgraded HVDC+Low Wind & Solar | 818.8947 | 1697.4168 | 1970.6383
2030 | NIWCM | Medium Demand Growth+Low Gas Supply+Increased Demand Response+Reduced Rankine Availability+Upgraded HVDC+Low Wind & Solar | 574.5243 | 1573.835 | 2026.7317
2031 | NIWCM | Medium Demand Growth+Low Gas Supply+Increased Demand Response+Reduced Rankine Availability+Upgraded HVDC+Low Wind & Solar | 407.4662 | 1428.0183 | 2203.8183
2032 | NIWCM | Medium Demand Growth+Low Gas Supply+Increased Demand Response+Reduced Rankine Availability+Upgraded HVDC+Low Wind & Solar | 218.7709 | 1264.3043 | 2072.4789
2033 | NIWCM | Medium Demand Growth+Low Gas Supply+Increased Demand Response+Reduced Rankine Availability+Upgraded HVDC+Low Wind & Solar | -98.8369 | 951.0819 | 1831.0978
2034 | NIWCM | Medium Demand Growth+Low Gas Supply+Increased Demand Response+Reduced Rankine Availability+Upgraded HVDC+Low Wind & Solar | -306.2182 | 790.3038 | 1754.2477
2035 | NIWCM | Medium Demand Growth+Low Gas Supply+Increased Demand Response+Reduced Rankine Availability+Upgraded HVDC+Low Wind & Solar | -377.8218 | 732.2831 | 1703.3105
2026 | SIWEM_PERC | Medium Demand Growth+Low Gas Supply+Increased Demand Response+Reduced Rankine Availability+Upgraded HVDC+Low Wind & Solar | 37.9463 | 38.0925 | 38.0925
2027 | SIWEM_PERC | Medium Demand Growth+Low Gas Supply+Increased Demand Response+Reduced Rankine Availability+Upgraded HVDC+Low Wind & Solar | 21.0708 | 23.4011 | 24.1188
2028 | SIWEM_PERC | Medium Demand Growth+Low Gas Supply+Increased Demand Response+Reduced Rankine Availability+Upgraded HVDC+Low Wind & Solar | 19.5962 | 31.1823 | 37.6812
2029 | SIWEM_PERC | Medium Demand Growth+Low Gas Supply+Increased Demand Response+Reduced Rankine Availability+Upgraded HVDC+Low Wind & Solar | 11.9103 | 22.7334 | 38.9962
2030 | SIWEM_PERC | Medium Demand Growth+Low Gas Supply+Increased Demand Response+Reduced Rankine Availability+Upgraded HVDC+Low Wind & Solar | 7.6541 | 19.6798 | 44.3199
2031 | SIWEM_PERC | Medium Demand Growth+Low Gas Supply+Increased Demand Response+Reduced Rankine Availability+Upgraded HVDC+Low Wind & Solar | 4.2058 | 15.8309 | 47.0112
2032 | SIWEM_PERC | Medium Demand Growth+Low Gas Supply+Increased Demand Response+Reduced Rankine Availability+Upgraded HVDC+Low Wind & Solar | 2.4503 | 13.8614 | 41.2917
2033 | SIWEM_PERC | Medium Demand Growth+Low Gas Supply+Increased Demand Response+Reduced Rankine Availability+Upgraded HVDC+Low Wind & Solar | 0.42653 | 11.5937 | 36.7408
2034 | SIWEM_PERC | Medium Demand Growth+Low Gas Supply+Increased Demand Response+Reduced Rankine Availability+Upgraded HVDC+Low Wind & Solar | -1.2885 | 9.6673 | 30.8259
2035 | SIWEM_PERC | Medium Demand Growth+Low Gas Supply+Increased Demand Response+Reduced Rankine Availability+Upgraded HVDC+Low Wind & Solar | -2.723 | 8.052 | 27.5646
2026 | NZWEM_PERC | Medium Demand Growth+Low Gas Supply+Increased Demand Response+Reduced Rankine Availability+Upgraded HVDC+Constrained Operational Capacity | 15.2424 | 15.2993 | 15.2993
2027 | NZWEM_PERC | Medium Demand Growth+Low Gas Supply+Increased Demand Response+Reduced Rankine Availability+Upgraded HVDC+Constrained Operational Capacity | 8.6701 | 10.4578 | 10.7668
2028 | NZWEM_PERC | Medium Demand Growth+Low Gas Supply+Increased Demand Response+Reduced Rankine Availability+Upgraded HVDC+Constrained Operational Capacity | 4.4493 | 12.1935 | 16.4887
2029 | NZWEM_PERC | Medium Demand Growth+Low Gas Supply+Increased Demand Response+Reduced Rankine Availability+Upgraded HVDC+Constrained Operational Capacity | -1.1017 | 9.5343 | 17.9495
2030 | NZWEM_PERC | Medium Demand Growth+Low Gas Supply+Increased Demand Response+Reduced Rankine Availability+Upgraded HVDC+Constrained Operational Capacity | -5.4703 | 6.893 | 20.4537
2031 | NZWEM_PERC | Medium Demand Growth+Low Gas Supply+Increased Demand Response+Reduced Rankine Availability+Upgraded HVDC+Constrained Operational Capacity | -8.8561 | 3.1817 | 21.8487
2032 | NZWEM_PERC | Medium Demand Growth+Low Gas Supply+Increased Demand Response+Reduced Rankine Availability+Upgraded HVDC+Constrained Operational Capacity | -11.5834 | 0.53859 | 19.7185
2033 | NZWEM_PERC | Medium Demand Growth+Low Gas Supply+Increased Demand Response+Reduced Rankine Availability+Upgraded HVDC+Constrained Operational Capacity | -14.0403 | -2.2203 | 18.0904
2034 | NZWEM_PERC | Medium Demand Growth+Low Gas Supply+Increased Demand Response+Reduced Rankine Availability+Upgraded HVDC+Constrained Operational Capacity | -15.9461 | -4.0109 | 15.8282
2035 | NZWEM_PERC | Medium Demand Growth+Low Gas Supply+Increased Demand Response+Reduced Rankine Availability+Upgraded HVDC+Constrained Operational Capacity | -17.3177 | -5.5641 | 13.8309
2026 | NIWCM | Medium Demand Growth+Low Gas Supply+Increased Demand Response+Reduced Rankine Availability+Upgraded HVDC+Constrained Operational Capacity | 496.3733 | 496.3733 | 496.3733
2027 | NIWCM | Medium Demand Growth+Low Gas Supply+Increased Demand Response+Reduced Rankine Availability+Upgraded HVDC+Constrained Operational Capacity | 406.0987 | 410.0165 | 410.0165
2028 | NIWCM | Medium Demand Growth+Low Gas Supply+Increased Demand Response+Reduced Rankine Availability+Upgraded HVDC+Constrained Operational Capacity | 399.5312 | 887.016 | 894.4439
2029 | NIWCM | Medium Demand Growth+Low Gas Supply+Increased Demand Response+Reduced Rankine Availability+Upgraded HVDC+Constrained Operational Capacity | 149.992 | 797.3241 | 953.7439
2030 | NIWCM | Medium Demand Growth+Low Gas Supply+Increased Demand Response+Reduced Rankine Availability+Upgraded HVDC+Constrained Operational Capacity | -96.8899 | 636.0545 | 847.0421
2031 | NIWCM | Medium Demand Growth+Low Gas Supply+Increased Demand Response+Reduced Rankine Availability+Upgraded HVDC+Constrained Operational Capacity | -267.0708 | 478.058 | 746.802
2032 | NIWCM | Medium Demand Growth+Low Gas Supply+Increased Demand Response+Reduced Rankine Availability+Upgraded HVDC+Constrained Operational Capacity | -456.9004 | 292.3988 | 584.0534
2033 | NIWCM | Medium Demand Growth+Low Gas Supply+Increased Demand Response+Reduced Rankine Availability+Upgraded HVDC+Constrained Operational Capacity | -776.572 | -25.051 | 277.7147
2034 | NIWCM | Medium Demand Growth+Low Gas Supply+Increased Demand Response+Reduced Rankine Availability+Upgraded HVDC+Constrained Operational Capacity | -985.0788 | -189.5343 | 190.839
2035 | NIWCM | Medium Demand Growth+Low Gas Supply+Increased Demand Response+Reduced Rankine Availability+Upgraded HVDC+Constrained Operational Capacity | -1056.4049 | -251.0702 | 130.5105
2026 | SIWEM_PERC | Medium Demand Growth+Low Gas Supply+Increased Demand Response+Reduced Rankine Availability+Upgraded HVDC+Constrained Operational Capacity | 41.3488 | 41.5109 | 41.5109
2027 | SIWEM_PERC | Medium Demand Growth+Low Gas Supply+Increased Demand Response+Reduced Rankine Availability+Upgraded HVDC+Constrained Operational Capacity | 22.48 | 27.5206 | 28.392
2028 | SIWEM_PERC | Medium Demand Growth+Low Gas Supply+Increased Demand Response+Reduced Rankine Availability+Upgraded HVDC+Constrained Operational Capacity | 20.598 | 33.4363 | 44.6085
2029 | SIWEM_PERC | Medium Demand Growth+Low Gas Supply+Increased Demand Response+Reduced Rankine Availability+Upgraded HVDC+Constrained Operational Capacity | 12.8462 | 24.839 | 47.9091
2030 | SIWEM_PERC | Medium Demand Growth+Low Gas Supply+Increased Demand Response+Reduced Rankine Availability+Upgraded HVDC+Constrained Operational Capacity | 8.553 | 21.8785 | 54.6927
2031 | SIWEM_PERC | Medium Demand Growth+Low Gas Supply+Increased Demand Response+Reduced Rankine Availability+Upgraded HVDC+Constrained Operational Capacity | 5.0748 | 17.9563 | 58.5351
2032 | SIWEM_PERC | Medium Demand Growth+Low Gas Supply+Increased Demand Response+Reduced Rankine Availability+Upgraded HVDC+Constrained Operational Capacity | 3.3033 | 15.9476 | 52.8619
2033 | SIWEM_PERC | Medium Demand Growth+Low Gas Supply+Increased Demand Response+Reduced Rankine Availability+Upgraded HVDC+Constrained Operational Capacity | 1.2613 | 13.6353 | 48.5007
2034 | SIWEM_PERC | Medium Demand Growth+Low Gas Supply+Increased Demand Response+Reduced Rankine Availability+Upgraded HVDC+Constrained Operational Capacity | -0.46956 | 11.6703 | 42.3632
2035 | SIWEM_PERC | Medium Demand Growth+Low Gas Supply+Increased Demand Response+Reduced Rankine Availability+Upgraded HVDC+Constrained Operational Capacity | -1.9175 | 10.022 | 36.9663
2026 | NZWEM_PERC | Medium Demand Growth+Low Gas Supply+Increased Demand Response+Reduced Rankine Availability+Upgraded HVDC+Constrained Operational Capacity+Low Wind & Solar | 14.047 | 14.0983 | 14.0983
2027 | NZWEM_PERC | Medium Demand Growth+Low Gas Supply+Increased Demand Response+Reduced Rankine Availability+Upgraded HVDC+Constrained Operational Capacity+Low Wind & Solar | 7.3591 | 8.9724 | 9.2513
2028 | NZWEM_PERC | Medium Demand Growth+Low Gas Supply+Increased Demand Response+Reduced Rankine Availability+Upgraded HVDC+Constrained Operational Capacity+Low Wind & Solar | 3.0675 | 10.0564 | 13.9327
2029 | NZWEM_PERC | Medium Demand Growth+Low Gas Supply+Increased Demand Response+Reduced Rankine Availability+Upgraded HVDC+Constrained Operational Capacity+Low Wind & Solar | -2.4591 | 7.1396 | 14.7339
2030 | NZWEM_PERC | Medium Demand Growth+Low Gas Supply+Increased Demand Response+Reduced Rankine Availability+Upgraded HVDC+Constrained Operational Capacity+Low Wind & Solar | -6.7783 | 4.4264 | 16.6996
2031 | NZWEM_PERC | Medium Demand Growth+Low Gas Supply+Increased Demand Response+Reduced Rankine Availability+Upgraded HVDC+Constrained Operational Capacity+Low Wind & Solar | -10.1207 | 0.79667 | 17.677
2032 | NZWEM_PERC | Medium Demand Growth+Low Gas Supply+Increased Demand Response+Reduced Rankine Availability+Upgraded HVDC+Constrained Operational Capacity+Low Wind & Solar | -12.8193 | -1.8271 | 15.5487
2033 | NZWEM_PERC | Medium Demand Growth+Low Gas Supply+Increased Demand Response+Reduced Rankine Availability+Upgraded HVDC+Constrained Operational Capacity+Low Wind & Solar | -15.2454 | -4.527 | 13.8675
2034 | NZWEM_PERC | Medium Demand Growth+Low Gas Supply+Increased Demand Response+Reduced Rankine Availability+Upgraded HVDC+Constrained Operational Capacity+Low Wind & Solar | -17.1232 | -6.2641 | 11.7034
2035 | NZWEM_PERC | Medium Demand Growth+Low Gas Supply+Increased Demand Response+Reduced Rankine Availability+Upgraded HVDC+Constrained Operational Capacity+Low Wind & Solar | -18.4684 | -7.7668 | 9.7984
2026 | NIWCM | Medium Demand Growth+Low Gas Supply+Increased Demand Response+Reduced Rankine Availability+Upgraded HVDC+Constrained Operational Capacity+Low Wind & Solar | 496.3733 | 496.3733 | 496.3733
2027 | NIWCM | Medium Demand Growth+Low Gas Supply+Increased Demand Response+Reduced Rankine Availability+Upgraded HVDC+Constrained Operational Capacity+Low Wind & Solar | 406.0987 | 410.0165 | 410.0165
2028 | NIWCM | Medium Demand Growth+Low Gas Supply+Increased Demand Response+Reduced Rankine Availability+Upgraded HVDC+Constrained Operational Capacity+Low Wind & Solar | 399.5312 | 887.016 | 894.4439
2029 | NIWCM | Medium Demand Growth+Low Gas Supply+Increased Demand Response+Reduced Rankine Availability+Upgraded HVDC+Constrained Operational Capacity+Low Wind & Solar | 149.992 | 797.3241 | 953.7439
2030 | NIWCM | Medium Demand Growth+Low Gas Supply+Increased Demand Response+Reduced Rankine Availability+Upgraded HVDC+Constrained Operational Capacity+Low Wind & Solar | -96.8899 | 636.0545 | 847.0421
2031 | NIWCM | Medium Demand Growth+Low Gas Supply+Increased Demand Response+Reduced Rankine Availability+Upgraded HVDC+Constrained Operational Capacity+Low Wind & Solar | -267.0708 | 478.058 | 746.802
2032 | NIWCM | Medium Demand Growth+Low Gas Supply+Increased Demand Response+Reduced Rankine Availability+Upgraded HVDC+Constrained Operational Capacity+Low Wind & Solar | -456.9004 | 292.3988 | 584.0534
2033 | NIWCM | Medium Demand Growth+Low Gas Supply+Increased Demand Response+Reduced Rankine Availability+Upgraded HVDC+Constrained Operational Capacity+Low Wind & Solar | -776.572 | -25.051 | 277.7147
2034 | NIWCM | Medium Demand Growth+Low Gas Supply+Increased Demand Response+Reduced Rankine Availability+Upgraded HVDC+Constrained Operational Capacity+Low Wind & Solar | -985.0788 | -189.5343 | 190.839
2035 | NIWCM | Medium Demand Growth+Low Gas Supply+Increased Demand Response+Reduced Rankine Availability+Upgraded HVDC+Constrained Operational Capacity+Low Wind & Solar | -1056.4049 | -251.0702 | 130.5105
2026 | SIWEM_PERC | Medium Demand Growth+Low Gas Supply+Increased Demand Response+Reduced Rankine Availability+Upgraded HVDC+Constrained Operational Capacity+Low Wind & Solar | 37.9463 | 38.0925 | 38.0925
2027 | SIWEM_PERC | Medium Demand Growth+Low Gas Supply+Increased Demand Response+Reduced Rankine Availability+Upgraded HVDC+Constrained Operational Capacity+Low Wind & Solar | 21.0708 | 23.4011 | 24.1188
2028 | SIWEM_PERC | Medium Demand Growth+Low Gas Supply+Increased Demand Response+Reduced Rankine Availability+Upgraded HVDC+Constrained Operational Capacity+Low Wind & Solar | 19.5962 | 31.1823 | 37.6812
2029 | SIWEM_PERC | Medium Demand Growth+Low Gas Supply+Increased Demand Response+Reduced Rankine Availability+Upgraded HVDC+Constrained Operational Capacity+Low Wind & Solar | 11.9103 | 22.7334 | 38.9962
2030 | SIWEM_PERC | Medium Demand Growth+Low Gas Supply+Increased Demand Response+Reduced Rankine Availability+Upgraded HVDC+Constrained Operational Capacity+Low Wind & Solar | 7.6541 | 19.6798 | 44.3199
2031 | SIWEM_PERC | Medium Demand Growth+Low Gas Supply+Increased Demand Response+Reduced Rankine Availability+Upgraded HVDC+Constrained Operational Capacity+Low Wind & Solar | 4.2058 | 15.8309 | 47.0112
2032 | SIWEM_PERC | Medium Demand Growth+Low Gas Supply+Increased Demand Response+Reduced Rankine Availability+Upgraded HVDC+Constrained Operational Capacity+Low Wind & Solar | 2.4503 | 13.8614 | 41.2917
2033 | SIWEM_PERC | Medium Demand Growth+Low Gas Supply+Increased Demand Response+Reduced Rankine Availability+Upgraded HVDC+Constrained Operational Capacity+Low Wind & Solar | 0.42653 | 11.5937 | 36.7408
2034 | SIWEM_PERC | Medium Demand Growth+Low Gas Supply+Increased Demand Response+Reduced Rankine Availability+Upgraded HVDC+Constrained Operational Capacity+Low Wind & Solar | -1.2885 | 9.6673 | 30.8259
2035 | SIWEM_PERC | Medium Demand Growth+Low Gas Supply+Increased Demand Response+Reduced Rankine Availability+Upgraded HVDC+Constrained Operational Capacity+Low Wind & Solar | -2.723 | 8.052 | 27.5646
2026 | NZWEM_PERC | Medium Demand Growth+Low Gas Supply+Increased Demand Response+Reduced Rankine Availability+Delayed Build | 10.6228 | 10.6228 | 10.6228
2027 | NZWEM_PERC | Medium Demand Growth+Low Gas Supply+Increased Demand Response+Reduced Rankine Availability+Delayed Build | 1.4986 | 1.6361 | 1.7993
2028 | NZWEM_PERC | Medium Demand Growth+Low Gas Supply+Increased Demand Response+Reduced Rankine Availability+Delayed Build | 0.45509 | 1.8332 | 2.1332
2029 | NZWEM_PERC | Medium Demand Growth+Low Gas Supply+Increased Demand Response+Reduced Rankine Availability+Delayed Build | -2.1707 | 0.47958 | 1.3027
2030 | NZWEM_PERC | Medium Demand Growth+Low Gas Supply+Increased Demand Response+Reduced Rankine Availability+Delayed Build | -5.4703 | 2.8334 | 9.8524
2031 | NZWEM_PERC | Medium Demand Growth+Low Gas Supply+Increased Demand Response+Reduced Rankine Availability+Delayed Build | -8.8561 | 1.9987 | 9.8391
2032 | NZWEM_PERC | Medium Demand Growth+Low Gas Supply+Increased Demand Response+Reduced Rankine Availability+Delayed Build | -11.5834 | -0.35821 | 12.455
2033 | NZWEM_PERC | Medium Demand Growth+Low Gas Supply+Increased Demand Response+Reduced Rankine Availability+Delayed Build | -14.0403 | -3.015 | 14.7726
2034 | NZWEM_PERC | Medium Demand Growth+Low Gas Supply+Increased Demand Response+Reduced Rankine Availability+Delayed Build | -15.9461 | -4.8355 | 13.4325
2035 | NZWEM_PERC | Medium Demand Growth+Low Gas Supply+Increased Demand Response+Reduced Rankine Availability+Delayed Build | -17.3177 | -6.0306 | 13.3644
2026 | NIWCM | Medium Demand Growth+Low Gas Supply+Increased Demand Response+Reduced Rankine Availability+Delayed Build | 796.8961 | 796.8961 | 796.8961
2027 | NIWCM | Medium Demand Growth+Low Gas Supply+Increased Demand Response+Reduced Rankine Availability+Delayed Build | 628.9691 | 630.9799 | 633.4524
2028 | NIWCM | Medium Demand Growth+Low Gas Supply+Increased Demand Response+Reduced Rankine Availability+Delayed Build | 792.1709 | 812.114 | 816.6505
2029 | NIWCM | Medium Demand Growth+Low Gas Supply+Increased Demand Response+Reduced Rankine Availability+Delayed Build | 611.7767 | 738.2908 | 751.8831
2030 | NIWCM | Medium Demand Growth+Low Gas Supply+Increased Demand Response+Reduced Rankine Availability+Delayed Build | 518.7478 | 1226.4637 | 1493.7237
2031 | NIWCM | Medium Demand Growth+Low Gas Supply+Increased Demand Response+Reduced Rankine Availability+Delayed Build | 334.5277 | 1257.8476 | 1591.1687
2032 | NIWCM | Medium Demand Growth+Low Gas Supply+Increased Demand Response+Reduced Rankine Availability+Delayed Build | 145.8324 | 1137.9979 | 1674.5811
2033 | NIWCM | Medium Demand Growth+Low Gas Supply+Increased Demand Response+Reduced Rankine Availability+Delayed Build | -98.8369 | 906.0429 | 1678.5758
2034 | NIWCM | Medium Demand Growth+Low Gas Supply+Increased Demand Response+Reduced Rankine Availability+Delayed Build | -306.2182 | 720.2145 | 1540.2276
2035 | NIWCM | Medium Demand Growth+Low Gas Supply+Increased Demand Response+Reduced Rankine Availability+Delayed Build | -377.8218 | 679.9511 | 1573.5709
2026 | SIWEM_PERC | Medium Demand Growth+Low Gas Supply+Increased Demand Response+Reduced Rankine Availability+Delayed Build | 28.2002 | 28.2002 | 28.2002
2027 | SIWEM_PERC | Medium Demand Growth+Low Gas Supply+Increased Demand Response+Reduced Rankine Availability+Delayed Build | 18.2316 | 18.3024 | 18.3024
2028 | SIWEM_PERC | Medium Demand Growth+Low Gas Supply+Increased Demand Response+Reduced Rankine Availability+Delayed Build | 18.3211 | 20.2523 | 20.2523
2029 | SIWEM_PERC | Medium Demand Growth+Low Gas Supply+Increased Demand Response+Reduced Rankine Availability+Delayed Build | 11.1191 | 15.8115 | 15.8115
2030 | SIWEM_PERC | Medium Demand Growth+Low Gas Supply+Increased Demand Response+Reduced Rankine Availability+Delayed Build | 8.553 | 20.0726 | 32.3348
2031 | SIWEM_PERC | Medium Demand Growth+Low Gas Supply+Increased Demand Response+Reduced Rankine Availability+Delayed Build | 5.0748 | 16.2105 | 29.861
2032 | SIWEM_PERC | Medium Demand Growth+Low Gas Supply+Increased Demand Response+Reduced Rankine Availability+Delayed Build | 3.3033 | 15.9476 | 34.3174
2033 | SIWEM_PERC | Medium Demand Growth+Low Gas Supply+Increased Demand Response+Reduced Rankine Availability+Delayed Build | 1.2613 | 13.6353 | 39.2612
2034 | SIWEM_PERC | Medium Demand Growth+Low Gas Supply+Increased Demand Response+Reduced Rankine Availability+Delayed Build | -0.46956 | 11.6703 | 35.6622
2035 | SIWEM_PERC | Medium Demand Growth+Low Gas Supply+Increased Demand Response+Reduced Rankine Availability+Delayed Build | -1.9175 | 10.022 | 35.6536
2026 | NZWEM_PERC | Medium Demand Growth+Low Gas Supply+Increased Demand Response+Reduced Rankine Availability+Delayed Build+Low Wind & Solar | 9.7133 | 9.7133 | 9.7133
2027 | NZWEM_PERC | Medium Demand Growth+Low Gas Supply+Increased Demand Response+Reduced Rankine Availability+Delayed Build+Low Wind & Solar | 0.56806 | 0.6922 | 0.83951
2028 | NZWEM_PERC | Medium Demand Growth+Low Gas Supply+Increased Demand Response+Reduced Rankine Availability+Delayed Build+Low Wind & Solar | -0.69329 | 0.55044 | 0.82111
2029 | NZWEM_PERC | Medium Demand Growth+Low Gas Supply+Increased Demand Response+Reduced Rankine Availability+Delayed Build+Low Wind & Solar | -3.4238 | -1.032 | -0.28915
2030 | NZWEM_PERC | Medium Demand Growth+Low Gas Supply+Increased Demand Response+Reduced Rankine Availability+Delayed Build+Low Wind & Solar | -6.7783 | 0.71549 | 7.0499
2031 | NZWEM_PERC | Medium Demand Growth+Low Gas Supply+Increased Demand Response+Reduced Rankine Availability+Delayed Build+Low Wind & Solar | -10.1207 | -0.32472 | 6.751
2032 | NZWEM_PERC | Medium Demand Growth+Low Gas Supply+Increased Demand Response+Reduced Rankine Availability+Delayed Build+Low Wind & Solar | -12.8193 | -2.6889 | 8.9078
2033 | NZWEM_PERC | Medium Demand Growth+Low Gas Supply+Increased Demand Response+Reduced Rankine Availability+Delayed Build+Low Wind & Solar | -15.2454 | -5.2876 | 10.7974
2034 | NZWEM_PERC | Medium Demand Growth+Low Gas Supply+Increased Demand Response+Reduced Rankine Availability+Delayed Build+Low Wind & Solar | -17.1232 | -7.0887 | 9.4609
2035 | NZWEM_PERC | Medium Demand Growth+Low Gas Supply+Increased Demand Response+Reduced Rankine Availability+Delayed Build+Low Wind & Solar | -18.4684 | -8.2333 | 9.3319
2026 | NIWCM | Medium Demand Growth+Low Gas Supply+Increased Demand Response+Reduced Rankine Availability+Delayed Build+Low Wind & Solar | 796.8961 | 796.8961 | 796.8961
2027 | NIWCM | Medium Demand Growth+Low Gas Supply+Increased Demand Response+Reduced Rankine Availability+Delayed Build+Low Wind & Solar | 628.9691 | 630.9799 | 633.4524
2028 | NIWCM | Medium Demand Growth+Low Gas Supply+Increased Demand Response+Reduced Rankine Availability+Delayed Build+Low Wind & Solar | 792.1709 | 812.114 | 816.6505
2029 | NIWCM | Medium Demand Growth+Low Gas Supply+Increased Demand Response+Reduced Rankine Availability+Delayed Build+Low Wind & Solar | 611.7767 | 738.2908 | 751.8831
2030 | NIWCM | Medium Demand Growth+Low Gas Supply+Increased Demand Response+Reduced Rankine Availability+Delayed Build+Low Wind & Solar | 518.7478 | 1226.4637 | 1493.7237
2031 | NIWCM | Medium Demand Growth+Low Gas Supply+Increased Demand Response+Reduced Rankine Availability+Delayed Build+Low Wind & Solar | 334.5277 | 1257.8476 | 1591.1687
2032 | NIWCM | Medium Demand Growth+Low Gas Supply+Increased Demand Response+Reduced Rankine Availability+Delayed Build+Low Wind & Solar | 145.8324 | 1137.9979 | 1674.5811
2033 | NIWCM | Medium Demand Growth+Low Gas Supply+Increased Demand Response+Reduced Rankine Availability+Delayed Build+Low Wind & Solar | -98.8369 | 906.0429 | 1678.5758
2034 | NIWCM | Medium Demand Growth+Low Gas Supply+Increased Demand Response+Reduced Rankine Availability+Delayed Build+Low Wind & Solar | -306.2182 | 720.2145 | 1540.2276
2035 | NIWCM | Medium Demand Growth+Low Gas Supply+Increased Demand Response+Reduced Rankine Availability+Delayed Build+Low Wind & Solar | -377.8218 | 679.9511 | 1573.5709
2026 | SIWEM_PERC | Medium Demand Growth+Low Gas Supply+Increased Demand Response+Reduced Rankine Availability+Delayed Build+Low Wind & Solar | 25.6116 | 25.6116 | 25.6116
2027 | SIWEM_PERC | Medium Demand Growth+Low Gas Supply+Increased Demand Response+Reduced Rankine Availability+Delayed Build+Low Wind & Solar | 17.7461 | 17.81 | 17.81
2028 | SIWEM_PERC | Medium Demand Growth+Low Gas Supply+Increased Demand Response+Reduced Rankine Availability+Delayed Build+Low Wind & Solar | 17.5413 | 19.2841 | 19.2841
2029 | SIWEM_PERC | Medium Demand Growth+Low Gas Supply+Increased Demand Response+Reduced Rankine Availability+Delayed Build+Low Wind & Solar | 10.3517 | 14.5864 | 14.5864
2030 | SIWEM_PERC | Medium Demand Growth+Low Gas Supply+Increased Demand Response+Reduced Rankine Availability+Delayed Build+Low Wind & Solar | 7.6541 | 18.0501 | 29.1163
2031 | SIWEM_PERC | Medium Demand Growth+Low Gas Supply+Increased Demand Response+Reduced Rankine Availability+Delayed Build+Low Wind & Solar | 4.2058 | 14.2554 | 26.5745
2032 | SIWEM_PERC | Medium Demand Growth+Low Gas Supply+Increased Demand Response+Reduced Rankine Availability+Delayed Build+Low Wind & Solar | 2.4503 | 13.8614 | 30.4395
2033 | SIWEM_PERC | Medium Demand Growth+Low Gas Supply+Increased Demand Response+Reduced Rankine Availability+Delayed Build+Low Wind & Solar | 0.42653 | 11.5937 | 31.8164
2034 | SIWEM_PERC | Medium Demand Growth+Low Gas Supply+Increased Demand Response+Reduced Rankine Availability+Delayed Build+Low Wind & Solar | -1.2885 | 9.6673 | 29.5073
2035 | SIWEM_PERC | Medium Demand Growth+Low Gas Supply+Increased Demand Response+Reduced Rankine Availability+Delayed Build+Low Wind & Solar | -2.723 | 8.052 | 27.5646
2026 | NZWEM_PERC | Medium Demand Growth+Low Gas Supply+Increased Demand Response+Reduced Rankine Availability+Delayed Build+Constrained Operational Capacity | 10.6228 | 10.6228 | 10.6228
2027 | NZWEM_PERC | Medium Demand Growth+Low Gas Supply+Increased Demand Response+Reduced Rankine Availability+Delayed Build+Constrained Operational Capacity | 1.4986 | 1.6361 | 1.7993
2028 | NZWEM_PERC | Medium Demand Growth+Low Gas Supply+Increased Demand Response+Reduced Rankine Availability+Delayed Build+Constrained Operational Capacity | 0.45509 | 1.8332 | 2.1332
2029 | NZWEM_PERC | Medium Demand Growth+Low Gas Supply+Increased Demand Response+Reduced Rankine Availability+Delayed Build+Constrained Operational Capacity | -2.1707 | 0.47958 | 1.3027
2030 | NZWEM_PERC | Medium Demand Growth+Low Gas Supply+Increased Demand Response+Reduced Rankine Availability+Delayed Build+Constrained Operational Capacity | -5.4703 | 2.8334 | 9.8524
2031 | NZWEM_PERC | Medium Demand Growth+Low Gas Supply+Increased Demand Response+Reduced Rankine Availability+Delayed Build+Constrained Operational Capacity | -8.8561 | 1.9987 | 9.8391
2032 | NZWEM_PERC | Medium Demand Growth+Low Gas Supply+Increased Demand Response+Reduced Rankine Availability+Delayed Build+Constrained Operational Capacity | -11.5834 | -0.35821 | 12.455
2033 | NZWEM_PERC | Medium Demand Growth+Low Gas Supply+Increased Demand Response+Reduced Rankine Availability+Delayed Build+Constrained Operational Capacity | -14.0403 | -3.015 | 14.7726
2034 | NZWEM_PERC | Medium Demand Growth+Low Gas Supply+Increased Demand Response+Reduced Rankine Availability+Delayed Build+Constrained Operational Capacity | -15.9461 | -4.8355 | 13.4325
2035 | NZWEM_PERC | Medium Demand Growth+Low Gas Supply+Increased Demand Response+Reduced Rankine Availability+Delayed Build+Constrained Operational Capacity | -17.3177 | -6.0306 | 13.3644
2026 | NIWCM | Medium Demand Growth+Low Gas Supply+Increased Demand Response+Reduced Rankine Availability+Delayed Build+Constrained Operational Capacity | 267.5718 | 267.5718 | 267.5718
2027 | NIWCM | Medium Demand Growth+Low Gas Supply+Increased Demand Response+Reduced Rankine Availability+Delayed Build+Constrained Operational Capacity | 89.1849 | 89.1849 | 89.1849
2028 | NIWCM | Medium Demand Growth+Low Gas Supply+Increased Demand Response+Reduced Rankine Availability+Delayed Build+Constrained Operational Capacity | 190.0947 | 190.0947 | 190.0947
2029 | NIWCM | Medium Demand Growth+Low Gas Supply+Increased Demand Response+Reduced Rankine Availability+Delayed Build+Constrained Operational Capacity | -29.9235 | 52.1493 | 52.1493
2030 | NIWCM | Medium Demand Growth+Low Gas Supply+Increased Demand Response+Reduced Rankine Availability+Delayed Build+Constrained Operational Capacity | -152.6664 | 357.8799 | 473.4375
2031 | NIWCM | Medium Demand Growth+Low Gas Supply+Increased Demand Response+Reduced Rankine Availability+Delayed Build+Constrained Operational Capacity | -340.0093 | 310.7512 | 468.0428
2032 | NIWCM | Medium Demand Growth+Low Gas Supply+Increased Demand Response+Reduced Rankine Availability+Delayed Build+Constrained Operational Capacity | -529.8389 | 180.6711 | 393.1301
2033 | NIWCM | Medium Demand Growth+Low Gas Supply+Increased Demand Response+Reduced Rankine Availability+Delayed Build+Constrained Operational Capacity | -776.572 | -55.5102 | 215.803
2034 | NIWCM | Medium Demand Growth+Low Gas Supply+Increased Demand Response+Reduced Rankine Availability+Delayed Build+Constrained Operational Capacity | -985.0788 | -259.6235 | 33.5208
2035 | NIWCM | Medium Demand Growth+Low Gas Supply+Increased Demand Response+Reduced Rankine Availability+Delayed Build+Constrained Operational Capacity | -1056.4049 | -303.4022 | 0.94954
2026 | SIWEM_PERC | Medium Demand Growth+Low Gas Supply+Increased Demand Response+Reduced Rankine Availability+Delayed Build+Constrained Operational Capacity | 28.2002 | 28.2002 | 28.2002
2027 | SIWEM_PERC | Medium Demand Growth+Low Gas Supply+Increased Demand Response+Reduced Rankine Availability+Delayed Build+Constrained Operational Capacity | 18.2316 | 18.3024 | 18.3024
2028 | SIWEM_PERC | Medium Demand Growth+Low Gas Supply+Increased Demand Response+Reduced Rankine Availability+Delayed Build+Constrained Operational Capacity | 18.3211 | 20.2523 | 20.2523
2029 | SIWEM_PERC | Medium Demand Growth+Low Gas Supply+Increased Demand Response+Reduced Rankine Availability+Delayed Build+Constrained Operational Capacity | 11.1191 | 15.8115 | 15.8115
2030 | SIWEM_PERC | Medium Demand Growth+Low Gas Supply+Increased Demand Response+Reduced Rankine Availability+Delayed Build+Constrained Operational Capacity | 8.553 | 20.0726 | 32.3348
2031 | SIWEM_PERC | Medium Demand Growth+Low Gas Supply+Increased Demand Response+Reduced Rankine Availability+Delayed Build+Constrained Operational Capacity | 5.0748 | 16.2105 | 29.861
2032 | SIWEM_PERC | Medium Demand Growth+Low Gas Supply+Increased Demand Response+Reduced Rankine Availability+Delayed Build+Constrained Operational Capacity | 3.3033 | 15.9476 | 34.3174
2033 | SIWEM_PERC | Medium Demand Growth+Low Gas Supply+Increased Demand Response+Reduced Rankine Availability+Delayed Build+Constrained Operational Capacity | 1.2613 | 13.6353 | 39.2612
2034 | SIWEM_PERC | Medium Demand Growth+Low Gas Supply+Increased Demand Response+Reduced Rankine Availability+Delayed Build+Constrained Operational Capacity | -0.46956 | 11.6703 | 35.6622
2035 | SIWEM_PERC | Medium Demand Growth+Low Gas Supply+Increased Demand Response+Reduced Rankine Availability+Delayed Build+Constrained Operational Capacity | -1.9175 | 10.022 | 35.6536
2026 | NZWEM_PERC | Medium Demand Growth+Low Gas Supply+Increased Demand Response+Reduced Rankine Availability+Delayed Build+Constrained Operational Capacity+Low Wind & Solar | 9.7133 | 9.7133 | 9.7133
2027 | NZWEM_PERC | Medium Demand Growth+Low Gas Supply+Increased Demand Response+Reduced Rankine Availability+Delayed Build+Constrained Operational Capacity+Low Wind & Solar | 0.56806 | 0.6922 | 0.83951
2028 | NZWEM_PERC | Medium Demand Growth+Low Gas Supply+Increased Demand Response+Reduced Rankine Availability+Delayed Build+Constrained Operational Capacity+Low Wind & Solar | -0.69329 | 0.55044 | 0.82111
2029 | NZWEM_PERC | Medium Demand Growth+Low Gas Supply+Increased Demand Response+Reduced Rankine Availability+Delayed Build+Constrained Operational Capacity+Low Wind & Solar | -3.4238 | -1.032 | -0.28915
2030 | NZWEM_PERC | Medium Demand Growth+Low Gas Supply+Increased Demand Response+Reduced Rankine Availability+Delayed Build+Constrained Operational Capacity+Low Wind & Solar | -6.7783 | 0.71549 | 7.0499
2031 | NZWEM_PERC | Medium Demand Growth+Low Gas Supply+Increased Demand Response+Reduced Rankine Availability+Delayed Build+Constrained Operational Capacity+Low Wind & Solar | -10.1207 | -0.32472 | 6.751
2032 | NZWEM_PERC | Medium Demand Growth+Low Gas Supply+Increased Demand Response+Reduced Rankine Availability+Delayed Build+Constrained Operational Capacity+Low Wind & Solar | -12.8193 | -2.6889 | 8.9078
2033 | NZWEM_PERC | Medium Demand Growth+Low Gas Supply+Increased Demand Response+Reduced Rankine Availability+Delayed Build+Constrained Operational Capacity+Low Wind & Solar | -15.2454 | -5.2876 | 10.7974
2034 | NZWEM_PERC | Medium Demand Growth+Low Gas Supply+Increased Demand Response+Reduced Rankine Availability+Delayed Build+Constrained Operational Capacity+Low Wind & Solar | -17.1232 | -7.0887 | 9.4609
2035 | NZWEM_PERC | Medium Demand Growth+Low Gas Supply+Increased Demand Response+Reduced Rankine Availability+Delayed Build+Constrained Operational Capacity+Low Wind & Solar | -18.4684 | -8.2333 | 9.3319
2026 | NIWCM | Medium Demand Growth+Low Gas Supply+Increased Demand Response+Reduced Rankine Availability+Delayed Build+Constrained Operational Capacity+Low Wind & Solar | 267.5718 | 267.5718 | 267.5718
2027 | NIWCM | Medium Demand Growth+Low Gas Supply+Increased Demand Response+Reduced Rankine Availability+Delayed Build+Constrained Operational Capacity+Low Wind & Solar | 89.1849 | 89.1849 | 89.1849
2028 | NIWCM | Medium Demand Growth+Low Gas Supply+Increased Demand Response+Reduced Rankine Availability+Delayed Build+Constrained Operational Capacity+Low Wind & Solar | 190.0947 | 190.0947 | 190.0947
2029 | NIWCM | Medium Demand Growth+Low Gas Supply+Increased Demand Response+Reduced Rankine Availability+Delayed Build+Constrained Operational Capacity+Low Wind & Solar | -29.9235 | 52.1493 | 52.1493
2030 | NIWCM | Medium Demand Growth+Low Gas Supply+Increased Demand Response+Reduced Rankine Availability+Delayed Build+Constrained Operational Capacity+Low Wind & Solar | -152.6664 | 357.8799 | 473.4375
2031 | NIWCM | Medium Demand Growth+Low Gas Supply+Increased Demand Response+Reduced Rankine Availability+Delayed Build+Constrained Operational Capacity+Low Wind & Solar | -340.0093 | 310.7512 | 468.0428
2032 | NIWCM | Medium Demand Growth+Low Gas Supply+Increased Demand Response+Reduced Rankine Availability+Delayed Build+Constrained Operational Capacity+Low Wind & Solar | -529.8389 | 180.6711 | 393.1301
2033 | NIWCM | Medium Demand Growth+Low Gas Supply+Increased Demand Response+Reduced Rankine Availability+Delayed Build+Constrained Operational Capacity+Low Wind & Solar | -776.572 | -55.5102 | 215.803
2034 | NIWCM | Medium Demand Growth+Low Gas Supply+Increased Demand Response+Reduced Rankine Availability+Delayed Build+Constrained Operational Capacity+Low Wind & Solar | -985.0788 | -259.6235 | 33.5208
2035 | NIWCM | Medium Demand Growth+Low Gas Supply+Increased Demand Response+Reduced Rankine Availability+Delayed Build+Constrained Operational Capacity+Low Wind & Solar | -1056.4049 | -303.4022 | 0.94954
2026 | SIWEM_PERC | Medium Demand Growth+Low Gas Supply+Increased Demand Response+Reduced Rankine Availability+Delayed Build+Constrained Operational Capacity+Low Wind & Solar | 25.6116 | 25.6116 | 25.6116
2027 | SIWEM_PERC | Medium Demand Growth+Low Gas Supply+Increased Demand Response+Reduced Rankine Availability+Delayed Build+Constrained Operational Capacity+Low Wind & Solar | 17.7461 | 17.81 | 17.81
2028 | SIWEM_PERC | Medium Demand Growth+Low Gas Supply+Increased Demand Response+Reduced Rankine Availability+Delayed Build+Constrained Operational Capacity+Low Wind & Solar | 17.5413 | 19.2841 | 19.2841
2029 | SIWEM_PERC | Medium Demand Growth+Low Gas Supply+Increased Demand Response+Reduced Rankine Availability+Delayed Build+Constrained Operational Capacity+Low Wind & Solar | 10.3517 | 14.5864 | 14.5864
2030 | SIWEM_PERC | Medium Demand Growth+Low Gas Supply+Increased Demand Response+Reduced Rankine Availability+Delayed Build+Constrained Operational Capacity+Low Wind & Solar | 7.6541 | 18.0501 | 29.1163
2031 | SIWEM_PERC | Medium Demand Growth+Low Gas Supply+Increased Demand Response+Reduced Rankine Availability+Delayed Build+Constrained Operational Capacity+Low Wind & Solar | 4.2058 | 14.2554 | 26.5745
2032 | SIWEM_PERC | Medium Demand Growth+Low Gas Supply+Increased Demand Response+Reduced Rankine Availability+Delayed Build+Constrained Operational Capacity+Low Wind & Solar | 2.4503 | 13.8614 | 30.4395
2033 | SIWEM_PERC | Medium Demand Growth+Low Gas Supply+Increased Demand Response+Reduced Rankine Availability+Delayed Build+Constrained Operational Capacity+Low Wind & Solar | 0.42653 | 11.5937 | 31.8164
2034 | SIWEM_PERC | Medium Demand Growth+Low Gas Supply+Increased Demand Response+Reduced Rankine Availability+Delayed Build+Constrained Operational Capacity+Low Wind & Solar | -1.2885 | 9.6673 | 29.5073
2035 | SIWEM_PERC | Medium Demand Growth+Low Gas Supply+Increased Demand Response+Reduced Rankine Availability+Delayed Build+Constrained Operational Capacity+Low Wind & Solar | -2.723 | 8.052 | 27.5646
2026 | NZWEM_PERC | Medium Demand Growth+Low Gas Supply+Increased Demand Response+Reduced Rankine Availability+Delayed Build+Upgraded HVDC | 10.6228 | 10.6228 | 10.6228
2027 | NZWEM_PERC | Medium Demand Growth+Low Gas Supply+Increased Demand Response+Reduced Rankine Availability+Delayed Build+Upgraded HVDC | 1.4986 | 1.6361 | 1.7993
2028 | NZWEM_PERC | Medium Demand Growth+Low Gas Supply+Increased Demand Response+Reduced Rankine Availability+Delayed Build+Upgraded HVDC | 0.45509 | 1.8332 | 2.1332
2029 | NZWEM_PERC | Medium Demand Growth+Low Gas Supply+Increased Demand Response+Reduced Rankine Availability+Delayed Build+Upgraded HVDC | -2.1707 | 0.47958 | 1.3027
2030 | NZWEM_PERC | Medium Demand Growth+Low Gas Supply+Increased Demand Response+Reduced Rankine Availability+Delayed Build+Upgraded HVDC | -5.4703 | 2.8334 | 9.8524
2031 | NZWEM_PERC | Medium Demand Growth+Low Gas Supply+Increased Demand Response+Reduced Rankine Availability+Delayed Build+Upgraded HVDC | -8.8561 | 1.9987 | 9.8391
2032 | NZWEM_PERC | Medium Demand Growth+Low Gas Supply+Increased Demand Response+Reduced Rankine Availability+Delayed Build+Upgraded HVDC | -11.5834 | -0.35821 | 12.455
2033 | NZWEM_PERC | Medium Demand Growth+Low Gas Supply+Increased Demand Response+Reduced Rankine Availability+Delayed Build+Upgraded HVDC | -14.0403 | -3.015 | 14.7726
2034 | NZWEM_PERC | Medium Demand Growth+Low Gas Supply+Increased Demand Response+Reduced Rankine Availability+Delayed Build+Upgraded HVDC | -15.9461 | -4.8355 | 13.4325
2035 | NZWEM_PERC | Medium Demand Growth+Low Gas Supply+Increased Demand Response+Reduced Rankine Availability+Delayed Build+Upgraded HVDC | -17.3177 | -6.0306 | 13.3644
2026 | NIWCM | Medium Demand Growth+Low Gas Supply+Increased Demand Response+Reduced Rankine Availability+Delayed Build+Upgraded HVDC | 796.8961 | 796.8961 | 796.8961
2027 | NIWCM | Medium Demand Growth+Low Gas Supply+Increased Demand Response+Reduced Rankine Availability+Delayed Build+Upgraded HVDC | 628.9691 | 630.9799 | 633.4524
2028 | NIWCM | Medium Demand Growth+Low Gas Supply+Increased Demand Response+Reduced Rankine Availability+Delayed Build+Upgraded HVDC | 792.1709 | 812.114 | 816.6505
2029 | NIWCM | Medium Demand Growth+Low Gas Supply+Increased Demand Response+Reduced Rankine Availability+Delayed Build+Upgraded HVDC | 611.7767 | 738.2908 | 751.8831
2030 | NIWCM | Medium Demand Growth+Low Gas Supply+Increased Demand Response+Reduced Rankine Availability+Delayed Build+Upgraded HVDC | 518.7478 | 1226.4637 | 1493.7237
2031 | NIWCM | Medium Demand Growth+Low Gas Supply+Increased Demand Response+Reduced Rankine Availability+Delayed Build+Upgraded HVDC | 334.5277 | 1257.8484 | 1591.3348
2032 | NIWCM | Medium Demand Growth+Low Gas Supply+Increased Demand Response+Reduced Rankine Availability+Delayed Build+Upgraded HVDC | 145.8324 | 1137.9966 | 1684.4973
2033 | NIWCM | Medium Demand Growth+Low Gas Supply+Increased Demand Response+Reduced Rankine Availability+Delayed Build+Upgraded HVDC | -98.8369 | 906.0427 | 1686.6561
2034 | NIWCM | Medium Demand Growth+Low Gas Supply+Increased Demand Response+Reduced Rankine Availability+Delayed Build+Upgraded HVDC | -306.2182 | 720.2146 | 1539.7295
2035 | NIWCM | Medium Demand Growth+Low Gas Supply+Increased Demand Response+Reduced Rankine Availability+Delayed Build+Upgraded HVDC | -377.8218 | 679.9511 | 1573.7495
2026 | SIWEM_PERC | Medium Demand Growth+Low Gas Supply+Increased Demand Response+Reduced Rankine Availability+Delayed Build+Upgraded HVDC | 28.2002 | 28.2002 | 28.2002
2027 | SIWEM_PERC | Medium Demand Growth+Low Gas Supply+Increased Demand Response+Reduced Rankine Availability+Delayed Build+Upgraded HVDC | 18.2316 | 18.3024 | 18.3024
2028 | SIWEM_PERC | Medium Demand Growth+Low Gas Supply+Increased Demand Response+Reduced Rankine Availability+Delayed Build+Upgraded HVDC | 18.3211 | 20.2523 | 20.2523
2029 | SIWEM_PERC | Medium Demand Growth+Low Gas Supply+Increased Demand Response+Reduced Rankine Availability+Delayed Build+Upgraded HVDC | 11.1191 | 15.8115 | 15.8115
2030 | SIWEM_PERC | Medium Demand Growth+Low Gas Supply+Increased Demand Response+Reduced Rankine Availability+Delayed Build+Upgraded HVDC | 8.553 | 20.0726 | 32.3348
2031 | SIWEM_PERC | Medium Demand Growth+Low Gas Supply+Increased Demand Response+Reduced Rankine Availability+Delayed Build+Upgraded HVDC | 5.0748 | 16.2105 | 29.861
2032 | SIWEM_PERC | Medium Demand Growth+Low Gas Supply+Increased Demand Response+Reduced Rankine Availability+Delayed Build+Upgraded HVDC | 3.3033 | 15.9476 | 34.3174
2033 | SIWEM_PERC | Medium Demand Growth+Low Gas Supply+Increased Demand Response+Reduced Rankine Availability+Delayed Build+Upgraded HVDC | 1.2613 | 13.6353 | 39.2612
2034 | SIWEM_PERC | Medium Demand Growth+Low Gas Supply+Increased Demand Response+Reduced Rankine Availability+Delayed Build+Upgraded HVDC | -0.46956 | 11.6703 | 35.6622
2035 | SIWEM_PERC | Medium Demand Growth+Low Gas Supply+Increased Demand Response+Reduced Rankine Availability+Delayed Build+Upgraded HVDC | -1.9175 | 10.022 | 35.6536
2026 | NZWEM_PERC | Medium Demand Growth+Low Gas Supply+Increased Demand Response+Reduced Rankine Availability+Delayed Build+Upgraded HVDC+Low Wind & Solar | 9.7133 | 9.7133 | 9.7133
2027 | NZWEM_PERC | Medium Demand Growth+Low Gas Supply+Increased Demand Response+Reduced Rankine Availability+Delayed Build+Upgraded HVDC+Low Wind & Solar | 0.56806 | 0.6922 | 0.83951
2028 | NZWEM_PERC | Medium Demand Growth+Low Gas Supply+Increased Demand Response+Reduced Rankine Availability+Delayed Build+Upgraded HVDC+Low Wind & Solar | -0.69329 | 0.55044 | 0.82111
2029 | NZWEM_PERC | Medium Demand Growth+Low Gas Supply+Increased Demand Response+Reduced Rankine Availability+Delayed Build+Upgraded HVDC+Low Wind & Solar | -3.4238 | -1.032 | -0.28915
2030 | NZWEM_PERC | Medium Demand Growth+Low Gas Supply+Increased Demand Response+Reduced Rankine Availability+Delayed Build+Upgraded HVDC+Low Wind & Solar | -6.7783 | 0.71549 | 7.0499
2031 | NZWEM_PERC | Medium Demand Growth+Low Gas Supply+Increased Demand Response+Reduced Rankine Availability+Delayed Build+Upgraded HVDC+Low Wind & Solar | -10.1207 | -0.32472 | 6.751
2032 | NZWEM_PERC | Medium Demand Growth+Low Gas Supply+Increased Demand Response+Reduced Rankine Availability+Delayed Build+Upgraded HVDC+Low Wind & Solar | -12.8193 | -2.6889 | 8.9078
2033 | NZWEM_PERC | Medium Demand Growth+Low Gas Supply+Increased Demand Response+Reduced Rankine Availability+Delayed Build+Upgraded HVDC+Low Wind & Solar | -15.2454 | -5.2876 | 10.7974
2034 | NZWEM_PERC | Medium Demand Growth+Low Gas Supply+Increased Demand Response+Reduced Rankine Availability+Delayed Build+Upgraded HVDC+Low Wind & Solar | -17.1232 | -7.0887 | 9.4609
2035 | NZWEM_PERC | Medium Demand Growth+Low Gas Supply+Increased Demand Response+Reduced Rankine Availability+Delayed Build+Upgraded HVDC+Low Wind & Solar | -18.4684 | -8.2333 | 9.3319
2026 | NIWCM | Medium Demand Growth+Low Gas Supply+Increased Demand Response+Reduced Rankine Availability+Delayed Build+Upgraded HVDC+Low Wind & Solar | 796.8961 | 796.8961 | 796.8961
2027 | NIWCM | Medium Demand Growth+Low Gas Supply+Increased Demand Response+Reduced Rankine Availability+Delayed Build+Upgraded HVDC+Low Wind & Solar | 628.9691 | 630.9799 | 633.4524
2028 | NIWCM | Medium Demand Growth+Low Gas Supply+Increased Demand Response+Reduced Rankine Availability+Delayed Build+Upgraded HVDC+Low Wind & Solar | 792.1709 | 812.114 | 816.6505
2029 | NIWCM | Medium Demand Growth+Low Gas Supply+Increased Demand Response+Reduced Rankine Availability+Delayed Build+Upgraded HVDC+Low Wind & Solar | 611.7767 | 738.2908 | 751.8831
2030 | NIWCM | Medium Demand Growth+Low Gas Supply+Increased Demand Response+Reduced Rankine Availability+Delayed Build+Upgraded HVDC+Low Wind & Solar | 518.7478 | 1226.4637 | 1493.7237
2031 | NIWCM | Medium Demand Growth+Low Gas Supply+Increased Demand Response+Reduced Rankine Availability+Delayed Build+Upgraded HVDC+Low Wind & Solar | 334.5277 | 1257.8484 | 1591.3348
2032 | NIWCM | Medium Demand Growth+Low Gas Supply+Increased Demand Response+Reduced Rankine Availability+Delayed Build+Upgraded HVDC+Low Wind & Solar | 145.8324 | 1137.9966 | 1684.4973
2033 | NIWCM | Medium Demand Growth+Low Gas Supply+Increased Demand Response+Reduced Rankine Availability+Delayed Build+Upgraded HVDC+Low Wind & Solar | -98.8369 | 906.0427 | 1686.6561
2034 | NIWCM | Medium Demand Growth+Low Gas Supply+Increased Demand Response+Reduced Rankine Availability+Delayed Build+Upgraded HVDC+Low Wind & Solar | -306.2182 | 720.2146 | 1539.7295
2035 | NIWCM | Medium Demand Growth+Low Gas Supply+Increased Demand Response+Reduced Rankine Availability+Delayed Build+Upgraded HVDC+Low Wind & Solar | -377.8218 | 679.9511 | 1573.7495
2026 | SIWEM_PERC | Medium Demand Growth+Low Gas Supply+Increased Demand Response+Reduced Rankine Availability+Delayed Build+Upgraded HVDC+Low Wind & Solar | 25.6116 | 25.6116 | 25.6116
2027 | SIWEM_PERC | Medium Demand Growth+Low Gas Supply+Increased Demand Response+Reduced Rankine Availability+Delayed Build+Upgraded HVDC+Low Wind & Solar | 17.7461 | 17.81 | 17.81
2028 | SIWEM_PERC | Medium Demand Growth+Low Gas Supply+Increased Demand Response+Reduced Rankine Availability+Delayed Build+Upgraded HVDC+Low Wind & Solar | 17.5413 | 19.2841 | 19.2841
2029 | SIWEM_PERC | Medium Demand Growth+Low Gas Supply+Increased Demand Response+Reduced Rankine Availability+Delayed Build+Upgraded HVDC+Low Wind & Solar | 10.3517 | 14.5864 | 14.5864
2030 | SIWEM_PERC | Medium Demand Growth+Low Gas Supply+Increased Demand Response+Reduced Rankine Availability+Delayed Build+Upgraded HVDC+Low Wind & Solar | 7.6541 | 18.0501 | 29.1163
2031 | SIWEM_PERC | Medium Demand Growth+Low Gas Supply+Increased Demand Response+Reduced Rankine Availability+Delayed Build+Upgraded HVDC+Low Wind & Solar | 4.2058 | 14.2554 | 26.5745
2032 | SIWEM_PERC | Medium Demand Growth+Low Gas Supply+Increased Demand Response+Reduced Rankine Availability+Delayed Build+Upgraded HVDC+Low Wind & Solar | 2.4503 | 13.8614 | 30.4395
2033 | SIWEM_PERC | Medium Demand Growth+Low Gas Supply+Increased Demand Response+Reduced Rankine Availability+Delayed Build+Upgraded HVDC+Low Wind & Solar | 0.42653 | 11.5937 | 31.8164
2034 | SIWEM_PERC | Medium Demand Growth+Low Gas Supply+Increased Demand Response+Reduced Rankine Availability+Delayed Build+Upgraded HVDC+Low Wind & Solar | -1.2885 | 9.6673 | 29.5073
2035 | SIWEM_PERC | Medium Demand Growth+Low Gas Supply+Increased Demand Response+Reduced Rankine Availability+Delayed Build+Upgraded HVDC+Low Wind & Solar | -2.723 | 8.052 | 27.5646
2026 | NZWEM_PERC | Medium Demand Growth+Low Gas Supply+Increased Demand Response+Reduced Rankine Availability+Delayed Build+Upgraded HVDC+Constrained Operational Capacity | 10.6228 | 10.6228 | 10.6228
2027 | NZWEM_PERC | Medium Demand Growth+Low Gas Supply+Increased Demand Response+Reduced Rankine Availability+Delayed Build+Upgraded HVDC+Constrained Operational Capacity | 1.4986 | 1.6361 | 1.7993
2028 | NZWEM_PERC | Medium Demand Growth+Low Gas Supply+Increased Demand Response+Reduced Rankine Availability+Delayed Build+Upgraded HVDC+Constrained Operational Capacity | 0.45509 | 1.8332 | 2.1332
2029 | NZWEM_PERC | Medium Demand Growth+Low Gas Supply+Increased Demand Response+Reduced Rankine Availability+Delayed Build+Upgraded HVDC+Constrained Operational Capacity | -2.1707 | 0.47958 | 1.3027
2030 | NZWEM_PERC | Medium Demand Growth+Low Gas Supply+Increased Demand Response+Reduced Rankine Availability+Delayed Build+Upgraded HVDC+Constrained Operational Capacity | -5.4703 | 2.8334 | 9.8524
2031 | NZWEM_PERC | Medium Demand Growth+Low Gas Supply+Increased Demand Response+Reduced Rankine Availability+Delayed Build+Upgraded HVDC+Constrained Operational Capacity | -8.8561 | 1.9987 | 9.8391
2032 | NZWEM_PERC | Medium Demand Growth+Low Gas Supply+Increased Demand Response+Reduced Rankine Availability+Delayed Build+Upgraded HVDC+Constrained Operational Capacity | -11.5834 | -0.35821 | 12.455
2033 | NZWEM_PERC | Medium Demand Growth+Low Gas Supply+Increased Demand Response+Reduced Rankine Availability+Delayed Build+Upgraded HVDC+Constrained Operational Capacity | -14.0403 | -3.015 | 14.7726
2034 | NZWEM_PERC | Medium Demand Growth+Low Gas Supply+Increased Demand Response+Reduced Rankine Availability+Delayed Build+Upgraded HVDC+Constrained Operational Capacity | -15.9461 | -4.8355 | 13.4325
2035 | NZWEM_PERC | Medium Demand Growth+Low Gas Supply+Increased Demand Response+Reduced Rankine Availability+Delayed Build+Upgraded HVDC+Constrained Operational Capacity | -17.3177 | -6.0306 | 13.3644
2026 | NIWCM | Medium Demand Growth+Low Gas Supply+Increased Demand Response+Reduced Rankine Availability+Delayed Build+Upgraded HVDC+Constrained Operational Capacity | 267.5718 | 267.5718 | 267.5718
2027 | NIWCM | Medium Demand Growth+Low Gas Supply+Increased Demand Response+Reduced Rankine Availability+Delayed Build+Upgraded HVDC+Constrained Operational Capacity | 89.1849 | 89.1849 | 89.1849
2028 | NIWCM | Medium Demand Growth+Low Gas Supply+Increased Demand Response+Reduced Rankine Availability+Delayed Build+Upgraded HVDC+Constrained Operational Capacity | 190.0947 | 190.0947 | 190.0947
2029 | NIWCM | Medium Demand Growth+Low Gas Supply+Increased Demand Response+Reduced Rankine Availability+Delayed Build+Upgraded HVDC+Constrained Operational Capacity | -29.9235 | 52.1493 | 52.1493
2030 | NIWCM | Medium Demand Growth+Low Gas Supply+Increased Demand Response+Reduced Rankine Availability+Delayed Build+Upgraded HVDC+Constrained Operational Capacity | -152.6664 | 357.8799 | 473.4375
2031 | NIWCM | Medium Demand Growth+Low Gas Supply+Increased Demand Response+Reduced Rankine Availability+Delayed Build+Upgraded HVDC+Constrained Operational Capacity | -340.0093 | 310.7512 | 468.0428
2032 | NIWCM | Medium Demand Growth+Low Gas Supply+Increased Demand Response+Reduced Rankine Availability+Delayed Build+Upgraded HVDC+Constrained Operational Capacity | -529.8389 | 180.6711 | 393.1301
2033 | NIWCM | Medium Demand Growth+Low Gas Supply+Increased Demand Response+Reduced Rankine Availability+Delayed Build+Upgraded HVDC+Constrained Operational Capacity | -776.572 | -55.5102 | 215.803
2034 | NIWCM | Medium Demand Growth+Low Gas Supply+Increased Demand Response+Reduced Rankine Availability+Delayed Build+Upgraded HVDC+Constrained Operational Capacity | -985.0788 | -259.6235 | 33.5208
2035 | NIWCM | Medium Demand Growth+Low Gas Supply+Increased Demand Response+Reduced Rankine Availability+Delayed Build+Upgraded HVDC+Constrained Operational Capacity | -1056.4049 | -303.4022 | 0.94954
2026 | SIWEM_PERC | Medium Demand Growth+Low Gas Supply+Increased Demand Response+Reduced Rankine Availability+Delayed Build+Upgraded HVDC+Constrained Operational Capacity | 28.2002 | 28.2002 | 28.2002
2027 | SIWEM_PERC | Medium Demand Growth+Low Gas Supply+Increased Demand Response+Reduced Rankine Availability+Delayed Build+Upgraded HVDC+Constrained Operational Capacity | 18.2316 | 18.3024 | 18.3024
2028 | SIWEM_PERC | Medium Demand Growth+Low Gas Supply+Increased Demand Response+Reduced Rankine Availability+Delayed Build+Upgraded HVDC+Constrained Operational Capacity | 18.3211 | 20.2523 | 20.2523
2029 | SIWEM_PERC | Medium Demand Growth+Low Gas Supply+Increased Demand Response+Reduced Rankine Availability+Delayed Build+Upgraded HVDC+Constrained Operational Capacity | 11.1191 | 15.8115 | 15.8115
2030 | SIWEM_PERC | Medium Demand Growth+Low Gas Supply+Increased Demand Response+Reduced Rankine Availability+Delayed Build+Upgraded HVDC+Constrained Operational Capacity | 8.553 | 20.0726 | 32.3348
2031 | SIWEM_PERC | Medium Demand Growth+Low Gas Supply+Increased Demand Response+Reduced Rankine Availability+Delayed Build+Upgraded HVDC+Constrained Operational Capacity | 5.0748 | 16.2105 | 29.861
2032 | SIWEM_PERC | Medium Demand Growth+Low Gas Supply+Increased Demand Response+Reduced Rankine Availability+Delayed Build+Upgraded HVDC+Constrained Operational Capacity | 3.3033 | 15.9476 | 34.3174
2033 | SIWEM_PERC | Medium Demand Growth+Low Gas Supply+Increased Demand Response+Reduced Rankine Availability+Delayed Build+Upgraded HVDC+Constrained Operational Capacity | 1.2613 | 13.6353 | 39.2612
2034 | SIWEM_PERC | Medium Demand Growth+Low Gas Supply+Increased Demand Response+Reduced Rankine Availability+Delayed Build+Upgraded HVDC+Constrained Operational Capacity | -0.46956 | 11.6703 | 35.6622
2035 | SIWEM_PERC | Medium Demand Growth+Low Gas Supply+Increased Demand Response+Reduced Rankine Availability+Delayed Build+Upgraded HVDC+Constrained Operational Capacity | -1.9175 | 10.022 | 35.6536
2026 | NZWEM_PERC | Medium Demand Growth+Low Gas Supply+Increased Demand Response+Reduced Rankine Availability+Delayed Build+Upgraded HVDC+Constrained Operational Capacity+Low Wind & Solar | 9.7133 | 9.7133 | 9.7133
2027 | NZWEM_PERC | Medium Demand Growth+Low Gas Supply+Increased Demand Response+Reduced Rankine Availability+Delayed Build+Upgraded HVDC+Constrained Operational Capacity+Low Wind & Solar | 0.56806 | 0.6922 | 0.83951
2028 | NZWEM_PERC | Medium Demand Growth+Low Gas Supply+Increased Demand Response+Reduced Rankine Availability+Delayed Build+Upgraded HVDC+Constrained Operational Capacity+Low Wind & Solar | -0.69329 | 0.55044 | 0.82111
2029 | NZWEM_PERC | Medium Demand Growth+Low Gas Supply+Increased Demand Response+Reduced Rankine Availability+Delayed Build+Upgraded HVDC+Constrained Operational Capacity+Low Wind & Solar | -3.4238 | -1.032 | -0.28915
2030 | NZWEM_PERC | Medium Demand Growth+Low Gas Supply+Increased Demand Response+Reduced Rankine Availability+Delayed Build+Upgraded HVDC+Constrained Operational Capacity+Low Wind & Solar | -6.7783 | 0.71549 | 7.0499
2031 | NZWEM_PERC | Medium Demand Growth+Low Gas Supply+Increased Demand Response+Reduced Rankine Availability+Delayed Build+Upgraded HVDC+Constrained Operational Capacity+Low Wind & Solar | -10.1207 | -0.32472 | 6.751
2032 | NZWEM_PERC | Medium Demand Growth+Low Gas Supply+Increased Demand Response+Reduced Rankine Availability+Delayed Build+Upgraded HVDC+Constrained Operational Capacity+Low Wind & Solar | -12.8193 | -2.6889 | 8.9078
2033 | NZWEM_PERC | Medium Demand Growth+Low Gas Supply+Increased Demand Response+Reduced Rankine Availability+Delayed Build+Upgraded HVDC+Constrained Operational Capacity+Low Wind & Solar | -15.2454 | -5.2876 | 10.7974
2034 | NZWEM_PERC | Medium Demand Growth+Low Gas Supply+Increased Demand Response+Reduced Rankine Availability+Delayed Build+Upgraded HVDC+Constrained Operational Capacity+Low Wind & Solar | -17.1232 | -7.0887 | 9.4609
2035 | NZWEM_PERC | Medium Demand Growth+Low Gas Supply+Increased Demand Response+Reduced Rankine Availability+Delayed Build+Upgraded HVDC+Constrained Operational Capacity+Low Wind & Solar | -18.4684 | -8.2333 | 9.3319
2026 | NIWCM | Medium Demand Growth+Low Gas Supply+Increased Demand Response+Reduced Rankine Availability+Delayed Build+Upgraded HVDC+Constrained Operational Capacity+Low Wind & Solar | 267.5718 | 267.5718 | 267.5718
2027 | NIWCM | Medium Demand Growth+Low Gas Supply+Increased Demand Response+Reduced Rankine Availability+Delayed Build+Upgraded HVDC+Constrained Operational Capacity+Low Wind & Solar | 89.1849 | 89.1849 | 89.1849
2028 | NIWCM | Medium Demand Growth+Low Gas Supply+Increased Demand Response+Reduced Rankine Availability+Delayed Build+Upgraded HVDC+Constrained Operational Capacity+Low Wind & Solar | 190.0947 | 190.0947 | 190.0947
2029 | NIWCM | Medium Demand Growth+Low Gas Supply+Increased Demand Response+Reduced Rankine Availability+Delayed Build+Upgraded HVDC+Constrained Operational Capacity+Low Wind & Solar | -29.9235 | 52.1493 | 52.1493
2030 | NIWCM | Medium Demand Growth+Low Gas Supply+Increased Demand Response+Reduced Rankine Availability+Delayed Build+Upgraded HVDC+Constrained Operational Capacity+Low Wind & Solar | -152.6664 | 357.8799 | 473.4375
2031 | NIWCM | Medium Demand Growth+Low Gas Supply+Increased Demand Response+Reduced Rankine Availability+Delayed Build+Upgraded HVDC+Constrained Operational Capacity+Low Wind & Solar | -340.0093 | 310.7512 | 468.0428
2032 | NIWCM | Medium Demand Growth+Low Gas Supply+Increased Demand Response+Reduced Rankine Availability+Delayed Build+Upgraded HVDC+Constrained Operational Capacity+Low Wind & Solar | -529.8389 | 180.6711 | 393.1301
2033 | NIWCM | Medium Demand Growth+Low Gas Supply+Increased Demand Response+Reduced Rankine Availability+Delayed Build+Upgraded HVDC+Constrained Operational Capacity+Low Wind & Solar | -776.572 | -55.5102 | 215.803
2034 | NIWCM | Medium Demand Growth+Low Gas Supply+Increased Demand Response+Reduced Rankine Availability+Delayed Build+Upgraded HVDC+Constrained Operational Capacity+Low Wind & Solar | -985.0788 | -259.6235 | 33.5208
2035 | NIWCM | Medium Demand Growth+Low Gas Supply+Increased Demand Response+Reduced Rankine Availability+Delayed Build+Upgraded HVDC+Constrained Operational Capacity+Low Wind & Solar | -1056.4049 | -303.4022 | 0.94954
2026 | SIWEM_PERC | Medium Demand Growth+Low Gas Supply+Increased Demand Response+Reduced Rankine Availability+Delayed Build+Upgraded HVDC+Constrained Operational Capacity+Low Wind & Solar | 25.6116 | 25.6116 | 25.6116
2027 | SIWEM_PERC | Medium Demand Growth+Low Gas Supply+Increased Demand Response+Reduced Rankine Availability+Delayed Build+Upgraded HVDC+Constrained Operational Capacity+Low Wind & Solar | 17.7461 | 17.81 | 17.81
2028 | SIWEM_PERC | Medium Demand Growth+Low Gas Supply+Increased Demand Response+Reduced Rankine Availability+Delayed Build+Upgraded HVDC+Constrained Operational Capacity+Low Wind & Solar | 17.5413 | 19.2841 | 19.2841
2029 | SIWEM_PERC | Medium Demand Growth+Low Gas Supply+Increased Demand Response+Reduced Rankine Availability+Delayed Build+Upgraded HVDC+Constrained Operational Capacity+Low Wind & Solar | 10.3517 | 14.5864 | 14.5864
2030 | SIWEM_PERC | Medium Demand Growth+Low Gas Supply+Increased Demand Response+Reduced Rankine Availability+Delayed Build+Upgraded HVDC+Constrained Operational Capacity+Low Wind & Solar | 7.6541 | 18.0501 | 29.1163
2031 | SIWEM_PERC | Medium Demand Growth+Low Gas Supply+Increased Demand Response+Reduced Rankine Availability+Delayed Build+Upgraded HVDC+Constrained Operational Capacity+Low Wind & Solar | 4.2058 | 14.2554 | 26.5745
2032 | SIWEM_PERC | Medium Demand Growth+Low Gas Supply+Increased Demand Response+Reduced Rankine Availability+Delayed Build+Upgraded HVDC+Constrained Operational Capacity+Low Wind & Solar | 2.4503 | 13.8614 | 30.4395
2033 | SIWEM_PERC | Medium Demand Growth+Low Gas Supply+Increased Demand Response+Reduced Rankine Availability+Delayed Build+Upgraded HVDC+Constrained Operational Capacity+Low Wind & Solar | 0.42653 | 11.5937 | 31.8164
2034 | SIWEM_PERC | Medium Demand Growth+Low Gas Supply+Increased Demand Response+Reduced Rankine Availability+Delayed Build+Upgraded HVDC+Constrained Operational Capacity+Low Wind & Solar | -1.2885 | 9.6673 | 29.5073
2035 | SIWEM_PERC | Medium Demand Growth+Low Gas Supply+Increased Demand Response+Reduced Rankine Availability+Delayed Build+Upgraded HVDC+Constrained Operational Capacity+Low Wind & Solar | -2.723 | 8.052 | 27.5646
2026 | NZWEM_PERC | Medium Demand Growth+Expected Future Gas Supply | 18.7712 | 18.8278 | 18.8278
2027 | NZWEM_PERC | Medium Demand Growth+Expected Future Gas Supply | 16.0207 | 17.7993 | 18.1068
2028 | NZWEM_PERC | Medium Demand Growth+Expected Future Gas Supply | 11.588 | 19.2927 | 23.566
2029 | NZWEM_PERC | Medium Demand Growth+Expected Future Gas Supply | 13.131 | 23.7127 | 32.0849
2030 | NZWEM_PERC | Medium Demand Growth+Expected Future Gas Supply | 8.5374 | 20.8377 | 34.3292
2031 | NZWEM_PERC | Medium Demand Growth+Expected Future Gas Supply | 4.8445 | 16.8209 | 35.3926
2032 | NZWEM_PERC | Medium Demand Growth+Expected Future Gas Supply | 2.0699 | 14.1301 | 33.2121
2033 | NZWEM_PERC | Medium Demand Growth+Expected Future Gas Supply | -0.59357 | 11.1661 | 31.3732
2034 | NZWEM_PERC | Medium Demand Growth+Expected Future Gas Supply | -2.7779 | 9.0964 | 28.8343
2035 | NZWEM_PERC | Medium Demand Growth+Expected Future Gas Supply | -4.5156 | 7.1781 | 26.4741
2026 | NIWCM | Medium Demand Growth+Expected Future Gas Supply | 920.9691 | 921.7689 | 921.7689
2027 | NIWCM | Medium Demand Growth+Expected Future Gas Supply | 1076.3707 | 1108.2368 | 1112.7733
2028 | NIWCM | Medium Demand Growth+Expected Future Gas Supply | 1089.5103 | 1735.4791 | 1796.2242
2029 | NIWCM | Medium Demand Growth+Expected Future Gas Supply | 841.753 | 1732.1771 | 2055.5221
2030 | NIWCM | Medium Demand Growth+Expected Future Gas Supply | 587.5061 | 1601.8514 | 2121.3615
2031 | NIWCM | Medium Demand Growth+Expected Future Gas Supply | 410.1311 | 1442.2479 | 2212.9238
2032 | NIWCM | Medium Demand Growth+Expected Future Gas Supply | 245.5165 | 1298.9412 | 2118.0906
2033 | NIWCM | Medium Demand Growth+Expected Future Gas Supply | 55.9676 | 1114.9126 | 2011.4907
2034 | NIWCM | Medium Demand Growth+Expected Future Gas Supply | -111.8944 | 992.0695 | 1974.1668
2035 | NIWCM | Medium Demand Growth+Expected Future Gas Supply | -263.5569 | 852.1582 | 1842.2204
2026 | SIWEM_PERC | Medium Demand Growth+Expected Future Gas Supply | 51.1127 | 51.1127 | 51.1127
2027 | SIWEM_PERC | Medium Demand Growth+Expected Future Gas Supply | 43.051 | 46.6967 | 46.6967
2028 | SIWEM_PERC | Medium Demand Growth+Expected Future Gas Supply | 30.5622 | 52.1441 | 61.804
2029 | SIWEM_PERC | Medium Demand Growth+Expected Future Gas Supply | 32.5405 | 44.3393 | 58.8026
2030 | SIWEM_PERC | Medium Demand Growth+Expected Future Gas Supply | 21.1401 | 40.3805 | 59.4
2031 | SIWEM_PERC | Medium Demand Growth+Expected Future Gas Supply | 10.9366 | 35.6853 | 58.5769
2032 | SIWEM_PERC | Medium Demand Growth+Expected Future Gas Supply | 3.3143 | 33.2662 | 55.7227
2033 | SIWEM_PERC | Medium Demand Growth+Expected Future Gas Supply | -0.75867 | 28.1962 | 52.4517
2034 | SIWEM_PERC | Medium Demand Growth+Expected Future Gas Supply | -2.5134 | 22.53 | 49.6588
2035 | SIWEM_PERC | Medium Demand Growth+Expected Future Gas Supply | -3.9808 | 17.2727 | 47.3039
2026 | NZWEM_PERC | Medium Demand Growth+Expected Future Gas Supply+Low Wind & Solar | 17.5818 | 17.633 | 17.633
2027 | NZWEM_PERC | Medium Demand Growth+Expected Future Gas Supply+Low Wind & Solar | 14.7164 | 16.3215 | 16.599
2028 | NZWEM_PERC | Medium Demand Growth+Expected Future Gas Supply+Low Wind & Solar | 10.2133 | 17.1665 | 21.023
2029 | NZWEM_PERC | Medium Demand Growth+Expected Future Gas Supply+Low Wind & Solar | 11.7805 | 21.3302 | 28.8858
2030 | NZWEM_PERC | Medium Demand Growth+Expected Future Gas Supply+Low Wind & Solar | 7.2361 | 18.3836 | 30.5943
2031 | NZWEM_PERC | Medium Demand Growth+Expected Future Gas Supply+Low Wind & Solar | 3.5863 | 14.448 | 31.2422
2032 | NZWEM_PERC | Medium Demand Growth+Expected Future Gas Supply+Low Wind & Solar | 0.84038 | 11.7765 | 29.0635
2033 | NZWEM_PERC | Medium Demand Growth+Expected Future Gas Supply+Low Wind & Solar | -1.7925 | 8.8712 | 27.1719
2034 | NZWEM_PERC | Medium Demand Growth+Expected Future Gas Supply+Low Wind & Solar | -3.949 | 6.8547 | 24.7305
2035 | NZWEM_PERC | Medium Demand Growth+Expected Future Gas Supply+Low Wind & Solar | -5.6605 | 4.9866 | 22.4622
2026 | NIWCM | Medium Demand Growth+Expected Future Gas Supply+Low Wind & Solar | 920.9691 | 921.7689 | 921.7689
2027 | NIWCM | Medium Demand Growth+Expected Future Gas Supply+Low Wind & Solar | 1076.3707 | 1108.2368 | 1112.7733
2028 | NIWCM | Medium Demand Growth+Expected Future Gas Supply+Low Wind & Solar | 1089.5103 | 1735.4791 | 1796.2242
2029 | NIWCM | Medium Demand Growth+Expected Future Gas Supply+Low Wind & Solar | 841.753 | 1732.1771 | 2055.5221
2030 | NIWCM | Medium Demand Growth+Expected Future Gas Supply+Low Wind & Solar | 587.5061 | 1601.8514 | 2121.3615
2031 | NIWCM | Medium Demand Growth+Expected Future Gas Supply+Low Wind & Solar | 410.1311 | 1442.2479 | 2212.9238
2032 | NIWCM | Medium Demand Growth+Expected Future Gas Supply+Low Wind & Solar | 245.5165 | 1298.9412 | 2118.0906
2033 | NIWCM | Medium Demand Growth+Expected Future Gas Supply+Low Wind & Solar | 55.9676 | 1114.9126 | 2011.4907
2034 | NIWCM | Medium Demand Growth+Expected Future Gas Supply+Low Wind & Solar | -111.8944 | 992.0695 | 1974.1668
2035 | NIWCM | Medium Demand Growth+Expected Future Gas Supply+Low Wind & Solar | -263.5569 | 852.1582 | 1842.2204
2026 | SIWEM_PERC | Medium Demand Growth+Expected Future Gas Supply+Low Wind & Solar | 48.1277 | 48.2724 | 48.2724
2027 | SIWEM_PERC | Medium Demand Growth+Expected Future Gas Supply+Low Wind & Solar | 39.4012 | 43.8926 | 44.6691
2028 | SIWEM_PERC | Medium Demand Growth+Expected Future Gas Supply+Low Wind & Solar | 26.7114 | 46.1884 | 56.991
2029 | SIWEM_PERC | Medium Demand Growth+Expected Future Gas Supply+Low Wind & Solar | 30.256 | 42.2678 | 55.3204
2030 | SIWEM_PERC | Medium Demand Growth+Expected Future Gas Supply+Low Wind & Solar | 17.5896 | 38.2205 | 55.3849
2031 | SIWEM_PERC | Medium Demand Growth+Expected Future Gas Supply+Low Wind & Solar | 7.5084 | 33.5996 | 54.2585
2032 | SIWEM_PERC | Medium Demand Growth+Expected Future Gas Supply+Low Wind & Solar | 0.47602 | 29.8637 | 51.4863
2033 | SIWEM_PERC | Medium Demand Growth+Expected Future Gas Supply+Low Wind & Solar | -1.5768 | 21.9006 | 48.3088
2034 | SIWEM_PERC | Medium Demand Growth+Expected Future Gas Supply+Low Wind & Solar | -3.3156 | 16.3573 | 45.5967
2035 | SIWEM_PERC | Medium Demand Growth+Expected Future Gas Supply+Low Wind & Solar | -4.7693 | 11.205 | 43.3109
2026 | NZWEM_PERC | Medium Demand Growth+Expected Future Gas Supply+Constrained Operational Capacity | 18.7712 | 18.8278 | 18.8278
2027 | NZWEM_PERC | Medium Demand Growth+Expected Future Gas Supply+Constrained Operational Capacity | 16.0207 | 17.7993 | 18.1068
2028 | NZWEM_PERC | Medium Demand Growth+Expected Future Gas Supply+Constrained Operational Capacity | 11.588 | 19.2927 | 23.566
2029 | NZWEM_PERC | Medium Demand Growth+Expected Future Gas Supply+Constrained Operational Capacity | 13.131 | 23.7127 | 32.0849
2030 | NZWEM_PERC | Medium Demand Growth+Expected Future Gas Supply+Constrained Operational Capacity | 8.5374 | 20.8377 | 34.3292
2031 | NZWEM_PERC | Medium Demand Growth+Expected Future Gas Supply+Constrained Operational Capacity | 4.8445 | 16.8209 | 35.3926
2032 | NZWEM_PERC | Medium Demand Growth+Expected Future Gas Supply+Constrained Operational Capacity | 2.0699 | 14.1301 | 33.2121
2033 | NZWEM_PERC | Medium Demand Growth+Expected Future Gas Supply+Constrained Operational Capacity | -0.59357 | 11.1661 | 31.3732
2034 | NZWEM_PERC | Medium Demand Growth+Expected Future Gas Supply+Constrained Operational Capacity | -2.7779 | 9.0964 | 28.8343
2035 | NZWEM_PERC | Medium Demand Growth+Expected Future Gas Supply+Constrained Operational Capacity | -4.5156 | 7.1781 | 26.4741
2026 | NIWCM | Medium Demand Growth+Expected Future Gas Supply+Constrained Operational Capacity | 325.6776 | 325.6776 | 325.6776
2027 | NIWCM | Medium Demand Growth+Expected Future Gas Supply+Constrained Operational Capacity | 454.6836 | 458.6512 | 458.6512
2028 | NIWCM | Medium Demand Growth+Expected Future Gas Supply+Constrained Operational Capacity | 435.8256 | 929.7399 | 937.5268
2029 | NIWCM | Medium Demand Growth+Expected Future Gas Supply+Constrained Operational Capacity | 170.0838 | 819.7627 | 976.2717
2030 | NIWCM | Medium Demand Growth+Expected Future Gas Supply+Constrained Operational Capacity | -87.289 | 649.6906 | 862.3063
2031 | NIWCM | Medium Demand Growth+Expected Future Gas Supply+Constrained Operational Capacity | -267.4032 | 480.9253 | 752.1464
2032 | NIWCM | Medium Demand Growth+Expected Future Gas Supply+Constrained Operational Capacity | -433.3615 | 319.5265 | 612.6282
2033 | NIWCM | Medium Demand Growth+Expected Future Gas Supply+Constrained Operational Capacity | -622.764 | 130.3566 | 435.4464
2034 | NIWCM | Medium Demand Growth+Expected Future Gas Supply+Constrained Operational Capacity | -792.7651 | 4.824 | 387.2187
2035 | NIWCM | Medium Demand Growth+Expected Future Gas Supply+Constrained Operational Capacity | -944.4174 | -136.7198 | 245.3193
2026 | SIWEM_PERC | Medium Demand Growth+Expected Future Gas Supply+Constrained Operational Capacity | 51.1127 | 51.1127 | 51.1127
2027 | SIWEM_PERC | Medium Demand Growth+Expected Future Gas Supply+Constrained Operational Capacity | 43.051 | 46.6967 | 46.6967
2028 | SIWEM_PERC | Medium Demand Growth+Expected Future Gas Supply+Constrained Operational Capacity | 30.5622 | 52.1441 | 61.804
2029 | SIWEM_PERC | Medium Demand Growth+Expected Future Gas Supply+Constrained Operational Capacity | 32.5405 | 44.3393 | 58.8026
2030 | SIWEM_PERC | Medium Demand Growth+Expected Future Gas Supply+Constrained Operational Capacity | 21.1401 | 40.3805 | 59.4
2031 | SIWEM_PERC | Medium Demand Growth+Expected Future Gas Supply+Constrained Operational Capacity | 10.9366 | 35.6853 | 58.5769
2032 | SIWEM_PERC | Medium Demand Growth+Expected Future Gas Supply+Constrained Operational Capacity | 3.3143 | 33.2662 | 55.7227
2033 | SIWEM_PERC | Medium Demand Growth+Expected Future Gas Supply+Constrained Operational Capacity | -0.75867 | 28.1962 | 52.4517
2034 | SIWEM_PERC | Medium Demand Growth+Expected Future Gas Supply+Constrained Operational Capacity | -2.5134 | 22.53 | 49.6588
2035 | SIWEM_PERC | Medium Demand Growth+Expected Future Gas Supply+Constrained Operational Capacity | -3.9808 | 17.2727 | 47.3039
2026 | NZWEM_PERC | Medium Demand Growth+Expected Future Gas Supply+Constrained Operational Capacity+Low Wind & Solar | 17.5818 | 17.633 | 17.633
2027 | NZWEM_PERC | Medium Demand Growth+Expected Future Gas Supply+Constrained Operational Capacity+Low Wind & Solar | 14.7164 | 16.3215 | 16.599
2028 | NZWEM_PERC | Medium Demand Growth+Expected Future Gas Supply+Constrained Operational Capacity+Low Wind & Solar | 10.2133 | 17.1665 | 21.023
2029 | NZWEM_PERC | Medium Demand Growth+Expected Future Gas Supply+Constrained Operational Capacity+Low Wind & Solar | 11.7805 | 21.3302 | 28.8858
2030 | NZWEM_PERC | Medium Demand Growth+Expected Future Gas Supply+Constrained Operational Capacity+Low Wind & Solar | 7.2361 | 18.3836 | 30.5943
2031 | NZWEM_PERC | Medium Demand Growth+Expected Future Gas Supply+Constrained Operational Capacity+Low Wind & Solar | 3.5863 | 14.448 | 31.2422
2032 | NZWEM_PERC | Medium Demand Growth+Expected Future Gas Supply+Constrained Operational Capacity+Low Wind & Solar | 0.84038 | 11.7765 | 29.0635
2033 | NZWEM_PERC | Medium Demand Growth+Expected Future Gas Supply+Constrained Operational Capacity+Low Wind & Solar | -1.7925 | 8.8712 | 27.1719
2034 | NZWEM_PERC | Medium Demand Growth+Expected Future Gas Supply+Constrained Operational Capacity+Low Wind & Solar | -3.949 | 6.8547 | 24.7305
2035 | NZWEM_PERC | Medium Demand Growth+Expected Future Gas Supply+Constrained Operational Capacity+Low Wind & Solar | -5.6605 | 4.9866 | 22.4622
2026 | NIWCM | Medium Demand Growth+Expected Future Gas Supply+Constrained Operational Capacity+Low Wind & Solar | 325.6776 | 325.6776 | 325.6776
2027 | NIWCM | Medium Demand Growth+Expected Future Gas Supply+Constrained Operational Capacity+Low Wind & Solar | 454.6836 | 458.6512 | 458.6512
2028 | NIWCM | Medium Demand Growth+Expected Future Gas Supply+Constrained Operational Capacity+Low Wind & Solar | 435.8256 | 929.7399 | 937.5268
2029 | NIWCM | Medium Demand Growth+Expected Future Gas Supply+Constrained Operational Capacity+Low Wind & Solar | 170.0838 | 819.7627 | 976.2717
2030 | NIWCM | Medium Demand Growth+Expected Future Gas Supply+Constrained Operational Capacity+Low Wind & Solar | -87.289 | 649.6906 | 862.3063
2031 | NIWCM | Medium Demand Growth+Expected Future Gas Supply+Constrained Operational Capacity+Low Wind & Solar | -267.4032 | 480.9253 | 752.1464
2032 | NIWCM | Medium Demand Growth+Expected Future Gas Supply+Constrained Operational Capacity+Low Wind & Solar | -433.3615 | 319.5265 | 612.6282
2033 | NIWCM | Medium Demand Growth+Expected Future Gas Supply+Constrained Operational Capacity+Low Wind & Solar | -622.764 | 130.3566 | 435.4464
2034 | NIWCM | Medium Demand Growth+Expected Future Gas Supply+Constrained Operational Capacity+Low Wind & Solar | -792.7651 | 4.824 | 387.2187
2035 | NIWCM | Medium Demand Growth+Expected Future Gas Supply+Constrained Operational Capacity+Low Wind & Solar | -944.4174 | -136.7198 | 245.3193
2026 | SIWEM_PERC | Medium Demand Growth+Expected Future Gas Supply+Constrained Operational Capacity+Low Wind & Solar | 48.1277 | 48.2724 | 48.2724
2027 | SIWEM_PERC | Medium Demand Growth+Expected Future Gas Supply+Constrained Operational Capacity+Low Wind & Solar | 39.4012 | 43.8926 | 44.6691
2028 | SIWEM_PERC | Medium Demand Growth+Expected Future Gas Supply+Constrained Operational Capacity+Low Wind & Solar | 26.7114 | 46.1884 | 56.991
2029 | SIWEM_PERC | Medium Demand Growth+Expected Future Gas Supply+Constrained Operational Capacity+Low Wind & Solar | 30.256 | 42.2678 | 55.3204
2030 | SIWEM_PERC | Medium Demand Growth+Expected Future Gas Supply+Constrained Operational Capacity+Low Wind & Solar | 17.5896 | 38.2205 | 55.3849
2031 | SIWEM_PERC | Medium Demand Growth+Expected Future Gas Supply+Constrained Operational Capacity+Low Wind & Solar | 7.5084 | 33.5996 | 54.2585
2032 | SIWEM_PERC | Medium Demand Growth+Expected Future Gas Supply+Constrained Operational Capacity+Low Wind & Solar | 0.47602 | 29.8637 | 51.4863
2033 | SIWEM_PERC | Medium Demand Growth+Expected Future Gas Supply+Constrained Operational Capacity+Low Wind & Solar | -1.5768 | 21.9006 | 48.3088
2034 | SIWEM_PERC | Medium Demand Growth+Expected Future Gas Supply+Constrained Operational Capacity+Low Wind & Solar | -3.3156 | 16.3573 | 45.5967
2035 | SIWEM_PERC | Medium Demand Growth+Expected Future Gas Supply+Constrained Operational Capacity+Low Wind & Solar | -4.7693 | 11.205 | 43.3109
2026 | NZWEM_PERC | Medium Demand Growth+Expected Future Gas Supply+Upgraded HVDC | 18.7712 | 18.8278 | 18.8278
2027 | NZWEM_PERC | Medium Demand Growth+Expected Future Gas Supply+Upgraded HVDC | 16.0207 | 17.7993 | 18.1068
2028 | NZWEM_PERC | Medium Demand Growth+Expected Future Gas Supply+Upgraded HVDC | 11.588 | 19.2927 | 23.566
2029 | NZWEM_PERC | Medium Demand Growth+Expected Future Gas Supply+Upgraded HVDC | 13.131 | 23.7127 | 32.0849
2030 | NZWEM_PERC | Medium Demand Growth+Expected Future Gas Supply+Upgraded HVDC | 8.5374 | 20.8377 | 34.3292
2031 | NZWEM_PERC | Medium Demand Growth+Expected Future Gas Supply+Upgraded HVDC | 4.8445 | 16.8209 | 35.3926
2032 | NZWEM_PERC | Medium Demand Growth+Expected Future Gas Supply+Upgraded HVDC | 2.0699 | 14.1301 | 33.2121
2033 | NZWEM_PERC | Medium Demand Growth+Expected Future Gas Supply+Upgraded HVDC | -0.59357 | 11.1661 | 31.3732
2034 | NZWEM_PERC | Medium Demand Growth+Expected Future Gas Supply+Upgraded HVDC | -2.7779 | 9.0964 | 28.8343
2035 | NZWEM_PERC | Medium Demand Growth+Expected Future Gas Supply+Upgraded HVDC | -4.5156 | 7.1781 | 26.4741
2026 | NIWCM | Medium Demand Growth+Expected Future Gas Supply+Upgraded HVDC | 920.9691 | 921.7689 | 921.7689
2027 | NIWCM | Medium Demand Growth+Expected Future Gas Supply+Upgraded HVDC | 1076.3707 | 1108.2368 | 1112.7733
2028 | NIWCM | Medium Demand Growth+Expected Future Gas Supply+Upgraded HVDC | 1089.5103 | 1735.4791 | 1796.2242
2029 | NIWCM | Medium Demand Growth+Expected Future Gas Supply+Upgraded HVDC | 841.753 | 1732.1771 | 2055.5221
2030 | NIWCM | Medium Demand Growth+Expected Future Gas Supply+Upgraded HVDC | 587.5061 | 1601.8514 | 2121.3615
2031 | NIWCM | Medium Demand Growth+Expected Future Gas Supply+Upgraded HVDC | 410.1311 | 1442.2478 | 2222.5311
2032 | NIWCM | Medium Demand Growth+Expected Future Gas Supply+Upgraded HVDC | 245.5165 | 1298.9413 | 2117.5995
2033 | NIWCM | Medium Demand Growth+Expected Future Gas Supply+Upgraded HVDC | 55.9676 | 1114.9126 | 2011.5554
2034 | NIWCM | Medium Demand Growth+Expected Future Gas Supply+Upgraded HVDC | -111.8944 | 992.0695 | 1974.1654
2035 | NIWCM | Medium Demand Growth+Expected Future Gas Supply+Upgraded HVDC | -263.5569 | 852.1582 | 1842.2228
2026 | SIWEM_PERC | Medium Demand Growth+Expected Future Gas Supply+Upgraded HVDC | 51.1127 | 51.1127 | 51.1127
2027 | SIWEM_PERC | Medium Demand Growth+Expected Future Gas Supply+Upgraded HVDC | 43.051 | 47.9089 | 48.6924
2028 | SIWEM_PERC | Medium Demand Growth+Expected Future Gas Supply+Upgraded HVDC | 30.5622 | 52.1441 | 63.9077
2029 | SIWEM_PERC | Medium Demand Growth+Expected Future Gas Supply+Upgraded HVDC | 33.8309 | 61.2977 | 77.9918
2030 | SIWEM_PERC | Medium Demand Growth+Expected Future Gas Supply+Upgraded HVDC | 21.1401 | 53.4209 | 77.8061
2031 | SIWEM_PERC | Medium Demand Growth+Expected Future Gas Supply+Upgraded HVDC | 10.9366 | 42.8644 | 76.3495
2032 | SIWEM_PERC | Medium Demand Growth+Expected Future Gas Supply+Upgraded HVDC | 3.3143 | 36.03 | 73.1574
2033 | SIWEM_PERC | Medium Demand Growth+Expected Future Gas Supply+Upgraded HVDC | -0.75867 | 28.1962 | 69.5021
2034 | SIWEM_PERC | Medium Demand Growth+Expected Future Gas Supply+Upgraded HVDC | -2.5134 | 22.53 | 66.3765
2035 | SIWEM_PERC | Medium Demand Growth+Expected Future Gas Supply+Upgraded HVDC | -3.9808 | 17.2727 | 63.7372
2026 | NZWEM_PERC | Medium Demand Growth+Expected Future Gas Supply+Upgraded HVDC+Low Wind & Solar | 17.5818 | 17.633 | 17.633
2027 | NZWEM_PERC | Medium Demand Growth+Expected Future Gas Supply+Upgraded HVDC+Low Wind & Solar | 14.7164 | 16.3215 | 16.599
2028 | NZWEM_PERC | Medium Demand Growth+Expected Future Gas Supply+Upgraded HVDC+Low Wind & Solar | 10.2133 | 17.1665 | 21.023
2029 | NZWEM_PERC | Medium Demand Growth+Expected Future Gas Supply+Upgraded HVDC+Low Wind & Solar | 11.7805 | 21.3302 | 28.8858
2030 | NZWEM_PERC | Medium Demand Growth+Expected Future Gas Supply+Upgraded HVDC+Low Wind & Solar | 7.2361 | 18.3836 | 30.5943
2031 | NZWEM_PERC | Medium Demand Growth+Expected Future Gas Supply+Upgraded HVDC+Low Wind & Solar | 3.5863 | 14.448 | 31.2422
2032 | NZWEM_PERC | Medium Demand Growth+Expected Future Gas Supply+Upgraded HVDC+Low Wind & Solar | 0.84038 | 11.7765 | 29.0635
2033 | NZWEM_PERC | Medium Demand Growth+Expected Future Gas Supply+Upgraded HVDC+Low Wind & Solar | -1.7925 | 8.8712 | 27.1719
2034 | NZWEM_PERC | Medium Demand Growth+Expected Future Gas Supply+Upgraded HVDC+Low Wind & Solar | -3.949 | 6.8547 | 24.7305
2035 | NZWEM_PERC | Medium Demand Growth+Expected Future Gas Supply+Upgraded HVDC+Low Wind & Solar | -5.6605 | 4.9866 | 22.4622
2026 | NIWCM | Medium Demand Growth+Expected Future Gas Supply+Upgraded HVDC+Low Wind & Solar | 920.9691 | 921.7689 | 921.7689
2027 | NIWCM | Medium Demand Growth+Expected Future Gas Supply+Upgraded HVDC+Low Wind & Solar | 1076.3707 | 1108.2368 | 1112.7733
2028 | NIWCM | Medium Demand Growth+Expected Future Gas Supply+Upgraded HVDC+Low Wind & Solar | 1089.5103 | 1735.4791 | 1796.2242
2029 | NIWCM | Medium Demand Growth+Expected Future Gas Supply+Upgraded HVDC+Low Wind & Solar | 841.753 | 1732.1771 | 2055.5221
2030 | NIWCM | Medium Demand Growth+Expected Future Gas Supply+Upgraded HVDC+Low Wind & Solar | 587.5061 | 1601.8514 | 2121.3615
2031 | NIWCM | Medium Demand Growth+Expected Future Gas Supply+Upgraded HVDC+Low Wind & Solar | 410.1311 | 1442.2478 | 2222.5311
2032 | NIWCM | Medium Demand Growth+Expected Future Gas Supply+Upgraded HVDC+Low Wind & Solar | 245.5165 | 1298.9413 | 2117.5995
2033 | NIWCM | Medium Demand Growth+Expected Future Gas Supply+Upgraded HVDC+Low Wind & Solar | 55.9676 | 1114.9126 | 2011.5554
2034 | NIWCM | Medium Demand Growth+Expected Future Gas Supply+Upgraded HVDC+Low Wind & Solar | -111.8944 | 992.0695 | 1974.1654
2035 | NIWCM | Medium Demand Growth+Expected Future Gas Supply+Upgraded HVDC+Low Wind & Solar | -263.5569 | 852.1582 | 1842.2228
2026 | SIWEM_PERC | Medium Demand Growth+Expected Future Gas Supply+Upgraded HVDC+Low Wind & Solar | 48.1277 | 48.2724 | 48.2724
2027 | SIWEM_PERC | Medium Demand Growth+Expected Future Gas Supply+Upgraded HVDC+Low Wind & Solar | 39.4012 | 43.8926 | 44.6691
2028 | SIWEM_PERC | Medium Demand Growth+Expected Future Gas Supply+Upgraded HVDC+Low Wind & Solar | 26.7114 | 46.1884 | 56.991
2029 | SIWEM_PERC | Medium Demand Growth+Expected Future Gas Supply+Upgraded HVDC+Low Wind & Solar | 30.256 | 55.1657 | 74.5096
2030 | SIWEM_PERC | Medium Demand Growth+Expected Future Gas Supply+Upgraded HVDC+Low Wind & Solar | 17.5896 | 47.1304 | 73.791
2031 | SIWEM_PERC | Medium Demand Growth+Expected Future Gas Supply+Upgraded HVDC+Low Wind & Solar | 7.5084 | 36.7904 | 72.0311
2032 | SIWEM_PERC | Medium Demand Growth+Expected Future Gas Supply+Upgraded HVDC+Low Wind & Solar | 0.47602 | 29.8637 | 68.9211
2033 | SIWEM_PERC | Medium Demand Growth+Expected Future Gas Supply+Upgraded HVDC+Low Wind & Solar | -1.5768 | 21.9006 | 65.3592
2034 | SIWEM_PERC | Medium Demand Growth+Expected Future Gas Supply+Upgraded HVDC+Low Wind & Solar | -3.3156 | 16.3573 | 62.3144
2035 | SIWEM_PERC | Medium Demand Growth+Expected Future Gas Supply+Upgraded HVDC+Low Wind & Solar | -4.7693 | 11.205 | 58.1364
2026 | NZWEM_PERC | Medium Demand Growth+Expected Future Gas Supply+Upgraded HVDC+Constrained Operational Capacity | 18.7712 | 18.8278 | 18.8278
2027 | NZWEM_PERC | Medium Demand Growth+Expected Future Gas Supply+Upgraded HVDC+Constrained Operational Capacity | 16.0207 | 17.7993 | 18.1068
2028 | NZWEM_PERC | Medium Demand Growth+Expected Future Gas Supply+Upgraded HVDC+Constrained Operational Capacity | 11.588 | 19.2927 | 23.566
2029 | NZWEM_PERC | Medium Demand Growth+Expected Future Gas Supply+Upgraded HVDC+Constrained Operational Capacity | 13.131 | 23.7127 | 32.0849
2030 | NZWEM_PERC | Medium Demand Growth+Expected Future Gas Supply+Upgraded HVDC+Constrained Operational Capacity | 8.5374 | 20.8377 | 34.3292
2031 | NZWEM_PERC | Medium Demand Growth+Expected Future Gas Supply+Upgraded HVDC+Constrained Operational Capacity | 4.8445 | 16.8209 | 35.3926
2032 | NZWEM_PERC | Medium Demand Growth+Expected Future Gas Supply+Upgraded HVDC+Constrained Operational Capacity | 2.0699 | 14.1301 | 33.2121
2033 | NZWEM_PERC | Medium Demand Growth+Expected Future Gas Supply+Upgraded HVDC+Constrained Operational Capacity | -0.59357 | 11.1661 | 31.3732
2034 | NZWEM_PERC | Medium Demand Growth+Expected Future Gas Supply+Upgraded HVDC+Constrained Operational Capacity | -2.7779 | 9.0964 | 28.8343
2035 | NZWEM_PERC | Medium Demand Growth+Expected Future Gas Supply+Upgraded HVDC+Constrained Operational Capacity | -4.5156 | 7.1781 | 26.4741
2026 | NIWCM | Medium Demand Growth+Expected Future Gas Supply+Upgraded HVDC+Constrained Operational Capacity | 325.6776 | 325.6776 | 325.6776
2027 | NIWCM | Medium Demand Growth+Expected Future Gas Supply+Upgraded HVDC+Constrained Operational Capacity | 454.6836 | 458.6512 | 458.6512
2028 | NIWCM | Medium Demand Growth+Expected Future Gas Supply+Upgraded HVDC+Constrained Operational Capacity | 435.8256 | 929.7399 | 937.5268
2029 | NIWCM | Medium Demand Growth+Expected Future Gas Supply+Upgraded HVDC+Constrained Operational Capacity | 170.0838 | 819.7627 | 976.2717
2030 | NIWCM | Medium Demand Growth+Expected Future Gas Supply+Upgraded HVDC+Constrained Operational Capacity | -87.289 | 649.6906 | 862.3063
2031 | NIWCM | Medium Demand Growth+Expected Future Gas Supply+Upgraded HVDC+Constrained Operational Capacity | -267.4032 | 480.9253 | 752.1464
2032 | NIWCM | Medium Demand Growth+Expected Future Gas Supply+Upgraded HVDC+Constrained Operational Capacity | -433.3615 | 319.5265 | 612.6282
2033 | NIWCM | Medium Demand Growth+Expected Future Gas Supply+Upgraded HVDC+Constrained Operational Capacity | -622.764 | 130.3566 | 435.4464
2034 | NIWCM | Medium Demand Growth+Expected Future Gas Supply+Upgraded HVDC+Constrained Operational Capacity | -792.7651 | 4.824 | 387.2187
2035 | NIWCM | Medium Demand Growth+Expected Future Gas Supply+Upgraded HVDC+Constrained Operational Capacity | -944.4174 | -136.7198 | 245.3193
2026 | SIWEM_PERC | Medium Demand Growth+Expected Future Gas Supply+Upgraded HVDC+Constrained Operational Capacity | 51.1127 | 51.1127 | 51.1127
2027 | SIWEM_PERC | Medium Demand Growth+Expected Future Gas Supply+Upgraded HVDC+Constrained Operational Capacity | 43.051 | 47.9089 | 48.6924
2028 | SIWEM_PERC | Medium Demand Growth+Expected Future Gas Supply+Upgraded HVDC+Constrained Operational Capacity | 30.5622 | 52.1441 | 63.9077
2029 | SIWEM_PERC | Medium Demand Growth+Expected Future Gas Supply+Upgraded HVDC+Constrained Operational Capacity | 33.8309 | 61.2977 | 77.9918
2030 | SIWEM_PERC | Medium Demand Growth+Expected Future Gas Supply+Upgraded HVDC+Constrained Operational Capacity | 21.1401 | 53.4209 | 77.8061
2031 | SIWEM_PERC | Medium Demand Growth+Expected Future Gas Supply+Upgraded HVDC+Constrained Operational Capacity | 10.9366 | 42.8644 | 76.3495
2032 | SIWEM_PERC | Medium Demand Growth+Expected Future Gas Supply+Upgraded HVDC+Constrained Operational Capacity | 3.3143 | 36.03 | 73.1574
2033 | SIWEM_PERC | Medium Demand Growth+Expected Future Gas Supply+Upgraded HVDC+Constrained Operational Capacity | -0.75867 | 28.1962 | 69.5021
2034 | SIWEM_PERC | Medium Demand Growth+Expected Future Gas Supply+Upgraded HVDC+Constrained Operational Capacity | -2.5134 | 22.53 | 66.3765
2035 | SIWEM_PERC | Medium Demand Growth+Expected Future Gas Supply+Upgraded HVDC+Constrained Operational Capacity | -3.9808 | 17.2727 | 63.7372
2026 | NZWEM_PERC | Medium Demand Growth+Expected Future Gas Supply+Upgraded HVDC+Constrained Operational Capacity+Low Wind & Solar | 17.5818 | 17.633 | 17.633
2027 | NZWEM_PERC | Medium Demand Growth+Expected Future Gas Supply+Upgraded HVDC+Constrained Operational Capacity+Low Wind & Solar | 14.7164 | 16.3215 | 16.599
2028 | NZWEM_PERC | Medium Demand Growth+Expected Future Gas Supply+Upgraded HVDC+Constrained Operational Capacity+Low Wind & Solar | 10.2133 | 17.1665 | 21.023
2029 | NZWEM_PERC | Medium Demand Growth+Expected Future Gas Supply+Upgraded HVDC+Constrained Operational Capacity+Low Wind & Solar | 11.7805 | 21.3302 | 28.8858
2030 | NZWEM_PERC | Medium Demand Growth+Expected Future Gas Supply+Upgraded HVDC+Constrained Operational Capacity+Low Wind & Solar | 7.2361 | 18.3836 | 30.5943
2031 | NZWEM_PERC | Medium Demand Growth+Expected Future Gas Supply+Upgraded HVDC+Constrained Operational Capacity+Low Wind & Solar | 3.5863 | 14.448 | 31.2422
2032 | NZWEM_PERC | Medium Demand Growth+Expected Future Gas Supply+Upgraded HVDC+Constrained Operational Capacity+Low Wind & Solar | 0.84038 | 11.7765 | 29.0635
2033 | NZWEM_PERC | Medium Demand Growth+Expected Future Gas Supply+Upgraded HVDC+Constrained Operational Capacity+Low Wind & Solar | -1.7925 | 8.8712 | 27.1719
2034 | NZWEM_PERC | Medium Demand Growth+Expected Future Gas Supply+Upgraded HVDC+Constrained Operational Capacity+Low Wind & Solar | -3.949 | 6.8547 | 24.7305
2035 | NZWEM_PERC | Medium Demand Growth+Expected Future Gas Supply+Upgraded HVDC+Constrained Operational Capacity+Low Wind & Solar | -5.6605 | 4.9866 | 22.4622
2026 | NIWCM | Medium Demand Growth+Expected Future Gas Supply+Upgraded HVDC+Constrained Operational Capacity+Low Wind & Solar | 325.6776 | 325.6776 | 325.6776
2027 | NIWCM | Medium Demand Growth+Expected Future Gas Supply+Upgraded HVDC+Constrained Operational Capacity+Low Wind & Solar | 454.6836 | 458.6512 | 458.6512
2028 | NIWCM | Medium Demand Growth+Expected Future Gas Supply+Upgraded HVDC+Constrained Operational Capacity+Low Wind & Solar | 435.8256 | 929.7399 | 937.5268
2029 | NIWCM | Medium Demand Growth+Expected Future Gas Supply+Upgraded HVDC+Constrained Operational Capacity+Low Wind & Solar | 170.0838 | 819.7627 | 976.2717
2030 | NIWCM | Medium Demand Growth+Expected Future Gas Supply+Upgraded HVDC+Constrained Operational Capacity+Low Wind & Solar | -87.289 | 649.6906 | 862.3063
2031 | NIWCM | Medium Demand Growth+Expected Future Gas Supply+Upgraded HVDC+Constrained Operational Capacity+Low Wind & Solar | -267.4032 | 480.9253 | 752.1464
2032 | NIWCM | Medium Demand Growth+Expected Future Gas Supply+Upgraded HVDC+Constrained Operational Capacity+Low Wind & Solar | -433.3615 | 319.5265 | 612.6282
2033 | NIWCM | Medium Demand Growth+Expected Future Gas Supply+Upgraded HVDC+Constrained Operational Capacity+Low Wind & Solar | -622.764 | 130.3566 | 435.4464
2034 | NIWCM | Medium Demand Growth+Expected Future Gas Supply+Upgraded HVDC+Constrained Operational Capacity+Low Wind & Solar | -792.7651 | 4.824 | 387.2187
2035 | NIWCM | Medium Demand Growth+Expected Future Gas Supply+Upgraded HVDC+Constrained Operational Capacity+Low Wind & Solar | -944.4174 | -136.7198 | 245.3193
2026 | SIWEM_PERC | Medium Demand Growth+Expected Future Gas Supply+Upgraded HVDC+Constrained Operational Capacity+Low Wind & Solar | 48.1277 | 48.2724 | 48.2724
2027 | SIWEM_PERC | Medium Demand Growth+Expected Future Gas Supply+Upgraded HVDC+Constrained Operational Capacity+Low Wind & Solar | 39.4012 | 43.8926 | 44.6691
2028 | SIWEM_PERC | Medium Demand Growth+Expected Future Gas Supply+Upgraded HVDC+Constrained Operational Capacity+Low Wind & Solar | 26.7114 | 46.1884 | 56.991
2029 | SIWEM_PERC | Medium Demand Growth+Expected Future Gas Supply+Upgraded HVDC+Constrained Operational Capacity+Low Wind & Solar | 30.256 | 55.1657 | 74.5096
2030 | SIWEM_PERC | Medium Demand Growth+Expected Future Gas Supply+Upgraded HVDC+Constrained Operational Capacity+Low Wind & Solar | 17.5896 | 47.1304 | 73.791
2031 | SIWEM_PERC | Medium Demand Growth+Expected Future Gas Supply+Upgraded HVDC+Constrained Operational Capacity+Low Wind & Solar | 7.5084 | 36.7904 | 72.0311
2032 | SIWEM_PERC | Medium Demand Growth+Expected Future Gas Supply+Upgraded HVDC+Constrained Operational Capacity+Low Wind & Solar | 0.47602 | 29.8637 | 68.9211
2033 | SIWEM_PERC | Medium Demand Growth+Expected Future Gas Supply+Upgraded HVDC+Constrained Operational Capacity+Low Wind & Solar | -1.5768 | 21.9006 | 65.3592
2034 | SIWEM_PERC | Medium Demand Growth+Expected Future Gas Supply+Upgraded HVDC+Constrained Operational Capacity+Low Wind & Solar | -3.3156 | 16.3573 | 62.3144
2035 | SIWEM_PERC | Medium Demand Growth+Expected Future Gas Supply+Upgraded HVDC+Constrained Operational Capacity+Low Wind & Solar | -4.7693 | 11.205 | 58.1364
2026 | NZWEM_PERC | Medium Demand Growth+Expected Future Gas Supply+Delayed Build | 14.1751 | 14.1751 | 14.1751
2027 | NZWEM_PERC | Medium Demand Growth+Expected Future Gas Supply+Delayed Build | 8.8858 | 9.0226 | 9.185
2028 | NZWEM_PERC | Medium Demand Growth+Expected Future Gas Supply+Delayed Build | 7.6142 | 8.9853 | 9.2837
2029 | NZWEM_PERC | Medium Demand Growth+Expected Future Gas Supply+Delayed Build | 12.0674 | 14.7042 | 15.5231
2030 | NZWEM_PERC | Medium Demand Growth+Expected Future Gas Supply+Delayed Build | 8.5374 | 16.7987 | 23.7819
2031 | NZWEM_PERC | Medium Demand Growth+Expected Future Gas Supply+Delayed Build | 4.8445 | 15.6439 | 23.4443
2032 | NZWEM_PERC | Medium Demand Growth+Expected Future Gas Supply+Delayed Build | 2.0699 | 13.2378 | 25.9857
2033 | NZWEM_PERC | Medium Demand Growth+Expected Future Gas Supply+Delayed Build | -0.59357 | 10.3755 | 28.0723
2034 | NZWEM_PERC | Medium Demand Growth+Expected Future Gas Supply+Delayed Build | -2.7779 | 8.276 | 26.4508
2035 | NZWEM_PERC | Medium Demand Growth+Expected Future Gas Supply+Delayed Build | -4.5156 | 6.7139 | 26.01
2026 | NIWCM | Medium Demand Growth+Expected Future Gas Supply+Delayed Build | 628.8124 | 628.8124 | 628.8124
2027 | NIWCM | Medium Demand Growth+Expected Future Gas Supply+Delayed Build | 677.8105 | 679.8206 | 682.2931
2028 | NIWCM | Medium Demand Growth+Expected Future Gas Supply+Delayed Build | 835.4318 | 855.4229 | 859.9594
2029 | NIWCM | Medium Demand Growth+Expected Future Gas Supply+Delayed Build | 634.3073 | 761.4527 | 775.045
2030 | NIWCM | Medium Demand Growth+Expected Future Gas Supply+Delayed Build | 531.7296 | 1250.7871 | 1527.8104
2031 | NIWCM | Medium Demand Growth+Expected Future Gas Supply+Delayed Build | 337.1926 | 1266.4198 | 1612.631
2032 | NIWCM | Medium Demand Growth+Expected Future Gas Supply+Delayed Build | 172.578 | 1172.6335 | 1733.8244
2033 | NIWCM | Medium Demand Growth+Expected Future Gas Supply+Delayed Build | 55.9676 | 1069.8734 | 1867.049
2034 | NIWCM | Medium Demand Growth+Expected Future Gas Supply+Delayed Build | -111.8944 | 921.9803 | 1759.6486
2035 | NIWCM | Medium Demand Growth+Expected Future Gas Supply+Delayed Build | -263.5569 | 799.8262 | 1712.6594
2026 | SIWEM_PERC | Medium Demand Growth+Expected Future Gas Supply+Delayed Build | 38.4856 | 38.4856 | 38.4856
2027 | SIWEM_PERC | Medium Demand Growth+Expected Future Gas Supply+Delayed Build | 23.0855 | 23.4685 | 23.9229
2028 | SIWEM_PERC | Medium Demand Growth+Expected Future Gas Supply+Delayed Build | 19.431 | 23.2717 | 24.1076
2029 | SIWEM_PERC | Medium Demand Growth+Expected Future Gas Supply+Delayed Build | 30.8415 | 35.4579 | 35.4579
2030 | SIWEM_PERC | Medium Demand Growth+Expected Future Gas Supply+Delayed Build | 21.1401 | 38.6063 | 50.6531
2031 | SIWEM_PERC | Medium Demand Growth+Expected Future Gas Supply+Delayed Build | 10.9366 | 33.9722 | 47.3677
2032 | SIWEM_PERC | Medium Demand Growth+Expected Future Gas Supply+Delayed Build | 3.3143 | 33.2662 | 51.282
2033 | SIWEM_PERC | Medium Demand Growth+Expected Future Gas Supply+Delayed Build | -0.75867 | 26.0273 | 52.4517
2034 | SIWEM_PERC | Medium Demand Growth+Expected Future Gas Supply+Delayed Build | -2.5134 | 20.2711 | 49.6588
2035 | SIWEM_PERC | Medium Demand Growth+Expected Future Gas Supply+Delayed Build | -3.9808 | 15.9877 | 47.3039
2026 | NZWEM_PERC | Medium Demand Growth+Expected Future Gas Supply+Delayed Build+Low Wind & Solar | 13.2703 | 13.2703 | 13.2703
2027 | NZWEM_PERC | Medium Demand Growth+Expected Future Gas Supply+Delayed Build+Low Wind & Solar | 7.96 | 8.0836 | 8.2301
2028 | NZWEM_PERC | Medium Demand Growth+Expected Future Gas Supply+Delayed Build+Low Wind & Solar | 6.4717 | 7.709 | 7.9783
2029 | NZWEM_PERC | Medium Demand Growth+Expected Future Gas Supply+Delayed Build+Low Wind & Solar | 10.8207 | 13.2003 | 13.9394
2030 | NZWEM_PERC | Medium Demand Growth+Expected Future Gas Supply+Delayed Build+Low Wind & Solar | 7.2361 | 14.6917 | 20.9938
2031 | NZWEM_PERC | Medium Demand Growth+Expected Future Gas Supply+Delayed Build+Low Wind & Solar | 3.5863 | 13.3324 | 20.3719
2032 | NZWEM_PERC | Medium Demand Growth+Expected Future Gas Supply+Delayed Build+Low Wind & Solar | 0.84038 | 10.919 | 22.4566
2033 | NZWEM_PERC | Medium Demand Growth+Expected Future Gas Supply+Delayed Build+Low Wind & Solar | -1.7925 | 8.1144 | 24.1174
2034 | NZWEM_PERC | Medium Demand Growth+Expected Future Gas Supply+Delayed Build+Low Wind & Solar | -3.949 | 6.0343 | 22.4994
2035 | NZWEM_PERC | Medium Demand Growth+Expected Future Gas Supply+Delayed Build+Low Wind & Solar | -5.6605 | 4.5224 | 21.998
2026 | NIWCM | Medium Demand Growth+Expected Future Gas Supply+Delayed Build+Low Wind & Solar | 628.8124 | 628.8124 | 628.8124
2027 | NIWCM | Medium Demand Growth+Expected Future Gas Supply+Delayed Build+Low Wind & Solar | 677.8105 | 679.8206 | 682.2931
2028 | NIWCM | Medium Demand Growth+Expected Future Gas Supply+Delayed Build+Low Wind & Solar | 835.4318 | 855.4229 | 859.9594
2029 | NIWCM | Medium Demand Growth+Expected Future Gas Supply+Delayed Build+Low Wind & Solar | 634.3073 | 761.4527 | 775.045
2030 | NIWCM | Medium Demand Growth+Expected Future Gas Supply+Delayed Build+Low Wind & Solar | 531.7296 | 1250.7871 | 1527.8104
2031 | NIWCM | Medium Demand Growth+Expected Future Gas Supply+Delayed Build+Low Wind & Solar | 337.1926 | 1266.4198 | 1612.631
2032 | NIWCM | Medium Demand Growth+Expected Future Gas Supply+Delayed Build+Low Wind & Solar | 172.578 | 1172.6335 | 1733.8244
2033 | NIWCM | Medium Demand Growth+Expected Future Gas Supply+Delayed Build+Low Wind & Solar | 55.9676 | 1069.8734 | 1867.049
2034 | NIWCM | Medium Demand Growth+Expected Future Gas Supply+Delayed Build+Low Wind & Solar | -111.8944 | 921.9803 | 1759.6486
2035 | NIWCM | Medium Demand Growth+Expected Future Gas Supply+Delayed Build+Low Wind & Solar | -263.5569 | 799.8262 | 1712.6594
2026 | SIWEM_PERC | Medium Demand Growth+Expected Future Gas Supply+Delayed Build+Low Wind & Solar | 35.9246 | 35.9246 | 35.9246
2027 | SIWEM_PERC | Medium Demand Growth+Expected Future Gas Supply+Delayed Build+Low Wind & Solar | 20.495 | 20.8406 | 21.2507
2028 | SIWEM_PERC | Medium Demand Growth+Expected Future Gas Supply+Delayed Build+Low Wind & Solar | 16.2307 | 19.6968 | 20.4511
2029 | SIWEM_PERC | Medium Demand Growth+Expected Future Gas Supply+Delayed Build+Low Wind & Solar | 27.625 | 34.1475 | 34.2526
2030 | SIWEM_PERC | Medium Demand Growth+Expected Future Gas Supply+Delayed Build+Low Wind & Solar | 17.5896 | 36.6193 | 47.4912
2031 | SIWEM_PERC | Medium Demand Growth+Expected Future Gas Supply+Delayed Build+Low Wind & Solar | 7.5084 | 32.0536 | 44.1426
2032 | SIWEM_PERC | Medium Demand Growth+Expected Future Gas Supply+Delayed Build+Low Wind & Solar | 0.47602 | 27.5184 | 47.4788
2033 | SIWEM_PERC | Medium Demand Growth+Expected Future Gas Supply+Delayed Build+Low Wind & Solar | -1.5768 | 19.8247 | 48.3088
2034 | SIWEM_PERC | Medium Demand Growth+Expected Future Gas Supply+Delayed Build+Low Wind & Solar | -3.3156 | 14.0983 | 45.5967
2035 | SIWEM_PERC | Medium Demand Growth+Expected Future Gas Supply+Delayed Build+Low Wind & Solar | -4.7693 | 9.9199 | 43.3109
2026 | NZWEM_PERC | Medium Demand Growth+Expected Future Gas Supply+Delayed Build+Constrained Operational Capacity | 14.1751 | 14.1751 | 14.1751
2027 | NZWEM_PERC | Medium Demand Growth+Expected Future Gas Supply+Delayed Build+Constrained Operational Capacity | 8.8858 | 9.0226 | 9.185
2028 | NZWEM_PERC | Medium Demand Growth+Expected Future Gas Supply+Delayed Build+Constrained Operational Capacity | 7.6142 | 8.9853 | 9.2837
2029 | NZWEM_PERC | Medium Demand Growth+Expected Future Gas Supply+Delayed Build+Constrained Operational Capacity | 12.0674 | 14.7042 | 15.5231
2030 | NZWEM_PERC | Medium Demand Growth+Expected Future Gas Supply+Delayed Build+Constrained Operational Capacity | 8.5374 | 16.7987 | 23.7819
2031 | NZWEM_PERC | Medium Demand Growth+Expected Future Gas Supply+Delayed Build+Constrained Operational Capacity | 4.8445 | 15.6439 | 23.4443
2032 | NZWEM_PERC | Medium Demand Growth+Expected Future Gas Supply+Delayed Build+Constrained Operational Capacity | 2.0699 | 13.2378 | 25.9857
2033 | NZWEM_PERC | Medium Demand Growth+Expected Future Gas Supply+Delayed Build+Constrained Operational Capacity | -0.59357 | 10.3755 | 28.0723
2034 | NZWEM_PERC | Medium Demand Growth+Expected Future Gas Supply+Delayed Build+Constrained Operational Capacity | -2.7779 | 8.276 | 26.4508
2035 | NZWEM_PERC | Medium Demand Growth+Expected Future Gas Supply+Delayed Build+Constrained Operational Capacity | -4.5156 | 6.7139 | 26.01
2026 | NIWCM | Medium Demand Growth+Expected Future Gas Supply+Delayed Build+Constrained Operational Capacity | 94.465 | 94.465 | 94.465
2027 | NIWCM | Medium Demand Growth+Expected Future Gas Supply+Delayed Build+Constrained Operational Capacity | 136.5614 | 136.5614 | 136.5614
2028 | NIWCM | Medium Demand Growth+Expected Future Gas Supply+Delayed Build+Constrained Operational Capacity | 225.7919 | 225.7919 | 225.7919
2029 | NIWCM | Medium Demand Growth+Expected Future Gas Supply+Delayed Build+Constrained Operational Capacity | -10.0491 | 72.1036 | 72.1036
2030 | NIWCM | Medium Demand Growth+Expected Future Gas Supply+Delayed Build+Constrained Operational Capacity | -143.0655 | 368.6962 | 485.3974
2031 | NIWCM | Medium Demand Growth+Expected Future Gas Supply+Delayed Build+Constrained Operational Capacity | -340.3417 | 312.2533 | 470.2427
2032 | NIWCM | Medium Demand Growth+Expected Future Gas Supply+Delayed Build+Constrained Operational Capacity | -506.3 | 207.7988 | 421.2215
2033 | NIWCM | Medium Demand Growth+Expected Future Gas Supply+Delayed Build+Constrained Operational Capacity | -622.764 | 99.8974 | 373.5347
2034 | NIWCM | Medium Demand Growth+Expected Future Gas Supply+Delayed Build+Constrained Operational Capacity | -792.7651 | -65.2652 | 229.9005
2035 | NIWCM | Medium Demand Growth+Expected Future Gas Supply+Delayed Build+Constrained Operational Capacity | -944.4174 | -189.0518 | 115.7583
2026 | SIWEM_PERC | Medium Demand Growth+Expected Future Gas Supply+Delayed Build+Constrained Operational Capacity | 38.4856 | 38.4856 | 38.4856
2027 | SIWEM_PERC | Medium Demand Growth+Expected Future Gas Supply+Delayed Build+Constrained Operational Capacity | 23.0855 | 23.4685 | 23.9229
2028 | SIWEM_PERC | Medium Demand Growth+Expected Future Gas Supply+Delayed Build+Constrained Operational Capacity | 19.431 | 23.2717 | 24.1076
2029 | SIWEM_PERC | Medium Demand Growth+Expected Future Gas Supply+Delayed Build+Constrained Operational Capacity | 30.8415 | 35.4579 | 35.4579
2030 | SIWEM_PERC | Medium Demand Growth+Expected Future Gas Supply+Delayed Build+Constrained Operational Capacity | 21.1401 | 38.6063 | 50.6531
2031 | SIWEM_PERC | Medium Demand Growth+Expected Future Gas Supply+Delayed Build+Constrained Operational Capacity | 10.9366 | 33.9722 | 47.3677
2032 | SIWEM_PERC | Medium Demand Growth+Expected Future Gas Supply+Delayed Build+Constrained Operational Capacity | 3.3143 | 33.2662 | 51.282
2033 | SIWEM_PERC | Medium Demand Growth+Expected Future Gas Supply+Delayed Build+Constrained Operational Capacity | -0.75867 | 26.0273 | 52.4517
2034 | SIWEM_PERC | Medium Demand Growth+Expected Future Gas Supply+Delayed Build+Constrained Operational Capacity | -2.5134 | 20.2711 | 49.6588
2035 | SIWEM_PERC | Medium Demand Growth+Expected Future Gas Supply+Delayed Build+Constrained Operational Capacity | -3.9808 | 15.9877 | 47.3039
2026 | NZWEM_PERC | Medium Demand Growth+Expected Future Gas Supply+Delayed Build+Constrained Operational Capacity+Low Wind & Solar | 13.2703 | 13.2703 | 13.2703
2027 | NZWEM_PERC | Medium Demand Growth+Expected Future Gas Supply+Delayed Build+Constrained Operational Capacity+Low Wind & Solar | 7.96 | 8.0836 | 8.2301
2028 | NZWEM_PERC | Medium Demand Growth+Expected Future Gas Supply+Delayed Build+Constrained Operational Capacity+Low Wind & Solar | 6.4717 | 7.709 | 7.9783
2029 | NZWEM_PERC | Medium Demand Growth+Expected Future Gas Supply+Delayed Build+Constrained Operational Capacity+Low Wind & Solar | 10.8207 | 13.2003 | 13.9394
2030 | NZWEM_PERC | Medium Demand Growth+Expected Future Gas Supply+Delayed Build+Constrained Operational Capacity+Low Wind & Solar | 7.2361 | 14.6917 | 20.9938
2031 | NZWEM_PERC | Medium Demand Growth+Expected Future Gas Supply+Delayed Build+Constrained Operational Capacity+Low Wind & Solar | 3.5863 | 13.3324 | 20.3719
2032 | NZWEM_PERC | Medium Demand Growth+Expected Future Gas Supply+Delayed Build+Constrained Operational Capacity+Low Wind & Solar | 0.84038 | 10.919 | 22.4566
2033 | NZWEM_PERC | Medium Demand Growth+Expected Future Gas Supply+Delayed Build+Constrained Operational Capacity+Low Wind & Solar | -1.7925 | 8.1144 | 24.1174
2034 | NZWEM_PERC | Medium Demand Growth+Expected Future Gas Supply+Delayed Build+Constrained Operational Capacity+Low Wind & Solar | -3.949 | 6.0343 | 22.4994
2035 | NZWEM_PERC | Medium Demand Growth+Expected Future Gas Supply+Delayed Build+Constrained Operational Capacity+Low Wind & Solar | -5.6605 | 4.5224 | 21.998
2026 | NIWCM | Medium Demand Growth+Expected Future Gas Supply+Delayed Build+Constrained Operational Capacity+Low Wind & Solar | 94.465 | 94.465 | 94.465
2027 | NIWCM | Medium Demand Growth+Expected Future Gas Supply+Delayed Build+Constrained Operational Capacity+Low Wind & Solar | 136.5614 | 136.5614 | 136.5614
2028 | NIWCM | Medium Demand Growth+Expected Future Gas Supply+Delayed Build+Constrained Operational Capacity+Low Wind & Solar | 225.7919 | 225.7919 | 225.7919
2029 | NIWCM | Medium Demand Growth+Expected Future Gas Supply+Delayed Build+Constrained Operational Capacity+Low Wind & Solar | -10.0491 | 72.1036 | 72.1036
2030 | NIWCM | Medium Demand Growth+Expected Future Gas Supply+Delayed Build+Constrained Operational Capacity+Low Wind & Solar | -143.0655 | 368.6962 | 485.3974
2031 | NIWCM | Medium Demand Growth+Expected Future Gas Supply+Delayed Build+Constrained Operational Capacity+Low Wind & Solar | -340.3417 | 312.2533 | 470.2427
2032 | NIWCM | Medium Demand Growth+Expected Future Gas Supply+Delayed Build+Constrained Operational Capacity+Low Wind & Solar | -506.3 | 207.7988 | 421.2215
2033 | NIWCM | Medium Demand Growth+Expected Future Gas Supply+Delayed Build+Constrained Operational Capacity+Low Wind & Solar | -622.764 | 99.8974 | 373.5347
2034 | NIWCM | Medium Demand Growth+Expected Future Gas Supply+Delayed Build+Constrained Operational Capacity+Low Wind & Solar | -792.7651 | -65.2652 | 229.9005
2035 | NIWCM | Medium Demand Growth+Expected Future Gas Supply+Delayed Build+Constrained Operational Capacity+Low Wind & Solar | -944.4174 | -189.0518 | 115.7583
2026 | SIWEM_PERC | Medium Demand Growth+Expected Future Gas Supply+Delayed Build+Constrained Operational Capacity+Low Wind & Solar | 35.9246 | 35.9246 | 35.9246
2027 | SIWEM_PERC | Medium Demand Growth+Expected Future Gas Supply+Delayed Build+Constrained Operational Capacity+Low Wind & Solar | 20.495 | 20.8406 | 21.2507
2028 | SIWEM_PERC | Medium Demand Growth+Expected Future Gas Supply+Delayed Build+Constrained Operational Capacity+Low Wind & Solar | 16.2307 | 19.6968 | 20.4511
2029 | SIWEM_PERC | Medium Demand Growth+Expected Future Gas Supply+Delayed Build+Constrained Operational Capacity+Low Wind & Solar | 27.625 | 34.1475 | 34.2526
2030 | SIWEM_PERC | Medium Demand Growth+Expected Future Gas Supply+Delayed Build+Constrained Operational Capacity+Low Wind & Solar | 17.5896 | 36.6193 | 47.4912
2031 | SIWEM_PERC | Medium Demand Growth+Expected Future Gas Supply+Delayed Build+Constrained Operational Capacity+Low Wind & Solar | 7.5084 | 32.0536 | 44.1426
2032 | SIWEM_PERC | Medium Demand Growth+Expected Future Gas Supply+Delayed Build+Constrained Operational Capacity+Low Wind & Solar | 0.47602 | 27.5184 | 47.4788
2033 | SIWEM_PERC | Medium Demand Growth+Expected Future Gas Supply+Delayed Build+Constrained Operational Capacity+Low Wind & Solar | -1.5768 | 19.8247 | 48.3088
2034 | SIWEM_PERC | Medium Demand Growth+Expected Future Gas Supply+Delayed Build+Constrained Operational Capacity+Low Wind & Solar | -3.3156 | 14.0983 | 45.5967
2035 | SIWEM_PERC | Medium Demand Growth+Expected Future Gas Supply+Delayed Build+Constrained Operational Capacity+Low Wind & Solar | -4.7693 | 9.9199 | 43.3109
2026 | NZWEM_PERC | Medium Demand Growth+Expected Future Gas Supply+Delayed Build+Upgraded HVDC | 14.1751 | 14.1751 | 14.1751
2027 | NZWEM_PERC | Medium Demand Growth+Expected Future Gas Supply+Delayed Build+Upgraded HVDC | 8.8858 | 9.0226 | 9.185
2028 | NZWEM_PERC | Medium Demand Growth+Expected Future Gas Supply+Delayed Build+Upgraded HVDC | 7.6142 | 8.9853 | 9.2837
2029 | NZWEM_PERC | Medium Demand Growth+Expected Future Gas Supply+Delayed Build+Upgraded HVDC | 12.0674 | 14.7042 | 15.5231
2030 | NZWEM_PERC | Medium Demand Growth+Expected Future Gas Supply+Delayed Build+Upgraded HVDC | 8.5374 | 16.7987 | 23.7819
2031 | NZWEM_PERC | Medium Demand Growth+Expected Future Gas Supply+Delayed Build+Upgraded HVDC | 4.8445 | 15.6439 | 23.4443
2032 | NZWEM_PERC | Medium Demand Growth+Expected Future Gas Supply+Delayed Build+Upgraded HVDC | 2.0699 | 13.2378 | 25.9857
2033 | NZWEM_PERC | Medium Demand Growth+Expected Future Gas Supply+Delayed Build+Upgraded HVDC | -0.59357 | 10.3755 | 28.0723
2034 | NZWEM_PERC | Medium Demand Growth+Expected Future Gas Supply+Delayed Build+Upgraded HVDC | -2.7779 | 8.276 | 26.4508
2035 | NZWEM_PERC | Medium Demand Growth+Expected Future Gas Supply+Delayed Build+Upgraded HVDC | -4.5156 | 6.7139 | 26.01
2026 | NIWCM | Medium Demand Growth+Expected Future Gas Supply+Delayed Build+Upgraded HVDC | 628.8124 | 628.8124 | 628.8124
2027 | NIWCM | Medium Demand Growth+Expected Future Gas Supply+Delayed Build+Upgraded HVDC | 677.8105 | 679.8206 | 682.2931
2028 | NIWCM | Medium Demand Growth+Expected Future Gas Supply+Delayed Build+Upgraded HVDC | 835.4318 | 855.4229 | 859.9594
2029 | NIWCM | Medium Demand Growth+Expected Future Gas Supply+Delayed Build+Upgraded HVDC | 634.3073 | 761.4527 | 775.045
2030 | NIWCM | Medium Demand Growth+Expected Future Gas Supply+Delayed Build+Upgraded HVDC | 531.7296 | 1250.7871 | 1527.8104
2031 | NIWCM | Medium Demand Growth+Expected Future Gas Supply+Delayed Build+Upgraded HVDC | 337.1926 | 1266.4199 | 1612.6349
2032 | NIWCM | Medium Demand Growth+Expected Future Gas Supply+Delayed Build+Upgraded HVDC | 172.578 | 1172.6336 | 1733.9444
2033 | NIWCM | Medium Demand Growth+Expected Future Gas Supply+Delayed Build+Upgraded HVDC | 55.9676 | 1069.8734 | 1867.1137
2034 | NIWCM | Medium Demand Growth+Expected Future Gas Supply+Delayed Build+Upgraded HVDC | -111.8944 | 921.9803 | 1759.6472
2035 | NIWCM | Medium Demand Growth+Expected Future Gas Supply+Delayed Build+Upgraded HVDC | -263.5569 | 799.8262 | 1712.6618
2026 | SIWEM_PERC | Medium Demand Growth+Expected Future Gas Supply+Delayed Build+Upgraded HVDC | 38.4856 | 38.4856 | 38.4856
2027 | SIWEM_PERC | Medium Demand Growth+Expected Future Gas Supply+Delayed Build+Upgraded HVDC | 23.0855 | 23.4685 | 23.9229
2028 | SIWEM_PERC | Medium Demand Growth+Expected Future Gas Supply+Delayed Build+Upgraded HVDC | 19.431 | 23.2717 | 24.1076
2029 | SIWEM_PERC | Medium Demand Growth+Expected Future Gas Supply+Delayed Build+Upgraded HVDC | 31.0243 | 38.0183 | 40.0625
2030 | SIWEM_PERC | Medium Demand Growth+Expected Future Gas Supply+Delayed Build+Upgraded HVDC | 21.1401 | 43.2271 | 61.6541
2031 | SIWEM_PERC | Medium Demand Growth+Expected Future Gas Supply+Delayed Build+Upgraded HVDC | 10.9366 | 39.7909 | 60.3426
2032 | SIWEM_PERC | Medium Demand Growth+Expected Future Gas Supply+Delayed Build+Upgraded HVDC | 3.3143 | 33.8077 | 67.1698
2033 | SIWEM_PERC | Medium Demand Growth+Expected Future Gas Supply+Delayed Build+Upgraded HVDC | -0.75867 | 26.0273 | 69.5021
2034 | SIWEM_PERC | Medium Demand Growth+Expected Future Gas Supply+Delayed Build+Upgraded HVDC | -2.5134 | 20.2711 | 66.3765
2035 | SIWEM_PERC | Medium Demand Growth+Expected Future Gas Supply+Delayed Build+Upgraded HVDC | -3.9808 | 15.9877 | 63.7372
2026 | NZWEM_PERC | Medium Demand Growth+Expected Future Gas Supply+Delayed Build+Upgraded HVDC+Low Wind & Solar | 13.2703 | 13.2703 | 13.2703
2027 | NZWEM_PERC | Medium Demand Growth+Expected Future Gas Supply+Delayed Build+Upgraded HVDC+Low Wind & Solar | 7.96 | 8.0836 | 8.2301
2028 | NZWEM_PERC | Medium Demand Growth+Expected Future Gas Supply+Delayed Build+Upgraded HVDC+Low Wind & Solar | 6.4717 | 7.709 | 7.9783
2029 | NZWEM_PERC | Medium Demand Growth+Expected Future Gas Supply+Delayed Build+Upgraded HVDC+Low Wind & Solar | 10.8207 | 13.2003 | 13.9394
2030 | NZWEM_PERC | Medium Demand Growth+Expected Future Gas Supply+Delayed Build+Upgraded HVDC+Low Wind & Solar | 7.2361 | 14.6917 | 20.9938
2031 | NZWEM_PERC | Medium Demand Growth+Expected Future Gas Supply+Delayed Build+Upgraded HVDC+Low Wind & Solar | 3.5863 | 13.3324 | 20.3719
2032 | NZWEM_PERC | Medium Demand Growth+Expected Future Gas Supply+Delayed Build+Upgraded HVDC+Low Wind & Solar | 0.84038 | 10.919 | 22.4566
2033 | NZWEM_PERC | Medium Demand Growth+Expected Future Gas Supply+Delayed Build+Upgraded HVDC+Low Wind & Solar | -1.7925 | 8.1144 | 24.1174
2034 | NZWEM_PERC | Medium Demand Growth+Expected Future Gas Supply+Delayed Build+Upgraded HVDC+Low Wind & Solar | -3.949 | 6.0343 | 22.4994
2035 | NZWEM_PERC | Medium Demand Growth+Expected Future Gas Supply+Delayed Build+Upgraded HVDC+Low Wind & Solar | -5.6605 | 4.5224 | 21.998
2026 | NIWCM | Medium Demand Growth+Expected Future Gas Supply+Delayed Build+Upgraded HVDC+Low Wind & Solar | 628.8124 | 628.8124 | 628.8124
2027 | NIWCM | Medium Demand Growth+Expected Future Gas Supply+Delayed Build+Upgraded HVDC+Low Wind & Solar | 677.8105 | 679.8206 | 682.2931
2028 | NIWCM | Medium Demand Growth+Expected Future Gas Supply+Delayed Build+Upgraded HVDC+Low Wind & Solar | 835.4318 | 855.4229 | 859.9594
2029 | NIWCM | Medium Demand Growth+Expected Future Gas Supply+Delayed Build+Upgraded HVDC+Low Wind & Solar | 634.3073 | 761.4527 | 775.045
2030 | NIWCM | Medium Demand Growth+Expected Future Gas Supply+Delayed Build+Upgraded HVDC+Low Wind & Solar | 531.7296 | 1250.7871 | 1527.8104
2031 | NIWCM | Medium Demand Growth+Expected Future Gas Supply+Delayed Build+Upgraded HVDC+Low Wind & Solar | 337.1926 | 1266.4199 | 1612.6349
2032 | NIWCM | Medium Demand Growth+Expected Future Gas Supply+Delayed Build+Upgraded HVDC+Low Wind & Solar | 172.578 | 1172.6336 | 1733.9444
2033 | NIWCM | Medium Demand Growth+Expected Future Gas Supply+Delayed Build+Upgraded HVDC+Low Wind & Solar | 55.9676 | 1069.8734 | 1867.1137
2034 | NIWCM | Medium Demand Growth+Expected Future Gas Supply+Delayed Build+Upgraded HVDC+Low Wind & Solar | -111.8944 | 921.9803 | 1759.6472
2035 | NIWCM | Medium Demand Growth+Expected Future Gas Supply+Delayed Build+Upgraded HVDC+Low Wind & Solar | -263.5569 | 799.8262 | 1712.6618
2026 | SIWEM_PERC | Medium Demand Growth+Expected Future Gas Supply+Delayed Build+Upgraded HVDC+Low Wind & Solar | 35.9246 | 35.9246 | 35.9246
2027 | SIWEM_PERC | Medium Demand Growth+Expected Future Gas Supply+Delayed Build+Upgraded HVDC+Low Wind & Solar | 20.495 | 20.8406 | 21.2507
2028 | SIWEM_PERC | Medium Demand Growth+Expected Future Gas Supply+Delayed Build+Upgraded HVDC+Low Wind & Solar | 16.2307 | 19.6968 | 20.4511
2029 | SIWEM_PERC | Medium Demand Growth+Expected Future Gas Supply+Delayed Build+Upgraded HVDC+Low Wind & Solar | 27.625 | 34.1475 | 36.0017
2030 | SIWEM_PERC | Medium Demand Growth+Expected Future Gas Supply+Delayed Build+Upgraded HVDC+Low Wind & Solar | 17.5896 | 37.8143 | 54.4441
2031 | SIWEM_PERC | Medium Demand Growth+Expected Future Gas Supply+Delayed Build+Upgraded HVDC+Low Wind & Solar | 7.5084 | 33.8841 | 52.4313
2032 | SIWEM_PERC | Medium Demand Growth+Expected Future Gas Supply+Delayed Build+Upgraded HVDC+Low Wind & Solar | 0.47602 | 27.5184 | 58.0397
2033 | SIWEM_PERC | Medium Demand Growth+Expected Future Gas Supply+Delayed Build+Upgraded HVDC+Low Wind & Solar | -1.5768 | 19.8247 | 62.3471
2034 | SIWEM_PERC | Medium Demand Growth+Expected Future Gas Supply+Delayed Build+Upgraded HVDC+Low Wind & Solar | -3.3156 | 14.0983 | 58.2004
2035 | SIWEM_PERC | Medium Demand Growth+Expected Future Gas Supply+Delayed Build+Upgraded HVDC+Low Wind & Solar | -4.7693 | 9.9199 | 56.9661
2026 | NZWEM_PERC | Medium Demand Growth+Expected Future Gas Supply+Delayed Build+Upgraded HVDC+Constrained Operational Capacity | 14.1751 | 14.1751 | 14.1751
2027 | NZWEM_PERC | Medium Demand Growth+Expected Future Gas Supply+Delayed Build+Upgraded HVDC+Constrained Operational Capacity | 8.8858 | 9.0226 | 9.185
2028 | NZWEM_PERC | Medium Demand Growth+Expected Future Gas Supply+Delayed Build+Upgraded HVDC+Constrained Operational Capacity | 7.6142 | 8.9853 | 9.2837
2029 | NZWEM_PERC | Medium Demand Growth+Expected Future Gas Supply+Delayed Build+Upgraded HVDC+Constrained Operational Capacity | 12.0674 | 14.7042 | 15.5231
2030 | NZWEM_PERC | Medium Demand Growth+Expected Future Gas Supply+Delayed Build+Upgraded HVDC+Constrained Operational Capacity | 8.5374 | 16.7987 | 23.7819
2031 | NZWEM_PERC | Medium Demand Growth+Expected Future Gas Supply+Delayed Build+Upgraded HVDC+Constrained Operational Capacity | 4.8445 | 15.6439 | 23.4443
2032 | NZWEM_PERC | Medium Demand Growth+Expected Future Gas Supply+Delayed Build+Upgraded HVDC+Constrained Operational Capacity | 2.0699 | 13.2378 | 25.9857
2033 | NZWEM_PERC | Medium Demand Growth+Expected Future Gas Supply+Delayed Build+Upgraded HVDC+Constrained Operational Capacity | -0.59357 | 10.3755 | 28.0723
2034 | NZWEM_PERC | Medium Demand Growth+Expected Future Gas Supply+Delayed Build+Upgraded HVDC+Constrained Operational Capacity | -2.7779 | 8.276 | 26.4508
2035 | NZWEM_PERC | Medium Demand Growth+Expected Future Gas Supply+Delayed Build+Upgraded HVDC+Constrained Operational Capacity | -4.5156 | 6.7139 | 26.01
2026 | NIWCM | Medium Demand Growth+Expected Future Gas Supply+Delayed Build+Upgraded HVDC+Constrained Operational Capacity | 94.465 | 94.465 | 94.465
2027 | NIWCM | Medium Demand Growth+Expected Future Gas Supply+Delayed Build+Upgraded HVDC+Constrained Operational Capacity | 136.5614 | 136.5614 | 136.5614
2028 | NIWCM | Medium Demand Growth+Expected Future Gas Supply+Delayed Build+Upgraded HVDC+Constrained Operational Capacity | 225.7919 | 225.7919 | 225.7919
2029 | NIWCM | Medium Demand Growth+Expected Future Gas Supply+Delayed Build+Upgraded HVDC+Constrained Operational Capacity | -10.0491 | 72.1036 | 72.1036
2030 | NIWCM | Medium Demand Growth+Expected Future Gas Supply+Delayed Build+Upgraded HVDC+Constrained Operational Capacity | -143.0655 | 368.6962 | 485.3974
2031 | NIWCM | Medium Demand Growth+Expected Future Gas Supply+Delayed Build+Upgraded HVDC+Constrained Operational Capacity | -340.3417 | 312.2533 | 470.2427
2032 | NIWCM | Medium Demand Growth+Expected Future Gas Supply+Delayed Build+Upgraded HVDC+Constrained Operational Capacity | -506.3 | 207.7988 | 421.2215
2033 | NIWCM | Medium Demand Growth+Expected Future Gas Supply+Delayed Build+Upgraded HVDC+Constrained Operational Capacity | -622.764 | 99.8974 | 373.5347
2034 | NIWCM | Medium Demand Growth+Expected Future Gas Supply+Delayed Build+Upgraded HVDC+Constrained Operational Capacity | -792.7651 | -65.2652 | 229.9005
2035 | NIWCM | Medium Demand Growth+Expected Future Gas Supply+Delayed Build+Upgraded HVDC+Constrained Operational Capacity | -944.4174 | -189.0518 | 115.7583
2026 | SIWEM_PERC | Medium Demand Growth+Expected Future Gas Supply+Delayed Build+Upgraded HVDC+Constrained Operational Capacity | 38.4856 | 38.4856 | 38.4856
2027 | SIWEM_PERC | Medium Demand Growth+Expected Future Gas Supply+Delayed Build+Upgraded HVDC+Constrained Operational Capacity | 23.0855 | 23.4685 | 23.9229
2028 | SIWEM_PERC | Medium Demand Growth+Expected Future Gas Supply+Delayed Build+Upgraded HVDC+Constrained Operational Capacity | 19.431 | 23.2717 | 24.1076
2029 | SIWEM_PERC | Medium Demand Growth+Expected Future Gas Supply+Delayed Build+Upgraded HVDC+Constrained Operational Capacity | 31.0243 | 38.0183 | 40.0625
2030 | SIWEM_PERC | Medium Demand Growth+Expected Future Gas Supply+Delayed Build+Upgraded HVDC+Constrained Operational Capacity | 21.1401 | 43.2271 | 61.6541
2031 | SIWEM_PERC | Medium Demand Growth+Expected Future Gas Supply+Delayed Build+Upgraded HVDC+Constrained Operational Capacity | 10.9366 | 39.7909 | 60.3426
2032 | SIWEM_PERC | Medium Demand Growth+Expected Future Gas Supply+Delayed Build+Upgraded HVDC+Constrained Operational Capacity | 3.3143 | 33.8077 | 67.1698
2033 | SIWEM_PERC | Medium Demand Growth+Expected Future Gas Supply+Delayed Build+Upgraded HVDC+Constrained Operational Capacity | -0.75867 | 26.0273 | 69.5021
2034 | SIWEM_PERC | Medium Demand Growth+Expected Future Gas Supply+Delayed Build+Upgraded HVDC+Constrained Operational Capacity | -2.5134 | 20.2711 | 66.3765
2035 | SIWEM_PERC | Medium Demand Growth+Expected Future Gas Supply+Delayed Build+Upgraded HVDC+Constrained Operational Capacity | -3.9808 | 15.9877 | 63.7372
2026 | NZWEM_PERC | Medium Demand Growth+Expected Future Gas Supply+Delayed Build+Upgraded HVDC+Constrained Operational Capacity+Low Wind & Solar | 13.2703 | 13.2703 | 13.2703
2027 | NZWEM_PERC | Medium Demand Growth+Expected Future Gas Supply+Delayed Build+Upgraded HVDC+Constrained Operational Capacity+Low Wind & Solar | 7.96 | 8.0836 | 8.2301
2028 | NZWEM_PERC | Medium Demand Growth+Expected Future Gas Supply+Delayed Build+Upgraded HVDC+Constrained Operational Capacity+Low Wind & Solar | 6.4717 | 7.709 | 7.9783
2029 | NZWEM_PERC | Medium Demand Growth+Expected Future Gas Supply+Delayed Build+Upgraded HVDC+Constrained Operational Capacity+Low Wind & Solar | 10.8207 | 13.2003 | 13.9394
2030 | NZWEM_PERC | Medium Demand Growth+Expected Future Gas Supply+Delayed Build+Upgraded HVDC+Constrained Operational Capacity+Low Wind & Solar | 7.2361 | 14.6917 | 20.9938
2031 | NZWEM_PERC | Medium Demand Growth+Expected Future Gas Supply+Delayed Build+Upgraded HVDC+Constrained Operational Capacity+Low Wind & Solar | 3.5863 | 13.3324 | 20.3719
2032 | NZWEM_PERC | Medium Demand Growth+Expected Future Gas Supply+Delayed Build+Upgraded HVDC+Constrained Operational Capacity+Low Wind & Solar | 0.84038 | 10.919 | 22.4566
2033 | NZWEM_PERC | Medium Demand Growth+Expected Future Gas Supply+Delayed Build+Upgraded HVDC+Constrained Operational Capacity+Low Wind & Solar | -1.7925 | 8.1144 | 24.1174
2034 | NZWEM_PERC | Medium Demand Growth+Expected Future Gas Supply+Delayed Build+Upgraded HVDC+Constrained Operational Capacity+Low Wind & Solar | -3.949 | 6.0343 | 22.4994
2035 | NZWEM_PERC | Medium Demand Growth+Expected Future Gas Supply+Delayed Build+Upgraded HVDC+Constrained Operational Capacity+Low Wind & Solar | -5.6605 | 4.5224 | 21.998
2026 | NIWCM | Medium Demand Growth+Expected Future Gas Supply+Delayed Build+Upgraded HVDC+Constrained Operational Capacity+Low Wind & Solar | 94.465 | 94.465 | 94.465
2027 | NIWCM | Medium Demand Growth+Expected Future Gas Supply+Delayed Build+Upgraded HVDC+Constrained Operational Capacity+Low Wind & Solar | 136.5614 | 136.5614 | 136.5614
2028 | NIWCM | Medium Demand Growth+Expected Future Gas Supply+Delayed Build+Upgraded HVDC+Constrained Operational Capacity+Low Wind & Solar | 225.7919 | 225.7919 | 225.7919
2029 | NIWCM | Medium Demand Growth+Expected Future Gas Supply+Delayed Build+Upgraded HVDC+Constrained Operational Capacity+Low Wind & Solar | -10.0491 | 72.1036 | 72.1036
2030 | NIWCM | Medium Demand Growth+Expected Future Gas Supply+Delayed Build+Upgraded HVDC+Constrained Operational Capacity+Low Wind & Solar | -143.0655 | 368.6962 | 485.3974
2031 | NIWCM | Medium Demand Growth+Expected Future Gas Supply+Delayed Build+Upgraded HVDC+Constrained Operational Capacity+Low Wind & Solar | -340.3417 | 312.2533 | 470.2427
2032 | NIWCM | Medium Demand Growth+Expected Future Gas Supply+Delayed Build+Upgraded HVDC+Constrained Operational Capacity+Low Wind & Solar | -506.3 | 207.7988 | 421.2215
2033 | NIWCM | Medium Demand Growth+Expected Future Gas Supply+Delayed Build+Upgraded HVDC+Constrained Operational Capacity+Low Wind & Solar | -622.764 | 99.8974 | 373.5347
2034 | NIWCM | Medium Demand Growth+Expected Future Gas Supply+Delayed Build+Upgraded HVDC+Constrained Operational Capacity+Low Wind & Solar | -792.7651 | -65.2652 | 229.9005
2035 | NIWCM | Medium Demand Growth+Expected Future Gas Supply+Delayed Build+Upgraded HVDC+Constrained Operational Capacity+Low Wind & Solar | -944.4174 | -189.0518 | 115.7583
2026 | SIWEM_PERC | Medium Demand Growth+Expected Future Gas Supply+Delayed Build+Upgraded HVDC+Constrained Operational Capacity+Low Wind & Solar | 35.9246 | 35.9246 | 35.9246
2027 | SIWEM_PERC | Medium Demand Growth+Expected Future Gas Supply+Delayed Build+Upgraded HVDC+Constrained Operational Capacity+Low Wind & Solar | 20.495 | 20.8406 | 21.2507
2028 | SIWEM_PERC | Medium Demand Growth+Expected Future Gas Supply+Delayed Build+Upgraded HVDC+Constrained Operational Capacity+Low Wind & Solar | 16.2307 | 19.6968 | 20.4511
2029 | SIWEM_PERC | Medium Demand Growth+Expected Future Gas Supply+Delayed Build+Upgraded HVDC+Constrained Operational Capacity+Low Wind & Solar | 27.625 | 34.1475 | 36.0017
2030 | SIWEM_PERC | Medium Demand Growth+Expected Future Gas Supply+Delayed Build+Upgraded HVDC+Constrained Operational Capacity+Low Wind & Solar | 17.5896 | 37.8143 | 54.4441
2031 | SIWEM_PERC | Medium Demand Growth+Expected Future Gas Supply+Delayed Build+Upgraded HVDC+Constrained Operational Capacity+Low Wind & Solar | 7.5084 | 33.8841 | 52.4313
2032 | SIWEM_PERC | Medium Demand Growth+Expected Future Gas Supply+Delayed Build+Upgraded HVDC+Constrained Operational Capacity+Low Wind & Solar | 0.47602 | 27.5184 | 58.0397
2033 | SIWEM_PERC | Medium Demand Growth+Expected Future Gas Supply+Delayed Build+Upgraded HVDC+Constrained Operational Capacity+Low Wind & Solar | -1.5768 | 19.8247 | 62.3471
2034 | SIWEM_PERC | Medium Demand Growth+Expected Future Gas Supply+Delayed Build+Upgraded HVDC+Constrained Operational Capacity+Low Wind & Solar | -3.3156 | 14.0983 | 58.2004
2035 | SIWEM_PERC | Medium Demand Growth+Expected Future Gas Supply+Delayed Build+Upgraded HVDC+Constrained Operational Capacity+Low Wind & Solar | -4.7693 | 9.9199 | 56.9661
2026 | NZWEM_PERC | Medium Demand Growth+Expected Future Gas Supply+Reduced Rankine Availability | 14.6544 | 14.7111 | 14.7111
2027 | NZWEM_PERC | Medium Demand Growth+Expected Future Gas Supply+Reduced Rankine Availability | 8.1156 | 9.8942 | 10.2017
2028 | NZWEM_PERC | Medium Demand Growth+Expected Future Gas Supply+Reduced Rankine Availability | 3.9164 | 11.6211 | 15.8944
2029 | NZWEM_PERC | Medium Demand Growth+Expected Future Gas Supply+Reduced Rankine Availability | 5.8256 | 16.4073 | 24.7795
2030 | NZWEM_PERC | Medium Demand Growth+Expected Future Gas Supply+Reduced Rankine Availability | 1.4979 | 13.7982 | 27.2897
2031 | NZWEM_PERC | Medium Demand Growth+Expected Future Gas Supply+Reduced Rankine Availability | -1.9619 | 10.0144 | 28.5862
2032 | NZWEM_PERC | Medium Demand Growth+Expected Future Gas Supply+Reduced Rankine Availability | -4.5815 | 7.4786 | 26.5607
2033 | NZWEM_PERC | Medium Demand Growth+Expected Future Gas Supply+Reduced Rankine Availability | -7.0793 | 4.6804 | 24.8874
2034 | NZWEM_PERC | Medium Demand Growth+Expected Future Gas Supply+Reduced Rankine Availability | -9.1131 | 2.7612 | 22.4991
2035 | NZWEM_PERC | Medium Demand Growth+Expected Future Gas Supply+Reduced Rankine Availability | -10.7089 | 0.98471 | 20.2807
2026 | NIWCM | Medium Demand Growth+Expected Future Gas Supply+Reduced Rankine Availability | 920.9691 | 921.7689 | 921.7689
2027 | NIWCM | Medium Demand Growth+Expected Future Gas Supply+Reduced Rankine Availability | 845.9707 | 877.8368 | 882.3733
2028 | NIWCM | Medium Demand Growth+Expected Future Gas Supply+Reduced Rankine Availability | 859.1103 | 1505.0791 | 1565.8242
2029 | NIWCM | Medium Demand Growth+Expected Future Gas Supply+Reduced Rankine Availability | 611.353 | 1501.7771 | 1825.1221
2030 | NIWCM | Medium Demand Growth+Expected Future Gas Supply+Reduced Rankine Availability | 357.1061 | 1371.4514 | 1890.9615
2031 | NIWCM | Medium Demand Growth+Expected Future Gas Supply+Reduced Rankine Availability | 179.7311 | 1211.8479 | 1982.5238
2032 | NIWCM | Medium Demand Growth+Expected Future Gas Supply+Reduced Rankine Availability | 15.1165 | 1068.5412 | 1887.6906
2033 | NIWCM | Medium Demand Growth+Expected Future Gas Supply+Reduced Rankine Availability | -174.4324 | 884.5126 | 1781.0907
2034 | NIWCM | Medium Demand Growth+Expected Future Gas Supply+Reduced Rankine Availability | -342.2944 | 761.6695 | 1743.7668
2035 | NIWCM | Medium Demand Growth+Expected Future Gas Supply+Reduced Rankine Availability | -493.9569 | 621.7582 | 1611.8204
2026 | SIWEM_PERC | Medium Demand Growth+Expected Future Gas Supply+Reduced Rankine Availability | 39.8422 | 40.0025 | 40.0025
2027 | SIWEM_PERC | Medium Demand Growth+Expected Future Gas Supply+Reduced Rankine Availability | 20.9304 | 25.9073 | 26.7677
2028 | SIWEM_PERC | Medium Demand Growth+Expected Future Gas Supply+Reduced Rankine Availability | 18.9439 | 31.6061 | 42.625
2029 | SIWEM_PERC | Medium Demand Growth+Expected Future Gas Supply+Reduced Rankine Availability | 13.9336 | 42.9379 | 58.8026
2030 | SIWEM_PERC | Medium Demand Growth+Expected Future Gas Supply+Reduced Rankine Availability | 6.6467 | 35.4938 | 59.4
2031 | SIWEM_PERC | Medium Demand Growth+Expected Future Gas Supply+Reduced Rankine Availability | 3.1125 | 25.0233 | 58.5769
2032 | SIWEM_PERC | Medium Demand Growth+Expected Future Gas Supply+Reduced Rankine Availability | 1.3126 | 18.1081 | 55.7227
2033 | SIWEM_PERC | Medium Demand Growth+Expected Future Gas Supply+Reduced Rankine Availability | -0.75867 | 11.3685 | 52.4517
2034 | SIWEM_PERC | Medium Demand Growth+Expected Future Gas Supply+Reduced Rankine Availability | -2.5134 | 9.3772 | 49.6588
2035 | SIWEM_PERC | Medium Demand Growth+Expected Future Gas Supply+Reduced Rankine Availability | -3.9808 | 7.7075 | 47.3039
2026 | NZWEM_PERC | Medium Demand Growth+Expected Future Gas Supply+Reduced Rankine Availability+Low Wind & Solar | 13.4651 | 13.5162 | 13.5162
2027 | NZWEM_PERC | Medium Demand Growth+Expected Future Gas Supply+Reduced Rankine Availability+Low Wind & Solar | 6.8113 | 8.4164 | 8.6939
2028 | NZWEM_PERC | Medium Demand Growth+Expected Future Gas Supply+Reduced Rankine Availability+Low Wind & Solar | 2.5416 | 9.4949 | 13.3514
2029 | NZWEM_PERC | Medium Demand Growth+Expected Future Gas Supply+Reduced Rankine Availability+Low Wind & Solar | 4.4751 | 14.0248 | 21.5804
2030 | NZWEM_PERC | Medium Demand Growth+Expected Future Gas Supply+Reduced Rankine Availability+Low Wind & Solar | 0.19665 | 11.3441 | 23.5548
2031 | NZWEM_PERC | Medium Demand Growth+Expected Future Gas Supply+Reduced Rankine Availability+Low Wind & Solar | -3.2201 | 7.6416 | 24.4358
2032 | NZWEM_PERC | Medium Demand Growth+Expected Future Gas Supply+Reduced Rankine Availability+Low Wind & Solar | -5.8111 | 5.125 | 22.4121
2033 | NZWEM_PERC | Medium Demand Growth+Expected Future Gas Supply+Reduced Rankine Availability+Low Wind & Solar | -8.2783 | 2.3854 | 20.6861
2034 | NZWEM_PERC | Medium Demand Growth+Expected Future Gas Supply+Reduced Rankine Availability+Low Wind & Solar | -10.2842 | 0.5195 | 18.3953
2035 | NZWEM_PERC | Medium Demand Growth+Expected Future Gas Supply+Reduced Rankine Availability+Low Wind & Solar | -11.8538 | -1.2068 | 16.2688
2026 | NIWCM | Medium Demand Growth+Expected Future Gas Supply+Reduced Rankine Availability+Low Wind & Solar | 920.9691 | 921.7689 | 921.7689
2027 | NIWCM | Medium Demand Growth+Expected Future Gas Supply+Reduced Rankine Availability+Low Wind & Solar | 845.9707 | 877.8368 | 882.3733
2028 | NIWCM | Medium Demand Growth+Expected Future Gas Supply+Reduced Rankine Availability+Low Wind & Solar | 859.1103 | 1505.0791 | 1565.8242
2029 | NIWCM | Medium Demand Growth+Expected Future Gas Supply+Reduced Rankine Availability+Low Wind & Solar | 611.353 | 1501.7771 | 1825.1221
2030 | NIWCM | Medium Demand Growth+Expected Future Gas Supply+Reduced Rankine Availability+Low Wind & Solar | 357.1061 | 1371.4514 | 1890.9615
2031 | NIWCM | Medium Demand Growth+Expected Future Gas Supply+Reduced Rankine Availability+Low Wind & Solar | 179.7311 | 1211.8479 | 1982.5238
2032 | NIWCM | Medium Demand Growth+Expected Future Gas Supply+Reduced Rankine Availability+Low Wind & Solar | 15.1165 | 1068.5412 | 1887.6906
2033 | NIWCM | Medium Demand Growth+Expected Future Gas Supply+Reduced Rankine Availability+Low Wind & Solar | -174.4324 | 884.5126 | 1781.0907
2034 | NIWCM | Medium Demand Growth+Expected Future Gas Supply+Reduced Rankine Availability+Low Wind & Solar | -342.2944 | 761.6695 | 1743.7668
2035 | NIWCM | Medium Demand Growth+Expected Future Gas Supply+Reduced Rankine Availability+Low Wind & Solar | -493.9569 | 621.7582 | 1611.8204
2026 | SIWEM_PERC | Medium Demand Growth+Expected Future Gas Supply+Reduced Rankine Availability+Low Wind & Solar | 36.4759 | 36.6206 | 36.6206
2027 | SIWEM_PERC | Medium Demand Growth+Expected Future Gas Supply+Reduced Rankine Availability+Low Wind & Solar | 19.539 | 21.8399 | 22.5485
2028 | SIWEM_PERC | Medium Demand Growth+Expected Future Gas Supply+Reduced Rankine Availability+Low Wind & Solar | 17.9557 | 29.3829 | 35.7927
2029 | SIWEM_PERC | Medium Demand Growth+Expected Future Gas Supply+Reduced Rankine Availability+Low Wind & Solar | 10.232 | 36.4074 | 55.3204
2030 | SIWEM_PERC | Medium Demand Growth+Expected Future Gas Supply+Reduced Rankine Availability+Low Wind & Solar | 5.7635 | 28.798 | 55.3849
2031 | SIWEM_PERC | Medium Demand Growth+Expected Future Gas Supply+Reduced Rankine Availability+Low Wind & Solar | 2.2597 | 18.5579 | 54.2585
2032 | SIWEM_PERC | Medium Demand Growth+Expected Future Gas Supply+Reduced Rankine Availability+Low Wind & Solar | 0.47602 | 11.6706 | 51.4863
2033 | SIWEM_PERC | Medium Demand Growth+Expected Future Gas Supply+Reduced Rankine Availability+Low Wind & Solar | -1.5768 | 9.3676 | 48.3088
2034 | SIWEM_PERC | Medium Demand Growth+Expected Future Gas Supply+Reduced Rankine Availability+Low Wind & Solar | -3.3156 | 7.4153 | 45.5967
2035 | SIWEM_PERC | Medium Demand Growth+Expected Future Gas Supply+Reduced Rankine Availability+Low Wind & Solar | -4.7693 | 5.7789 | 42.4431
2026 | NZWEM_PERC | Medium Demand Growth+Expected Future Gas Supply+Reduced Rankine Availability+Constrained Operational Capacity | 14.6544 | 14.7111 | 14.7111
2027 | NZWEM_PERC | Medium Demand Growth+Expected Future Gas Supply+Reduced Rankine Availability+Constrained Operational Capacity | 8.1156 | 9.8942 | 10.2017
2028 | NZWEM_PERC | Medium Demand Growth+Expected Future Gas Supply+Reduced Rankine Availability+Constrained Operational Capacity | 3.9164 | 11.6211 | 15.8944
2029 | NZWEM_PERC | Medium Demand Growth+Expected Future Gas Supply+Reduced Rankine Availability+Constrained Operational Capacity | 5.8256 | 16.4073 | 24.7795
2030 | NZWEM_PERC | Medium Demand Growth+Expected Future Gas Supply+Reduced Rankine Availability+Constrained Operational Capacity | 1.4979 | 13.7982 | 27.2897
2031 | NZWEM_PERC | Medium Demand Growth+Expected Future Gas Supply+Reduced Rankine Availability+Constrained Operational Capacity | -1.9619 | 10.0144 | 28.5862
2032 | NZWEM_PERC | Medium Demand Growth+Expected Future Gas Supply+Reduced Rankine Availability+Constrained Operational Capacity | -4.5815 | 7.4786 | 26.5607
2033 | NZWEM_PERC | Medium Demand Growth+Expected Future Gas Supply+Reduced Rankine Availability+Constrained Operational Capacity | -7.0793 | 4.6804 | 24.8874
2034 | NZWEM_PERC | Medium Demand Growth+Expected Future Gas Supply+Reduced Rankine Availability+Constrained Operational Capacity | -9.1131 | 2.7612 | 22.4991
2035 | NZWEM_PERC | Medium Demand Growth+Expected Future Gas Supply+Reduced Rankine Availability+Constrained Operational Capacity | -10.7089 | 0.98471 | 20.2807
2026 | NIWCM | Medium Demand Growth+Expected Future Gas Supply+Reduced Rankine Availability+Constrained Operational Capacity | 325.6776 | 325.6776 | 325.6776
2027 | NIWCM | Medium Demand Growth+Expected Future Gas Supply+Reduced Rankine Availability+Constrained Operational Capacity | 224.2836 | 228.2512 | 228.2512
2028 | NIWCM | Medium Demand Growth+Expected Future Gas Supply+Reduced Rankine Availability+Constrained Operational Capacity | 205.4256 | 699.3399 | 707.1268
2029 | NIWCM | Medium Demand Growth+Expected Future Gas Supply+Reduced Rankine Availability+Constrained Operational Capacity | -60.3162 | 589.3627 | 745.8717
2030 | NIWCM | Medium Demand Growth+Expected Future Gas Supply+Reduced Rankine Availability+Constrained Operational Capacity | -317.689 | 419.2906 | 631.9063
2031 | NIWCM | Medium Demand Growth+Expected Future Gas Supply+Reduced Rankine Availability+Constrained Operational Capacity | -497.8032 | 250.5253 | 521.7464
2032 | NIWCM | Medium Demand Growth+Expected Future Gas Supply+Reduced Rankine Availability+Constrained Operational Capacity | -663.7615 | 89.1265 | 382.2282
2033 | NIWCM | Medium Demand Growth+Expected Future Gas Supply+Reduced Rankine Availability+Constrained Operational Capacity | -853.164 | -100.0434 | 205.0464
2034 | NIWCM | Medium Demand Growth+Expected Future Gas Supply+Reduced Rankine Availability+Constrained Operational Capacity | -1023.1651 | -225.576 | 156.8187
2035 | NIWCM | Medium Demand Growth+Expected Future Gas Supply+Reduced Rankine Availability+Constrained Operational Capacity | -1174.8174 | -367.1198 | 14.9193
2026 | SIWEM_PERC | Medium Demand Growth+Expected Future Gas Supply+Reduced Rankine Availability+Constrained Operational Capacity | 39.8422 | 40.0025 | 40.0025
2027 | SIWEM_PERC | Medium Demand Growth+Expected Future Gas Supply+Reduced Rankine Availability+Constrained Operational Capacity | 20.9304 | 25.9073 | 26.7677
2028 | SIWEM_PERC | Medium Demand Growth+Expected Future Gas Supply+Reduced Rankine Availability+Constrained Operational Capacity | 18.9439 | 31.6061 | 42.625
2029 | SIWEM_PERC | Medium Demand Growth+Expected Future Gas Supply+Reduced Rankine Availability+Constrained Operational Capacity | 13.9336 | 42.9379 | 58.8026
2030 | SIWEM_PERC | Medium Demand Growth+Expected Future Gas Supply+Reduced Rankine Availability+Constrained Operational Capacity | 6.6467 | 35.4938 | 59.4
2031 | SIWEM_PERC | Medium Demand Growth+Expected Future Gas Supply+Reduced Rankine Availability+Constrained Operational Capacity | 3.1125 | 25.0233 | 58.5769
2032 | SIWEM_PERC | Medium Demand Growth+Expected Future Gas Supply+Reduced Rankine Availability+Constrained Operational Capacity | 1.3126 | 18.1081 | 55.7227
2033 | SIWEM_PERC | Medium Demand Growth+Expected Future Gas Supply+Reduced Rankine Availability+Constrained Operational Capacity | -0.75867 | 11.3685 | 52.4517
2034 | SIWEM_PERC | Medium Demand Growth+Expected Future Gas Supply+Reduced Rankine Availability+Constrained Operational Capacity | -2.5134 | 9.3772 | 49.6588
2035 | SIWEM_PERC | Medium Demand Growth+Expected Future Gas Supply+Reduced Rankine Availability+Constrained Operational Capacity | -3.9808 | 7.7075 | 47.3039
2026 | NZWEM_PERC | Medium Demand Growth+Expected Future Gas Supply+Reduced Rankine Availability+Constrained Operational Capacity+Low Wind & Solar | 13.4651 | 13.5162 | 13.5162
2027 | NZWEM_PERC | Medium Demand Growth+Expected Future Gas Supply+Reduced Rankine Availability+Constrained Operational Capacity+Low Wind & Solar | 6.8113 | 8.4164 | 8.6939
2028 | NZWEM_PERC | Medium Demand Growth+Expected Future Gas Supply+Reduced Rankine Availability+Constrained Operational Capacity+Low Wind & Solar | 2.5416 | 9.4949 | 13.3514
2029 | NZWEM_PERC | Medium Demand Growth+Expected Future Gas Supply+Reduced Rankine Availability+Constrained Operational Capacity+Low Wind & Solar | 4.4751 | 14.0248 | 21.5804
2030 | NZWEM_PERC | Medium Demand Growth+Expected Future Gas Supply+Reduced Rankine Availability+Constrained Operational Capacity+Low Wind & Solar | 0.19665 | 11.3441 | 23.5548
2031 | NZWEM_PERC | Medium Demand Growth+Expected Future Gas Supply+Reduced Rankine Availability+Constrained Operational Capacity+Low Wind & Solar | -3.2201 | 7.6416 | 24.4358
2032 | NZWEM_PERC | Medium Demand Growth+Expected Future Gas Supply+Reduced Rankine Availability+Constrained Operational Capacity+Low Wind & Solar | -5.8111 | 5.125 | 22.4121
2033 | NZWEM_PERC | Medium Demand Growth+Expected Future Gas Supply+Reduced Rankine Availability+Constrained Operational Capacity+Low Wind & Solar | -8.2783 | 2.3854 | 20.6861
2034 | NZWEM_PERC | Medium Demand Growth+Expected Future Gas Supply+Reduced Rankine Availability+Constrained Operational Capacity+Low Wind & Solar | -10.2842 | 0.5195 | 18.3953
2035 | NZWEM_PERC | Medium Demand Growth+Expected Future Gas Supply+Reduced Rankine Availability+Constrained Operational Capacity+Low Wind & Solar | -11.8538 | -1.2068 | 16.2688
2026 | NIWCM | Medium Demand Growth+Expected Future Gas Supply+Reduced Rankine Availability+Constrained Operational Capacity+Low Wind & Solar | 325.6776 | 325.6776 | 325.6776
2027 | NIWCM | Medium Demand Growth+Expected Future Gas Supply+Reduced Rankine Availability+Constrained Operational Capacity+Low Wind & Solar | 224.2836 | 228.2512 | 228.2512
2028 | NIWCM | Medium Demand Growth+Expected Future Gas Supply+Reduced Rankine Availability+Constrained Operational Capacity+Low Wind & Solar | 205.4256 | 699.3399 | 707.1268
2029 | NIWCM | Medium Demand Growth+Expected Future Gas Supply+Reduced Rankine Availability+Constrained Operational Capacity+Low Wind & Solar | -60.3162 | 589.3627 | 745.8717
2030 | NIWCM | Medium Demand Growth+Expected Future Gas Supply+Reduced Rankine Availability+Constrained Operational Capacity+Low Wind & Solar | -317.689 | 419.2906 | 631.9063
2031 | NIWCM | Medium Demand Growth+Expected Future Gas Supply+Reduced Rankine Availability+Constrained Operational Capacity+Low Wind & Solar | -497.8032 | 250.5253 | 521.7464
2032 | NIWCM | Medium Demand Growth+Expected Future Gas Supply+Reduced Rankine Availability+Constrained Operational Capacity+Low Wind & Solar | -663.7615 | 89.1265 | 382.2282
2033 | NIWCM | Medium Demand Growth+Expected Future Gas Supply+Reduced Rankine Availability+Constrained Operational Capacity+Low Wind & Solar | -853.164 | -100.0434 | 205.0464
2034 | NIWCM | Medium Demand Growth+Expected Future Gas Supply+Reduced Rankine Availability+Constrained Operational Capacity+Low Wind & Solar | -1023.1651 | -225.576 | 156.8187
2035 | NIWCM | Medium Demand Growth+Expected Future Gas Supply+Reduced Rankine Availability+Constrained Operational Capacity+Low Wind & Solar | -1174.8174 | -367.1198 | 14.9193
2026 | SIWEM_PERC | Medium Demand Growth+Expected Future Gas Supply+Reduced Rankine Availability+Constrained Operational Capacity+Low Wind & Solar | 36.4759 | 36.6206 | 36.6206
2027 | SIWEM_PERC | Medium Demand Growth+Expected Future Gas Supply+Reduced Rankine Availability+Constrained Operational Capacity+Low Wind & Solar | 19.539 | 21.8399 | 22.5485
2028 | SIWEM_PERC | Medium Demand Growth+Expected Future Gas Supply+Reduced Rankine Availability+Constrained Operational Capacity+Low Wind & Solar | 17.9557 | 29.3829 | 35.7927
2029 | SIWEM_PERC | Medium Demand Growth+Expected Future Gas Supply+Reduced Rankine Availability+Constrained Operational Capacity+Low Wind & Solar | 10.232 | 36.4074 | 55.3204
2030 | SIWEM_PERC | Medium Demand Growth+Expected Future Gas Supply+Reduced Rankine Availability+Constrained Operational Capacity+Low Wind & Solar | 5.7635 | 28.798 | 55.3849
2031 | SIWEM_PERC | Medium Demand Growth+Expected Future Gas Supply+Reduced Rankine Availability+Constrained Operational Capacity+Low Wind & Solar | 2.2597 | 18.5579 | 54.2585
2032 | SIWEM_PERC | Medium Demand Growth+Expected Future Gas Supply+Reduced Rankine Availability+Constrained Operational Capacity+Low Wind & Solar | 0.47602 | 11.6706 | 51.4863
2033 | SIWEM_PERC | Medium Demand Growth+Expected Future Gas Supply+Reduced Rankine Availability+Constrained Operational Capacity+Low Wind & Solar | -1.5768 | 9.3676 | 48.3088
2034 | SIWEM_PERC | Medium Demand Growth+Expected Future Gas Supply+Reduced Rankine Availability+Constrained Operational Capacity+Low Wind & Solar | -3.3156 | 7.4153 | 45.5967
2035 | SIWEM_PERC | Medium Demand Growth+Expected Future Gas Supply+Reduced Rankine Availability+Constrained Operational Capacity+Low Wind & Solar | -4.7693 | 5.7789 | 42.4431
2026 | NZWEM_PERC | Medium Demand Growth+Expected Future Gas Supply+Reduced Rankine Availability+Upgraded HVDC | 14.6544 | 14.7111 | 14.7111
2027 | NZWEM_PERC | Medium Demand Growth+Expected Future Gas Supply+Reduced Rankine Availability+Upgraded HVDC | 8.1156 | 9.8942 | 10.2017
2028 | NZWEM_PERC | Medium Demand Growth+Expected Future Gas Supply+Reduced Rankine Availability+Upgraded HVDC | 3.9164 | 11.6211 | 15.8944
2029 | NZWEM_PERC | Medium Demand Growth+Expected Future Gas Supply+Reduced Rankine Availability+Upgraded HVDC | 5.8256 | 16.4073 | 24.7795
2030 | NZWEM_PERC | Medium Demand Growth+Expected Future Gas Supply+Reduced Rankine Availability+Upgraded HVDC | 1.4979 | 13.7982 | 27.2897
2031 | NZWEM_PERC | Medium Demand Growth+Expected Future Gas Supply+Reduced Rankine Availability+Upgraded HVDC | -1.9619 | 10.0144 | 28.5862
2032 | NZWEM_PERC | Medium Demand Growth+Expected Future Gas Supply+Reduced Rankine Availability+Upgraded HVDC | -4.5815 | 7.4786 | 26.5607
2033 | NZWEM_PERC | Medium Demand Growth+Expected Future Gas Supply+Reduced Rankine Availability+Upgraded HVDC | -7.0793 | 4.6804 | 24.8874
2034 | NZWEM_PERC | Medium Demand Growth+Expected Future Gas Supply+Reduced Rankine Availability+Upgraded HVDC | -9.1131 | 2.7612 | 22.4991
2035 | NZWEM_PERC | Medium Demand Growth+Expected Future Gas Supply+Reduced Rankine Availability+Upgraded HVDC | -10.7089 | 0.98471 | 20.2807
2026 | NIWCM | Medium Demand Growth+Expected Future Gas Supply+Reduced Rankine Availability+Upgraded HVDC | 920.9691 | 921.7689 | 921.7689
2027 | NIWCM | Medium Demand Growth+Expected Future Gas Supply+Reduced Rankine Availability+Upgraded HVDC | 845.9707 | 877.8368 | 882.3733
2028 | NIWCM | Medium Demand Growth+Expected Future Gas Supply+Reduced Rankine Availability+Upgraded HVDC | 859.1103 | 1505.0791 | 1565.8242
2029 | NIWCM | Medium Demand Growth+Expected Future Gas Supply+Reduced Rankine Availability+Upgraded HVDC | 611.353 | 1501.7771 | 1825.1221
2030 | NIWCM | Medium Demand Growth+Expected Future Gas Supply+Reduced Rankine Availability+Upgraded HVDC | 357.1061 | 1371.4514 | 1890.9615
2031 | NIWCM | Medium Demand Growth+Expected Future Gas Supply+Reduced Rankine Availability+Upgraded HVDC | 179.7311 | 1211.8478 | 1992.1311
2032 | NIWCM | Medium Demand Growth+Expected Future Gas Supply+Reduced Rankine Availability+Upgraded HVDC | 15.1165 | 1068.5413 | 1887.1995
2033 | NIWCM | Medium Demand Growth+Expected Future Gas Supply+Reduced Rankine Availability+Upgraded HVDC | -174.4324 | 884.5126 | 1781.1554
2034 | NIWCM | Medium Demand Growth+Expected Future Gas Supply+Reduced Rankine Availability+Upgraded HVDC | -342.2944 | 761.6695 | 1743.7654
2035 | NIWCM | Medium Demand Growth+Expected Future Gas Supply+Reduced Rankine Availability+Upgraded HVDC | -493.9569 | 621.7582 | 1611.8228
2026 | SIWEM_PERC | Medium Demand Growth+Expected Future Gas Supply+Reduced Rankine Availability+Upgraded HVDC | 39.8422 | 40.0025 | 40.0025
2027 | SIWEM_PERC | Medium Demand Growth+Expected Future Gas Supply+Reduced Rankine Availability+Upgraded HVDC | 20.9304 | 25.9073 | 26.7677
2028 | SIWEM_PERC | Medium Demand Growth+Expected Future Gas Supply+Reduced Rankine Availability+Upgraded HVDC | 18.9439 | 31.6061 | 42.625
2029 | SIWEM_PERC | Medium Demand Growth+Expected Future Gas Supply+Reduced Rankine Availability+Upgraded HVDC | 13.9336 | 42.9379 | 65.253
2030 | SIWEM_PERC | Medium Demand Growth+Expected Future Gas Supply+Reduced Rankine Availability+Upgraded HVDC | 6.6467 | 35.4938 | 71.1513
2031 | SIWEM_PERC | Medium Demand Growth+Expected Future Gas Supply+Reduced Rankine Availability+Upgraded HVDC | 3.1125 | 25.0233 | 74.1026
2032 | SIWEM_PERC | Medium Demand Growth+Expected Future Gas Supply+Reduced Rankine Availability+Upgraded HVDC | 1.3126 | 18.1081 | 68.9988
2033 | SIWEM_PERC | Medium Demand Growth+Expected Future Gas Supply+Reduced Rankine Availability+Upgraded HVDC | -0.75867 | 11.3685 | 64.6408
2034 | SIWEM_PERC | Medium Demand Growth+Expected Future Gas Supply+Reduced Rankine Availability+Upgraded HVDC | -2.5134 | 9.3772 | 58.5626
2035 | SIWEM_PERC | Medium Demand Growth+Expected Future Gas Supply+Reduced Rankine Availability+Upgraded HVDC | -3.9808 | 7.7075 | 52.993
2026 | NZWEM_PERC | Medium Demand Growth+Expected Future Gas Supply+Reduced Rankine Availability+Upgraded HVDC+Low Wind & Solar | 13.4651 | 13.5162 | 13.5162
2027 | NZWEM_PERC | Medium Demand Growth+Expected Future Gas Supply+Reduced Rankine Availability+Upgraded HVDC+Low Wind & Solar | 6.8113 | 8.4164 | 8.6939
2028 | NZWEM_PERC | Medium Demand Growth+Expected Future Gas Supply+Reduced Rankine Availability+Upgraded HVDC+Low Wind & Solar | 2.5416 | 9.4949 | 13.3514
2029 | NZWEM_PERC | Medium Demand Growth+Expected Future Gas Supply+Reduced Rankine Availability+Upgraded HVDC+Low Wind & Solar | 4.4751 | 14.0248 | 21.5804
2030 | NZWEM_PERC | Medium Demand Growth+Expected Future Gas Supply+Reduced Rankine Availability+Upgraded HVDC+Low Wind & Solar | 0.19665 | 11.3441 | 23.5548
2031 | NZWEM_PERC | Medium Demand Growth+Expected Future Gas Supply+Reduced Rankine Availability+Upgraded HVDC+Low Wind & Solar | -3.2201 | 7.6416 | 24.4358
2032 | NZWEM_PERC | Medium Demand Growth+Expected Future Gas Supply+Reduced Rankine Availability+Upgraded HVDC+Low Wind & Solar | -5.8111 | 5.125 | 22.4121
2033 | NZWEM_PERC | Medium Demand Growth+Expected Future Gas Supply+Reduced Rankine Availability+Upgraded HVDC+Low Wind & Solar | -8.2783 | 2.3854 | 20.6861
2034 | NZWEM_PERC | Medium Demand Growth+Expected Future Gas Supply+Reduced Rankine Availability+Upgraded HVDC+Low Wind & Solar | -10.2842 | 0.5195 | 18.3953
2035 | NZWEM_PERC | Medium Demand Growth+Expected Future Gas Supply+Reduced Rankine Availability+Upgraded HVDC+Low Wind & Solar | -11.8538 | -1.2068 | 16.2688
2026 | NIWCM | Medium Demand Growth+Expected Future Gas Supply+Reduced Rankine Availability+Upgraded HVDC+Low Wind & Solar | 920.9691 | 921.7689 | 921.7689
2027 | NIWCM | Medium Demand Growth+Expected Future Gas Supply+Reduced Rankine Availability+Upgraded HVDC+Low Wind & Solar | 845.9707 | 877.8368 | 882.3733
2028 | NIWCM | Medium Demand Growth+Expected Future Gas Supply+Reduced Rankine Availability+Upgraded HVDC+Low Wind & Solar | 859.1103 | 1505.0791 | 1565.8242
2029 | NIWCM | Medium Demand Growth+Expected Future Gas Supply+Reduced Rankine Availability+Upgraded HVDC+Low Wind & Solar | 611.353 | 1501.7771 | 1825.1221
2030 | NIWCM | Medium Demand Growth+Expected Future Gas Supply+Reduced Rankine Availability+Upgraded HVDC+Low Wind & Solar | 357.1061 | 1371.4514 | 1890.9615
2031 | NIWCM | Medium Demand Growth+Expected Future Gas Supply+Reduced Rankine Availability+Upgraded HVDC+Low Wind & Solar | 179.7311 | 1211.8478 | 1992.1311
2032 | NIWCM | Medium Demand Growth+Expected Future Gas Supply+Reduced Rankine Availability+Upgraded HVDC+Low Wind & Solar | 15.1165 | 1068.5413 | 1887.1995
2033 | NIWCM | Medium Demand Growth+Expected Future Gas Supply+Reduced Rankine Availability+Upgraded HVDC+Low Wind & Solar | -174.4324 | 884.5126 | 1781.1554
2034 | NIWCM | Medium Demand Growth+Expected Future Gas Supply+Reduced Rankine Availability+Upgraded HVDC+Low Wind & Solar | -342.2944 | 761.6695 | 1743.7654
2035 | NIWCM | Medium Demand Growth+Expected Future Gas Supply+Reduced Rankine Availability+Upgraded HVDC+Low Wind & Solar | -493.9569 | 621.7582 | 1611.8228
2026 | SIWEM_PERC | Medium Demand Growth+Expected Future Gas Supply+Reduced Rankine Availability+Upgraded HVDC+Low Wind & Solar | 36.4759 | 36.6206 | 36.6206
2027 | SIWEM_PERC | Medium Demand Growth+Expected Future Gas Supply+Reduced Rankine Availability+Upgraded HVDC+Low Wind & Solar | 19.539 | 21.8399 | 22.5485
2028 | SIWEM_PERC | Medium Demand Growth+Expected Future Gas Supply+Reduced Rankine Availability+Upgraded HVDC+Low Wind & Solar | 17.9557 | 29.3829 | 35.7927
2029 | SIWEM_PERC | Medium Demand Growth+Expected Future Gas Supply+Reduced Rankine Availability+Upgraded HVDC+Low Wind & Solar | 10.232 | 36.4074 | 56.9567
2030 | SIWEM_PERC | Medium Demand Growth+Expected Future Gas Supply+Reduced Rankine Availability+Upgraded HVDC+Low Wind & Solar | 5.7635 | 28.798 | 61.5125
2031 | SIWEM_PERC | Medium Demand Growth+Expected Future Gas Supply+Reduced Rankine Availability+Upgraded HVDC+Low Wind & Solar | 2.2597 | 18.5579 | 63.4186
2032 | SIWEM_PERC | Medium Demand Growth+Expected Future Gas Supply+Reduced Rankine Availability+Upgraded HVDC+Low Wind & Solar | 0.47602 | 11.6706 | 58.287
2033 | SIWEM_PERC | Medium Demand Growth+Expected Future Gas Supply+Reduced Rankine Availability+Upgraded HVDC+Low Wind & Solar | -1.5768 | 9.3676 | 53.7753
2034 | SIWEM_PERC | Medium Demand Growth+Expected Future Gas Supply+Reduced Rankine Availability+Upgraded HVDC+Low Wind & Solar | -3.3156 | 7.4153 | 47.909
2035 | SIWEM_PERC | Medium Demand Growth+Expected Future Gas Supply+Reduced Rankine Availability+Upgraded HVDC+Low Wind & Solar | -4.7693 | 5.7789 | 42.4431
2026 | NZWEM_PERC | Medium Demand Growth+Expected Future Gas Supply+Reduced Rankine Availability+Upgraded HVDC+Constrained Operational Capacity | 14.6544 | 14.7111 | 14.7111
2027 | NZWEM_PERC | Medium Demand Growth+Expected Future Gas Supply+Reduced Rankine Availability+Upgraded HVDC+Constrained Operational Capacity | 8.1156 | 9.8942 | 10.2017
2028 | NZWEM_PERC | Medium Demand Growth+Expected Future Gas Supply+Reduced Rankine Availability+Upgraded HVDC+Constrained Operational Capacity | 3.9164 | 11.6211 | 15.8944
2029 | NZWEM_PERC | Medium Demand Growth+Expected Future Gas Supply+Reduced Rankine Availability+Upgraded HVDC+Constrained Operational Capacity | 5.8256 | 16.4073 | 24.7795
2030 | NZWEM_PERC | Medium Demand Growth+Expected Future Gas Supply+Reduced Rankine Availability+Upgraded HVDC+Constrained Operational Capacity | 1.4979 | 13.7982 | 27.2897
2031 | NZWEM_PERC | Medium Demand Growth+Expected Future Gas Supply+Reduced Rankine Availability+Upgraded HVDC+Constrained Operational Capacity | -1.9619 | 10.0144 | 28.5862
2032 | NZWEM_PERC | Medium Demand Growth+Expected Future Gas Supply+Reduced Rankine Availability+Upgraded HVDC+Constrained Operational Capacity | -4.5815 | 7.4786 | 26.5607
2033 | NZWEM_PERC | Medium Demand Growth+Expected Future Gas Supply+Reduced Rankine Availability+Upgraded HVDC+Constrained Operational Capacity | -7.0793 | 4.6804 | 24.8874
2034 | NZWEM_PERC | Medium Demand Growth+Expected Future Gas Supply+Reduced Rankine Availability+Upgraded HVDC+Constrained Operational Capacity | -9.1131 | 2.7612 | 22.4991
2035 | NZWEM_PERC | Medium Demand Growth+Expected Future Gas Supply+Reduced Rankine Availability+Upgraded HVDC+Constrained Operational Capacity | -10.7089 | 0.98471 | 20.2807
2026 | NIWCM | Medium Demand Growth+Expected Future Gas Supply+Reduced Rankine Availability+Upgraded HVDC+Constrained Operational Capacity | 325.6776 | 325.6776 | 325.6776
2027 | NIWCM | Medium Demand Growth+Expected Future Gas Supply+Reduced Rankine Availability+Upgraded HVDC+Constrained Operational Capacity | 224.2836 | 228.2512 | 228.2512
2028 | NIWCM | Medium Demand Growth+Expected Future Gas Supply+Reduced Rankine Availability+Upgraded HVDC+Constrained Operational Capacity | 205.4256 | 699.3399 | 707.1268
2029 | NIWCM | Medium Demand Growth+Expected Future Gas Supply+Reduced Rankine Availability+Upgraded HVDC+Constrained Operational Capacity | -60.3162 | 589.3627 | 745.8717
2030 | NIWCM | Medium Demand Growth+Expected Future Gas Supply+Reduced Rankine Availability+Upgraded HVDC+Constrained Operational Capacity | -317.689 | 419.2906 | 631.9063
2031 | NIWCM | Medium Demand Growth+Expected Future Gas Supply+Reduced Rankine Availability+Upgraded HVDC+Constrained Operational Capacity | -497.8032 | 250.5253 | 521.7464
2032 | NIWCM | Medium Demand Growth+Expected Future Gas Supply+Reduced Rankine Availability+Upgraded HVDC+Constrained Operational Capacity | -663.7615 | 89.1265 | 382.2282
2033 | NIWCM | Medium Demand Growth+Expected Future Gas Supply+Reduced Rankine Availability+Upgraded HVDC+Constrained Operational Capacity | -853.164 | -100.0434 | 205.0464
2034 | NIWCM | Medium Demand Growth+Expected Future Gas Supply+Reduced Rankine Availability+Upgraded HVDC+Constrained Operational Capacity | -1023.1651 | -225.576 | 156.8187
2035 | NIWCM | Medium Demand Growth+Expected Future Gas Supply+Reduced Rankine Availability+Upgraded HVDC+Constrained Operational Capacity | -1174.8174 | -367.1198 | 14.9193
2026 | SIWEM_PERC | Medium Demand Growth+Expected Future Gas Supply+Reduced Rankine Availability+Upgraded HVDC+Constrained Operational Capacity | 39.8422 | 40.0025 | 40.0025
2027 | SIWEM_PERC | Medium Demand Growth+Expected Future Gas Supply+Reduced Rankine Availability+Upgraded HVDC+Constrained Operational Capacity | 20.9304 | 25.9073 | 26.7677
2028 | SIWEM_PERC | Medium Demand Growth+Expected Future Gas Supply+Reduced Rankine Availability+Upgraded HVDC+Constrained Operational Capacity | 18.9439 | 31.6061 | 42.625
2029 | SIWEM_PERC | Medium Demand Growth+Expected Future Gas Supply+Reduced Rankine Availability+Upgraded HVDC+Constrained Operational Capacity | 13.9336 | 42.9379 | 65.253
2030 | SIWEM_PERC | Medium Demand Growth+Expected Future Gas Supply+Reduced Rankine Availability+Upgraded HVDC+Constrained Operational Capacity | 6.6467 | 35.4938 | 71.1513
2031 | SIWEM_PERC | Medium Demand Growth+Expected Future Gas Supply+Reduced Rankine Availability+Upgraded HVDC+Constrained Operational Capacity | 3.1125 | 25.0233 | 74.1026
2032 | SIWEM_PERC | Medium Demand Growth+Expected Future Gas Supply+Reduced Rankine Availability+Upgraded HVDC+Constrained Operational Capacity | 1.3126 | 18.1081 | 68.9988
2033 | SIWEM_PERC | Medium Demand Growth+Expected Future Gas Supply+Reduced Rankine Availability+Upgraded HVDC+Constrained Operational Capacity | -0.75867 | 11.3685 | 64.6408
2034 | SIWEM_PERC | Medium Demand Growth+Expected Future Gas Supply+Reduced Rankine Availability+Upgraded HVDC+Constrained Operational Capacity | -2.5134 | 9.3772 | 58.5626
2035 | SIWEM_PERC | Medium Demand Growth+Expected Future Gas Supply+Reduced Rankine Availability+Upgraded HVDC+Constrained Operational Capacity | -3.9808 | 7.7075 | 52.993
2026 | NZWEM_PERC | Medium Demand Growth+Expected Future Gas Supply+Reduced Rankine Availability+Upgraded HVDC+Constrained Operational Capacity+Low Wind & Solar | 13.4651 | 13.5162 | 13.5162
2027 | NZWEM_PERC | Medium Demand Growth+Expected Future Gas Supply+Reduced Rankine Availability+Upgraded HVDC+Constrained Operational Capacity+Low Wind & Solar | 6.8113 | 8.4164 | 8.6939
2028 | NZWEM_PERC | Medium Demand Growth+Expected Future Gas Supply+Reduced Rankine Availability+Upgraded HVDC+Constrained Operational Capacity+Low Wind & Solar | 2.5416 | 9.4949 | 13.3514
2029 | NZWEM_PERC | Medium Demand Growth+Expected Future Gas Supply+Reduced Rankine Availability+Upgraded HVDC+Constrained Operational Capacity+Low Wind & Solar | 4.4751 | 14.0248 | 21.5804
2030 | NZWEM_PERC | Medium Demand Growth+Expected Future Gas Supply+Reduced Rankine Availability+Upgraded HVDC+Constrained Operational Capacity+Low Wind & Solar | 0.19665 | 11.3441 | 23.5548
2031 | NZWEM_PERC | Medium Demand Growth+Expected Future Gas Supply+Reduced Rankine Availability+Upgraded HVDC+Constrained Operational Capacity+Low Wind & Solar | -3.2201 | 7.6416 | 24.4358
2032 | NZWEM_PERC | Medium Demand Growth+Expected Future Gas Supply+Reduced Rankine Availability+Upgraded HVDC+Constrained Operational Capacity+Low Wind & Solar | -5.8111 | 5.125 | 22.4121
2033 | NZWEM_PERC | Medium Demand Growth+Expected Future Gas Supply+Reduced Rankine Availability+Upgraded HVDC+Constrained Operational Capacity+Low Wind & Solar | -8.2783 | 2.3854 | 20.6861
2034 | NZWEM_PERC | Medium Demand Growth+Expected Future Gas Supply+Reduced Rankine Availability+Upgraded HVDC+Constrained Operational Capacity+Low Wind & Solar | -10.2842 | 0.5195 | 18.3953
2035 | NZWEM_PERC | Medium Demand Growth+Expected Future Gas Supply+Reduced Rankine Availability+Upgraded HVDC+Constrained Operational Capacity+Low Wind & Solar | -11.8538 | -1.2068 | 16.2688
2026 | NIWCM | Medium Demand Growth+Expected Future Gas Supply+Reduced Rankine Availability+Upgraded HVDC+Constrained Operational Capacity+Low Wind & Solar | 325.6776 | 325.6776 | 325.6776
2027 | NIWCM | Medium Demand Growth+Expected Future Gas Supply+Reduced Rankine Availability+Upgraded HVDC+Constrained Operational Capacity+Low Wind & Solar | 224.2836 | 228.2512 | 228.2512
2028 | NIWCM | Medium Demand Growth+Expected Future Gas Supply+Reduced Rankine Availability+Upgraded HVDC+Constrained Operational Capacity+Low Wind & Solar | 205.4256 | 699.3399 | 707.1268
2029 | NIWCM | Medium Demand Growth+Expected Future Gas Supply+Reduced Rankine Availability+Upgraded HVDC+Constrained Operational Capacity+Low Wind & Solar | -60.3162 | 589.3627 | 745.8717
2030 | NIWCM | Medium Demand Growth+Expected Future Gas Supply+Reduced Rankine Availability+Upgraded HVDC+Constrained Operational Capacity+Low Wind & Solar | -317.689 | 419.2906 | 631.9063
2031 | NIWCM | Medium Demand Growth+Expected Future Gas Supply+Reduced Rankine Availability+Upgraded HVDC+Constrained Operational Capacity+Low Wind & Solar | -497.8032 | 250.5253 | 521.7464
2032 | NIWCM | Medium Demand Growth+Expected Future Gas Supply+Reduced Rankine Availability+Upgraded HVDC+Constrained Operational Capacity+Low Wind & Solar | -663.7615 | 89.1265 | 382.2282
2033 | NIWCM | Medium Demand Growth+Expected Future Gas Supply+Reduced Rankine Availability+Upgraded HVDC+Constrained Operational Capacity+Low Wind & Solar | -853.164 | -100.0434 | 205.0464
2034 | NIWCM | Medium Demand Growth+Expected Future Gas Supply+Reduced Rankine Availability+Upgraded HVDC+Constrained Operational Capacity+Low Wind & Solar | -1023.1651 | -225.576 | 156.8187
2035 | NIWCM | Medium Demand Growth+Expected Future Gas Supply+Reduced Rankine Availability+Upgraded HVDC+Constrained Operational Capacity+Low Wind & Solar | -1174.8174 | -367.1198 | 14.9193
2026 | SIWEM_PERC | Medium Demand Growth+Expected Future Gas Supply+Reduced Rankine Availability+Upgraded HVDC+Constrained Operational Capacity+Low Wind & Solar | 36.4759 | 36.6206 | 36.6206
2027 | SIWEM_PERC | Medium Demand Growth+Expected Future Gas Supply+Reduced Rankine Availability+Upgraded HVDC+Constrained Operational Capacity+Low Wind & Solar | 19.539 | 21.8399 | 22.5485
2028 | SIWEM_PERC | Medium Demand Growth+Expected Future Gas Supply+Reduced Rankine Availability+Upgraded HVDC+Constrained Operational Capacity+Low Wind & Solar | 17.9557 | 29.3829 | 35.7927
2029 | SIWEM_PERC | Medium Demand Growth+Expected Future Gas Supply+Reduced Rankine Availability+Upgraded HVDC+Constrained Operational Capacity+Low Wind & Solar | 10.232 | 36.4074 | 56.9567
2030 | SIWEM_PERC | Medium Demand Growth+Expected Future Gas Supply+Reduced Rankine Availability+Upgraded HVDC+Constrained Operational Capacity+Low Wind & Solar | 5.7635 | 28.798 | 61.5125
2031 | SIWEM_PERC | Medium Demand Growth+Expected Future Gas Supply+Reduced Rankine Availability+Upgraded HVDC+Constrained Operational Capacity+Low Wind & Solar | 2.2597 | 18.5579 | 63.4186
2032 | SIWEM_PERC | Medium Demand Growth+Expected Future Gas Supply+Reduced Rankine Availability+Upgraded HVDC+Constrained Operational Capacity+Low Wind & Solar | 0.47602 | 11.6706 | 58.287
2033 | SIWEM_PERC | Medium Demand Growth+Expected Future Gas Supply+Reduced Rankine Availability+Upgraded HVDC+Constrained Operational Capacity+Low Wind & Solar | -1.5768 | 9.3676 | 53.7753
2034 | SIWEM_PERC | Medium Demand Growth+Expected Future Gas Supply+Reduced Rankine Availability+Upgraded HVDC+Constrained Operational Capacity+Low Wind & Solar | -3.3156 | 7.4153 | 47.909
2035 | SIWEM_PERC | Medium Demand Growth+Expected Future Gas Supply+Reduced Rankine Availability+Upgraded HVDC+Constrained Operational Capacity+Low Wind & Solar | -4.7693 | 5.7789 | 42.4431
2026 | NZWEM_PERC | Medium Demand Growth+Expected Future Gas Supply+Reduced Rankine Availability+Delayed Build | 10.0584 | 10.0584 | 10.0584
2027 | NZWEM_PERC | Medium Demand Growth+Expected Future Gas Supply+Reduced Rankine Availability+Delayed Build | 0.9807 | 1.1176 | 1.28
2028 | NZWEM_PERC | Medium Demand Growth+Expected Future Gas Supply+Reduced Rankine Availability+Delayed Build | -0.057441 | 1.3137 | 1.6121
2029 | NZWEM_PERC | Medium Demand Growth+Expected Future Gas Supply+Reduced Rankine Availability+Delayed Build | 4.762 | 7.3988 | 8.2177
2030 | NZWEM_PERC | Medium Demand Growth+Expected Future Gas Supply+Reduced Rankine Availability+Delayed Build | 1.4979 | 9.7593 | 16.7425
2031 | NZWEM_PERC | Medium Demand Growth+Expected Future Gas Supply+Reduced Rankine Availability+Delayed Build | -1.9619 | 8.8374 | 16.6378
2032 | NZWEM_PERC | Medium Demand Growth+Expected Future Gas Supply+Reduced Rankine Availability+Delayed Build | -4.5815 | 6.5864 | 19.3342
2033 | NZWEM_PERC | Medium Demand Growth+Expected Future Gas Supply+Reduced Rankine Availability+Delayed Build | -7.0793 | 3.8897 | 21.5865
2034 | NZWEM_PERC | Medium Demand Growth+Expected Future Gas Supply+Reduced Rankine Availability+Delayed Build | -9.1131 | 1.9408 | 20.1156
2035 | NZWEM_PERC | Medium Demand Growth+Expected Future Gas Supply+Reduced Rankine Availability+Delayed Build | -10.7089 | 0.52058 | 19.8166
2026 | NIWCM | Medium Demand Growth+Expected Future Gas Supply+Reduced Rankine Availability+Delayed Build | 628.8124 | 628.8124 | 628.8124
2027 | NIWCM | Medium Demand Growth+Expected Future Gas Supply+Reduced Rankine Availability+Delayed Build | 447.4105 | 449.4206 | 451.8931
2028 | NIWCM | Medium Demand Growth+Expected Future Gas Supply+Reduced Rankine Availability+Delayed Build | 605.0318 | 625.0229 | 629.5594
2029 | NIWCM | Medium Demand Growth+Expected Future Gas Supply+Reduced Rankine Availability+Delayed Build | 403.9073 | 531.0527 | 544.645
2030 | NIWCM | Medium Demand Growth+Expected Future Gas Supply+Reduced Rankine Availability+Delayed Build | 301.3296 | 1020.3871 | 1297.4104
2031 | NIWCM | Medium Demand Growth+Expected Future Gas Supply+Reduced Rankine Availability+Delayed Build | 106.7926 | 1036.0198 | 1382.231
2032 | NIWCM | Medium Demand Growth+Expected Future Gas Supply+Reduced Rankine Availability+Delayed Build | -57.822 | 942.2335 | 1503.4244
2033 | NIWCM | Medium Demand Growth+Expected Future Gas Supply+Reduced Rankine Availability+Delayed Build | -174.4324 | 839.4734 | 1636.649
2034 | NIWCM | Medium Demand Growth+Expected Future Gas Supply+Reduced Rankine Availability+Delayed Build | -342.2944 | 691.5803 | 1529.2486
2035 | NIWCM | Medium Demand Growth+Expected Future Gas Supply+Reduced Rankine Availability+Delayed Build | -493.9569 | 569.4262 | 1482.2594
2026 | SIWEM_PERC | Medium Demand Growth+Expected Future Gas Supply+Reduced Rankine Availability+Delayed Build | 26.8337 | 26.8337 | 26.8337
2027 | SIWEM_PERC | Medium Demand Growth+Expected Future Gas Supply+Reduced Rankine Availability+Delayed Build | 16.7358 | 16.8057 | 16.8057
2028 | SIWEM_PERC | Medium Demand Growth+Expected Future Gas Supply+Reduced Rankine Availability+Delayed Build | 16.6982 | 18.6029 | 18.6029
2029 | SIWEM_PERC | Medium Demand Growth+Expected Future Gas Supply+Reduced Rankine Availability+Delayed Build | 11.0184 | 18.2457 | 20.4904
2030 | SIWEM_PERC | Medium Demand Growth+Expected Future Gas Supply+Reduced Rankine Availability+Delayed Build | 6.6467 | 24.4738 | 43.527
2031 | SIWEM_PERC | Medium Demand Growth+Expected Future Gas Supply+Reduced Rankine Availability+Delayed Build | 3.1125 | 21.8163 | 43.0702
2032 | SIWEM_PERC | Medium Demand Growth+Expected Future Gas Supply+Reduced Rankine Availability+Delayed Build | 1.3126 | 15.6677 | 50.5358
2033 | SIWEM_PERC | Medium Demand Growth+Expected Future Gas Supply+Reduced Rankine Availability+Delayed Build | -0.75867 | 11.3685 | 52.4517
2034 | SIWEM_PERC | Medium Demand Growth+Expected Future Gas Supply+Reduced Rankine Availability+Delayed Build | -2.5134 | 9.3772 | 49.6588
2035 | SIWEM_PERC | Medium Demand Growth+Expected Future Gas Supply+Reduced Rankine Availability+Delayed Build | -3.9808 | 7.7075 | 47.3039
2026 | NZWEM_PERC | Medium Demand Growth+Expected Future Gas Supply+Reduced Rankine Availability+Delayed Build+Low Wind & Solar | 9.1535 | 9.1535 | 9.1535
2027 | NZWEM_PERC | Medium Demand Growth+Expected Future Gas Supply+Reduced Rankine Availability+Delayed Build+Low Wind & Solar | 0.054958 | 0.17847 | 0.32502
2028 | NZWEM_PERC | Medium Demand Growth+Expected Future Gas Supply+Reduced Rankine Availability+Delayed Build+Low Wind & Solar | -1.2 | 0.037425 | 0.30672
2029 | NZWEM_PERC | Medium Demand Growth+Expected Future Gas Supply+Reduced Rankine Availability+Delayed Build+Low Wind & Solar | 3.5153 | 5.8949 | 6.634
2030 | NZWEM_PERC | Medium Demand Growth+Expected Future Gas Supply+Reduced Rankine Availability+Delayed Build+Low Wind & Solar | 0.19665 | 7.6522 | 13.9543
2031 | NZWEM_PERC | Medium Demand Growth+Expected Future Gas Supply+Reduced Rankine Availability+Delayed Build+Low Wind & Solar | -3.2201 | 6.5259 | 13.5655
2032 | NZWEM_PERC | Medium Demand Growth+Expected Future Gas Supply+Reduced Rankine Availability+Delayed Build+Low Wind & Solar | -5.8111 | 4.2676 | 15.8051
2033 | NZWEM_PERC | Medium Demand Growth+Expected Future Gas Supply+Reduced Rankine Availability+Delayed Build+Low Wind & Solar | -8.2783 | 1.6287 | 17.6317
2034 | NZWEM_PERC | Medium Demand Growth+Expected Future Gas Supply+Reduced Rankine Availability+Delayed Build+Low Wind & Solar | -10.2842 | -0.30085 | 16.1643
2035 | NZWEM_PERC | Medium Demand Growth+Expected Future Gas Supply+Reduced Rankine Availability+Delayed Build+Low Wind & Solar | -11.8538 | -1.6709 | 15.8047
2026 | NIWCM | Medium Demand Growth+Expected Future Gas Supply+Reduced Rankine Availability+Delayed Build+Low Wind & Solar | 628.8124 | 628.8124 | 628.8124
2027 | NIWCM | Medium Demand Growth+Expected Future Gas Supply+Reduced Rankine Availability+Delayed Build+Low Wind & Solar | 447.4105 | 449.4206 | 451.8931
2028 | NIWCM | Medium Demand Growth+Expected Future Gas Supply+Reduced Rankine Availability+Delayed Build+Low Wind & Solar | 605.0318 | 625.0229 | 629.5594
2029 | NIWCM | Medium Demand Growth+Expected Future Gas Supply+Reduced Rankine Availability+Delayed Build+Low Wind & Solar | 403.9073 | 531.0527 | 544.645
2030 | NIWCM | Medium Demand Growth+Expected Future Gas Supply+Reduced Rankine Availability+Delayed Build+Low Wind & Solar | 301.3296 | 1020.3871 | 1297.4104
2031 | NIWCM | Medium Demand Growth+Expected Future Gas Supply+Reduced Rankine Availability+Delayed Build+Low Wind & Solar | 106.7926 | 1036.0198 | 1382.231
2032 | NIWCM | Medium Demand Growth+Expected Future Gas Supply+Reduced Rankine Availability+Delayed Build+Low Wind & Solar | -57.822 | 942.2335 | 1503.4244
2033 | NIWCM | Medium Demand Growth+Expected Future Gas Supply+Reduced Rankine Availability+Delayed Build+Low Wind & Solar | -174.4324 | 839.4734 | 1636.649
2034 | NIWCM | Medium Demand Growth+Expected Future Gas Supply+Reduced Rankine Availability+Delayed Build+Low Wind & Solar | -342.2944 | 691.5803 | 1529.2486
2035 | NIWCM | Medium Demand Growth+Expected Future Gas Supply+Reduced Rankine Availability+Delayed Build+Low Wind & Solar | -493.9569 | 569.4262 | 1482.2594
2026 | SIWEM_PERC | Medium Demand Growth+Expected Future Gas Supply+Reduced Rankine Availability+Delayed Build+Low Wind & Solar | 24.2727 | 24.2727 | 24.2727
2027 | SIWEM_PERC | Medium Demand Growth+Expected Future Gas Supply+Reduced Rankine Availability+Delayed Build+Low Wind & Solar | 16.2565 | 16.3196 | 16.3196
2028 | SIWEM_PERC | Medium Demand Growth+Expected Future Gas Supply+Reduced Rankine Availability+Delayed Build+Low Wind & Solar | 15.9291 | 17.648 | 17.648
2029 | SIWEM_PERC | Medium Demand Growth+Expected Future Gas Supply+Reduced Rankine Availability+Delayed Build+Low Wind & Solar | 8.5658 | 14.1236 | 16.1494
2030 | SIWEM_PERC | Medium Demand Growth+Expected Future Gas Supply+Reduced Rankine Availability+Delayed Build+Low Wind & Solar | 5.7635 | 18.7249 | 35.9197
2031 | SIWEM_PERC | Medium Demand Growth+Expected Future Gas Supply+Reduced Rankine Availability+Delayed Build+Low Wind & Solar | 2.2597 | 15.518 | 34.699
2032 | SIWEM_PERC | Medium Demand Growth+Expected Future Gas Supply+Reduced Rankine Availability+Delayed Build+Low Wind & Solar | 0.47602 | 11.6671 | 40.8829
2033 | SIWEM_PERC | Medium Demand Growth+Expected Future Gas Supply+Reduced Rankine Availability+Delayed Build+Low Wind & Solar | -1.5768 | 9.3676 | 45.9327
2034 | SIWEM_PERC | Medium Demand Growth+Expected Future Gas Supply+Reduced Rankine Availability+Delayed Build+Low Wind & Solar | -3.3156 | 7.4153 | 41.9924
2035 | SIWEM_PERC | Medium Demand Growth+Expected Future Gas Supply+Reduced Rankine Availability+Delayed Build+Low Wind & Solar | -4.7693 | 5.7789 | 41.158
2026 | NZWEM_PERC | Medium Demand Growth+Expected Future Gas Supply+Reduced Rankine Availability+Delayed Build+Constrained Operational Capacity | 10.0584 | 10.0584 | 10.0584
2027 | NZWEM_PERC | Medium Demand Growth+Expected Future Gas Supply+Reduced Rankine Availability+Delayed Build+Constrained Operational Capacity | 0.9807 | 1.1176 | 1.28
2028 | NZWEM_PERC | Medium Demand Growth+Expected Future Gas Supply+Reduced Rankine Availability+Delayed Build+Constrained Operational Capacity | -0.057441 | 1.3137 | 1.6121
2029 | NZWEM_PERC | Medium Demand Growth+Expected Future Gas Supply+Reduced Rankine Availability+Delayed Build+Constrained Operational Capacity | 4.762 | 7.3988 | 8.2177
2030 | NZWEM_PERC | Medium Demand Growth+Expected Future Gas Supply+Reduced Rankine Availability+Delayed Build+Constrained Operational Capacity | 1.4979 | 9.7593 | 16.7425
2031 | NZWEM_PERC | Medium Demand Growth+Expected Future Gas Supply+Reduced Rankine Availability+Delayed Build+Constrained Operational Capacity | -1.9619 | 8.8374 | 16.6378
2032 | NZWEM_PERC | Medium Demand Growth+Expected Future Gas Supply+Reduced Rankine Availability+Delayed Build+Constrained Operational Capacity | -4.5815 | 6.5864 | 19.3342
2033 | NZWEM_PERC | Medium Demand Growth+Expected Future Gas Supply+Reduced Rankine Availability+Delayed Build+Constrained Operational Capacity | -7.0793 | 3.8897 | 21.5865
2034 | NZWEM_PERC | Medium Demand Growth+Expected Future Gas Supply+Reduced Rankine Availability+Delayed Build+Constrained Operational Capacity | -9.1131 | 1.9408 | 20.1156
2035 | NZWEM_PERC | Medium Demand Growth+Expected Future Gas Supply+Reduced Rankine Availability+Delayed Build+Constrained Operational Capacity | -10.7089 | 0.52058 | 19.8166
2026 | NIWCM | Medium Demand Growth+Expected Future Gas Supply+Reduced Rankine Availability+Delayed Build+Constrained Operational Capacity | 94.465 | 94.465 | 94.465
2027 | NIWCM | Medium Demand Growth+Expected Future Gas Supply+Reduced Rankine Availability+Delayed Build+Constrained Operational Capacity | -93.8386 | -93.8386 | -93.8386
2028 | NIWCM | Medium Demand Growth+Expected Future Gas Supply+Reduced Rankine Availability+Delayed Build+Constrained Operational Capacity | -4.6081 | -4.6081 | -4.6081
2029 | NIWCM | Medium Demand Growth+Expected Future Gas Supply+Reduced Rankine Availability+Delayed Build+Constrained Operational Capacity | -240.4491 | -158.2964 | -158.2964
2030 | NIWCM | Medium Demand Growth+Expected Future Gas Supply+Reduced Rankine Availability+Delayed Build+Constrained Operational Capacity | -373.4655 | 138.2962 | 254.9974
2031 | NIWCM | Medium Demand Growth+Expected Future Gas Supply+Reduced Rankine Availability+Delayed Build+Constrained Operational Capacity | -570.7417 | 81.8533 | 239.8427
2032 | NIWCM | Medium Demand Growth+Expected Future Gas Supply+Reduced Rankine Availability+Delayed Build+Constrained Operational Capacity | -736.7 | -22.6012 | 190.8215
2033 | NIWCM | Medium Demand Growth+Expected Future Gas Supply+Reduced Rankine Availability+Delayed Build+Constrained Operational Capacity | -853.164 | -130.5026 | 143.1347
2034 | NIWCM | Medium Demand Growth+Expected Future Gas Supply+Reduced Rankine Availability+Delayed Build+Constrained Operational Capacity | -1023.1651 | -295.6652 | -0.49953
2035 | NIWCM | Medium Demand Growth+Expected Future Gas Supply+Reduced Rankine Availability+Delayed Build+Constrained Operational Capacity | -1174.8174 | -419.4518 | -114.6417
2026 | SIWEM_PERC | Medium Demand Growth+Expected Future Gas Supply+Reduced Rankine Availability+Delayed Build+Constrained Operational Capacity | 26.8337 | 26.8337 | 26.8337
2027 | SIWEM_PERC | Medium Demand Growth+Expected Future Gas Supply+Reduced Rankine Availability+Delayed Build+Constrained Operational Capacity | 16.7358 | 16.8057 | 16.8057
2028 | SIWEM_PERC | Medium Demand Growth+Expected Future Gas Supply+Reduced Rankine Availability+Delayed Build+Constrained Operational Capacity | 16.6982 | 18.6029 | 18.6029
2029 | SIWEM_PERC | Medium Demand Growth+Expected Future Gas Supply+Reduced Rankine Availability+Delayed Build+Constrained Operational Capacity | 11.0184 | 18.2457 | 20.4904
2030 | SIWEM_PERC | Medium Demand Growth+Expected Future Gas Supply+Reduced Rankine Availability+Delayed Build+Constrained Operational Capacity | 6.6467 | 24.4738 | 43.527
2031 | SIWEM_PERC | Medium Demand Growth+Expected Future Gas Supply+Reduced Rankine Availability+Delayed Build+Constrained Operational Capacity | 3.1125 | 21.8163 | 43.0702
2032 | SIWEM_PERC | Medium Demand Growth+Expected Future Gas Supply+Reduced Rankine Availability+Delayed Build+Constrained Operational Capacity | 1.3126 | 15.6677 | 50.5358
2033 | SIWEM_PERC | Medium Demand Growth+Expected Future Gas Supply+Reduced Rankine Availability+Delayed Build+Constrained Operational Capacity | -0.75867 | 11.3685 | 52.4517
2034 | SIWEM_PERC | Medium Demand Growth+Expected Future Gas Supply+Reduced Rankine Availability+Delayed Build+Constrained Operational Capacity | -2.5134 | 9.3772 | 49.6588
2035 | SIWEM_PERC | Medium Demand Growth+Expected Future Gas Supply+Reduced Rankine Availability+Delayed Build+Constrained Operational Capacity | -3.9808 | 7.7075 | 47.3039
2026 | NZWEM_PERC | Medium Demand Growth+Expected Future Gas Supply+Reduced Rankine Availability+Delayed Build+Constrained Operational Capacity+Low Wind & Solar | 9.1535 | 9.1535 | 9.1535
2027 | NZWEM_PERC | Medium Demand Growth+Expected Future Gas Supply+Reduced Rankine Availability+Delayed Build+Constrained Operational Capacity+Low Wind & Solar | 0.054958 | 0.17847 | 0.32502
2028 | NZWEM_PERC | Medium Demand Growth+Expected Future Gas Supply+Reduced Rankine Availability+Delayed Build+Constrained Operational Capacity+Low Wind & Solar | -1.2 | 0.037425 | 0.30672
2029 | NZWEM_PERC | Medium Demand Growth+Expected Future Gas Supply+Reduced Rankine Availability+Delayed Build+Constrained Operational Capacity+Low Wind & Solar | 3.5153 | 5.8949 | 6.634
2030 | NZWEM_PERC | Medium Demand Growth+Expected Future Gas Supply+Reduced Rankine Availability+Delayed Build+Constrained Operational Capacity+Low Wind & Solar | 0.19665 | 7.6522 | 13.9543
2031 | NZWEM_PERC | Medium Demand Growth+Expected Future Gas Supply+Reduced Rankine Availability+Delayed Build+Constrained Operational Capacity+Low Wind & Solar | -3.2201 | 6.5259 | 13.5655
2032 | NZWEM_PERC | Medium Demand Growth+Expected Future Gas Supply+Reduced Rankine Availability+Delayed Build+Constrained Operational Capacity+Low Wind & Solar | -5.8111 | 4.2676 | 15.8051
2033 | NZWEM_PERC | Medium Demand Growth+Expected Future Gas Supply+Reduced Rankine Availability+Delayed Build+Constrained Operational Capacity+Low Wind & Solar | -8.2783 | 1.6287 | 17.6317
2034 | NZWEM_PERC | Medium Demand Growth+Expected Future Gas Supply+Reduced Rankine Availability+Delayed Build+Constrained Operational Capacity+Low Wind & Solar | -10.2842 | -0.30085 | 16.1643
2035 | NZWEM_PERC | Medium Demand Growth+Expected Future Gas Supply+Reduced Rankine Availability+Delayed Build+Constrained Operational Capacity+Low Wind & Solar | -11.8538 | -1.6709 | 15.8047
2026 | NIWCM | Medium Demand Growth+Expected Future Gas Supply+Reduced Rankine Availability+Delayed Build+Constrained Operational Capacity+Low Wind & Solar | 94.465 | 94.465 | 94.465
2027 | NIWCM | Medium Demand Growth+Expected Future Gas Supply+Reduced Rankine Availability+Delayed Build+Constrained Operational Capacity+Low Wind & Solar | -93.8386 | -93.8386 | -93.8386
2028 | NIWCM | Medium Demand Growth+Expected Future Gas Supply+Reduced Rankine Availability+Delayed Build+Constrained Operational Capacity+Low Wind & Solar | -4.6081 | -4.6081 | -4.6081
2029 | NIWCM | Medium Demand Growth+Expected Future Gas Supply+Reduced Rankine Availability+Delayed Build+Constrained Operational Capacity+Low Wind & Solar | -240.4491 | -158.2964 | -158.2964
2030 | NIWCM | Medium Demand Growth+Expected Future Gas Supply+Reduced Rankine Availability+Delayed Build+Constrained Operational Capacity+Low Wind & Solar | -373.4655 | 138.2962 | 254.9974
2031 | NIWCM | Medium Demand Growth+Expected Future Gas Supply+Reduced Rankine Availability+Delayed Build+Constrained Operational Capacity+Low Wind & Solar | -570.7417 | 81.8533 | 239.8427
2032 | NIWCM | Medium Demand Growth+Expected Future Gas Supply+Reduced Rankine Availability+Delayed Build+Constrained Operational Capacity+Low Wind & Solar | -736.7 | -22.6012 | 190.8215
2033 | NIWCM | Medium Demand Growth+Expected Future Gas Supply+Reduced Rankine Availability+Delayed Build+Constrained Operational Capacity+Low Wind & Solar | -853.164 | -130.5026 | 143.1347
2034 | NIWCM | Medium Demand Growth+Expected Future Gas Supply+Reduced Rankine Availability+Delayed Build+Constrained Operational Capacity+Low Wind & Solar | -1023.1651 | -295.6652 | -0.49953
2035 | NIWCM | Medium Demand Growth+Expected Future Gas Supply+Reduced Rankine Availability+Delayed Build+Constrained Operational Capacity+Low Wind & Solar | -1174.8174 | -419.4518 | -114.6417
2026 | SIWEM_PERC | Medium Demand Growth+Expected Future Gas Supply+Reduced Rankine Availability+Delayed Build+Constrained Operational Capacity+Low Wind & Solar | 24.2727 | 24.2727 | 24.2727
2027 | SIWEM_PERC | Medium Demand Growth+Expected Future Gas Supply+Reduced Rankine Availability+Delayed Build+Constrained Operational Capacity+Low Wind & Solar | 16.2565 | 16.3196 | 16.3196
2028 | SIWEM_PERC | Medium Demand Growth+Expected Future Gas Supply+Reduced Rankine Availability+Delayed Build+Constrained Operational Capacity+Low Wind & Solar | 15.9291 | 17.648 | 17.648
2029 | SIWEM_PERC | Medium Demand Growth+Expected Future Gas Supply+Reduced Rankine Availability+Delayed Build+Constrained Operational Capacity+Low Wind & Solar | 8.5658 | 14.1236 | 16.1494
2030 | SIWEM_PERC | Medium Demand Growth+Expected Future Gas Supply+Reduced Rankine Availability+Delayed Build+Constrained Operational Capacity+Low Wind & Solar | 5.7635 | 18.7249 | 35.9197
2031 | SIWEM_PERC | Medium Demand Growth+Expected Future Gas Supply+Reduced Rankine Availability+Delayed Build+Constrained Operational Capacity+Low Wind & Solar | 2.2597 | 15.518 | 34.699
2032 | SIWEM_PERC | Medium Demand Growth+Expected Future Gas Supply+Reduced Rankine Availability+Delayed Build+Constrained Operational Capacity+Low Wind & Solar | 0.47602 | 11.6671 | 40.8829
2033 | SIWEM_PERC | Medium Demand Growth+Expected Future Gas Supply+Reduced Rankine Availability+Delayed Build+Constrained Operational Capacity+Low Wind & Solar | -1.5768 | 9.3676 | 45.9327
2034 | SIWEM_PERC | Medium Demand Growth+Expected Future Gas Supply+Reduced Rankine Availability+Delayed Build+Constrained Operational Capacity+Low Wind & Solar | -3.3156 | 7.4153 | 41.9924
2035 | SIWEM_PERC | Medium Demand Growth+Expected Future Gas Supply+Reduced Rankine Availability+Delayed Build+Constrained Operational Capacity+Low Wind & Solar | -4.7693 | 5.7789 | 41.158
2026 | NZWEM_PERC | Medium Demand Growth+Expected Future Gas Supply+Reduced Rankine Availability+Delayed Build+Upgraded HVDC | 10.0584 | 10.0584 | 10.0584
2027 | NZWEM_PERC | Medium Demand Growth+Expected Future Gas Supply+Reduced Rankine Availability+Delayed Build+Upgraded HVDC | 0.9807 | 1.1176 | 1.28
2028 | NZWEM_PERC | Medium Demand Growth+Expected Future Gas Supply+Reduced Rankine Availability+Delayed Build+Upgraded HVDC | -0.057441 | 1.3137 | 1.6121
2029 | NZWEM_PERC | Medium Demand Growth+Expected Future Gas Supply+Reduced Rankine Availability+Delayed Build+Upgraded HVDC | 4.762 | 7.3988 | 8.2177
2030 | NZWEM_PERC | Medium Demand Growth+Expected Future Gas Supply+Reduced Rankine Availability+Delayed Build+Upgraded HVDC | 1.4979 | 9.7593 | 16.7425
2031 | NZWEM_PERC | Medium Demand Growth+Expected Future Gas Supply+Reduced Rankine Availability+Delayed Build+Upgraded HVDC | -1.9619 | 8.8374 | 16.6378
2032 | NZWEM_PERC | Medium Demand Growth+Expected Future Gas Supply+Reduced Rankine Availability+Delayed Build+Upgraded HVDC | -4.5815 | 6.5864 | 19.3342
2033 | NZWEM_PERC | Medium Demand Growth+Expected Future Gas Supply+Reduced Rankine Availability+Delayed Build+Upgraded HVDC | -7.0793 | 3.8897 | 21.5865
2034 | NZWEM_PERC | Medium Demand Growth+Expected Future Gas Supply+Reduced Rankine Availability+Delayed Build+Upgraded HVDC | -9.1131 | 1.9408 | 20.1156
2035 | NZWEM_PERC | Medium Demand Growth+Expected Future Gas Supply+Reduced Rankine Availability+Delayed Build+Upgraded HVDC | -10.7089 | 0.52058 | 19.8166
2026 | NIWCM | Medium Demand Growth+Expected Future Gas Supply+Reduced Rankine Availability+Delayed Build+Upgraded HVDC | 628.8124 | 628.8124 | 628.8124
2027 | NIWCM | Medium Demand Growth+Expected Future Gas Supply+Reduced Rankine Availability+Delayed Build+Upgraded HVDC | 447.4105 | 449.4206 | 451.8931
2028 | NIWCM | Medium Demand Growth+Expected Future Gas Supply+Reduced Rankine Availability+Delayed Build+Upgraded HVDC | 605.0318 | 625.0229 | 629.5594
2029 | NIWCM | Medium Demand Growth+Expected Future Gas Supply+Reduced Rankine Availability+Delayed Build+Upgraded HVDC | 403.9073 | 531.0527 | 544.645
2030 | NIWCM | Medium Demand Growth+Expected Future Gas Supply+Reduced Rankine Availability+Delayed Build+Upgraded HVDC | 301.3296 | 1020.3871 | 1297.4104
2031 | NIWCM | Medium Demand Growth+Expected Future Gas Supply+Reduced Rankine Availability+Delayed Build+Upgraded HVDC | 106.7926 | 1036.0199 | 1382.2349
2032 | NIWCM | Medium Demand Growth+Expected Future Gas Supply+Reduced Rankine Availability+Delayed Build+Upgraded HVDC | -57.822 | 942.2336 | 1503.5444
2033 | NIWCM | Medium Demand Growth+Expected Future Gas Supply+Reduced Rankine Availability+Delayed Build+Upgraded HVDC | -174.4324 | 839.4734 | 1636.7137
2034 | NIWCM | Medium Demand Growth+Expected Future Gas Supply+Reduced Rankine Availability+Delayed Build+Upgraded HVDC | -342.2944 | 691.5803 | 1529.2472
2035 | NIWCM | Medium Demand Growth+Expected Future Gas Supply+Reduced Rankine Availability+Delayed Build+Upgraded HVDC | -493.9569 | 569.4262 | 1482.2618
2026 | SIWEM_PERC | Medium Demand Growth+Expected Future Gas Supply+Reduced Rankine Availability+Delayed Build+Upgraded HVDC | 26.8337 | 26.8337 | 26.8337
2027 | SIWEM_PERC | Medium Demand Growth+Expected Future Gas Supply+Reduced Rankine Availability+Delayed Build+Upgraded HVDC | 16.7358 | 16.8057 | 16.8057
2028 | SIWEM_PERC | Medium Demand Growth+Expected Future Gas Supply+Reduced Rankine Availability+Delayed Build+Upgraded HVDC | 16.6982 | 18.6029 | 18.6029
2029 | SIWEM_PERC | Medium Demand Growth+Expected Future Gas Supply+Reduced Rankine Availability+Delayed Build+Upgraded HVDC | 11.0184 | 18.2457 | 20.4904
2030 | SIWEM_PERC | Medium Demand Growth+Expected Future Gas Supply+Reduced Rankine Availability+Delayed Build+Upgraded HVDC | 6.6467 | 24.4738 | 43.527
2031 | SIWEM_PERC | Medium Demand Growth+Expected Future Gas Supply+Reduced Rankine Availability+Delayed Build+Upgraded HVDC | 3.1125 | 21.8163 | 43.0702
2032 | SIWEM_PERC | Medium Demand Growth+Expected Future Gas Supply+Reduced Rankine Availability+Delayed Build+Upgraded HVDC | 1.3126 | 15.6677 | 50.5358
2033 | SIWEM_PERC | Medium Demand Growth+Expected Future Gas Supply+Reduced Rankine Availability+Delayed Build+Upgraded HVDC | -0.75867 | 11.3685 | 56.3949
2034 | SIWEM_PERC | Medium Demand Growth+Expected Future Gas Supply+Reduced Rankine Availability+Delayed Build+Upgraded HVDC | -2.5134 | 9.3772 | 52.5858
2035 | SIWEM_PERC | Medium Demand Growth+Expected Future Gas Supply+Reduced Rankine Availability+Delayed Build+Upgraded HVDC | -3.9808 | 7.7075 | 51.8227
2026 | NZWEM_PERC | Medium Demand Growth+Expected Future Gas Supply+Reduced Rankine Availability+Delayed Build+Upgraded HVDC+Low Wind & Solar | 9.1535 | 9.1535 | 9.1535
2027 | NZWEM_PERC | Medium Demand Growth+Expected Future Gas Supply+Reduced Rankine Availability+Delayed Build+Upgraded HVDC+Low Wind & Solar | 0.054958 | 0.17847 | 0.32502
2028 | NZWEM_PERC | Medium Demand Growth+Expected Future Gas Supply+Reduced Rankine Availability+Delayed Build+Upgraded HVDC+Low Wind & Solar | -1.2 | 0.037425 | 0.30672
2029 | NZWEM_PERC | Medium Demand Growth+Expected Future Gas Supply+Reduced Rankine Availability+Delayed Build+Upgraded HVDC+Low Wind & Solar | 3.5153 | 5.8949 | 6.634
2030 | NZWEM_PERC | Medium Demand Growth+Expected Future Gas Supply+Reduced Rankine Availability+Delayed Build+Upgraded HVDC+Low Wind & Solar | 0.19665 | 7.6522 | 13.9543
2031 | NZWEM_PERC | Medium Demand Growth+Expected Future Gas Supply+Reduced Rankine Availability+Delayed Build+Upgraded HVDC+Low Wind & Solar | -3.2201 | 6.5259 | 13.5655
2032 | NZWEM_PERC | Medium Demand Growth+Expected Future Gas Supply+Reduced Rankine Availability+Delayed Build+Upgraded HVDC+Low Wind & Solar | -5.8111 | 4.2676 | 15.8051
2033 | NZWEM_PERC | Medium Demand Growth+Expected Future Gas Supply+Reduced Rankine Availability+Delayed Build+Upgraded HVDC+Low Wind & Solar | -8.2783 | 1.6287 | 17.6317
2034 | NZWEM_PERC | Medium Demand Growth+Expected Future Gas Supply+Reduced Rankine Availability+Delayed Build+Upgraded HVDC+Low Wind & Solar | -10.2842 | -0.30085 | 16.1643
2035 | NZWEM_PERC | Medium Demand Growth+Expected Future Gas Supply+Reduced Rankine Availability+Delayed Build+Upgraded HVDC+Low Wind & Solar | -11.8538 | -1.6709 | 15.8047
2026 | NIWCM | Medium Demand Growth+Expected Future Gas Supply+Reduced Rankine Availability+Delayed Build+Upgraded HVDC+Low Wind & Solar | 628.8124 | 628.8124 | 628.8124
2027 | NIWCM | Medium Demand Growth+Expected Future Gas Supply+Reduced Rankine Availability+Delayed Build+Upgraded HVDC+Low Wind & Solar | 447.4105 | 449.4206 | 451.8931
2028 | NIWCM | Medium Demand Growth+Expected Future Gas Supply+Reduced Rankine Availability+Delayed Build+Upgraded HVDC+Low Wind & Solar | 605.0318 | 625.0229 | 629.5594
2029 | NIWCM | Medium Demand Growth+Expected Future Gas Supply+Reduced Rankine Availability+Delayed Build+Upgraded HVDC+Low Wind & Solar | 403.9073 | 531.0527 | 544.645
2030 | NIWCM | Medium Demand Growth+Expected Future Gas Supply+Reduced Rankine Availability+Delayed Build+Upgraded HVDC+Low Wind & Solar | 301.3296 | 1020.3871 | 1297.4104
2031 | NIWCM | Medium Demand Growth+Expected Future Gas Supply+Reduced Rankine Availability+Delayed Build+Upgraded HVDC+Low Wind & Solar | 106.7926 | 1036.0199 | 1382.2349
2032 | NIWCM | Medium Demand Growth+Expected Future Gas Supply+Reduced Rankine Availability+Delayed Build+Upgraded HVDC+Low Wind & Solar | -57.822 | 942.2336 | 1503.5444
2033 | NIWCM | Medium Demand Growth+Expected Future Gas Supply+Reduced Rankine Availability+Delayed Build+Upgraded HVDC+Low Wind & Solar | -174.4324 | 839.4734 | 1636.7137
2034 | NIWCM | Medium Demand Growth+Expected Future Gas Supply+Reduced Rankine Availability+Delayed Build+Upgraded HVDC+Low Wind & Solar | -342.2944 | 691.5803 | 1529.2472
2035 | NIWCM | Medium Demand Growth+Expected Future Gas Supply+Reduced Rankine Availability+Delayed Build+Upgraded HVDC+Low Wind & Solar | -493.9569 | 569.4262 | 1482.2618
2026 | SIWEM_PERC | Medium Demand Growth+Expected Future Gas Supply+Reduced Rankine Availability+Delayed Build+Upgraded HVDC+Low Wind & Solar | 24.2727 | 24.2727 | 24.2727
2027 | SIWEM_PERC | Medium Demand Growth+Expected Future Gas Supply+Reduced Rankine Availability+Delayed Build+Upgraded HVDC+Low Wind & Solar | 16.2565 | 16.3196 | 16.3196
2028 | SIWEM_PERC | Medium Demand Growth+Expected Future Gas Supply+Reduced Rankine Availability+Delayed Build+Upgraded HVDC+Low Wind & Solar | 15.9291 | 17.648 | 17.648
2029 | SIWEM_PERC | Medium Demand Growth+Expected Future Gas Supply+Reduced Rankine Availability+Delayed Build+Upgraded HVDC+Low Wind & Solar | 8.5658 | 14.1236 | 16.1494
2030 | SIWEM_PERC | Medium Demand Growth+Expected Future Gas Supply+Reduced Rankine Availability+Delayed Build+Upgraded HVDC+Low Wind & Solar | 5.7635 | 18.7249 | 35.9197
2031 | SIWEM_PERC | Medium Demand Growth+Expected Future Gas Supply+Reduced Rankine Availability+Delayed Build+Upgraded HVDC+Low Wind & Solar | 2.2597 | 15.518 | 34.699
2032 | SIWEM_PERC | Medium Demand Growth+Expected Future Gas Supply+Reduced Rankine Availability+Delayed Build+Upgraded HVDC+Low Wind & Solar | 0.47602 | 11.6671 | 40.8829
2033 | SIWEM_PERC | Medium Demand Growth+Expected Future Gas Supply+Reduced Rankine Availability+Delayed Build+Upgraded HVDC+Low Wind & Solar | -1.5768 | 9.3676 | 45.9327
2034 | SIWEM_PERC | Medium Demand Growth+Expected Future Gas Supply+Reduced Rankine Availability+Delayed Build+Upgraded HVDC+Low Wind & Solar | -3.3156 | 7.4153 | 41.9924
2035 | SIWEM_PERC | Medium Demand Growth+Expected Future Gas Supply+Reduced Rankine Availability+Delayed Build+Upgraded HVDC+Low Wind & Solar | -4.7693 | 5.7789 | 41.158
2026 | NZWEM_PERC | Medium Demand Growth+Expected Future Gas Supply+Reduced Rankine Availability+Delayed Build+Upgraded HVDC+Constrained Operational Capacity | 10.0584 | 10.0584 | 10.0584
2027 | NZWEM_PERC | Medium Demand Growth+Expected Future Gas Supply+Reduced Rankine Availability+Delayed Build+Upgraded HVDC+Constrained Operational Capacity | 0.9807 | 1.1176 | 1.28
2028 | NZWEM_PERC | Medium Demand Growth+Expected Future Gas Supply+Reduced Rankine Availability+Delayed Build+Upgraded HVDC+Constrained Operational Capacity | -0.057441 | 1.3137 | 1.6121
2029 | NZWEM_PERC | Medium Demand Growth+Expected Future Gas Supply+Reduced Rankine Availability+Delayed Build+Upgraded HVDC+Constrained Operational Capacity | 4.762 | 7.3988 | 8.2177
2030 | NZWEM_PERC | Medium Demand Growth+Expected Future Gas Supply+Reduced Rankine Availability+Delayed Build+Upgraded HVDC+Constrained Operational Capacity | 1.4979 | 9.7593 | 16.7425
2031 | NZWEM_PERC | Medium Demand Growth+Expected Future Gas Supply+Reduced Rankine Availability+Delayed Build+Upgraded HVDC+Constrained Operational Capacity | -1.9619 | 8.8374 | 16.6378
2032 | NZWEM_PERC | Medium Demand Growth+Expected Future Gas Supply+Reduced Rankine Availability+Delayed Build+Upgraded HVDC+Constrained Operational Capacity | -4.5815 | 6.5864 | 19.3342
2033 | NZWEM_PERC | Medium Demand Growth+Expected Future Gas Supply+Reduced Rankine Availability+Delayed Build+Upgraded HVDC+Constrained Operational Capacity | -7.0793 | 3.8897 | 21.5865
2034 | NZWEM_PERC | Medium Demand Growth+Expected Future Gas Supply+Reduced Rankine Availability+Delayed Build+Upgraded HVDC+Constrained Operational Capacity | -9.1131 | 1.9408 | 20.1156
2035 | NZWEM_PERC | Medium Demand Growth+Expected Future Gas Supply+Reduced Rankine Availability+Delayed Build+Upgraded HVDC+Constrained Operational Capacity | -10.7089 | 0.52058 | 19.8166
2026 | NIWCM | Medium Demand Growth+Expected Future Gas Supply+Reduced Rankine Availability+Delayed Build+Upgraded HVDC+Constrained Operational Capacity | 94.465 | 94.465 | 94.465
2027 | NIWCM | Medium Demand Growth+Expected Future Gas Supply+Reduced Rankine Availability+Delayed Build+Upgraded HVDC+Constrained Operational Capacity | -93.8386 | -93.8386 | -93.8386
2028 | NIWCM | Medium Demand Growth+Expected Future Gas Supply+Reduced Rankine Availability+Delayed Build+Upgraded HVDC+Constrained Operational Capacity | -4.6081 | -4.6081 | -4.6081
2029 | NIWCM | Medium Demand Growth+Expected Future Gas Supply+Reduced Rankine Availability+Delayed Build+Upgraded HVDC+Constrained Operational Capacity | -240.4491 | -158.2964 | -158.2964
2030 | NIWCM | Medium Demand Growth+Expected Future Gas Supply+Reduced Rankine Availability+Delayed Build+Upgraded HVDC+Constrained Operational Capacity | -373.4655 | 138.2962 | 254.9974
2031 | NIWCM | Medium Demand Growth+Expected Future Gas Supply+Reduced Rankine Availability+Delayed Build+Upgraded HVDC+Constrained Operational Capacity | -570.7417 | 81.8533 | 239.8427
2032 | NIWCM | Medium Demand Growth+Expected Future Gas Supply+Reduced Rankine Availability+Delayed Build+Upgraded HVDC+Constrained Operational Capacity | -736.7 | -22.6012 | 190.8215
2033 | NIWCM | Medium Demand Growth+Expected Future Gas Supply+Reduced Rankine Availability+Delayed Build+Upgraded HVDC+Constrained Operational Capacity | -853.164 | -130.5026 | 143.1347
2034 | NIWCM | Medium Demand Growth+Expected Future Gas Supply+Reduced Rankine Availability+Delayed Build+Upgraded HVDC+Constrained Operational Capacity | -1023.1651 | -295.6652 | -0.49953
2035 | NIWCM | Medium Demand Growth+Expected Future Gas Supply+Reduced Rankine Availability+Delayed Build+Upgraded HVDC+Constrained Operational Capacity | -1174.8174 | -419.4518 | -114.6417
2026 | SIWEM_PERC | Medium Demand Growth+Expected Future Gas Supply+Reduced Rankine Availability+Delayed Build+Upgraded HVDC+Constrained Operational Capacity | 26.8337 | 26.8337 | 26.8337
2027 | SIWEM_PERC | Medium Demand Growth+Expected Future Gas Supply+Reduced Rankine Availability+Delayed Build+Upgraded HVDC+Constrained Operational Capacity | 16.7358 | 16.8057 | 16.8057
2028 | SIWEM_PERC | Medium Demand Growth+Expected Future Gas Supply+Reduced Rankine Availability+Delayed Build+Upgraded HVDC+Constrained Operational Capacity | 16.6982 | 18.6029 | 18.6029
2029 | SIWEM_PERC | Medium Demand Growth+Expected Future Gas Supply+Reduced Rankine Availability+Delayed Build+Upgraded HVDC+Constrained Operational Capacity | 11.0184 | 18.2457 | 20.4904
2030 | SIWEM_PERC | Medium Demand Growth+Expected Future Gas Supply+Reduced Rankine Availability+Delayed Build+Upgraded HVDC+Constrained Operational Capacity | 6.6467 | 24.4738 | 43.527
2031 | SIWEM_PERC | Medium Demand Growth+Expected Future Gas Supply+Reduced Rankine Availability+Delayed Build+Upgraded HVDC+Constrained Operational Capacity | 3.1125 | 21.8163 | 43.0702
2032 | SIWEM_PERC | Medium Demand Growth+Expected Future Gas Supply+Reduced Rankine Availability+Delayed Build+Upgraded HVDC+Constrained Operational Capacity | 1.3126 | 15.6677 | 50.5358
2033 | SIWEM_PERC | Medium Demand Growth+Expected Future Gas Supply+Reduced Rankine Availability+Delayed Build+Upgraded HVDC+Constrained Operational Capacity | -0.75867 | 11.3685 | 56.3949
2034 | SIWEM_PERC | Medium Demand Growth+Expected Future Gas Supply+Reduced Rankine Availability+Delayed Build+Upgraded HVDC+Constrained Operational Capacity | -2.5134 | 9.3772 | 52.5858
2035 | SIWEM_PERC | Medium Demand Growth+Expected Future Gas Supply+Reduced Rankine Availability+Delayed Build+Upgraded HVDC+Constrained Operational Capacity | -3.9808 | 7.7075 | 51.8227
2026 | NZWEM_PERC | Medium Demand Growth+Expected Future Gas Supply+Reduced Rankine Availability+Delayed Build+Upgraded HVDC+Constrained Operational Capacity+Low Wind & Solar | 9.1535 | 9.1535 | 9.1535
2027 | NZWEM_PERC | Medium Demand Growth+Expected Future Gas Supply+Reduced Rankine Availability+Delayed Build+Upgraded HVDC+Constrained Operational Capacity+Low Wind & Solar | 0.054958 | 0.17847 | 0.32502
2028 | NZWEM_PERC | Medium Demand Growth+Expected Future Gas Supply+Reduced Rankine Availability+Delayed Build+Upgraded HVDC+Constrained Operational Capacity+Low Wind & Solar | -1.2 | 0.037425 | 0.30672
2029 | NZWEM_PERC | Medium Demand Growth+Expected Future Gas Supply+Reduced Rankine Availability+Delayed Build+Upgraded HVDC+Constrained Operational Capacity+Low Wind & Solar | 3.5153 | 5.8949 | 6.634
2030 | NZWEM_PERC | Medium Demand Growth+Expected Future Gas Supply+Reduced Rankine Availability+Delayed Build+Upgraded HVDC+Constrained Operational Capacity+Low Wind & Solar | 0.19665 | 7.6522 | 13.9543
2031 | NZWEM_PERC | Medium Demand Growth+Expected Future Gas Supply+Reduced Rankine Availability+Delayed Build+Upgraded HVDC+Constrained Operational Capacity+Low Wind & Solar | -3.2201 | 6.5259 | 13.5655
2032 | NZWEM_PERC | Medium Demand Growth+Expected Future Gas Supply+Reduced Rankine Availability+Delayed Build+Upgraded HVDC+Constrained Operational Capacity+Low Wind & Solar | -5.8111 | 4.2676 | 15.8051
2033 | NZWEM_PERC | Medium Demand Growth+Expected Future Gas Supply+Reduced Rankine Availability+Delayed Build+Upgraded HVDC+Constrained Operational Capacity+Low Wind & Solar | -8.2783 | 1.6287 | 17.6317
2034 | NZWEM_PERC | Medium Demand Growth+Expected Future Gas Supply+Reduced Rankine Availability+Delayed Build+Upgraded HVDC+Constrained Operational Capacity+Low Wind & Solar | -10.2842 | -0.30085 | 16.1643
2035 | NZWEM_PERC | Medium Demand Growth+Expected Future Gas Supply+Reduced Rankine Availability+Delayed Build+Upgraded HVDC+Constrained Operational Capacity+Low Wind & Solar | -11.8538 | -1.6709 | 15.8047
2026 | NIWCM | Medium Demand Growth+Expected Future Gas Supply+Reduced Rankine Availability+Delayed Build+Upgraded HVDC+Constrained Operational Capacity+Low Wind & Solar | 94.465 | 94.465 | 94.465
2027 | NIWCM | Medium Demand Growth+Expected Future Gas Supply+Reduced Rankine Availability+Delayed Build+Upgraded HVDC+Constrained Operational Capacity+Low Wind & Solar | -93.8386 | -93.8386 | -93.8386
2028 | NIWCM | Medium Demand Growth+Expected Future Gas Supply+Reduced Rankine Availability+Delayed Build+Upgraded HVDC+Constrained Operational Capacity+Low Wind & Solar | -4.6081 | -4.6081 | -4.6081
2029 | NIWCM | Medium Demand Growth+Expected Future Gas Supply+Reduced Rankine Availability+Delayed Build+Upgraded HVDC+Constrained Operational Capacity+Low Wind & Solar | -240.4491 | -158.2964 | -158.2964
2030 | NIWCM | Medium Demand Growth+Expected Future Gas Supply+Reduced Rankine Availability+Delayed Build+Upgraded HVDC+Constrained Operational Capacity+Low Wind & Solar | -373.4655 | 138.2962 | 254.9974
2031 | NIWCM | Medium Demand Growth+Expected Future Gas Supply+Reduced Rankine Availability+Delayed Build+Upgraded HVDC+Constrained Operational Capacity+Low Wind & Solar | -570.7417 | 81.8533 | 239.8427
2032 | NIWCM | Medium Demand Growth+Expected Future Gas Supply+Reduced Rankine Availability+Delayed Build+Upgraded HVDC+Constrained Operational Capacity+Low Wind & Solar | -736.7 | -22.6012 | 190.8215
2033 | NIWCM | Medium Demand Growth+Expected Future Gas Supply+Reduced Rankine Availability+Delayed Build+Upgraded HVDC+Constrained Operational Capacity+Low Wind & Solar | -853.164 | -130.5026 | 143.1347
2034 | NIWCM | Medium Demand Growth+Expected Future Gas Supply+Reduced Rankine Availability+Delayed Build+Upgraded HVDC+Constrained Operational Capacity+Low Wind & Solar | -1023.1651 | -295.6652 | -0.49953
2035 | NIWCM | Medium Demand Growth+Expected Future Gas Supply+Reduced Rankine Availability+Delayed Build+Upgraded HVDC+Constrained Operational Capacity+Low Wind & Solar | -1174.8174 | -419.4518 | -114.6417
2026 | SIWEM_PERC | Medium Demand Growth+Expected Future Gas Supply+Reduced Rankine Availability+Delayed Build+Upgraded HVDC+Constrained Operational Capacity+Low Wind & Solar | 24.2727 | 24.2727 | 24.2727
2027 | SIWEM_PERC | Medium Demand Growth+Expected Future Gas Supply+Reduced Rankine Availability+Delayed Build+Upgraded HVDC+Constrained Operational Capacity+Low Wind & Solar | 16.2565 | 16.3196 | 16.3196
2028 | SIWEM_PERC | Medium Demand Growth+Expected Future Gas Supply+Reduced Rankine Availability+Delayed Build+Upgraded HVDC+Constrained Operational Capacity+Low Wind & Solar | 15.9291 | 17.648 | 17.648
2029 | SIWEM_PERC | Medium Demand Growth+Expected Future Gas Supply+Reduced Rankine Availability+Delayed Build+Upgraded HVDC+Constrained Operational Capacity+Low Wind & Solar | 8.5658 | 14.1236 | 16.1494
2030 | SIWEM_PERC | Medium Demand Growth+Expected Future Gas Supply+Reduced Rankine Availability+Delayed Build+Upgraded HVDC+Constrained Operational Capacity+Low Wind & Solar | 5.7635 | 18.7249 | 35.9197
2031 | SIWEM_PERC | Medium Demand Growth+Expected Future Gas Supply+Reduced Rankine Availability+Delayed Build+Upgraded HVDC+Constrained Operational Capacity+Low Wind & Solar | 2.2597 | 15.518 | 34.699
2032 | SIWEM_PERC | Medium Demand Growth+Expected Future Gas Supply+Reduced Rankine Availability+Delayed Build+Upgraded HVDC+Constrained Operational Capacity+Low Wind & Solar | 0.47602 | 11.6671 | 40.8829
2033 | SIWEM_PERC | Medium Demand Growth+Expected Future Gas Supply+Reduced Rankine Availability+Delayed Build+Upgraded HVDC+Constrained Operational Capacity+Low Wind & Solar | -1.5768 | 9.3676 | 45.9327
2034 | SIWEM_PERC | Medium Demand Growth+Expected Future Gas Supply+Reduced Rankine Availability+Delayed Build+Upgraded HVDC+Constrained Operational Capacity+Low Wind & Solar | -3.3156 | 7.4153 | 41.9924
2035 | SIWEM_PERC | Medium Demand Growth+Expected Future Gas Supply+Reduced Rankine Availability+Delayed Build+Upgraded HVDC+Constrained Operational Capacity+Low Wind & Solar | -4.7693 | 5.7789 | 41.158
2026 | NZWEM_PERC | Medium Demand Growth+Expected Future Gas Supply+Increased Demand Response | 19.3803 | 19.4372 | 19.4372
2027 | NZWEM_PERC | Medium Demand Growth+Expected Future Gas Supply+Increased Demand Response | 16.6157 | 18.4034 | 18.7124
2028 | NZWEM_PERC | Medium Demand Growth+Expected Future Gas Supply+Increased Demand Response | 12.1602 | 19.9045 | 24.1997
2029 | NZWEM_PERC | Medium Demand Growth+Expected Future Gas Supply+Increased Demand Response | 13.7111 | 24.3471 | 32.7623
2030 | NZWEM_PERC | Medium Demand Growth+Expected Future Gas Supply+Increased Demand Response | 9.094 | 21.4574 | 35.0181
2031 | NZWEM_PERC | Medium Demand Growth+Expected Future Gas Supply+Increased Demand Response | 5.3822 | 17.4199 | 36.0869
2032 | NZWEM_PERC | Medium Demand Growth+Expected Future Gas Supply+Increased Demand Response | 2.5934 | 14.7153 | 33.8953
2033 | NZWEM_PERC | Medium Demand Growth+Expected Future Gas Supply+Increased Demand Response | -0.083789 | 11.7362 | 32.0469
2034 | NZWEM_PERC | Medium Demand Growth+Expected Future Gas Supply+Increased Demand Response | -2.2793 | 9.6558 | 29.495
2035 | NZWEM_PERC | Medium Demand Growth+Expected Future Gas Supply+Increased Demand Response | -4.0259 | 7.7277 | 27.1227
2026 | NIWCM | Medium Demand Growth+Expected Future Gas Supply+Increased Demand Response | 1066.7284 | 1067.5282 | 1067.5282
2027 | NIWCM | Medium Demand Growth+Expected Future Gas Supply+Increased Demand Response | 1257.8828 | 1288.8253 | 1293.3618
2028 | NIWCM | Medium Demand Growth+Expected Future Gas Supply+Increased Demand Response | 1276.6847 | 1884.5216 | 1922.8368
2029 | NIWCM | Medium Demand Growth+Expected Future Gas Supply+Increased Demand Response | 1049.2947 | 1927.8168 | 2201.0383
2030 | NIWCM | Medium Demand Growth+Expected Future Gas Supply+Increased Demand Response | 804.9243 | 1804.235 | 2257.1317
2031 | NIWCM | Medium Demand Growth+Expected Future Gas Supply+Increased Demand Response | 637.8662 | 1658.4112 | 2363.1836
2032 | NIWCM | Medium Demand Growth+Expected Future Gas Supply+Increased Demand Response | 479.3549 | 1524.8896 | 2294.3757
2033 | NIWCM | Medium Demand Growth+Expected Future Gas Supply+Increased Demand Response | 297.5751 | 1347.4941 | 2219.4295
2034 | NIWCM | Medium Demand Growth+Expected Future Gas Supply+Increased Demand Response | 135.4698 | 1231.9917 | 2196.4338
2035 | NIWCM | Medium Demand Growth+Expected Future Gas Supply+Increased Demand Response | -11.5938 | 1098.5111 | 2069.3599
2026 | SIWEM_PERC | Medium Demand Growth+Expected Future Gas Supply+Increased Demand Response | 52.7407 | 52.7407 | 52.7407
2027 | SIWEM_PERC | Medium Demand Growth+Expected Future Gas Supply+Increased Demand Response | 44.884 | 48.5764 | 48.5764
2028 | SIWEM_PERC | Medium Demand Growth+Expected Future Gas Supply+Increased Demand Response | 32.3779 | 54.26 | 64.0543
2029 | SIWEM_PERC | Medium Demand Growth+Expected Future Gas Supply+Increased Demand Response | 34.7208 | 46.7137 | 61.4149
2030 | SIWEM_PERC | Medium Demand Growth+Expected Future Gas Supply+Increased Demand Response | 23.3055 | 42.8898 | 62.2493
2031 | SIWEM_PERC | Medium Demand Growth+Expected Future Gas Supply+Increased Demand Response | 13.0479 | 38.2675 | 61.5948
2032 | SIWEM_PERC | Medium Demand Growth+Expected Future Gas Supply+Increased Demand Response | 5.3444 | 35.8848 | 58.7826
2033 | SIWEM_PERC | Medium Demand Growth+Expected Future Gas Supply+Increased Demand Response | 1.2613 | 30.8056 | 55.5548
2034 | SIWEM_PERC | Medium Demand Growth+Expected Future Gas Supply+Increased Demand Response | -0.46956 | 25.0989 | 52.7964
2035 | SIWEM_PERC | Medium Demand Growth+Expected Future Gas Supply+Increased Demand Response | -1.9175 | 19.7928 | 50.4692
2026 | NZWEM_PERC | Medium Demand Growth+Expected Future Gas Supply+Increased Demand Response+Low Wind & Solar | 18.1848 | 18.2362 | 18.2362
2027 | NZWEM_PERC | Medium Demand Growth+Expected Future Gas Supply+Increased Demand Response+Low Wind & Solar | 15.3047 | 16.918 | 17.1969
2028 | NZWEM_PERC | Medium Demand Growth+Expected Future Gas Supply+Increased Demand Response+Low Wind & Solar | 10.7785 | 17.7674 | 21.6437
2029 | NZWEM_PERC | Medium Demand Growth+Expected Future Gas Supply+Increased Demand Response+Low Wind & Solar | 12.3538 | 21.9524 | 29.5468
2030 | NZWEM_PERC | Medium Demand Growth+Expected Future Gas Supply+Increased Demand Response+Low Wind & Solar | 7.7861 | 18.9907 | 31.264
2031 | NZWEM_PERC | Medium Demand Growth+Expected Future Gas Supply+Increased Demand Response+Low Wind & Solar | 4.1175 | 15.0349 | 31.9153
2032 | NZWEM_PERC | Medium Demand Growth+Expected Future Gas Supply+Increased Demand Response+Low Wind & Solar | 1.3575 | 12.3497 | 29.7254
2033 | NZWEM_PERC | Medium Demand Growth+Expected Future Gas Supply+Increased Demand Response+Low Wind & Solar | -1.2889 | 9.4295 | 27.824
2034 | NZWEM_PERC | Medium Demand Growth+Expected Future Gas Supply+Increased Demand Response+Low Wind & Solar | -3.4564 | 7.4027 | 25.3702
2035 | NZWEM_PERC | Medium Demand Growth+Expected Future Gas Supply+Increased Demand Response+Low Wind & Solar | -5.1767 | 5.525 | 23.0902
2026 | NIWCM | Medium Demand Growth+Expected Future Gas Supply+Increased Demand Response+Low Wind & Solar | 1066.7284 | 1067.5282 | 1067.5282
2027 | NIWCM | Medium Demand Growth+Expected Future Gas Supply+Increased Demand Response+Low Wind & Solar | 1257.8828 | 1288.8253 | 1293.3618
2028 | NIWCM | Medium Demand Growth+Expected Future Gas Supply+Increased Demand Response+Low Wind & Solar | 1276.6847 | 1884.5216 | 1922.8368
2029 | NIWCM | Medium Demand Growth+Expected Future Gas Supply+Increased Demand Response+Low Wind & Solar | 1049.2947 | 1927.8168 | 2201.0383
2030 | NIWCM | Medium Demand Growth+Expected Future Gas Supply+Increased Demand Response+Low Wind & Solar | 804.9243 | 1804.235 | 2257.1317
2031 | NIWCM | Medium Demand Growth+Expected Future Gas Supply+Increased Demand Response+Low Wind & Solar | 637.8662 | 1658.4112 | 2363.1836
2032 | NIWCM | Medium Demand Growth+Expected Future Gas Supply+Increased Demand Response+Low Wind & Solar | 479.3549 | 1524.8896 | 2294.3757
2033 | NIWCM | Medium Demand Growth+Expected Future Gas Supply+Increased Demand Response+Low Wind & Solar | 297.5751 | 1347.4941 | 2219.4295
2034 | NIWCM | Medium Demand Growth+Expected Future Gas Supply+Increased Demand Response+Low Wind & Solar | 135.4698 | 1231.9917 | 2196.4338
2035 | NIWCM | Medium Demand Growth+Expected Future Gas Supply+Increased Demand Response+Low Wind & Solar | -11.5938 | 1098.5111 | 2069.3599
2026 | SIWEM_PERC | Medium Demand Growth+Expected Future Gas Supply+Increased Demand Response+Low Wind & Solar | 49.7236 | 49.8699 | 49.8699
2027 | SIWEM_PERC | Medium Demand Growth+Expected Future Gas Supply+Increased Demand Response+Low Wind & Solar | 41.1874 | 45.7364 | 46.5229
2028 | SIWEM_PERC | Medium Demand Growth+Expected Future Gas Supply+Increased Demand Response+Low Wind & Solar | 28.4736 | 48.2214 | 59.1742
2029 | SIWEM_PERC | Medium Demand Growth+Expected Future Gas Supply+Increased Demand Response+Low Wind & Solar | 32.3987 | 44.6081 | 57.8754
2030 | SIWEM_PERC | Medium Demand Growth+Expected Future Gas Supply+Increased Demand Response+Low Wind & Solar | 19.6916 | 40.6912 | 58.1624
2031 | SIWEM_PERC | Medium Demand Growth+Expected Future Gas Supply+Increased Demand Response+Low Wind & Solar | 9.5543 | 36.1421 | 57.1942
2032 | SIWEM_PERC | Medium Demand Growth+Expected Future Gas Supply+Increased Demand Response+Low Wind & Solar | 2.4503 | 32.4155 | 54.463
2033 | SIWEM_PERC | Medium Demand Growth+Expected Future Gas Supply+Increased Demand Response+Low Wind & Solar | 0.42653 | 24.3818 | 51.3275
2034 | SIWEM_PERC | Medium Demand Growth+Expected Future Gas Supply+Increased Demand Response+Low Wind & Solar | -1.2885 | 18.7967 | 48.6492
2035 | SIWEM_PERC | Medium Demand Growth+Expected Future Gas Supply+Increased Demand Response+Low Wind & Solar | -2.723 | 13.5946 | 46.3905
2026 | NZWEM_PERC | Medium Demand Growth+Expected Future Gas Supply+Increased Demand Response+Constrained Operational Capacity | 19.3803 | 19.4372 | 19.4372
2027 | NZWEM_PERC | Medium Demand Growth+Expected Future Gas Supply+Increased Demand Response+Constrained Operational Capacity | 16.6157 | 18.4034 | 18.7124
2028 | NZWEM_PERC | Medium Demand Growth+Expected Future Gas Supply+Increased Demand Response+Constrained Operational Capacity | 12.1602 | 19.9045 | 24.1997
2029 | NZWEM_PERC | Medium Demand Growth+Expected Future Gas Supply+Increased Demand Response+Constrained Operational Capacity | 13.7111 | 24.3471 | 32.7623
2030 | NZWEM_PERC | Medium Demand Growth+Expected Future Gas Supply+Increased Demand Response+Constrained Operational Capacity | 9.094 | 21.4574 | 35.0181
2031 | NZWEM_PERC | Medium Demand Growth+Expected Future Gas Supply+Increased Demand Response+Constrained Operational Capacity | 5.3822 | 17.4199 | 36.0869
2032 | NZWEM_PERC | Medium Demand Growth+Expected Future Gas Supply+Increased Demand Response+Constrained Operational Capacity | 2.5934 | 14.7153 | 33.8953
2033 | NZWEM_PERC | Medium Demand Growth+Expected Future Gas Supply+Increased Demand Response+Constrained Operational Capacity | -0.083789 | 11.7362 | 32.0469
2034 | NZWEM_PERC | Medium Demand Growth+Expected Future Gas Supply+Increased Demand Response+Constrained Operational Capacity | -2.2793 | 9.6558 | 29.495
2035 | NZWEM_PERC | Medium Demand Growth+Expected Future Gas Supply+Increased Demand Response+Constrained Operational Capacity | -4.0259 | 7.7277 | 27.1227
2026 | NIWCM | Medium Demand Growth+Expected Future Gas Supply+Increased Demand Response+Constrained Operational Capacity | 496.3733 | 496.3733 | 496.3733
2027 | NIWCM | Medium Demand Growth+Expected Future Gas Supply+Increased Demand Response+Constrained Operational Capacity | 636.4987 | 640.4165 | 640.4165
2028 | NIWCM | Medium Demand Growth+Expected Future Gas Supply+Increased Demand Response+Constrained Operational Capacity | 629.9312 | 1117.416 | 1124.8439
2029 | NIWCM | Medium Demand Growth+Expected Future Gas Supply+Increased Demand Response+Constrained Operational Capacity | 380.392 | 1027.7241 | 1184.1439
2030 | NIWCM | Medium Demand Growth+Expected Future Gas Supply+Increased Demand Response+Constrained Operational Capacity | 133.5101 | 866.4545 | 1077.4421
2031 | NIWCM | Medium Demand Growth+Expected Future Gas Supply+Increased Demand Response+Constrained Operational Capacity | -36.6708 | 708.458 | 977.2019
2032 | NIWCM | Medium Demand Growth+Expected Future Gas Supply+Increased Demand Response+Constrained Operational Capacity | -196.3164 | 552.9828 | 844.6374
2033 | NIWCM | Medium Demand Growth+Expected Future Gas Supply+Increased Demand Response+Constrained Operational Capacity | -380.16 | 371.361 | 674.1267
2034 | NIWCM | Medium Demand Growth+Expected Future Gas Supply+Increased Demand Response+Constrained Operational Capacity | -543.3908 | 252.1537 | 632.527
2035 | NIWCM | Medium Demand Growth+Expected Future Gas Supply+Increased Demand Response+Constrained Operational Capacity | -690.1769 | 115.1578 | 496.7385
2026 | SIWEM_PERC | Medium Demand Growth+Expected Future Gas Supply+Increased Demand Response+Constrained Operational Capacity | 52.7407 | 52.7407 | 52.7407
2027 | SIWEM_PERC | Medium Demand Growth+Expected Future Gas Supply+Increased Demand Response+Constrained Operational Capacity | 44.884 | 48.5764 | 48.5764
2028 | SIWEM_PERC | Medium Demand Growth+Expected Future Gas Supply+Increased Demand Response+Constrained Operational Capacity | 32.3779 | 54.26 | 64.0543
2029 | SIWEM_PERC | Medium Demand Growth+Expected Future Gas Supply+Increased Demand Response+Constrained Operational Capacity | 34.7208 | 46.7137 | 61.4149
2030 | SIWEM_PERC | Medium Demand Growth+Expected Future Gas Supply+Increased Demand Response+Constrained Operational Capacity | 23.3055 | 42.8898 | 62.2493
2031 | SIWEM_PERC | Medium Demand Growth+Expected Future Gas Supply+Increased Demand Response+Constrained Operational Capacity | 13.0479 | 38.2675 | 61.5948
2032 | SIWEM_PERC | Medium Demand Growth+Expected Future Gas Supply+Increased Demand Response+Constrained Operational Capacity | 5.3444 | 35.8848 | 58.7826
2033 | SIWEM_PERC | Medium Demand Growth+Expected Future Gas Supply+Increased Demand Response+Constrained Operational Capacity | 1.2613 | 30.8056 | 55.5548
2034 | SIWEM_PERC | Medium Demand Growth+Expected Future Gas Supply+Increased Demand Response+Constrained Operational Capacity | -0.46956 | 25.0989 | 52.7964
2035 | SIWEM_PERC | Medium Demand Growth+Expected Future Gas Supply+Increased Demand Response+Constrained Operational Capacity | -1.9175 | 19.7928 | 50.4692
2026 | NZWEM_PERC | Medium Demand Growth+Expected Future Gas Supply+Increased Demand Response+Constrained Operational Capacity+Low Wind & Solar | 18.1848 | 18.2362 | 18.2362
2027 | NZWEM_PERC | Medium Demand Growth+Expected Future Gas Supply+Increased Demand Response+Constrained Operational Capacity+Low Wind & Solar | 15.3047 | 16.918 | 17.1969
2028 | NZWEM_PERC | Medium Demand Growth+Expected Future Gas Supply+Increased Demand Response+Constrained Operational Capacity+Low Wind & Solar | 10.7785 | 17.7674 | 21.6437
2029 | NZWEM_PERC | Medium Demand Growth+Expected Future Gas Supply+Increased Demand Response+Constrained Operational Capacity+Low Wind & Solar | 12.3538 | 21.9524 | 29.5468
2030 | NZWEM_PERC | Medium Demand Growth+Expected Future Gas Supply+Increased Demand Response+Constrained Operational Capacity+Low Wind & Solar | 7.7861 | 18.9907 | 31.264
2031 | NZWEM_PERC | Medium Demand Growth+Expected Future Gas Supply+Increased Demand Response+Constrained Operational Capacity+Low Wind & Solar | 4.1175 | 15.0349 | 31.9153
2032 | NZWEM_PERC | Medium Demand Growth+Expected Future Gas Supply+Increased Demand Response+Constrained Operational Capacity+Low Wind & Solar | 1.3575 | 12.3497 | 29.7254
2033 | NZWEM_PERC | Medium Demand Growth+Expected Future Gas Supply+Increased Demand Response+Constrained Operational Capacity+Low Wind & Solar | -1.2889 | 9.4295 | 27.824
2034 | NZWEM_PERC | Medium Demand Growth+Expected Future Gas Supply+Increased Demand Response+Constrained Operational Capacity+Low Wind & Solar | -3.4564 | 7.4027 | 25.3702
2035 | NZWEM_PERC | Medium Demand Growth+Expected Future Gas Supply+Increased Demand Response+Constrained Operational Capacity+Low Wind & Solar | -5.1767 | 5.525 | 23.0902
2026 | NIWCM | Medium Demand Growth+Expected Future Gas Supply+Increased Demand Response+Constrained Operational Capacity+Low Wind & Solar | 496.3733 | 496.3733 | 496.3733
2027 | NIWCM | Medium Demand Growth+Expected Future Gas Supply+Increased Demand Response+Constrained Operational Capacity+Low Wind & Solar | 636.4987 | 640.4165 | 640.4165
2028 | NIWCM | Medium Demand Growth+Expected Future Gas Supply+Increased Demand Response+Constrained Operational Capacity+Low Wind & Solar | 629.9312 | 1117.416 | 1124.8439
2029 | NIWCM | Medium Demand Growth+Expected Future Gas Supply+Increased Demand Response+Constrained Operational Capacity+Low Wind & Solar | 380.392 | 1027.7241 | 1184.1439
2030 | NIWCM | Medium Demand Growth+Expected Future Gas Supply+Increased Demand Response+Constrained Operational Capacity+Low Wind & Solar | 133.5101 | 866.4545 | 1077.4421
2031 | NIWCM | Medium Demand Growth+Expected Future Gas Supply+Increased Demand Response+Constrained Operational Capacity+Low Wind & Solar | -36.6708 | 708.458 | 977.2019
2032 | NIWCM | Medium Demand Growth+Expected Future Gas Supply+Increased Demand Response+Constrained Operational Capacity+Low Wind & Solar | -196.3164 | 552.9828 | 844.6374
2033 | NIWCM | Medium Demand Growth+Expected Future Gas Supply+Increased Demand Response+Constrained Operational Capacity+Low Wind & Solar | -380.16 | 371.361 | 674.1267
2034 | NIWCM | Medium Demand Growth+Expected Future Gas Supply+Increased Demand Response+Constrained Operational Capacity+Low Wind & Solar | -543.3908 | 252.1537 | 632.527
2035 | NIWCM | Medium Demand Growth+Expected Future Gas Supply+Increased Demand Response+Constrained Operational Capacity+Low Wind & Solar | -690.1769 | 115.1578 | 496.7385
2026 | SIWEM_PERC | Medium Demand Growth+Expected Future Gas Supply+Increased Demand Response+Constrained Operational Capacity+Low Wind & Solar | 49.7236 | 49.8699 | 49.8699
2027 | SIWEM_PERC | Medium Demand Growth+Expected Future Gas Supply+Increased Demand Response+Constrained Operational Capacity+Low Wind & Solar | 41.1874 | 45.7364 | 46.5229
2028 | SIWEM_PERC | Medium Demand Growth+Expected Future Gas Supply+Increased Demand Response+Constrained Operational Capacity+Low Wind & Solar | 28.4736 | 48.2214 | 59.1742
2029 | SIWEM_PERC | Medium Demand Growth+Expected Future Gas Supply+Increased Demand Response+Constrained Operational Capacity+Low Wind & Solar | 32.3987 | 44.6081 | 57.8754
2030 | SIWEM_PERC | Medium Demand Growth+Expected Future Gas Supply+Increased Demand Response+Constrained Operational Capacity+Low Wind & Solar | 19.6916 | 40.6912 | 58.1624
2031 | SIWEM_PERC | Medium Demand Growth+Expected Future Gas Supply+Increased Demand Response+Constrained Operational Capacity+Low Wind & Solar | 9.5543 | 36.1421 | 57.1942
2032 | SIWEM_PERC | Medium Demand Growth+Expected Future Gas Supply+Increased Demand Response+Constrained Operational Capacity+Low Wind & Solar | 2.4503 | 32.4155 | 54.463
2033 | SIWEM_PERC | Medium Demand Growth+Expected Future Gas Supply+Increased Demand Response+Constrained Operational Capacity+Low Wind & Solar | 0.42653 | 24.3818 | 51.3275
2034 | SIWEM_PERC | Medium Demand Growth+Expected Future Gas Supply+Increased Demand Response+Constrained Operational Capacity+Low Wind & Solar | -1.2885 | 18.7967 | 48.6492
2035 | SIWEM_PERC | Medium Demand Growth+Expected Future Gas Supply+Increased Demand Response+Constrained Operational Capacity+Low Wind & Solar | -2.723 | 13.5946 | 46.3905
2026 | NZWEM_PERC | Medium Demand Growth+Expected Future Gas Supply+Increased Demand Response+Upgraded HVDC | 19.3803 | 19.4372 | 19.4372
2027 | NZWEM_PERC | Medium Demand Growth+Expected Future Gas Supply+Increased Demand Response+Upgraded HVDC | 16.6157 | 18.4034 | 18.7124
2028 | NZWEM_PERC | Medium Demand Growth+Expected Future Gas Supply+Increased Demand Response+Upgraded HVDC | 12.1602 | 19.9045 | 24.1997
2029 | NZWEM_PERC | Medium Demand Growth+Expected Future Gas Supply+Increased Demand Response+Upgraded HVDC | 13.7111 | 24.3471 | 32.7623
2030 | NZWEM_PERC | Medium Demand Growth+Expected Future Gas Supply+Increased Demand Response+Upgraded HVDC | 9.094 | 21.4574 | 35.0181
2031 | NZWEM_PERC | Medium Demand Growth+Expected Future Gas Supply+Increased Demand Response+Upgraded HVDC | 5.3822 | 17.4199 | 36.0869
2032 | NZWEM_PERC | Medium Demand Growth+Expected Future Gas Supply+Increased Demand Response+Upgraded HVDC | 2.5934 | 14.7153 | 33.8953
2033 | NZWEM_PERC | Medium Demand Growth+Expected Future Gas Supply+Increased Demand Response+Upgraded HVDC | -0.083789 | 11.7362 | 32.0469
2034 | NZWEM_PERC | Medium Demand Growth+Expected Future Gas Supply+Increased Demand Response+Upgraded HVDC | -2.2793 | 9.6558 | 29.495
2035 | NZWEM_PERC | Medium Demand Growth+Expected Future Gas Supply+Increased Demand Response+Upgraded HVDC | -4.0259 | 7.7277 | 27.1227
2026 | NIWCM | Medium Demand Growth+Expected Future Gas Supply+Increased Demand Response+Upgraded HVDC | 1066.7284 | 1067.5282 | 1067.5282
2027 | NIWCM | Medium Demand Growth+Expected Future Gas Supply+Increased Demand Response+Upgraded HVDC | 1257.8828 | 1288.8253 | 1293.3618
2028 | NIWCM | Medium Demand Growth+Expected Future Gas Supply+Increased Demand Response+Upgraded HVDC | 1276.6847 | 1884.5216 | 1922.8368
2029 | NIWCM | Medium Demand Growth+Expected Future Gas Supply+Increased Demand Response+Upgraded HVDC | 1049.2947 | 1927.8168 | 2201.0383
2030 | NIWCM | Medium Demand Growth+Expected Future Gas Supply+Increased Demand Response+Upgraded HVDC | 804.9243 | 1804.235 | 2257.1317
2031 | NIWCM | Medium Demand Growth+Expected Future Gas Supply+Increased Demand Response+Upgraded HVDC | 637.8662 | 1658.4183 | 2434.2183
2032 | NIWCM | Medium Demand Growth+Expected Future Gas Supply+Increased Demand Response+Upgraded HVDC | 479.3549 | 1524.8883 | 2333.0629
2033 | NIWCM | Medium Demand Growth+Expected Future Gas Supply+Increased Demand Response+Upgraded HVDC | 297.5751 | 1347.4939 | 2227.5098
2034 | NIWCM | Medium Demand Growth+Expected Future Gas Supply+Increased Demand Response+Upgraded HVDC | 135.4698 | 1231.9918 | 2195.9357
2035 | NIWCM | Medium Demand Growth+Expected Future Gas Supply+Increased Demand Response+Upgraded HVDC | -11.5938 | 1098.5111 | 2069.5385
2026 | SIWEM_PERC | Medium Demand Growth+Expected Future Gas Supply+Increased Demand Response+Upgraded HVDC | 52.7407 | 52.7407 | 52.7407
2027 | SIWEM_PERC | Medium Demand Growth+Expected Future Gas Supply+Increased Demand Response+Upgraded HVDC | 44.884 | 49.8041 | 50.5977
2028 | SIWEM_PERC | Medium Demand Growth+Expected Future Gas Supply+Increased Demand Response+Upgraded HVDC | 32.3779 | 54.26 | 66.1872
2029 | SIWEM_PERC | Medium Demand Growth+Expected Future Gas Supply+Increased Demand Response+Upgraded HVDC | 36.0324 | 63.951 | 80.9198
2030 | SIWEM_PERC | Medium Demand Growth+Expected Future Gas Supply+Increased Demand Response+Upgraded HVDC | 23.3055 | 56.1633 | 80.9844
2031 | SIWEM_PERC | Medium Demand Growth+Expected Future Gas Supply+Increased Demand Response+Upgraded HVDC | 13.0479 | 45.5833 | 79.7056
2032 | SIWEM_PERC | Medium Demand Growth+Expected Future Gas Supply+Increased Demand Response+Upgraded HVDC | 5.3444 | 38.703 | 76.5599
2033 | SIWEM_PERC | Medium Demand Growth+Expected Future Gas Supply+Increased Demand Response+Upgraded HVDC | 1.2613 | 30.8056 | 72.9522
2034 | SIWEM_PERC | Medium Demand Growth+Expected Future Gas Supply+Increased Demand Response+Upgraded HVDC | -0.46956 | 25.0989 | 69.8646
2035 | SIWEM_PERC | Medium Demand Growth+Expected Future Gas Supply+Increased Demand Response+Upgraded HVDC | -1.9175 | 19.7928 | 67.2557
2026 | NZWEM_PERC | Medium Demand Growth+Expected Future Gas Supply+Increased Demand Response+Upgraded HVDC+Low Wind & Solar | 18.1848 | 18.2362 | 18.2362
2027 | NZWEM_PERC | Medium Demand Growth+Expected Future Gas Supply+Increased Demand Response+Upgraded HVDC+Low Wind & Solar | 15.3047 | 16.918 | 17.1969
2028 | NZWEM_PERC | Medium Demand Growth+Expected Future Gas Supply+Increased Demand Response+Upgraded HVDC+Low Wind & Solar | 10.7785 | 17.7674 | 21.6437
2029 | NZWEM_PERC | Medium Demand Growth+Expected Future Gas Supply+Increased Demand Response+Upgraded HVDC+Low Wind & Solar | 12.3538 | 21.9524 | 29.5468
2030 | NZWEM_PERC | Medium Demand Growth+Expected Future Gas Supply+Increased Demand Response+Upgraded HVDC+Low Wind & Solar | 7.7861 | 18.9907 | 31.264
2031 | NZWEM_PERC | Medium Demand Growth+Expected Future Gas Supply+Increased Demand Response+Upgraded HVDC+Low Wind & Solar | 4.1175 | 15.0349 | 31.9153
2032 | NZWEM_PERC | Medium Demand Growth+Expected Future Gas Supply+Increased Demand Response+Upgraded HVDC+Low Wind & Solar | 1.3575 | 12.3497 | 29.7254
2033 | NZWEM_PERC | Medium Demand Growth+Expected Future Gas Supply+Increased Demand Response+Upgraded HVDC+Low Wind & Solar | -1.2889 | 9.4295 | 27.824
2034 | NZWEM_PERC | Medium Demand Growth+Expected Future Gas Supply+Increased Demand Response+Upgraded HVDC+Low Wind & Solar | -3.4564 | 7.4027 | 25.3702
2035 | NZWEM_PERC | Medium Demand Growth+Expected Future Gas Supply+Increased Demand Response+Upgraded HVDC+Low Wind & Solar | -5.1767 | 5.525 | 23.0902
2026 | NIWCM | Medium Demand Growth+Expected Future Gas Supply+Increased Demand Response+Upgraded HVDC+Low Wind & Solar | 1066.7284 | 1067.5282 | 1067.5282
2027 | NIWCM | Medium Demand Growth+Expected Future Gas Supply+Increased Demand Response+Upgraded HVDC+Low Wind & Solar | 1257.8828 | 1288.8253 | 1293.3618
2028 | NIWCM | Medium Demand Growth+Expected Future Gas Supply+Increased Demand Response+Upgraded HVDC+Low Wind & Solar | 1276.6847 | 1884.5216 | 1922.8368
2029 | NIWCM | Medium Demand Growth+Expected Future Gas Supply+Increased Demand Response+Upgraded HVDC+Low Wind & Solar | 1049.2947 | 1927.8168 | 2201.0383
2030 | NIWCM | Medium Demand Growth+Expected Future Gas Supply+Increased Demand Response+Upgraded HVDC+Low Wind & Solar | 804.9243 | 1804.235 | 2257.1317
2031 | NIWCM | Medium Demand Growth+Expected Future Gas Supply+Increased Demand Response+Upgraded HVDC+Low Wind & Solar | 637.8662 | 1658.4183 | 2434.2183
2032 | NIWCM | Medium Demand Growth+Expected Future Gas Supply+Increased Demand Response+Upgraded HVDC+Low Wind & Solar | 479.3549 | 1524.8883 | 2333.0629
2033 | NIWCM | Medium Demand Growth+Expected Future Gas Supply+Increased Demand Response+Upgraded HVDC+Low Wind & Solar | 297.5751 | 1347.4939 | 2227.5098
2034 | NIWCM | Medium Demand Growth+Expected Future Gas Supply+Increased Demand Response+Upgraded HVDC+Low Wind & Solar | 135.4698 | 1231.9918 | 2195.9357
2035 | NIWCM | Medium Demand Growth+Expected Future Gas Supply+Increased Demand Response+Upgraded HVDC+Low Wind & Solar | -11.5938 | 1098.5111 | 2069.5385
2026 | SIWEM_PERC | Medium Demand Growth+Expected Future Gas Supply+Increased Demand Response+Upgraded HVDC+Low Wind & Solar | 49.7236 | 49.8699 | 49.8699
2027 | SIWEM_PERC | Medium Demand Growth+Expected Future Gas Supply+Increased Demand Response+Upgraded HVDC+Low Wind & Solar | 41.1874 | 45.7364 | 46.5229
2028 | SIWEM_PERC | Medium Demand Growth+Expected Future Gas Supply+Increased Demand Response+Upgraded HVDC+Low Wind & Solar | 28.4736 | 48.2214 | 59.1742
2029 | SIWEM_PERC | Medium Demand Growth+Expected Future Gas Supply+Increased Demand Response+Upgraded HVDC+Low Wind & Solar | 32.3987 | 57.7182 | 77.3803
2030 | SIWEM_PERC | Medium Demand Growth+Expected Future Gas Supply+Increased Demand Response+Upgraded HVDC+Low Wind & Solar | 19.6916 | 49.7604 | 76.8975
2031 | SIWEM_PERC | Medium Demand Growth+Expected Future Gas Supply+Increased Demand Response+Upgraded HVDC+Low Wind & Solar | 9.5543 | 39.3937 | 75.305
2032 | SIWEM_PERC | Medium Demand Growth+Expected Future Gas Supply+Increased Demand Response+Upgraded HVDC+Low Wind & Solar | 2.4503 | 32.4155 | 72.2403
2033 | SIWEM_PERC | Medium Demand Growth+Expected Future Gas Supply+Increased Demand Response+Upgraded HVDC+Low Wind & Solar | 0.42653 | 24.3818 | 68.7249
2034 | SIWEM_PERC | Medium Demand Growth+Expected Future Gas Supply+Increased Demand Response+Upgraded HVDC+Low Wind & Solar | -1.2885 | 18.7967 | 65.7173
2035 | SIWEM_PERC | Medium Demand Growth+Expected Future Gas Supply+Increased Demand Response+Upgraded HVDC+Low Wind & Solar | -2.723 | 13.5946 | 61.5345
2026 | NZWEM_PERC | Medium Demand Growth+Expected Future Gas Supply+Increased Demand Response+Upgraded HVDC+Constrained Operational Capacity | 19.3803 | 19.4372 | 19.4372
2027 | NZWEM_PERC | Medium Demand Growth+Expected Future Gas Supply+Increased Demand Response+Upgraded HVDC+Constrained Operational Capacity | 16.6157 | 18.4034 | 18.7124
2028 | NZWEM_PERC | Medium Demand Growth+Expected Future Gas Supply+Increased Demand Response+Upgraded HVDC+Constrained Operational Capacity | 12.1602 | 19.9045 | 24.1997
2029 | NZWEM_PERC | Medium Demand Growth+Expected Future Gas Supply+Increased Demand Response+Upgraded HVDC+Constrained Operational Capacity | 13.7111 | 24.3471 | 32.7623
2030 | NZWEM_PERC | Medium Demand Growth+Expected Future Gas Supply+Increased Demand Response+Upgraded HVDC+Constrained Operational Capacity | 9.094 | 21.4574 | 35.0181
2031 | NZWEM_PERC | Medium Demand Growth+Expected Future Gas Supply+Increased Demand Response+Upgraded HVDC+Constrained Operational Capacity | 5.3822 | 17.4199 | 36.0869
2032 | NZWEM_PERC | Medium Demand Growth+Expected Future Gas Supply+Increased Demand Response+Upgraded HVDC+Constrained Operational Capacity | 2.5934 | 14.7153 | 33.8953
2033 | NZWEM_PERC | Medium Demand Growth+Expected Future Gas Supply+Increased Demand Response+Upgraded HVDC+Constrained Operational Capacity | -0.083789 | 11.7362 | 32.0469
2034 | NZWEM_PERC | Medium Demand Growth+Expected Future Gas Supply+Increased Demand Response+Upgraded HVDC+Constrained Operational Capacity | -2.2793 | 9.6558 | 29.495
2035 | NZWEM_PERC | Medium Demand Growth+Expected Future Gas Supply+Increased Demand Response+Upgraded HVDC+Constrained Operational Capacity | -4.0259 | 7.7277 | 27.1227
2026 | NIWCM | Medium Demand Growth+Expected Future Gas Supply+Increased Demand Response+Upgraded HVDC+Constrained Operational Capacity | 496.3733 | 496.3733 | 496.3733
2027 | NIWCM | Medium Demand Growth+Expected Future Gas Supply+Increased Demand Response+Upgraded HVDC+Constrained Operational Capacity | 636.4987 | 640.4165 | 640.4165
2028 | NIWCM | Medium Demand Growth+Expected Future Gas Supply+Increased Demand Response+Upgraded HVDC+Constrained Operational Capacity | 629.9312 | 1117.416 | 1124.8439
2029 | NIWCM | Medium Demand Growth+Expected Future Gas Supply+Increased Demand Response+Upgraded HVDC+Constrained Operational Capacity | 380.392 | 1027.7241 | 1184.1439
2030 | NIWCM | Medium Demand Growth+Expected Future Gas Supply+Increased Demand Response+Upgraded HVDC+Constrained Operational Capacity | 133.5101 | 866.4545 | 1077.4421
2031 | NIWCM | Medium Demand Growth+Expected Future Gas Supply+Increased Demand Response+Upgraded HVDC+Constrained Operational Capacity | -36.6708 | 708.458 | 977.202
2032 | NIWCM | Medium Demand Growth+Expected Future Gas Supply+Increased Demand Response+Upgraded HVDC+Constrained Operational Capacity | -196.3164 | 552.9828 | 844.6374
2033 | NIWCM | Medium Demand Growth+Expected Future Gas Supply+Increased Demand Response+Upgraded HVDC+Constrained Operational Capacity | -380.16 | 371.361 | 674.1267
2034 | NIWCM | Medium Demand Growth+Expected Future Gas Supply+Increased Demand Response+Upgraded HVDC+Constrained Operational Capacity | -543.3908 | 252.1537 | 632.527
2035 | NIWCM | Medium Demand Growth+Expected Future Gas Supply+Increased Demand Response+Upgraded HVDC+Constrained Operational Capacity | -690.1769 | 115.1578 | 496.7385
2026 | SIWEM_PERC | Medium Demand Growth+Expected Future Gas Supply+Increased Demand Response+Upgraded HVDC+Constrained Operational Capacity | 52.7407 | 52.7407 | 52.7407
2027 | SIWEM_PERC | Medium Demand Growth+Expected Future Gas Supply+Increased Demand Response+Upgraded HVDC+Constrained Operational Capacity | 44.884 | 49.8041 | 50.5977
2028 | SIWEM_PERC | Medium Demand Growth+Expected Future Gas Supply+Increased Demand Response+Upgraded HVDC+Constrained Operational Capacity | 32.3779 | 54.26 | 66.1872
2029 | SIWEM_PERC | Medium Demand Growth+Expected Future Gas Supply+Increased Demand Response+Upgraded HVDC+Constrained Operational Capacity | 36.0324 | 63.951 | 80.9198
2030 | SIWEM_PERC | Medium Demand Growth+Expected Future Gas Supply+Increased Demand Response+Upgraded HVDC+Constrained Operational Capacity | 23.3055 | 56.1633 | 80.9844
2031 | SIWEM_PERC | Medium Demand Growth+Expected Future Gas Supply+Increased Demand Response+Upgraded HVDC+Constrained Operational Capacity | 13.0479 | 45.5833 | 79.7056
2032 | SIWEM_PERC | Medium Demand Growth+Expected Future Gas Supply+Increased Demand Response+Upgraded HVDC+Constrained Operational Capacity | 5.3444 | 38.703 | 76.5599
2033 | SIWEM_PERC | Medium Demand Growth+Expected Future Gas Supply+Increased Demand Response+Upgraded HVDC+Constrained Operational Capacity | 1.2613 | 30.8056 | 72.9522
2034 | SIWEM_PERC | Medium Demand Growth+Expected Future Gas Supply+Increased Demand Response+Upgraded HVDC+Constrained Operational Capacity | -0.46956 | 25.0989 | 69.8646
2035 | SIWEM_PERC | Medium Demand Growth+Expected Future Gas Supply+Increased Demand Response+Upgraded HVDC+Constrained Operational Capacity | -1.9175 | 19.7928 | 67.2557
2026 | NZWEM_PERC | Medium Demand Growth+Expected Future Gas Supply+Increased Demand Response+Upgraded HVDC+Constrained Operational Capacity+Low Wind & Solar | 18.1848 | 18.2362 | 18.2362
2027 | NZWEM_PERC | Medium Demand Growth+Expected Future Gas Supply+Increased Demand Response+Upgraded HVDC+Constrained Operational Capacity+Low Wind & Solar | 15.3047 | 16.918 | 17.1969
2028 | NZWEM_PERC | Medium Demand Growth+Expected Future Gas Supply+Increased Demand Response+Upgraded HVDC+Constrained Operational Capacity+Low Wind & Solar | 10.7785 | 17.7674 | 21.6437
2029 | NZWEM_PERC | Medium Demand Growth+Expected Future Gas Supply+Increased Demand Response+Upgraded HVDC+Constrained Operational Capacity+Low Wind & Solar | 12.3538 | 21.9524 | 29.5468
2030 | NZWEM_PERC | Medium Demand Growth+Expected Future Gas Supply+Increased Demand Response+Upgraded HVDC+Constrained Operational Capacity+Low Wind & Solar | 7.7861 | 18.9907 | 31.264
2031 | NZWEM_PERC | Medium Demand Growth+Expected Future Gas Supply+Increased Demand Response+Upgraded HVDC+Constrained Operational Capacity+Low Wind & Solar | 4.1175 | 15.0349 | 31.9153
2032 | NZWEM_PERC | Medium Demand Growth+Expected Future Gas Supply+Increased Demand Response+Upgraded HVDC+Constrained Operational Capacity+Low Wind & Solar | 1.3575 | 12.3497 | 29.7254
2033 | NZWEM_PERC | Medium Demand Growth+Expected Future Gas Supply+Increased Demand Response+Upgraded HVDC+Constrained Operational Capacity+Low Wind & Solar | -1.2889 | 9.4295 | 27.824
2034 | NZWEM_PERC | Medium Demand Growth+Expected Future Gas Supply+Increased Demand Response+Upgraded HVDC+Constrained Operational Capacity+Low Wind & Solar | -3.4564 | 7.4027 | 25.3702
2035 | NZWEM_PERC | Medium Demand Growth+Expected Future Gas Supply+Increased Demand Response+Upgraded HVDC+Constrained Operational Capacity+Low Wind & Solar | -5.1767 | 5.525 | 23.0902
2026 | NIWCM | Medium Demand Growth+Expected Future Gas Supply+Increased Demand Response+Upgraded HVDC+Constrained Operational Capacity+Low Wind & Solar | 496.3733 | 496.3733 | 496.3733
2027 | NIWCM | Medium Demand Growth+Expected Future Gas Supply+Increased Demand Response+Upgraded HVDC+Constrained Operational Capacity+Low Wind & Solar | 636.4987 | 640.4165 | 640.4165
2028 | NIWCM | Medium Demand Growth+Expected Future Gas Supply+Increased Demand Response+Upgraded HVDC+Constrained Operational Capacity+Low Wind & Solar | 629.9312 | 1117.416 | 1124.8439
2029 | NIWCM | Medium Demand Growth+Expected Future Gas Supply+Increased Demand Response+Upgraded HVDC+Constrained Operational Capacity+Low Wind & Solar | 380.392 | 1027.7241 | 1184.1439
2030 | NIWCM | Medium Demand Growth+Expected Future Gas Supply+Increased Demand Response+Upgraded HVDC+Constrained Operational Capacity+Low Wind & Solar | 133.5101 | 866.4545 | 1077.4421
2031 | NIWCM | Medium Demand Growth+Expected Future Gas Supply+Increased Demand Response+Upgraded HVDC+Constrained Operational Capacity+Low Wind & Solar | -36.6708 | 708.458 | 977.202
2032 | NIWCM | Medium Demand Growth+Expected Future Gas Supply+Increased Demand Response+Upgraded HVDC+Constrained Operational Capacity+Low Wind & Solar | -196.3164 | 552.9828 | 844.6374
2033 | NIWCM | Medium Demand Growth+Expected Future Gas Supply+Increased Demand Response+Upgraded HVDC+Constrained Operational Capacity+Low Wind & Solar | -380.16 | 371.361 | 674.1267
2034 | NIWCM | Medium Demand Growth+Expected Future Gas Supply+Increased Demand Response+Upgraded HVDC+Constrained Operational Capacity+Low Wind & Solar | -543.3908 | 252.1537 | 632.527
2035 | NIWCM | Medium Demand Growth+Expected Future Gas Supply+Increased Demand Response+Upgraded HVDC+Constrained Operational Capacity+Low Wind & Solar | -690.1769 | 115.1578 | 496.7385
2026 | SIWEM_PERC | Medium Demand Growth+Expected Future Gas Supply+Increased Demand Response+Upgraded HVDC+Constrained Operational Capacity+Low Wind & Solar | 49.7236 | 49.8699 | 49.8699
2027 | SIWEM_PERC | Medium Demand Growth+Expected Future Gas Supply+Increased Demand Response+Upgraded HVDC+Constrained Operational Capacity+Low Wind & Solar | 41.1874 | 45.7364 | 46.5229
2028 | SIWEM_PERC | Medium Demand Growth+Expected Future Gas Supply+Increased Demand Response+Upgraded HVDC+Constrained Operational Capacity+Low Wind & Solar | 28.4736 | 48.2214 | 59.1742
2029 | SIWEM_PERC | Medium Demand Growth+Expected Future Gas Supply+Increased Demand Response+Upgraded HVDC+Constrained Operational Capacity+Low Wind & Solar | 32.3987 | 57.7182 | 77.3803
2030 | SIWEM_PERC | Medium Demand Growth+Expected Future Gas Supply+Increased Demand Response+Upgraded HVDC+Constrained Operational Capacity+Low Wind & Solar | 19.6916 | 49.7604 | 76.8975
2031 | SIWEM_PERC | Medium Demand Growth+Expected Future Gas Supply+Increased Demand Response+Upgraded HVDC+Constrained Operational Capacity+Low Wind & Solar | 9.5543 | 39.3937 | 75.305
2032 | SIWEM_PERC | Medium Demand Growth+Expected Future Gas Supply+Increased Demand Response+Upgraded HVDC+Constrained Operational Capacity+Low Wind & Solar | 2.4503 | 32.4155 | 72.2403
2033 | SIWEM_PERC | Medium Demand Growth+Expected Future Gas Supply+Increased Demand Response+Upgraded HVDC+Constrained Operational Capacity+Low Wind & Solar | 0.42653 | 24.3818 | 68.7249
2034 | SIWEM_PERC | Medium Demand Growth+Expected Future Gas Supply+Increased Demand Response+Upgraded HVDC+Constrained Operational Capacity+Low Wind & Solar | -1.2885 | 18.7967 | 65.7173
2035 | SIWEM_PERC | Medium Demand Growth+Expected Future Gas Supply+Increased Demand Response+Upgraded HVDC+Constrained Operational Capacity+Low Wind & Solar | -2.723 | 13.5946 | 61.5345
2026 | NZWEM_PERC | Medium Demand Growth+Expected Future Gas Supply+Increased Demand Response+Delayed Build | 14.7606 | 14.7606 | 14.7606
2027 | NZWEM_PERC | Medium Demand Growth+Expected Future Gas Supply+Increased Demand Response+Delayed Build | 9.4442 | 9.5817 | 9.745
2028 | NZWEM_PERC | Medium Demand Growth+Expected Future Gas Supply+Increased Demand Response+Delayed Build | 8.166 | 9.5442 | 9.8441
2029 | NZWEM_PERC | Medium Demand Growth+Expected Future Gas Supply+Increased Demand Response+Delayed Build | 12.6421 | 15.2924 | 16.1156
2030 | NZWEM_PERC | Medium Demand Growth+Expected Future Gas Supply+Increased Demand Response+Delayed Build | 9.094 | 17.3977 | 24.4167
2031 | NZWEM_PERC | Medium Demand Growth+Expected Future Gas Supply+Increased Demand Response+Delayed Build | 5.3822 | 16.2369 | 24.0773
2032 | NZWEM_PERC | Medium Demand Growth+Expected Future Gas Supply+Increased Demand Response+Delayed Build | 2.5934 | 13.8185 | 26.6318
2033 | NZWEM_PERC | Medium Demand Growth+Expected Future Gas Supply+Increased Demand Response+Delayed Build | -0.083789 | 10.9415 | 28.7291
2034 | NZWEM_PERC | Medium Demand Growth+Expected Future Gas Supply+Increased Demand Response+Delayed Build | -2.2793 | 8.8313 | 27.0992
2035 | NZWEM_PERC | Medium Demand Growth+Expected Future Gas Supply+Increased Demand Response+Delayed Build | -4.0259 | 7.2612 | 26.6562
2026 | NIWCM | Medium Demand Growth+Expected Future Gas Supply+Increased Demand Response+Delayed Build | 796.8961 | 796.8961 | 796.8961
2027 | NIWCM | Medium Demand Growth+Expected Future Gas Supply+Increased Demand Response+Delayed Build | 859.3691 | 861.3799 | 863.8524
2028 | NIWCM | Medium Demand Growth+Expected Future Gas Supply+Increased Demand Response+Delayed Build | 1022.5709 | 1042.514 | 1047.0505
2029 | NIWCM | Medium Demand Growth+Expected Future Gas Supply+Increased Demand Response+Delayed Build | 842.1767 | 968.6908 | 982.2831
2030 | NIWCM | Medium Demand Growth+Expected Future Gas Supply+Increased Demand Response+Delayed Build | 749.1478 | 1456.8637 | 1724.1237
2031 | NIWCM | Medium Demand Growth+Expected Future Gas Supply+Increased Demand Response+Delayed Build | 564.9277 | 1488.2476 | 1821.5687
2032 | NIWCM | Medium Demand Growth+Expected Future Gas Supply+Increased Demand Response+Delayed Build | 406.4164 | 1398.5819 | 1935.1651
2033 | NIWCM | Medium Demand Growth+Expected Future Gas Supply+Increased Demand Response+Delayed Build | 297.5751 | 1302.4549 | 2074.9878
2034 | NIWCM | Medium Demand Growth+Expected Future Gas Supply+Increased Demand Response+Delayed Build | 135.4698 | 1161.9025 | 1981.9156
2035 | NIWCM | Medium Demand Growth+Expected Future Gas Supply+Increased Demand Response+Delayed Build | -11.5938 | 1046.1791 | 1939.7989
2026 | SIWEM_PERC | Medium Demand Growth+Expected Future Gas Supply+Increased Demand Response+Delayed Build | 39.9776 | 39.9776 | 39.9776
2027 | SIWEM_PERC | Medium Demand Growth+Expected Future Gas Supply+Increased Demand Response+Delayed Build | 24.6627 | 25.0505 | 25.5108
2028 | SIWEM_PERC | Medium Demand Growth+Expected Future Gas Supply+Increased Demand Response+Delayed Build | 21.092 | 24.9861 | 25.8335
2029 | SIWEM_PERC | Medium Demand Growth+Expected Future Gas Supply+Increased Demand Response+Delayed Build | 32.9938 | 37.6862 | 37.6862
2030 | SIWEM_PERC | Medium Demand Growth+Expected Future Gas Supply+Increased Demand Response+Delayed Build | 23.3055 | 41.0839 | 53.3461
2031 | SIWEM_PERC | Medium Demand Growth+Expected Future Gas Supply+Increased Demand Response+Delayed Build | 13.0479 | 36.5218 | 50.1722
2032 | SIWEM_PERC | Medium Demand Growth+Expected Future Gas Supply+Increased Demand Response+Delayed Build | 5.3444 | 35.8848 | 54.2546
2033 | SIWEM_PERC | Medium Demand Growth+Expected Future Gas Supply+Increased Demand Response+Delayed Build | 1.2613 | 28.5925 | 55.5548
2034 | SIWEM_PERC | Medium Demand Growth+Expected Future Gas Supply+Increased Demand Response+Delayed Build | -0.46956 | 22.7926 | 52.7964
2035 | SIWEM_PERC | Medium Demand Growth+Expected Future Gas Supply+Increased Demand Response+Delayed Build | -1.9175 | 18.4801 | 50.4692
2026 | NZWEM_PERC | Medium Demand Growth+Expected Future Gas Supply+Increased Demand Response+Delayed Build+Low Wind & Solar | 13.8512 | 13.8512 | 13.8512
2027 | NZWEM_PERC | Medium Demand Growth+Expected Future Gas Supply+Increased Demand Response+Delayed Build+Low Wind & Solar | 8.5137 | 8.6378 | 8.7851
2028 | NZWEM_PERC | Medium Demand Growth+Expected Future Gas Supply+Increased Demand Response+Delayed Build+Low Wind & Solar | 7.0177 | 8.2614 | 8.5321
2029 | NZWEM_PERC | Medium Demand Growth+Expected Future Gas Supply+Increased Demand Response+Delayed Build+Low Wind & Solar | 11.389 | 13.7808 | 14.5237
2030 | NZWEM_PERC | Medium Demand Growth+Expected Future Gas Supply+Increased Demand Response+Delayed Build+Low Wind & Solar | 7.7861 | 15.2799 | 21.6143
2031 | NZWEM_PERC | Medium Demand Growth+Expected Future Gas Supply+Increased Demand Response+Delayed Build+Low Wind & Solar | 4.1175 | 13.9135 | 20.9892
2032 | NZWEM_PERC | Medium Demand Growth+Expected Future Gas Supply+Increased Demand Response+Delayed Build+Low Wind & Solar | 1.3575 | 11.4878 | 23.0846
2033 | NZWEM_PERC | Medium Demand Growth+Expected Future Gas Supply+Increased Demand Response+Delayed Build+Low Wind & Solar | -1.2889 | 8.6689 | 24.7539
2034 | NZWEM_PERC | Medium Demand Growth+Expected Future Gas Supply+Increased Demand Response+Delayed Build+Low Wind & Solar | -3.4564 | 6.5781 | 23.1276
2035 | NZWEM_PERC | Medium Demand Growth+Expected Future Gas Supply+Increased Demand Response+Delayed Build+Low Wind & Solar | -5.1767 | 5.0585 | 22.6237
2026 | NIWCM | Medium Demand Growth+Expected Future Gas Supply+Increased Demand Response+Delayed Build+Low Wind & Solar | 796.8961 | 796.8961 | 796.8961
2027 | NIWCM | Medium Demand Growth+Expected Future Gas Supply+Increased Demand Response+Delayed Build+Low Wind & Solar | 859.3691 | 861.3799 | 863.8524
2028 | NIWCM | Medium Demand Growth+Expected Future Gas Supply+Increased Demand Response+Delayed Build+Low Wind & Solar | 1022.5709 | 1042.514 | 1047.0505
2029 | NIWCM | Medium Demand Growth+Expected Future Gas Supply+Increased Demand Response+Delayed Build+Low Wind & Solar | 842.1767 | 968.6908 | 982.2831
2030 | NIWCM | Medium Demand Growth+Expected Future Gas Supply+Increased Demand Response+Delayed Build+Low Wind & Solar | 749.1478 | 1456.8637 | 1724.1237
2031 | NIWCM | Medium Demand Growth+Expected Future Gas Supply+Increased Demand Response+Delayed Build+Low Wind & Solar | 564.9277 | 1488.2476 | 1821.5687
2032 | NIWCM | Medium Demand Growth+Expected Future Gas Supply+Increased Demand Response+Delayed Build+Low Wind & Solar | 406.4164 | 1398.5819 | 1935.1651
2033 | NIWCM | Medium Demand Growth+Expected Future Gas Supply+Increased Demand Response+Delayed Build+Low Wind & Solar | 297.5751 | 1302.4549 | 2074.9878
2034 | NIWCM | Medium Demand Growth+Expected Future Gas Supply+Increased Demand Response+Delayed Build+Low Wind & Solar | 135.4698 | 1161.9025 | 1981.9156
2035 | NIWCM | Medium Demand Growth+Expected Future Gas Supply+Increased Demand Response+Delayed Build+Low Wind & Solar | -11.5938 | 1046.1791 | 1939.7989
2026 | SIWEM_PERC | Medium Demand Growth+Expected Future Gas Supply+Increased Demand Response+Delayed Build+Low Wind & Solar | 37.389 | 37.389 | 37.389
2027 | SIWEM_PERC | Medium Demand Growth+Expected Future Gas Supply+Increased Demand Response+Delayed Build+Low Wind & Solar | 22.039 | 22.389 | 22.8044
2028 | SIWEM_PERC | Medium Demand Growth+Expected Future Gas Supply+Increased Demand Response+Delayed Build+Low Wind & Solar | 17.8471 | 21.3614 | 22.1262
2029 | SIWEM_PERC | Medium Demand Growth+Expected Future Gas Supply+Increased Demand Response+Delayed Build+Low Wind & Solar | 29.7245 | 36.3542 | 36.4611
2030 | SIWEM_PERC | Medium Demand Growth+Expected Future Gas Supply+Increased Demand Response+Delayed Build+Low Wind & Solar | 19.6916 | 39.0614 | 50.1276
2031 | SIWEM_PERC | Medium Demand Growth+Expected Future Gas Supply+Increased Demand Response+Delayed Build+Low Wind & Solar | 9.5543 | 34.5667 | 46.8857
2032 | SIWEM_PERC | Medium Demand Growth+Expected Future Gas Supply+Increased Demand Response+Delayed Build+Low Wind & Solar | 2.4503 | 30.0241 | 50.3767
2033 | SIWEM_PERC | Medium Demand Growth+Expected Future Gas Supply+Increased Demand Response+Delayed Build+Low Wind & Solar | 0.42653 | 22.2637 | 51.3275
2034 | SIWEM_PERC | Medium Demand Growth+Expected Future Gas Supply+Increased Demand Response+Delayed Build+Low Wind & Solar | -1.2885 | 16.4904 | 48.6492
2035 | SIWEM_PERC | Medium Demand Growth+Expected Future Gas Supply+Increased Demand Response+Delayed Build+Low Wind & Solar | -2.723 | 12.2819 | 46.3905
2026 | NZWEM_PERC | Medium Demand Growth+Expected Future Gas Supply+Increased Demand Response+Delayed Build+Constrained Operational Capacity | 14.7606 | 14.7606 | 14.7606
2027 | NZWEM_PERC | Medium Demand Growth+Expected Future Gas Supply+Increased Demand Response+Delayed Build+Constrained Operational Capacity | 9.4442 | 9.5817 | 9.745
2028 | NZWEM_PERC | Medium Demand Growth+Expected Future Gas Supply+Increased Demand Response+Delayed Build+Constrained Operational Capacity | 8.166 | 9.5442 | 9.8441
2029 | NZWEM_PERC | Medium Demand Growth+Expected Future Gas Supply+Increased Demand Response+Delayed Build+Constrained Operational Capacity | 12.6421 | 15.2924 | 16.1156
2030 | NZWEM_PERC | Medium Demand Growth+Expected Future Gas Supply+Increased Demand Response+Delayed Build+Constrained Operational Capacity | 9.094 | 17.3977 | 24.4167
2031 | NZWEM_PERC | Medium Demand Growth+Expected Future Gas Supply+Increased Demand Response+Delayed Build+Constrained Operational Capacity | 5.3822 | 16.2369 | 24.0773
2032 | NZWEM_PERC | Medium Demand Growth+Expected Future Gas Supply+Increased Demand Response+Delayed Build+Constrained Operational Capacity | 2.5934 | 13.8185 | 26.6318
2033 | NZWEM_PERC | Medium Demand Growth+Expected Future Gas Supply+Increased Demand Response+Delayed Build+Constrained Operational Capacity | -0.083789 | 10.9415 | 28.7291
2034 | NZWEM_PERC | Medium Demand Growth+Expected Future Gas Supply+Increased Demand Response+Delayed Build+Constrained Operational Capacity | -2.2793 | 8.8313 | 27.0992
2035 | NZWEM_PERC | Medium Demand Growth+Expected Future Gas Supply+Increased Demand Response+Delayed Build+Constrained Operational Capacity | -4.0259 | 7.2612 | 26.6562
2026 | NIWCM | Medium Demand Growth+Expected Future Gas Supply+Increased Demand Response+Delayed Build+Constrained Operational Capacity | 267.5718 | 267.5718 | 267.5718
2027 | NIWCM | Medium Demand Growth+Expected Future Gas Supply+Increased Demand Response+Delayed Build+Constrained Operational Capacity | 319.5849 | 319.5849 | 319.5849
2028 | NIWCM | Medium Demand Growth+Expected Future Gas Supply+Increased Demand Response+Delayed Build+Constrained Operational Capacity | 420.4947 | 420.4947 | 420.4947
2029 | NIWCM | Medium Demand Growth+Expected Future Gas Supply+Increased Demand Response+Delayed Build+Constrained Operational Capacity | 200.4765 | 282.5493 | 282.5493
2030 | NIWCM | Medium Demand Growth+Expected Future Gas Supply+Increased Demand Response+Delayed Build+Constrained Operational Capacity | 77.7336 | 588.2799 | 703.8375
2031 | NIWCM | Medium Demand Growth+Expected Future Gas Supply+Increased Demand Response+Delayed Build+Constrained Operational Capacity | -109.6093 | 541.1512 | 698.4428
2032 | NIWCM | Medium Demand Growth+Expected Future Gas Supply+Increased Demand Response+Delayed Build+Constrained Operational Capacity | -269.2549 | 441.2551 | 653.7141
2033 | NIWCM | Medium Demand Growth+Expected Future Gas Supply+Increased Demand Response+Delayed Build+Constrained Operational Capacity | -380.16 | 340.9018 | 612.215
2034 | NIWCM | Medium Demand Growth+Expected Future Gas Supply+Increased Demand Response+Delayed Build+Constrained Operational Capacity | -543.3908 | 182.0645 | 475.2088
2035 | NIWCM | Medium Demand Growth+Expected Future Gas Supply+Increased Demand Response+Delayed Build+Constrained Operational Capacity | -690.1769 | 62.8258 | 367.1775
2026 | SIWEM_PERC | Medium Demand Growth+Expected Future Gas Supply+Increased Demand Response+Delayed Build+Constrained Operational Capacity | 39.9776 | 39.9776 | 39.9776
2027 | SIWEM_PERC | Medium Demand Growth+Expected Future Gas Supply+Increased Demand Response+Delayed Build+Constrained Operational Capacity | 24.6627 | 25.0505 | 25.5108
2028 | SIWEM_PERC | Medium Demand Growth+Expected Future Gas Supply+Increased Demand Response+Delayed Build+Constrained Operational Capacity | 21.092 | 24.9861 | 25.8335
2029 | SIWEM_PERC | Medium Demand Growth+Expected Future Gas Supply+Increased Demand Response+Delayed Build+Constrained Operational Capacity | 32.9938 | 37.6862 | 37.6862
2030 | SIWEM_PERC | Medium Demand Growth+Expected Future Gas Supply+Increased Demand Response+Delayed Build+Constrained Operational Capacity | 23.3055 | 41.0839 | 53.3461
2031 | SIWEM_PERC | Medium Demand Growth+Expected Future Gas Supply+Increased Demand Response+Delayed Build+Constrained Operational Capacity | 13.0479 | 36.5218 | 50.1722
2032 | SIWEM_PERC | Medium Demand Growth+Expected Future Gas Supply+Increased Demand Response+Delayed Build+Constrained Operational Capacity | 5.3444 | 35.8848 | 54.2546
2033 | SIWEM_PERC | Medium Demand Growth+Expected Future Gas Supply+Increased Demand Response+Delayed Build+Constrained Operational Capacity | 1.2613 | 28.5925 | 55.5548
2034 | SIWEM_PERC | Medium Demand Growth+Expected Future Gas Supply+Increased Demand Response+Delayed Build+Constrained Operational Capacity | -0.46956 | 22.7926 | 52.7964
2035 | SIWEM_PERC | Medium Demand Growth+Expected Future Gas Supply+Increased Demand Response+Delayed Build+Constrained Operational Capacity | -1.9175 | 18.4801 | 50.4692
2026 | NZWEM_PERC | Medium Demand Growth+Expected Future Gas Supply+Increased Demand Response+Delayed Build+Constrained Operational Capacity+Low Wind & Solar | 13.8512 | 13.8512 | 13.8512
2027 | NZWEM_PERC | Medium Demand Growth+Expected Future Gas Supply+Increased Demand Response+Delayed Build+Constrained Operational Capacity+Low Wind & Solar | 8.5137 | 8.6378 | 8.7851
2028 | NZWEM_PERC | Medium Demand Growth+Expected Future Gas Supply+Increased Demand Response+Delayed Build+Constrained Operational Capacity+Low Wind & Solar | 7.0177 | 8.2614 | 8.5321
2029 | NZWEM_PERC | Medium Demand Growth+Expected Future Gas Supply+Increased Demand Response+Delayed Build+Constrained Operational Capacity+Low Wind & Solar | 11.389 | 13.7808 | 14.5237
2030 | NZWEM_PERC | Medium Demand Growth+Expected Future Gas Supply+Increased Demand Response+Delayed Build+Constrained Operational Capacity+Low Wind & Solar | 7.7861 | 15.2799 | 21.6143
2031 | NZWEM_PERC | Medium Demand Growth+Expected Future Gas Supply+Increased Demand Response+Delayed Build+Constrained Operational Capacity+Low Wind & Solar | 4.1175 | 13.9135 | 20.9892
2032 | NZWEM_PERC | Medium Demand Growth+Expected Future Gas Supply+Increased Demand Response+Delayed Build+Constrained Operational Capacity+Low Wind & Solar | 1.3575 | 11.4878 | 23.0846
2033 | NZWEM_PERC | Medium Demand Growth+Expected Future Gas Supply+Increased Demand Response+Delayed Build+Constrained Operational Capacity+Low Wind & Solar | -1.2889 | 8.6689 | 24.7539
2034 | NZWEM_PERC | Medium Demand Growth+Expected Future Gas Supply+Increased Demand Response+Delayed Build+Constrained Operational Capacity+Low Wind & Solar | -3.4564 | 6.5781 | 23.1276
2035 | NZWEM_PERC | Medium Demand Growth+Expected Future Gas Supply+Increased Demand Response+Delayed Build+Constrained Operational Capacity+Low Wind & Solar | -5.1767 | 5.0585 | 22.6237
2026 | NIWCM | Medium Demand Growth+Expected Future Gas Supply+Increased Demand Response+Delayed Build+Constrained Operational Capacity+Low Wind & Solar | 267.5718 | 267.5718 | 267.5718
2027 | NIWCM | Medium Demand Growth+Expected Future Gas Supply+Increased Demand Response+Delayed Build+Constrained Operational Capacity+Low Wind & Solar | 319.5849 | 319.5849 | 319.5849
2028 | NIWCM | Medium Demand Growth+Expected Future Gas Supply+Increased Demand Response+Delayed Build+Constrained Operational Capacity+Low Wind & Solar | 420.4947 | 420.4947 | 420.4947
2029 | NIWCM | Medium Demand Growth+Expected Future Gas Supply+Increased Demand Response+Delayed Build+Constrained Operational Capacity+Low Wind & Solar | 200.4765 | 282.5493 | 282.5493
2030 | NIWCM | Medium Demand Growth+Expected Future Gas Supply+Increased Demand Response+Delayed Build+Constrained Operational Capacity+Low Wind & Solar | 77.7336 | 588.2799 | 703.8375
2031 | NIWCM | Medium Demand Growth+Expected Future Gas Supply+Increased Demand Response+Delayed Build+Constrained Operational Capacity+Low Wind & Solar | -109.6093 | 541.1512 | 698.4428
2032 | NIWCM | Medium Demand Growth+Expected Future Gas Supply+Increased Demand Response+Delayed Build+Constrained Operational Capacity+Low Wind & Solar | -269.2549 | 441.2551 | 653.7141
2033 | NIWCM | Medium Demand Growth+Expected Future Gas Supply+Increased Demand Response+Delayed Build+Constrained Operational Capacity+Low Wind & Solar | -380.16 | 340.9018 | 612.215
2034 | NIWCM | Medium Demand Growth+Expected Future Gas Supply+Increased Demand Response+Delayed Build+Constrained Operational Capacity+Low Wind & Solar | -543.3908 | 182.0645 | 475.2088
2035 | NIWCM | Medium Demand Growth+Expected Future Gas Supply+Increased Demand Response+Delayed Build+Constrained Operational Capacity+Low Wind & Solar | -690.1769 | 62.8258 | 367.1775
2026 | SIWEM_PERC | Medium Demand Growth+Expected Future Gas Supply+Increased Demand Response+Delayed Build+Constrained Operational Capacity+Low Wind & Solar | 37.389 | 37.389 | 37.389
2027 | SIWEM_PERC | Medium Demand Growth+Expected Future Gas Supply+Increased Demand Response+Delayed Build+Constrained Operational Capacity+Low Wind & Solar | 22.039 | 22.389 | 22.8044
2028 | SIWEM_PERC | Medium Demand Growth+Expected Future Gas Supply+Increased Demand Response+Delayed Build+Constrained Operational Capacity+Low Wind & Solar | 17.8471 | 21.3614 | 22.1262
2029 | SIWEM_PERC | Medium Demand Growth+Expected Future Gas Supply+Increased Demand Response+Delayed Build+Constrained Operational Capacity+Low Wind & Solar | 29.7245 | 36.3542 | 36.4611
2030 | SIWEM_PERC | Medium Demand Growth+Expected Future Gas Supply+Increased Demand Response+Delayed Build+Constrained Operational Capacity+Low Wind & Solar | 19.6916 | 39.0614 | 50.1276
2031 | SIWEM_PERC | Medium Demand Growth+Expected Future Gas Supply+Increased Demand Response+Delayed Build+Constrained Operational Capacity+Low Wind & Solar | 9.5543 | 34.5667 | 46.8857
2032 | SIWEM_PERC | Medium Demand Growth+Expected Future Gas Supply+Increased Demand Response+Delayed Build+Constrained Operational Capacity+Low Wind & Solar | 2.4503 | 30.0241 | 50.3767
2033 | SIWEM_PERC | Medium Demand Growth+Expected Future Gas Supply+Increased Demand Response+Delayed Build+Constrained Operational Capacity+Low Wind & Solar | 0.42653 | 22.2637 | 51.3275
2034 | SIWEM_PERC | Medium Demand Growth+Expected Future Gas Supply+Increased Demand Response+Delayed Build+Constrained Operational Capacity+Low Wind & Solar | -1.2885 | 16.4904 | 48.6492
2035 | SIWEM_PERC | Medium Demand Growth+Expected Future Gas Supply+Increased Demand Response+Delayed Build+Constrained Operational Capacity+Low Wind & Solar | -2.723 | 12.2819 | 46.3905
2026 | NZWEM_PERC | Medium Demand Growth+Expected Future Gas Supply+Increased Demand Response+Delayed Build+Upgraded HVDC | 14.7606 | 14.7606 | 14.7606
2027 | NZWEM_PERC | Medium Demand Growth+Expected Future Gas Supply+Increased Demand Response+Delayed Build+Upgraded HVDC | 9.4442 | 9.5817 | 9.745
2028 | NZWEM_PERC | Medium Demand Growth+Expected Future Gas Supply+Increased Demand Response+Delayed Build+Upgraded HVDC | 8.166 | 9.5442 | 9.8441
2029 | NZWEM_PERC | Medium Demand Growth+Expected Future Gas Supply+Increased Demand Response+Delayed Build+Upgraded HVDC | 12.6421 | 15.2924 | 16.1156
2030 | NZWEM_PERC | Medium Demand Growth+Expected Future Gas Supply+Increased Demand Response+Delayed Build+Upgraded HVDC | 9.094 | 17.3977 | 24.4167
2031 | NZWEM_PERC | Medium Demand Growth+Expected Future Gas Supply+Increased Demand Response+Delayed Build+Upgraded HVDC | 5.3822 | 16.2369 | 24.0773
2032 | NZWEM_PERC | Medium Demand Growth+Expected Future Gas Supply+Increased Demand Response+Delayed Build+Upgraded HVDC | 2.5934 | 13.8185 | 26.6318
2033 | NZWEM_PERC | Medium Demand Growth+Expected Future Gas Supply+Increased Demand Response+Delayed Build+Upgraded HVDC | -0.083789 | 10.9415 | 28.7291
2034 | NZWEM_PERC | Medium Demand Growth+Expected Future Gas Supply+Increased Demand Response+Delayed Build+Upgraded HVDC | -2.2793 | 8.8313 | 27.0992
2035 | NZWEM_PERC | Medium Demand Growth+Expected Future Gas Supply+Increased Demand Response+Delayed Build+Upgraded HVDC | -4.0259 | 7.2612 | 26.6562
2026 | NIWCM | Medium Demand Growth+Expected Future Gas Supply+Increased Demand Response+Delayed Build+Upgraded HVDC | 796.8961 | 796.8961 | 796.8961
2027 | NIWCM | Medium Demand Growth+Expected Future Gas Supply+Increased Demand Response+Delayed Build+Upgraded HVDC | 859.3691 | 861.3799 | 863.8524
2028 | NIWCM | Medium Demand Growth+Expected Future Gas Supply+Increased Demand Response+Delayed Build+Upgraded HVDC | 1022.5709 | 1042.514 | 1047.0505
2029 | NIWCM | Medium Demand Growth+Expected Future Gas Supply+Increased Demand Response+Delayed Build+Upgraded HVDC | 842.1767 | 968.6908 | 982.2831
2030 | NIWCM | Medium Demand Growth+Expected Future Gas Supply+Increased Demand Response+Delayed Build+Upgraded HVDC | 749.1478 | 1456.8637 | 1724.1237
2031 | NIWCM | Medium Demand Growth+Expected Future Gas Supply+Increased Demand Response+Delayed Build+Upgraded HVDC | 564.9277 | 1488.2484 | 1821.7348
2032 | NIWCM | Medium Demand Growth+Expected Future Gas Supply+Increased Demand Response+Delayed Build+Upgraded HVDC | 406.4164 | 1398.5806 | 1945.0813
2033 | NIWCM | Medium Demand Growth+Expected Future Gas Supply+Increased Demand Response+Delayed Build+Upgraded HVDC | 297.5751 | 1302.4547 | 2083.0681
2034 | NIWCM | Medium Demand Growth+Expected Future Gas Supply+Increased Demand Response+Delayed Build+Upgraded HVDC | 135.4698 | 1161.9026 | 1981.4175
2035 | NIWCM | Medium Demand Growth+Expected Future Gas Supply+Increased Demand Response+Delayed Build+Upgraded HVDC | -11.5938 | 1046.1791 | 1939.9775
2026 | SIWEM_PERC | Medium Demand Growth+Expected Future Gas Supply+Increased Demand Response+Delayed Build+Upgraded HVDC | 39.9776 | 39.9776 | 39.9776
2027 | SIWEM_PERC | Medium Demand Growth+Expected Future Gas Supply+Increased Demand Response+Delayed Build+Upgraded HVDC | 24.6627 | 25.0505 | 25.5108
2028 | SIWEM_PERC | Medium Demand Growth+Expected Future Gas Supply+Increased Demand Response+Delayed Build+Upgraded HVDC | 21.092 | 24.9861 | 25.8335
2029 | SIWEM_PERC | Medium Demand Growth+Expected Future Gas Supply+Increased Demand Response+Delayed Build+Upgraded HVDC | 33.1797 | 40.2888 | 42.3665
2030 | SIWEM_PERC | Medium Demand Growth+Expected Future Gas Supply+Increased Demand Response+Delayed Build+Upgraded HVDC | 23.3055 | 45.7873 | 64.5437
2031 | SIWEM_PERC | Medium Demand Growth+Expected Future Gas Supply+Increased Demand Response+Delayed Build+Upgraded HVDC | 13.0479 | 42.4513 | 63.3941
2032 | SIWEM_PERC | Medium Demand Growth+Expected Future Gas Supply+Increased Demand Response+Delayed Build+Upgraded HVDC | 5.3444 | 36.437 | 70.4546
2033 | SIWEM_PERC | Medium Demand Growth+Expected Future Gas Supply+Increased Demand Response+Delayed Build+Upgraded HVDC | 1.2613 | 28.5925 | 72.9522
2034 | SIWEM_PERC | Medium Demand Growth+Expected Future Gas Supply+Increased Demand Response+Delayed Build+Upgraded HVDC | -0.46956 | 22.7926 | 69.8646
2035 | SIWEM_PERC | Medium Demand Growth+Expected Future Gas Supply+Increased Demand Response+Delayed Build+Upgraded HVDC | -1.9175 | 18.4801 | 67.2557
2026 | NZWEM_PERC | Medium Demand Growth+Expected Future Gas Supply+Increased Demand Response+Delayed Build+Upgraded HVDC+Low Wind & Solar | 13.8512 | 13.8512 | 13.8512
2027 | NZWEM_PERC | Medium Demand Growth+Expected Future Gas Supply+Increased Demand Response+Delayed Build+Upgraded HVDC+Low Wind & Solar | 8.5137 | 8.6378 | 8.7851
2028 | NZWEM_PERC | Medium Demand Growth+Expected Future Gas Supply+Increased Demand Response+Delayed Build+Upgraded HVDC+Low Wind & Solar | 7.0177 | 8.2614 | 8.5321
2029 | NZWEM_PERC | Medium Demand Growth+Expected Future Gas Supply+Increased Demand Response+Delayed Build+Upgraded HVDC+Low Wind & Solar | 11.389 | 13.7808 | 14.5237
2030 | NZWEM_PERC | Medium Demand Growth+Expected Future Gas Supply+Increased Demand Response+Delayed Build+Upgraded HVDC+Low Wind & Solar | 7.7861 | 15.2799 | 21.6143
2031 | NZWEM_PERC | Medium Demand Growth+Expected Future Gas Supply+Increased Demand Response+Delayed Build+Upgraded HVDC+Low Wind & Solar | 4.1175 | 13.9135 | 20.9892
2032 | NZWEM_PERC | Medium Demand Growth+Expected Future Gas Supply+Increased Demand Response+Delayed Build+Upgraded HVDC+Low Wind & Solar | 1.3575 | 11.4878 | 23.0846
2033 | NZWEM_PERC | Medium Demand Growth+Expected Future Gas Supply+Increased Demand Response+Delayed Build+Upgraded HVDC+Low Wind & Solar | -1.2889 | 8.6689 | 24.7539
2034 | NZWEM_PERC | Medium Demand Growth+Expected Future Gas Supply+Increased Demand Response+Delayed Build+Upgraded HVDC+Low Wind & Solar | -3.4564 | 6.5781 | 23.1276
2035 | NZWEM_PERC | Medium Demand Growth+Expected Future Gas Supply+Increased Demand Response+Delayed Build+Upgraded HVDC+Low Wind & Solar | -5.1767 | 5.0585 | 22.6237
2026 | NIWCM | Medium Demand Growth+Expected Future Gas Supply+Increased Demand Response+Delayed Build+Upgraded HVDC+Low Wind & Solar | 796.8961 | 796.8961 | 796.8961
2027 | NIWCM | Medium Demand Growth+Expected Future Gas Supply+Increased Demand Response+Delayed Build+Upgraded HVDC+Low Wind & Solar | 859.3691 | 861.3799 | 863.8524
2028 | NIWCM | Medium Demand Growth+Expected Future Gas Supply+Increased Demand Response+Delayed Build+Upgraded HVDC+Low Wind & Solar | 1022.5709 | 1042.514 | 1047.0505
2029 | NIWCM | Medium Demand Growth+Expected Future Gas Supply+Increased Demand Response+Delayed Build+Upgraded HVDC+Low Wind & Solar | 842.1767 | 968.6908 | 982.2831
2030 | NIWCM | Medium Demand Growth+Expected Future Gas Supply+Increased Demand Response+Delayed Build+Upgraded HVDC+Low Wind & Solar | 749.1478 | 1456.8637 | 1724.1237
2031 | NIWCM | Medium Demand Growth+Expected Future Gas Supply+Increased Demand Response+Delayed Build+Upgraded HVDC+Low Wind & Solar | 564.9277 | 1488.2484 | 1821.7348
2032 | NIWCM | Medium Demand Growth+Expected Future Gas Supply+Increased Demand Response+Delayed Build+Upgraded HVDC+Low Wind & Solar | 406.4164 | 1398.5806 | 1945.0813
2033 | NIWCM | Medium Demand Growth+Expected Future Gas Supply+Increased Demand Response+Delayed Build+Upgraded HVDC+Low Wind & Solar | 297.5751 | 1302.4547 | 2083.0681
2034 | NIWCM | Medium Demand Growth+Expected Future Gas Supply+Increased Demand Response+Delayed Build+Upgraded HVDC+Low Wind & Solar | 135.4698 | 1161.9026 | 1981.4175
2035 | NIWCM | Medium Demand Growth+Expected Future Gas Supply+Increased Demand Response+Delayed Build+Upgraded HVDC+Low Wind & Solar | -11.5938 | 1046.1791 | 1939.9775
2026 | SIWEM_PERC | Medium Demand Growth+Expected Future Gas Supply+Increased Demand Response+Delayed Build+Upgraded HVDC+Low Wind & Solar | 37.389 | 37.389 | 37.389
2027 | SIWEM_PERC | Medium Demand Growth+Expected Future Gas Supply+Increased Demand Response+Delayed Build+Upgraded HVDC+Low Wind & Solar | 22.039 | 22.389 | 22.8044
2028 | SIWEM_PERC | Medium Demand Growth+Expected Future Gas Supply+Increased Demand Response+Delayed Build+Upgraded HVDC+Low Wind & Solar | 17.8471 | 21.3614 | 22.1262
2029 | SIWEM_PERC | Medium Demand Growth+Expected Future Gas Supply+Increased Demand Response+Delayed Build+Upgraded HVDC+Low Wind & Solar | 29.7245 | 36.3542 | 38.2389
2030 | SIWEM_PERC | Medium Demand Growth+Expected Future Gas Supply+Increased Demand Response+Delayed Build+Upgraded HVDC+Low Wind & Solar | 19.6916 | 40.2778 | 57.2048
2031 | SIWEM_PERC | Medium Demand Growth+Expected Future Gas Supply+Increased Demand Response+Delayed Build+Upgraded HVDC+Low Wind & Solar | 9.5543 | 36.432 | 55.3322
2032 | SIWEM_PERC | Medium Demand Growth+Expected Future Gas Supply+Increased Demand Response+Delayed Build+Upgraded HVDC+Low Wind & Solar | 2.4503 | 30.0241 | 61.1451
2033 | SIWEM_PERC | Medium Demand Growth+Expected Future Gas Supply+Increased Demand Response+Delayed Build+Upgraded HVDC+Low Wind & Solar | 0.42653 | 22.2637 | 65.6516
2034 | SIWEM_PERC | Medium Demand Growth+Expected Future Gas Supply+Increased Demand Response+Delayed Build+Upgraded HVDC+Low Wind & Solar | -1.2885 | 16.4904 | 61.5172
2035 | SIWEM_PERC | Medium Demand Growth+Expected Future Gas Supply+Increased Demand Response+Delayed Build+Upgraded HVDC+Low Wind & Solar | -2.723 | 12.2819 | 60.3391
2026 | NZWEM_PERC | Medium Demand Growth+Expected Future Gas Supply+Increased Demand Response+Delayed Build+Upgraded HVDC+Constrained Operational Capacity | 14.7606 | 14.7606 | 14.7606
2027 | NZWEM_PERC | Medium Demand Growth+Expected Future Gas Supply+Increased Demand Response+Delayed Build+Upgraded HVDC+Constrained Operational Capacity | 9.4442 | 9.5817 | 9.745
2028 | NZWEM_PERC | Medium Demand Growth+Expected Future Gas Supply+Increased Demand Response+Delayed Build+Upgraded HVDC+Constrained Operational Capacity | 8.166 | 9.5442 | 9.8441
2029 | NZWEM_PERC | Medium Demand Growth+Expected Future Gas Supply+Increased Demand Response+Delayed Build+Upgraded HVDC+Constrained Operational Capacity | 12.6421 | 15.2924 | 16.1156
2030 | NZWEM_PERC | Medium Demand Growth+Expected Future Gas Supply+Increased Demand Response+Delayed Build+Upgraded HVDC+Constrained Operational Capacity | 9.094 | 17.3977 | 24.4167
2031 | NZWEM_PERC | Medium Demand Growth+Expected Future Gas Supply+Increased Demand Response+Delayed Build+Upgraded HVDC+Constrained Operational Capacity | 5.3822 | 16.2369 | 24.0773
2032 | NZWEM_PERC | Medium Demand Growth+Expected Future Gas Supply+Increased Demand Response+Delayed Build+Upgraded HVDC+Constrained Operational Capacity | 2.5934 | 13.8185 | 26.6318
2033 | NZWEM_PERC | Medium Demand Growth+Expected Future Gas Supply+Increased Demand Response+Delayed Build+Upgraded HVDC+Constrained Operational Capacity | -0.083789 | 10.9415 | 28.7291
2034 | NZWEM_PERC | Medium Demand Growth+Expected Future Gas Supply+Increased Demand Response+Delayed Build+Upgraded HVDC+Constrained Operational Capacity | -2.2793 | 8.8313 | 27.0992
2035 | NZWEM_PERC | Medium Demand Growth+Expected Future Gas Supply+Increased Demand Response+Delayed Build+Upgraded HVDC+Constrained Operational Capacity | -4.0259 | 7.2612 | 26.6562
2026 | NIWCM | Medium Demand Growth+Expected Future Gas Supply+Increased Demand Response+Delayed Build+Upgraded HVDC+Constrained Operational Capacity | 267.5718 | 267.5718 | 267.5718
2027 | NIWCM | Medium Demand Growth+Expected Future Gas Supply+Increased Demand Response+Delayed Build+Upgraded HVDC+Constrained Operational Capacity | 319.5849 | 319.5849 | 319.5849
2028 | NIWCM | Medium Demand Growth+Expected Future Gas Supply+Increased Demand Response+Delayed Build+Upgraded HVDC+Constrained Operational Capacity | 420.4947 | 420.4947 | 420.4947
2029 | NIWCM | Medium Demand Growth+Expected Future Gas Supply+Increased Demand Response+Delayed Build+Upgraded HVDC+Constrained Operational Capacity | 200.4765 | 282.5493 | 282.5493
2030 | NIWCM | Medium Demand Growth+Expected Future Gas Supply+Increased Demand Response+Delayed Build+Upgraded HVDC+Constrained Operational Capacity | 77.7336 | 588.2799 | 703.8375
2031 | NIWCM | Medium Demand Growth+Expected Future Gas Supply+Increased Demand Response+Delayed Build+Upgraded HVDC+Constrained Operational Capacity | -109.6093 | 541.1512 | 698.4428
2032 | NIWCM | Medium Demand Growth+Expected Future Gas Supply+Increased Demand Response+Delayed Build+Upgraded HVDC+Constrained Operational Capacity | -269.2549 | 441.2551 | 653.7141
2033 | NIWCM | Medium Demand Growth+Expected Future Gas Supply+Increased Demand Response+Delayed Build+Upgraded HVDC+Constrained Operational Capacity | -380.16 | 340.9018 | 612.215
2034 | NIWCM | Medium Demand Growth+Expected Future Gas Supply+Increased Demand Response+Delayed Build+Upgraded HVDC+Constrained Operational Capacity | -543.3908 | 182.0645 | 475.2088
2035 | NIWCM | Medium Demand Growth+Expected Future Gas Supply+Increased Demand Response+Delayed Build+Upgraded HVDC+Constrained Operational Capacity | -690.1769 | 62.8258 | 367.1775
2026 | SIWEM_PERC | Medium Demand Growth+Expected Future Gas Supply+Increased Demand Response+Delayed Build+Upgraded HVDC+Constrained Operational Capacity | 39.9776 | 39.9776 | 39.9776
2027 | SIWEM_PERC | Medium Demand Growth+Expected Future Gas Supply+Increased Demand Response+Delayed Build+Upgraded HVDC+Constrained Operational Capacity | 24.6627 | 25.0505 | 25.5108
2028 | SIWEM_PERC | Medium Demand Growth+Expected Future Gas Supply+Increased Demand Response+Delayed Build+Upgraded HVDC+Constrained Operational Capacity | 21.092 | 24.9861 | 25.8335
2029 | SIWEM_PERC | Medium Demand Growth+Expected Future Gas Supply+Increased Demand Response+Delayed Build+Upgraded HVDC+Constrained Operational Capacity | 33.1797 | 40.2888 | 42.3665
2030 | SIWEM_PERC | Medium Demand Growth+Expected Future Gas Supply+Increased Demand Response+Delayed Build+Upgraded HVDC+Constrained Operational Capacity | 23.3055 | 45.7873 | 64.5437
2031 | SIWEM_PERC | Medium Demand Growth+Expected Future Gas Supply+Increased Demand Response+Delayed Build+Upgraded HVDC+Constrained Operational Capacity | 13.0479 | 42.4513 | 63.3941
2032 | SIWEM_PERC | Medium Demand Growth+Expected Future Gas Supply+Increased Demand Response+Delayed Build+Upgraded HVDC+Constrained Operational Capacity | 5.3444 | 36.437 | 70.4546
2033 | SIWEM_PERC | Medium Demand Growth+Expected Future Gas Supply+Increased Demand Response+Delayed Build+Upgraded HVDC+Constrained Operational Capacity | 1.2613 | 28.5925 | 72.9522
2034 | SIWEM_PERC | Medium Demand Growth+Expected Future Gas Supply+Increased Demand Response+Delayed Build+Upgraded HVDC+Constrained Operational Capacity | -0.46956 | 22.7926 | 69.8646
2035 | SIWEM_PERC | Medium Demand Growth+Expected Future Gas Supply+Increased Demand Response+Delayed Build+Upgraded HVDC+Constrained Operational Capacity | -1.9175 | 18.4801 | 67.2557
2026 | NZWEM_PERC | Medium Demand Growth+Expected Future Gas Supply+Increased Demand Response+Delayed Build+Upgraded HVDC+Constrained Operational Capacity+Low Wind & Solar | 13.8512 | 13.8512 | 13.8512
2027 | NZWEM_PERC | Medium Demand Growth+Expected Future Gas Supply+Increased Demand Response+Delayed Build+Upgraded HVDC+Constrained Operational Capacity+Low Wind & Solar | 8.5137 | 8.6378 | 8.7851
2028 | NZWEM_PERC | Medium Demand Growth+Expected Future Gas Supply+Increased Demand Response+Delayed Build+Upgraded HVDC+Constrained Operational Capacity+Low Wind & Solar | 7.0177 | 8.2614 | 8.5321
2029 | NZWEM_PERC | Medium Demand Growth+Expected Future Gas Supply+Increased Demand Response+Delayed Build+Upgraded HVDC+Constrained Operational Capacity+Low Wind & Solar | 11.389 | 13.7808 | 14.5237
2030 | NZWEM_PERC | Medium Demand Growth+Expected Future Gas Supply+Increased Demand Response+Delayed Build+Upgraded HVDC+Constrained Operational Capacity+Low Wind & Solar | 7.7861 | 15.2799 | 21.6143
2031 | NZWEM_PERC | Medium Demand Growth+Expected Future Gas Supply+Increased Demand Response+Delayed Build+Upgraded HVDC+Constrained Operational Capacity+Low Wind & Solar | 4.1175 | 13.9135 | 20.9892
2032 | NZWEM_PERC | Medium Demand Growth+Expected Future Gas Supply+Increased Demand Response+Delayed Build+Upgraded HVDC+Constrained Operational Capacity+Low Wind & Solar | 1.3575 | 11.4878 | 23.0846
2033 | NZWEM_PERC | Medium Demand Growth+Expected Future Gas Supply+Increased Demand Response+Delayed Build+Upgraded HVDC+Constrained Operational Capacity+Low Wind & Solar | -1.2889 | 8.6689 | 24.7539
2034 | NZWEM_PERC | Medium Demand Growth+Expected Future Gas Supply+Increased Demand Response+Delayed Build+Upgraded HVDC+Constrained Operational Capacity+Low Wind & Solar | -3.4564 | 6.5781 | 23.1276
2035 | NZWEM_PERC | Medium Demand Growth+Expected Future Gas Supply+Increased Demand Response+Delayed Build+Upgraded HVDC+Constrained Operational Capacity+Low Wind & Solar | -5.1767 | 5.0585 | 22.6237
2026 | NIWCM | Medium Demand Growth+Expected Future Gas Supply+Increased Demand Response+Delayed Build+Upgraded HVDC+Constrained Operational Capacity+Low Wind & Solar | 267.5718 | 267.5718 | 267.5718
2027 | NIWCM | Medium Demand Growth+Expected Future Gas Supply+Increased Demand Response+Delayed Build+Upgraded HVDC+Constrained Operational Capacity+Low Wind & Solar | 319.5849 | 319.5849 | 319.5849
2028 | NIWCM | Medium Demand Growth+Expected Future Gas Supply+Increased Demand Response+Delayed Build+Upgraded HVDC+Constrained Operational Capacity+Low Wind & Solar | 420.4947 | 420.4947 | 420.4947
2029 | NIWCM | Medium Demand Growth+Expected Future Gas Supply+Increased Demand Response+Delayed Build+Upgraded HVDC+Constrained Operational Capacity+Low Wind & Solar | 200.4765 | 282.5493 | 282.5493
2030 | NIWCM | Medium Demand Growth+Expected Future Gas Supply+Increased Demand Response+Delayed Build+Upgraded HVDC+Constrained Operational Capacity+Low Wind & Solar | 77.7336 | 588.2799 | 703.8375
2031 | NIWCM | Medium Demand Growth+Expected Future Gas Supply+Increased Demand Response+Delayed Build+Upgraded HVDC+Constrained Operational Capacity+Low Wind & Solar | -109.6093 | 541.1512 | 698.4428
2032 | NIWCM | Medium Demand Growth+Expected Future Gas Supply+Increased Demand Response+Delayed Build+Upgraded HVDC+Constrained Operational Capacity+Low Wind & Solar | -269.2549 | 441.2551 | 653.7141
2033 | NIWCM | Medium Demand Growth+Expected Future Gas Supply+Increased Demand Response+Delayed Build+Upgraded HVDC+Constrained Operational Capacity+Low Wind & Solar | -380.16 | 340.9018 | 612.215
2034 | NIWCM | Medium Demand Growth+Expected Future Gas Supply+Increased Demand Response+Delayed Build+Upgraded HVDC+Constrained Operational Capacity+Low Wind & Solar | -543.3908 | 182.0645 | 475.2088
2035 | NIWCM | Medium Demand Growth+Expected Future Gas Supply+Increased Demand Response+Delayed Build+Upgraded HVDC+Constrained Operational Capacity+Low Wind & Solar | -690.1769 | 62.8258 | 367.1775
2026 | SIWEM_PERC | Medium Demand Growth+Expected Future Gas Supply+Increased Demand Response+Delayed Build+Upgraded HVDC+Constrained Operational Capacity+Low Wind & Solar | 37.389 | 37.389 | 37.389
2027 | SIWEM_PERC | Medium Demand Growth+Expected Future Gas Supply+Increased Demand Response+Delayed Build+Upgraded HVDC+Constrained Operational Capacity+Low Wind & Solar | 22.039 | 22.389 | 22.8044
2028 | SIWEM_PERC | Medium Demand Growth+Expected Future Gas Supply+Increased Demand Response+Delayed Build+Upgraded HVDC+Constrained Operational Capacity+Low Wind & Solar | 17.8471 | 21.3614 | 22.1262
2029 | SIWEM_PERC | Medium Demand Growth+Expected Future Gas Supply+Increased Demand Response+Delayed Build+Upgraded HVDC+Constrained Operational Capacity+Low Wind & Solar | 29.7245 | 36.3542 | 38.2389
2030 | SIWEM_PERC | Medium Demand Growth+Expected Future Gas Supply+Increased Demand Response+Delayed Build+Upgraded HVDC+Constrained Operational Capacity+Low Wind & Solar | 19.6916 | 40.2778 | 57.2048
2031 | SIWEM_PERC | Medium Demand Growth+Expected Future Gas Supply+Increased Demand Response+Delayed Build+Upgraded HVDC+Constrained Operational Capacity+Low Wind & Solar | 9.5543 | 36.432 | 55.3322
2032 | SIWEM_PERC | Medium Demand Growth+Expected Future Gas Supply+Increased Demand Response+Delayed Build+Upgraded HVDC+Constrained Operational Capacity+Low Wind & Solar | 2.4503 | 30.0241 | 61.1451
2033 | SIWEM_PERC | Medium Demand Growth+Expected Future Gas Supply+Increased Demand Response+Delayed Build+Upgraded HVDC+Constrained Operational Capacity+Low Wind & Solar | 0.42653 | 22.2637 | 65.6516
2034 | SIWEM_PERC | Medium Demand Growth+Expected Future Gas Supply+Increased Demand Response+Delayed Build+Upgraded HVDC+Constrained Operational Capacity+Low Wind & Solar | -1.2885 | 16.4904 | 61.5172
2035 | SIWEM_PERC | Medium Demand Growth+Expected Future Gas Supply+Increased Demand Response+Delayed Build+Upgraded HVDC+Constrained Operational Capacity+Low Wind & Solar | -2.723 | 12.2819 | 60.3391
2026 | NZWEM_PERC | Medium Demand Growth+Expected Future Gas Supply+Increased Demand Response+Reduced Rankine Availability | 15.2424 | 15.2993 | 15.2993
2027 | NZWEM_PERC | Medium Demand Growth+Expected Future Gas Supply+Increased Demand Response+Reduced Rankine Availability | 8.6701 | 10.4578 | 10.7668
2028 | NZWEM_PERC | Medium Demand Growth+Expected Future Gas Supply+Increased Demand Response+Reduced Rankine Availability | 4.4493 | 12.1935 | 16.4887
2029 | NZWEM_PERC | Medium Demand Growth+Expected Future Gas Supply+Increased Demand Response+Reduced Rankine Availability | 6.3683 | 17.0043 | 25.4194
2030 | NZWEM_PERC | Medium Demand Growth+Expected Future Gas Supply+Increased Demand Response+Reduced Rankine Availability | 2.0184 | 14.3818 | 27.9425
2031 | NZWEM_PERC | Medium Demand Growth+Expected Future Gas Supply+Increased Demand Response+Reduced Rankine Availability | -1.4592 | 10.5786 | 29.2456
2032 | NZWEM_PERC | Medium Demand Growth+Expected Future Gas Supply+Increased Demand Response+Reduced Rankine Availability | -4.0922 | 8.0298 | 27.2097
2033 | NZWEM_PERC | Medium Demand Growth+Expected Future Gas Supply+Increased Demand Response+Reduced Rankine Availability | -6.6028 | 5.2172 | 25.5279
2034 | NZWEM_PERC | Medium Demand Growth+Expected Future Gas Supply+Increased Demand Response+Reduced Rankine Availability | -8.647 | 3.2882 | 23.1273
2035 | NZWEM_PERC | Medium Demand Growth+Expected Future Gas Supply+Increased Demand Response+Reduced Rankine Availability | -10.251 | 1.5026 | 20.8976
2026 | NIWCM | Medium Demand Growth+Expected Future Gas Supply+Increased Demand Response+Reduced Rankine Availability | 1066.7284 | 1067.5282 | 1067.5282
2027 | NIWCM | Medium Demand Growth+Expected Future Gas Supply+Increased Demand Response+Reduced Rankine Availability | 1027.4828 | 1058.4253 | 1062.9618
2028 | NIWCM | Medium Demand Growth+Expected Future Gas Supply+Increased Demand Response+Reduced Rankine Availability | 1046.2847 | 1654.1216 | 1692.4368
2029 | NIWCM | Medium Demand Growth+Expected Future Gas Supply+Increased Demand Response+Reduced Rankine Availability | 818.8947 | 1697.4168 | 1970.6383
2030 | NIWCM | Medium Demand Growth+Expected Future Gas Supply+Increased Demand Response+Reduced Rankine Availability | 574.5243 | 1573.835 | 2026.7317
2031 | NIWCM | Medium Demand Growth+Expected Future Gas Supply+Increased Demand Response+Reduced Rankine Availability | 407.4662 | 1428.0112 | 2132.7836
2032 | NIWCM | Medium Demand Growth+Expected Future Gas Supply+Increased Demand Response+Reduced Rankine Availability | 248.9549 | 1294.4896 | 2063.9757
2033 | NIWCM | Medium Demand Growth+Expected Future Gas Supply+Increased Demand Response+Reduced Rankine Availability | 67.1751 | 1117.0941 | 1989.0295
2034 | NIWCM | Medium Demand Growth+Expected Future Gas Supply+Increased Demand Response+Reduced Rankine Availability | -94.9302 | 1001.5917 | 1966.0338
2035 | NIWCM | Medium Demand Growth+Expected Future Gas Supply+Increased Demand Response+Reduced Rankine Availability | -241.9938 | 868.1111 | 1838.9599
2026 | SIWEM_PERC | Medium Demand Growth+Expected Future Gas Supply+Increased Demand Response+Reduced Rankine Availability | 41.3488 | 41.5109 | 41.5109
2027 | SIWEM_PERC | Medium Demand Growth+Expected Future Gas Supply+Increased Demand Response+Reduced Rankine Availability | 22.48 | 27.5206 | 28.392
2028 | SIWEM_PERC | Medium Demand Growth+Expected Future Gas Supply+Increased Demand Response+Reduced Rankine Availability | 20.598 | 33.4363 | 44.6085
2029 | SIWEM_PERC | Medium Demand Growth+Expected Future Gas Supply+Increased Demand Response+Reduced Rankine Availability | 15.8078 | 45.2893 | 61.4149
2030 | SIWEM_PERC | Medium Demand Growth+Expected Future Gas Supply+Increased Demand Response+Reduced Rankine Availability | 8.553 | 37.9158 | 62.2493
2031 | SIWEM_PERC | Medium Demand Growth+Expected Future Gas Supply+Increased Demand Response+Reduced Rankine Availability | 5.0748 | 27.4026 | 61.5948
2032 | SIWEM_PERC | Medium Demand Growth+Expected Future Gas Supply+Increased Demand Response+Reduced Rankine Availability | 3.3033 | 20.4289 | 58.7826
2033 | SIWEM_PERC | Medium Demand Growth+Expected Future Gas Supply+Increased Demand Response+Reduced Rankine Availability | 1.2613 | 13.6353 | 55.5548
2034 | SIWEM_PERC | Medium Demand Growth+Expected Future Gas Supply+Increased Demand Response+Reduced Rankine Availability | -0.46956 | 11.6703 | 52.7964
2035 | SIWEM_PERC | Medium Demand Growth+Expected Future Gas Supply+Increased Demand Response+Reduced Rankine Availability | -1.9175 | 10.022 | 50.4692
2026 | NZWEM_PERC | Medium Demand Growth+Expected Future Gas Supply+Increased Demand Response+Reduced Rankine Availability+Low Wind & Solar | 14.047 | 14.0983 | 14.0983
2027 | NZWEM_PERC | Medium Demand Growth+Expected Future Gas Supply+Increased Demand Response+Reduced Rankine Availability+Low Wind & Solar | 7.3591 | 8.9724 | 9.2513
2028 | NZWEM_PERC | Medium Demand Growth+Expected Future Gas Supply+Increased Demand Response+Reduced Rankine Availability+Low Wind & Solar | 3.0675 | 10.0564 | 13.9327
2029 | NZWEM_PERC | Medium Demand Growth+Expected Future Gas Supply+Increased Demand Response+Reduced Rankine Availability+Low Wind & Solar | 5.0109 | 14.6095 | 22.2039
2030 | NZWEM_PERC | Medium Demand Growth+Expected Future Gas Supply+Increased Demand Response+Reduced Rankine Availability+Low Wind & Solar | 0.71048 | 11.9151 | 24.1884
2031 | NZWEM_PERC | Medium Demand Growth+Expected Future Gas Supply+Increased Demand Response+Reduced Rankine Availability+Low Wind & Solar | -2.7238 | 8.1936 | 25.0739
2032 | NZWEM_PERC | Medium Demand Growth+Expected Future Gas Supply+Increased Demand Response+Reduced Rankine Availability+Low Wind & Solar | -5.3281 | 5.6641 | 23.0398
2033 | NZWEM_PERC | Medium Demand Growth+Expected Future Gas Supply+Increased Demand Response+Reduced Rankine Availability+Low Wind & Solar | -7.8079 | 2.9105 | 21.305
2034 | NZWEM_PERC | Medium Demand Growth+Expected Future Gas Supply+Increased Demand Response+Reduced Rankine Availability+Low Wind & Solar | -9.8241 | 1.035 | 19.0025
2035 | NZWEM_PERC | Medium Demand Growth+Expected Future Gas Supply+Increased Demand Response+Reduced Rankine Availability+Low Wind & Solar | -11.4018 | -0.70014 | 16.8651
2026 | NIWCM | Medium Demand Growth+Expected Future Gas Supply+Increased Demand Response+Reduced Rankine Availability+Low Wind & Solar | 1066.7284 | 1067.5282 | 1067.5282
2027 | NIWCM | Medium Demand Growth+Expected Future Gas Supply+Increased Demand Response+Reduced Rankine Availability+Low Wind & Solar | 1027.4828 | 1058.4253 | 1062.9618
2028 | NIWCM | Medium Demand Growth+Expected Future Gas Supply+Increased Demand Response+Reduced Rankine Availability+Low Wind & Solar | 1046.2847 | 1654.1216 | 1692.4368
2029 | NIWCM | Medium Demand Growth+Expected Future Gas Supply+Increased Demand Response+Reduced Rankine Availability+Low Wind & Solar | 818.8947 | 1697.4168 | 1970.6383
2030 | NIWCM | Medium Demand Growth+Expected Future Gas Supply+Increased Demand Response+Reduced Rankine Availability+Low Wind & Solar | 574.5243 | 1573.835 | 2026.7317
2031 | NIWCM | Medium Demand Growth+Expected Future Gas Supply+Increased Demand Response+Reduced Rankine Availability+Low Wind & Solar | 407.4662 | 1428.0112 | 2132.7836
2032 | NIWCM | Medium Demand Growth+Expected Future Gas Supply+Increased Demand Response+Reduced Rankine Availability+Low Wind & Solar | 248.9549 | 1294.4896 | 2063.9757
2033 | NIWCM | Medium Demand Growth+Expected Future Gas Supply+Increased Demand Response+Reduced Rankine Availability+Low Wind & Solar | 67.1751 | 1117.0941 | 1989.0295
2034 | NIWCM | Medium Demand Growth+Expected Future Gas Supply+Increased Demand Response+Reduced Rankine Availability+Low Wind & Solar | -94.9302 | 1001.5917 | 1966.0338
2035 | NIWCM | Medium Demand Growth+Expected Future Gas Supply+Increased Demand Response+Reduced Rankine Availability+Low Wind & Solar | -241.9938 | 868.1111 | 1838.9599
2026 | SIWEM_PERC | Medium Demand Growth+Expected Future Gas Supply+Increased Demand Response+Reduced Rankine Availability+Low Wind & Solar | 37.9463 | 38.0925 | 38.0925
2027 | SIWEM_PERC | Medium Demand Growth+Expected Future Gas Supply+Increased Demand Response+Reduced Rankine Availability+Low Wind & Solar | 21.0708 | 23.4011 | 24.1188
2028 | SIWEM_PERC | Medium Demand Growth+Expected Future Gas Supply+Increased Demand Response+Reduced Rankine Availability+Low Wind & Solar | 19.5962 | 31.1823 | 37.6812
2029 | SIWEM_PERC | Medium Demand Growth+Expected Future Gas Supply+Increased Demand Response+Reduced Rankine Availability+Low Wind & Solar | 12.0454 | 38.6514 | 57.8754
2030 | SIWEM_PERC | Medium Demand Growth+Expected Future Gas Supply+Increased Demand Response+Reduced Rankine Availability+Low Wind & Solar | 7.6541 | 31.1003 | 58.1624
2031 | SIWEM_PERC | Medium Demand Growth+Expected Future Gas Supply+Increased Demand Response+Reduced Rankine Availability+Low Wind & Solar | 4.2058 | 20.8142 | 57.1942
2032 | SIWEM_PERC | Medium Demand Growth+Expected Future Gas Supply+Increased Demand Response+Reduced Rankine Availability+Low Wind & Solar | 2.4503 | 13.8649 | 54.463
2033 | SIWEM_PERC | Medium Demand Growth+Expected Future Gas Supply+Increased Demand Response+Reduced Rankine Availability+Low Wind & Solar | 0.42653 | 11.5937 | 51.3275
2034 | SIWEM_PERC | Medium Demand Growth+Expected Future Gas Supply+Increased Demand Response+Reduced Rankine Availability+Low Wind & Solar | -1.2885 | 9.6673 | 48.6492
2035 | SIWEM_PERC | Medium Demand Growth+Expected Future Gas Supply+Increased Demand Response+Reduced Rankine Availability+Low Wind & Solar | -2.723 | 8.052 | 45.504
2026 | NZWEM_PERC | Medium Demand Growth+Expected Future Gas Supply+Increased Demand Response+Reduced Rankine Availability+Constrained Operational Capacity | 15.2424 | 15.2993 | 15.2993
2027 | NZWEM_PERC | Medium Demand Growth+Expected Future Gas Supply+Increased Demand Response+Reduced Rankine Availability+Constrained Operational Capacity | 8.6701 | 10.4578 | 10.7668
2028 | NZWEM_PERC | Medium Demand Growth+Expected Future Gas Supply+Increased Demand Response+Reduced Rankine Availability+Constrained Operational Capacity | 4.4493 | 12.1935 | 16.4887
2029 | NZWEM_PERC | Medium Demand Growth+Expected Future Gas Supply+Increased Demand Response+Reduced Rankine Availability+Constrained Operational Capacity | 6.3683 | 17.0043 | 25.4194
2030 | NZWEM_PERC | Medium Demand Growth+Expected Future Gas Supply+Increased Demand Response+Reduced Rankine Availability+Constrained Operational Capacity | 2.0184 | 14.3818 | 27.9425
2031 | NZWEM_PERC | Medium Demand Growth+Expected Future Gas Supply+Increased Demand Response+Reduced Rankine Availability+Constrained Operational Capacity | -1.4592 | 10.5786 | 29.2456
2032 | NZWEM_PERC | Medium Demand Growth+Expected Future Gas Supply+Increased Demand Response+Reduced Rankine Availability+Constrained Operational Capacity | -4.0922 | 8.0298 | 27.2097
2033 | NZWEM_PERC | Medium Demand Growth+Expected Future Gas Supply+Increased Demand Response+Reduced Rankine Availability+Constrained Operational Capacity | -6.6028 | 5.2172 | 25.5279
2034 | NZWEM_PERC | Medium Demand Growth+Expected Future Gas Supply+Increased Demand Response+Reduced Rankine Availability+Constrained Operational Capacity | -8.647 | 3.2882 | 23.1273
2035 | NZWEM_PERC | Medium Demand Growth+Expected Future Gas Supply+Increased Demand Response+Reduced Rankine Availability+Constrained Operational Capacity | -10.251 | 1.5026 | 20.8976
2026 | NIWCM | Medium Demand Growth+Expected Future Gas Supply+Increased Demand Response+Reduced Rankine Availability+Constrained Operational Capacity | 496.3733 | 496.3733 | 496.3733
2027 | NIWCM | Medium Demand Growth+Expected Future Gas Supply+Increased Demand Response+Reduced Rankine Availability+Constrained Operational Capacity | 406.0987 | 410.0165 | 410.0165
2028 | NIWCM | Medium Demand Growth+Expected Future Gas Supply+Increased Demand Response+Reduced Rankine Availability+Constrained Operational Capacity | 399.5312 | 887.016 | 894.4439
2029 | NIWCM | Medium Demand Growth+Expected Future Gas Supply+Increased Demand Response+Reduced Rankine Availability+Constrained Operational Capacity | 149.992 | 797.3241 | 953.7439
2030 | NIWCM | Medium Demand Growth+Expected Future Gas Supply+Increased Demand Response+Reduced Rankine Availability+Constrained Operational Capacity | -96.8899 | 636.0545 | 847.0421
2031 | NIWCM | Medium Demand Growth+Expected Future Gas Supply+Increased Demand Response+Reduced Rankine Availability+Constrained Operational Capacity | -267.0708 | 478.058 | 746.8019
2032 | NIWCM | Medium Demand Growth+Expected Future Gas Supply+Increased Demand Response+Reduced Rankine Availability+Constrained Operational Capacity | -426.7164 | 322.5828 | 614.2374
2033 | NIWCM | Medium Demand Growth+Expected Future Gas Supply+Increased Demand Response+Reduced Rankine Availability+Constrained Operational Capacity | -610.56 | 140.961 | 443.7267
2034 | NIWCM | Medium Demand Growth+Expected Future Gas Supply+Increased Demand Response+Reduced Rankine Availability+Constrained Operational Capacity | -773.7908 | 21.7537 | 402.127
2035 | NIWCM | Medium Demand Growth+Expected Future Gas Supply+Increased Demand Response+Reduced Rankine Availability+Constrained Operational Capacity | -920.5769 | -115.2422 | 266.3385
2026 | SIWEM_PERC | Medium Demand Growth+Expected Future Gas Supply+Increased Demand Response+Reduced Rankine Availability+Constrained Operational Capacity | 41.3488 | 41.5109 | 41.5109
2027 | SIWEM_PERC | Medium Demand Growth+Expected Future Gas Supply+Increased Demand Response+Reduced Rankine Availability+Constrained Operational Capacity | 22.48 | 27.5206 | 28.392
2028 | SIWEM_PERC | Medium Demand Growth+Expected Future Gas Supply+Increased Demand Response+Reduced Rankine Availability+Constrained Operational Capacity | 20.598 | 33.4363 | 44.6085
2029 | SIWEM_PERC | Medium Demand Growth+Expected Future Gas Supply+Increased Demand Response+Reduced Rankine Availability+Constrained Operational Capacity | 15.8078 | 45.2893 | 61.4149
2030 | SIWEM_PERC | Medium Demand Growth+Expected Future Gas Supply+Increased Demand Response+Reduced Rankine Availability+Constrained Operational Capacity | 8.553 | 37.9158 | 62.2493
2031 | SIWEM_PERC | Medium Demand Growth+Expected Future Gas Supply+Increased Demand Response+Reduced Rankine Availability+Constrained Operational Capacity | 5.0748 | 27.4026 | 61.5948
2032 | SIWEM_PERC | Medium Demand Growth+Expected Future Gas Supply+Increased Demand Response+Reduced Rankine Availability+Constrained Operational Capacity | 3.3033 | 20.4289 | 58.7826
2033 | SIWEM_PERC | Medium Demand Growth+Expected Future Gas Supply+Increased Demand Response+Reduced Rankine Availability+Constrained Operational Capacity | 1.2613 | 13.6353 | 55.5548
2034 | SIWEM_PERC | Medium Demand Growth+Expected Future Gas Supply+Increased Demand Response+Reduced Rankine Availability+Constrained Operational Capacity | -0.46956 | 11.6703 | 52.7964
2035 | SIWEM_PERC | Medium Demand Growth+Expected Future Gas Supply+Increased Demand Response+Reduced Rankine Availability+Constrained Operational Capacity | -1.9175 | 10.022 | 50.4692
2026 | NZWEM_PERC | Medium Demand Growth+Expected Future Gas Supply+Increased Demand Response+Reduced Rankine Availability+Constrained Operational Capacity+Low Wind & Solar | 14.047 | 14.0983 | 14.0983
2027 | NZWEM_PERC | Medium Demand Growth+Expected Future Gas Supply+Increased Demand Response+Reduced Rankine Availability+Constrained Operational Capacity+Low Wind & Solar | 7.3591 | 8.9724 | 9.2513
2028 | NZWEM_PERC | Medium Demand Growth+Expected Future Gas Supply+Increased Demand Response+Reduced Rankine Availability+Constrained Operational Capacity+Low Wind & Solar | 3.0675 | 10.0564 | 13.9327
2029 | NZWEM_PERC | Medium Demand Growth+Expected Future Gas Supply+Increased Demand Response+Reduced Rankine Availability+Constrained Operational Capacity+Low Wind & Solar | 5.0109 | 14.6095 | 22.2039
2030 | NZWEM_PERC | Medium Demand Growth+Expected Future Gas Supply+Increased Demand Response+Reduced Rankine Availability+Constrained Operational Capacity+Low Wind & Solar | 0.71048 | 11.9151 | 24.1884
2031 | NZWEM_PERC | Medium Demand Growth+Expected Future Gas Supply+Increased Demand Response+Reduced Rankine Availability+Constrained Operational Capacity+Low Wind & Solar | -2.7238 | 8.1936 | 25.0739
2032 | NZWEM_PERC | Medium Demand Growth+Expected Future Gas Supply+Increased Demand Response+Reduced Rankine Availability+Constrained Operational Capacity+Low Wind & Solar | -5.3281 | 5.6641 | 23.0398
2033 | NZWEM_PERC | Medium Demand Growth+Expected Future Gas Supply+Increased Demand Response+Reduced Rankine Availability+Constrained Operational Capacity+Low Wind & Solar | -7.8079 | 2.9105 | 21.305
2034 | NZWEM_PERC | Medium Demand Growth+Expected Future Gas Supply+Increased Demand Response+Reduced Rankine Availability+Constrained Operational Capacity+Low Wind & Solar | -9.8241 | 1.035 | 19.0025
2035 | NZWEM_PERC | Medium Demand Growth+Expected Future Gas Supply+Increased Demand Response+Reduced Rankine Availability+Constrained Operational Capacity+Low Wind & Solar | -11.4018 | -0.70014 | 16.8651
2026 | NIWCM | Medium Demand Growth+Expected Future Gas Supply+Increased Demand Response+Reduced Rankine Availability+Constrained Operational Capacity+Low Wind & Solar | 496.3733 | 496.3733 | 496.3733
2027 | NIWCM | Medium Demand Growth+Expected Future Gas Supply+Increased Demand Response+Reduced Rankine Availability+Constrained Operational Capacity+Low Wind & Solar | 406.0987 | 410.0165 | 410.0165
2028 | NIWCM | Medium Demand Growth+Expected Future Gas Supply+Increased Demand Response+Reduced Rankine Availability+Constrained Operational Capacity+Low Wind & Solar | 399.5312 | 887.016 | 894.4439
2029 | NIWCM | Medium Demand Growth+Expected Future Gas Supply+Increased Demand Response+Reduced Rankine Availability+Constrained Operational Capacity+Low Wind & Solar | 149.992 | 797.3241 | 953.7439
2030 | NIWCM | Medium Demand Growth+Expected Future Gas Supply+Increased Demand Response+Reduced Rankine Availability+Constrained Operational Capacity+Low Wind & Solar | -96.8899 | 636.0545 | 847.0421
2031 | NIWCM | Medium Demand Growth+Expected Future Gas Supply+Increased Demand Response+Reduced Rankine Availability+Constrained Operational Capacity+Low Wind & Solar | -267.0708 | 478.058 | 746.8019
2032 | NIWCM | Medium Demand Growth+Expected Future Gas Supply+Increased Demand Response+Reduced Rankine Availability+Constrained Operational Capacity+Low Wind & Solar | -426.7164 | 322.5828 | 614.2374
2033 | NIWCM | Medium Demand Growth+Expected Future Gas Supply+Increased Demand Response+Reduced Rankine Availability+Constrained Operational Capacity+Low Wind & Solar | -610.56 | 140.961 | 443.7267
2034 | NIWCM | Medium Demand Growth+Expected Future Gas Supply+Increased Demand Response+Reduced Rankine Availability+Constrained Operational Capacity+Low Wind & Solar | -773.7908 | 21.7537 | 402.127
2035 | NIWCM | Medium Demand Growth+Expected Future Gas Supply+Increased Demand Response+Reduced Rankine Availability+Constrained Operational Capacity+Low Wind & Solar | -920.5769 | -115.2422 | 266.3385
2026 | SIWEM_PERC | Medium Demand Growth+Expected Future Gas Supply+Increased Demand Response+Reduced Rankine Availability+Constrained Operational Capacity+Low Wind & Solar | 37.9463 | 38.0925 | 38.0925
2027 | SIWEM_PERC | Medium Demand Growth+Expected Future Gas Supply+Increased Demand Response+Reduced Rankine Availability+Constrained Operational Capacity+Low Wind & Solar | 21.0708 | 23.4011 | 24.1188
2028 | SIWEM_PERC | Medium Demand Growth+Expected Future Gas Supply+Increased Demand Response+Reduced Rankine Availability+Constrained Operational Capacity+Low Wind & Solar | 19.5962 | 31.1823 | 37.6812
2029 | SIWEM_PERC | Medium Demand Growth+Expected Future Gas Supply+Increased Demand Response+Reduced Rankine Availability+Constrained Operational Capacity+Low Wind & Solar | 12.0454 | 38.6514 | 57.8754
2030 | SIWEM_PERC | Medium Demand Growth+Expected Future Gas Supply+Increased Demand Response+Reduced Rankine Availability+Constrained Operational Capacity+Low Wind & Solar | 7.6541 | 31.1003 | 58.1624
2031 | SIWEM_PERC | Medium Demand Growth+Expected Future Gas Supply+Increased Demand Response+Reduced Rankine Availability+Constrained Operational Capacity+Low Wind & Solar | 4.2058 | 20.8142 | 57.1942
2032 | SIWEM_PERC | Medium Demand Growth+Expected Future Gas Supply+Increased Demand Response+Reduced Rankine Availability+Constrained Operational Capacity+Low Wind & Solar | 2.4503 | 13.8649 | 54.463
2033 | SIWEM_PERC | Medium Demand Growth+Expected Future Gas Supply+Increased Demand Response+Reduced Rankine Availability+Constrained Operational Capacity+Low Wind & Solar | 0.42653 | 11.5937 | 51.3275
2034 | SIWEM_PERC | Medium Demand Growth+Expected Future Gas Supply+Increased Demand Response+Reduced Rankine Availability+Constrained Operational Capacity+Low Wind & Solar | -1.2885 | 9.6673 | 48.6492
2035 | SIWEM_PERC | Medium Demand Growth+Expected Future Gas Supply+Increased Demand Response+Reduced Rankine Availability+Constrained Operational Capacity+Low Wind & Solar | -2.723 | 8.052 | 45.504
2026 | NZWEM_PERC | Medium Demand Growth+Expected Future Gas Supply+Increased Demand Response+Reduced Rankine Availability+Upgraded HVDC | 15.2424 | 15.2993 | 15.2993
2027 | NZWEM_PERC | Medium Demand Growth+Expected Future Gas Supply+Increased Demand Response+Reduced Rankine Availability+Upgraded HVDC | 8.6701 | 10.4578 | 10.7668
2028 | NZWEM_PERC | Medium Demand Growth+Expected Future Gas Supply+Increased Demand Response+Reduced Rankine Availability+Upgraded HVDC | 4.4493 | 12.1935 | 16.4887
2029 | NZWEM_PERC | Medium Demand Growth+Expected Future Gas Supply+Increased Demand Response+Reduced Rankine Availability+Upgraded HVDC | 6.3683 | 17.0043 | 25.4194
2030 | NZWEM_PERC | Medium Demand Growth+Expected Future Gas Supply+Increased Demand Response+Reduced Rankine Availability+Upgraded HVDC | 2.0184 | 14.3818 | 27.9425
2031 | NZWEM_PERC | Medium Demand Growth+Expected Future Gas Supply+Increased Demand Response+Reduced Rankine Availability+Upgraded HVDC | -1.4592 | 10.5786 | 29.2456
2032 | NZWEM_PERC | Medium Demand Growth+Expected Future Gas Supply+Increased Demand Response+Reduced Rankine Availability+Upgraded HVDC | -4.0922 | 8.0298 | 27.2097
2033 | NZWEM_PERC | Medium Demand Growth+Expected Future Gas Supply+Increased Demand Response+Reduced Rankine Availability+Upgraded HVDC | -6.6028 | 5.2172 | 25.5279
2034 | NZWEM_PERC | Medium Demand Growth+Expected Future Gas Supply+Increased Demand Response+Reduced Rankine Availability+Upgraded HVDC | -8.647 | 3.2882 | 23.1273
2035 | NZWEM_PERC | Medium Demand Growth+Expected Future Gas Supply+Increased Demand Response+Reduced Rankine Availability+Upgraded HVDC | -10.251 | 1.5026 | 20.8976
2026 | NIWCM | Medium Demand Growth+Expected Future Gas Supply+Increased Demand Response+Reduced Rankine Availability+Upgraded HVDC | 1066.7284 | 1067.5282 | 1067.5282
2027 | NIWCM | Medium Demand Growth+Expected Future Gas Supply+Increased Demand Response+Reduced Rankine Availability+Upgraded HVDC | 1027.4828 | 1058.4253 | 1062.9618
2028 | NIWCM | Medium Demand Growth+Expected Future Gas Supply+Increased Demand Response+Reduced Rankine Availability+Upgraded HVDC | 1046.2847 | 1654.1216 | 1692.4368
2029 | NIWCM | Medium Demand Growth+Expected Future Gas Supply+Increased Demand Response+Reduced Rankine Availability+Upgraded HVDC | 818.8947 | 1697.4168 | 1970.6383
2030 | NIWCM | Medium Demand Growth+Expected Future Gas Supply+Increased Demand Response+Reduced Rankine Availability+Upgraded HVDC | 574.5243 | 1573.835 | 2026.7317
2031 | NIWCM | Medium Demand Growth+Expected Future Gas Supply+Increased Demand Response+Reduced Rankine Availability+Upgraded HVDC | 407.4662 | 1428.0183 | 2203.8183
2032 | NIWCM | Medium Demand Growth+Expected Future Gas Supply+Increased Demand Response+Reduced Rankine Availability+Upgraded HVDC | 248.9549 | 1294.4883 | 2102.6629
2033 | NIWCM | Medium Demand Growth+Expected Future Gas Supply+Increased Demand Response+Reduced Rankine Availability+Upgraded HVDC | 67.1751 | 1117.0939 | 1997.1098
2034 | NIWCM | Medium Demand Growth+Expected Future Gas Supply+Increased Demand Response+Reduced Rankine Availability+Upgraded HVDC | -94.9302 | 1001.5918 | 1965.5357
2035 | NIWCM | Medium Demand Growth+Expected Future Gas Supply+Increased Demand Response+Reduced Rankine Availability+Upgraded HVDC | -241.9938 | 868.1111 | 1839.1385
2026 | SIWEM_PERC | Medium Demand Growth+Expected Future Gas Supply+Increased Demand Response+Reduced Rankine Availability+Upgraded HVDC | 41.3488 | 41.5109 | 41.5109
2027 | SIWEM_PERC | Medium Demand Growth+Expected Future Gas Supply+Increased Demand Response+Reduced Rankine Availability+Upgraded HVDC | 22.48 | 27.5206 | 28.392
2028 | SIWEM_PERC | Medium Demand Growth+Expected Future Gas Supply+Increased Demand Response+Reduced Rankine Availability+Upgraded HVDC | 20.598 | 33.4363 | 44.6085
2029 | SIWEM_PERC | Medium Demand Growth+Expected Future Gas Supply+Increased Demand Response+Reduced Rankine Availability+Upgraded HVDC | 15.8078 | 45.2893 | 67.9714
2030 | SIWEM_PERC | Medium Demand Growth+Expected Future Gas Supply+Increased Demand Response+Reduced Rankine Availability+Upgraded HVDC | 8.553 | 37.9158 | 74.2106
2031 | SIWEM_PERC | Medium Demand Growth+Expected Future Gas Supply+Increased Demand Response+Reduced Rankine Availability+Upgraded HVDC | 5.0748 | 27.4026 | 77.4159
2032 | SIWEM_PERC | Medium Demand Growth+Expected Future Gas Supply+Increased Demand Response+Reduced Rankine Availability+Upgraded HVDC | 3.3033 | 20.4289 | 72.3195
2033 | SIWEM_PERC | Medium Demand Growth+Expected Future Gas Supply+Increased Demand Response+Reduced Rankine Availability+Upgraded HVDC | 1.2613 | 13.6353 | 67.992
2034 | SIWEM_PERC | Medium Demand Growth+Expected Future Gas Supply+Increased Demand Response+Reduced Rankine Availability+Upgraded HVDC | -0.46956 | 11.6703 | 61.8869
2035 | SIWEM_PERC | Medium Demand Growth+Expected Future Gas Supply+Increased Demand Response+Reduced Rankine Availability+Upgraded HVDC | -1.9175 | 10.022 | 56.2806
2026 | NZWEM_PERC | Medium Demand Growth+Expected Future Gas Supply+Increased Demand Response+Reduced Rankine Availability+Upgraded HVDC+Low Wind & Solar | 14.047 | 14.0983 | 14.0983
2027 | NZWEM_PERC | Medium Demand Growth+Expected Future Gas Supply+Increased Demand Response+Reduced Rankine Availability+Upgraded HVDC+Low Wind & Solar | 7.3591 | 8.9724 | 9.2513
2028 | NZWEM_PERC | Medium Demand Growth+Expected Future Gas Supply+Increased Demand Response+Reduced Rankine Availability+Upgraded HVDC+Low Wind & Solar | 3.0675 | 10.0564 | 13.9327
2029 | NZWEM_PERC | Medium Demand Growth+Expected Future Gas Supply+Increased Demand Response+Reduced Rankine Availability+Upgraded HVDC+Low Wind & Solar | 5.0109 | 14.6095 | 22.2039
2030 | NZWEM_PERC | Medium Demand Growth+Expected Future Gas Supply+Increased Demand Response+Reduced Rankine Availability+Upgraded HVDC+Low Wind & Solar | 0.71048 | 11.9151 | 24.1884
2031 | NZWEM_PERC | Medium Demand Growth+Expected Future Gas Supply+Increased Demand Response+Reduced Rankine Availability+Upgraded HVDC+Low Wind & Solar | -2.7238 | 8.1936 | 25.0739
2032 | NZWEM_PERC | Medium Demand Growth+Expected Future Gas Supply+Increased Demand Response+Reduced Rankine Availability+Upgraded HVDC+Low Wind & Solar | -5.3281 | 5.6641 | 23.0398
2033 | NZWEM_PERC | Medium Demand Growth+Expected Future Gas Supply+Increased Demand Response+Reduced Rankine Availability+Upgraded HVDC+Low Wind & Solar | -7.8079 | 2.9105 | 21.305
2034 | NZWEM_PERC | Medium Demand Growth+Expected Future Gas Supply+Increased Demand Response+Reduced Rankine Availability+Upgraded HVDC+Low Wind & Solar | -9.8241 | 1.035 | 19.0025
2035 | NZWEM_PERC | Medium Demand Growth+Expected Future Gas Supply+Increased Demand Response+Reduced Rankine Availability+Upgraded HVDC+Low Wind & Solar | -11.4018 | -0.70014 | 16.8651
2026 | NIWCM | Medium Demand Growth+Expected Future Gas Supply+Increased Demand Response+Reduced Rankine Availability+Upgraded HVDC+Low Wind & Solar | 1066.7284 | 1067.5282 | 1067.5282
2027 | NIWCM | Medium Demand Growth+Expected Future Gas Supply+Increased Demand Response+Reduced Rankine Availability+Upgraded HVDC+Low Wind & Solar | 1027.4828 | 1058.4253 | 1062.9618
2028 | NIWCM | Medium Demand Growth+Expected Future Gas Supply+Increased Demand Response+Reduced Rankine Availability+Upgraded HVDC+Low Wind & Solar | 1046.2847 | 1654.1216 | 1692.4368
2029 | NIWCM | Medium Demand Growth+Expected Future Gas Supply+Increased Demand Response+Reduced Rankine Availability+Upgraded HVDC+Low Wind & Solar | 818.8947 | 1697.4168 | 1970.6383
2030 | NIWCM | Medium Demand Growth+Expected Future Gas Supply+Increased Demand Response+Reduced Rankine Availability+Upgraded HVDC+Low Wind & Solar | 574.5243 | 1573.835 | 2026.7317
2031 | NIWCM | Medium Demand Growth+Expected Future Gas Supply+Increased Demand Response+Reduced Rankine Availability+Upgraded HVDC+Low Wind & Solar | 407.4662 | 1428.0183 | 2203.8183
2032 | NIWCM | Medium Demand Growth+Expected Future Gas Supply+Increased Demand Response+Reduced Rankine Availability+Upgraded HVDC+Low Wind & Solar | 248.9549 | 1294.4883 | 2102.6629
2033 | NIWCM | Medium Demand Growth+Expected Future Gas Supply+Increased Demand Response+Reduced Rankine Availability+Upgraded HVDC+Low Wind & Solar | 67.1751 | 1117.0939 | 1997.1098
2034 | NIWCM | Medium Demand Growth+Expected Future Gas Supply+Increased Demand Response+Reduced Rankine Availability+Upgraded HVDC+Low Wind & Solar | -94.9302 | 1001.5918 | 1965.5357
2035 | NIWCM | Medium Demand Growth+Expected Future Gas Supply+Increased Demand Response+Reduced Rankine Availability+Upgraded HVDC+Low Wind & Solar | -241.9938 | 868.1111 | 1839.1385
2026 | SIWEM_PERC | Medium Demand Growth+Expected Future Gas Supply+Increased Demand Response+Reduced Rankine Availability+Upgraded HVDC+Low Wind & Solar | 37.9463 | 38.0925 | 38.0925
2027 | SIWEM_PERC | Medium Demand Growth+Expected Future Gas Supply+Increased Demand Response+Reduced Rankine Availability+Upgraded HVDC+Low Wind & Solar | 21.0708 | 23.4011 | 24.1188
2028 | SIWEM_PERC | Medium Demand Growth+Expected Future Gas Supply+Increased Demand Response+Reduced Rankine Availability+Upgraded HVDC+Low Wind & Solar | 19.5962 | 31.1823 | 37.6812
2029 | SIWEM_PERC | Medium Demand Growth+Expected Future Gas Supply+Increased Demand Response+Reduced Rankine Availability+Upgraded HVDC+Low Wind & Solar | 12.0454 | 38.6514 | 59.5387
2030 | SIWEM_PERC | Medium Demand Growth+Expected Future Gas Supply+Increased Demand Response+Reduced Rankine Availability+Upgraded HVDC+Low Wind & Solar | 7.6541 | 31.1003 | 64.3996
2031 | SIWEM_PERC | Medium Demand Growth+Expected Future Gas Supply+Increased Demand Response+Reduced Rankine Availability+Upgraded HVDC+Low Wind & Solar | 4.2058 | 20.8142 | 66.5286
2032 | SIWEM_PERC | Medium Demand Growth+Expected Future Gas Supply+Increased Demand Response+Reduced Rankine Availability+Upgraded HVDC+Low Wind & Solar | 2.4503 | 13.8649 | 61.3972
2033 | SIWEM_PERC | Medium Demand Growth+Expected Future Gas Supply+Increased Demand Response+Reduced Rankine Availability+Upgraded HVDC+Low Wind & Solar | 0.42653 | 11.5937 | 56.9053
2034 | SIWEM_PERC | Medium Demand Growth+Expected Future Gas Supply+Increased Demand Response+Reduced Rankine Availability+Upgraded HVDC+Low Wind & Solar | -1.2885 | 9.6673 | 51.01
2035 | SIWEM_PERC | Medium Demand Growth+Expected Future Gas Supply+Increased Demand Response+Reduced Rankine Availability+Upgraded HVDC+Low Wind & Solar | -2.723 | 8.052 | 45.504
2026 | NZWEM_PERC | Medium Demand Growth+Expected Future Gas Supply+Increased Demand Response+Reduced Rankine Availability+Upgraded HVDC+Constrained Operational Capacity | 15.2424 | 15.2993 | 15.2993
2027 | NZWEM_PERC | Medium Demand Growth+Expected Future Gas Supply+Increased Demand Response+Reduced Rankine Availability+Upgraded HVDC+Constrained Operational Capacity | 8.6701 | 10.4578 | 10.7668
2028 | NZWEM_PERC | Medium Demand Growth+Expected Future Gas Supply+Increased Demand Response+Reduced Rankine Availability+Upgraded HVDC+Constrained Operational Capacity | 4.4493 | 12.1935 | 16.4887
2029 | NZWEM_PERC | Medium Demand Growth+Expected Future Gas Supply+Increased Demand Response+Reduced Rankine Availability+Upgraded HVDC+Constrained Operational Capacity | 6.3683 | 17.0043 | 25.4194
2030 | NZWEM_PERC | Medium Demand Growth+Expected Future Gas Supply+Increased Demand Response+Reduced Rankine Availability+Upgraded HVDC+Constrained Operational Capacity | 2.0184 | 14.3818 | 27.9425
2031 | NZWEM_PERC | Medium Demand Growth+Expected Future Gas Supply+Increased Demand Response+Reduced Rankine Availability+Upgraded HVDC+Constrained Operational Capacity | -1.4592 | 10.5786 | 29.2456
2032 | NZWEM_PERC | Medium Demand Growth+Expected Future Gas Supply+Increased Demand Response+Reduced Rankine Availability+Upgraded HVDC+Constrained Operational Capacity | -4.0922 | 8.0298 | 27.2097
2033 | NZWEM_PERC | Medium Demand Growth+Expected Future Gas Supply+Increased Demand Response+Reduced Rankine Availability+Upgraded HVDC+Constrained Operational Capacity | -6.6028 | 5.2172 | 25.5279
2034 | NZWEM_PERC | Medium Demand Growth+Expected Future Gas Supply+Increased Demand Response+Reduced Rankine Availability+Upgraded HVDC+Constrained Operational Capacity | -8.647 | 3.2882 | 23.1273
2035 | NZWEM_PERC | Medium Demand Growth+Expected Future Gas Supply+Increased Demand Response+Reduced Rankine Availability+Upgraded HVDC+Constrained Operational Capacity | -10.251 | 1.5026 | 20.8976
2026 | NIWCM | Medium Demand Growth+Expected Future Gas Supply+Increased Demand Response+Reduced Rankine Availability+Upgraded HVDC+Constrained Operational Capacity | 496.3733 | 496.3733 | 496.3733
2027 | NIWCM | Medium Demand Growth+Expected Future Gas Supply+Increased Demand Response+Reduced Rankine Availability+Upgraded HVDC+Constrained Operational Capacity | 406.0987 | 410.0165 | 410.0165
2028 | NIWCM | Medium Demand Growth+Expected Future Gas Supply+Increased Demand Response+Reduced Rankine Availability+Upgraded HVDC+Constrained Operational Capacity | 399.5312 | 887.016 | 894.4439
2029 | NIWCM | Medium Demand Growth+Expected Future Gas Supply+Increased Demand Response+Reduced Rankine Availability+Upgraded HVDC+Constrained Operational Capacity | 149.992 | 797.3241 | 953.7439
2030 | NIWCM | Medium Demand Growth+Expected Future Gas Supply+Increased Demand Response+Reduced Rankine Availability+Upgraded HVDC+Constrained Operational Capacity | -96.8899 | 636.0545 | 847.0421
2031 | NIWCM | Medium Demand Growth+Expected Future Gas Supply+Increased Demand Response+Reduced Rankine Availability+Upgraded HVDC+Constrained Operational Capacity | -267.0708 | 478.058 | 746.802
2032 | NIWCM | Medium Demand Growth+Expected Future Gas Supply+Increased Demand Response+Reduced Rankine Availability+Upgraded HVDC+Constrained Operational Capacity | -426.7164 | 322.5828 | 614.2374
2033 | NIWCM | Medium Demand Growth+Expected Future Gas Supply+Increased Demand Response+Reduced Rankine Availability+Upgraded HVDC+Constrained Operational Capacity | -610.56 | 140.961 | 443.7267
2034 | NIWCM | Medium Demand Growth+Expected Future Gas Supply+Increased Demand Response+Reduced Rankine Availability+Upgraded HVDC+Constrained Operational Capacity | -773.7908 | 21.7537 | 402.127
2035 | NIWCM | Medium Demand Growth+Expected Future Gas Supply+Increased Demand Response+Reduced Rankine Availability+Upgraded HVDC+Constrained Operational Capacity | -920.5769 | -115.2422 | 266.3385
2026 | SIWEM_PERC | Medium Demand Growth+Expected Future Gas Supply+Increased Demand Response+Reduced Rankine Availability+Upgraded HVDC+Constrained Operational Capacity | 41.3488 | 41.5109 | 41.5109
2027 | SIWEM_PERC | Medium Demand Growth+Expected Future Gas Supply+Increased Demand Response+Reduced Rankine Availability+Upgraded HVDC+Constrained Operational Capacity | 22.48 | 27.5206 | 28.392
2028 | SIWEM_PERC | Medium Demand Growth+Expected Future Gas Supply+Increased Demand Response+Reduced Rankine Availability+Upgraded HVDC+Constrained Operational Capacity | 20.598 | 33.4363 | 44.6085
2029 | SIWEM_PERC | Medium Demand Growth+Expected Future Gas Supply+Increased Demand Response+Reduced Rankine Availability+Upgraded HVDC+Constrained Operational Capacity | 15.8078 | 45.2893 | 67.9714
2030 | SIWEM_PERC | Medium Demand Growth+Expected Future Gas Supply+Increased Demand Response+Reduced Rankine Availability+Upgraded HVDC+Constrained Operational Capacity | 8.553 | 37.9158 | 74.2106
2031 | SIWEM_PERC | Medium Demand Growth+Expected Future Gas Supply+Increased Demand Response+Reduced Rankine Availability+Upgraded HVDC+Constrained Operational Capacity | 5.0748 | 27.4026 | 77.4159
2032 | SIWEM_PERC | Medium Demand Growth+Expected Future Gas Supply+Increased Demand Response+Reduced Rankine Availability+Upgraded HVDC+Constrained Operational Capacity | 3.3033 | 20.4289 | 72.3195
2033 | SIWEM_PERC | Medium Demand Growth+Expected Future Gas Supply+Increased Demand Response+Reduced Rankine Availability+Upgraded HVDC+Constrained Operational Capacity | 1.2613 | 13.6353 | 67.992
2034 | SIWEM_PERC | Medium Demand Growth+Expected Future Gas Supply+Increased Demand Response+Reduced Rankine Availability+Upgraded HVDC+Constrained Operational Capacity | -0.46956 | 11.6703 | 61.8869
2035 | SIWEM_PERC | Medium Demand Growth+Expected Future Gas Supply+Increased Demand Response+Reduced Rankine Availability+Upgraded HVDC+Constrained Operational Capacity | -1.9175 | 10.022 | 56.2806
2026 | NZWEM_PERC | Medium Demand Growth+Expected Future Gas Supply+Increased Demand Response+Reduced Rankine Availability+Upgraded HVDC+Constrained Operational Capacity+Low Wind & Solar | 14.047 | 14.0983 | 14.0983
2027 | NZWEM_PERC | Medium Demand Growth+Expected Future Gas Supply+Increased Demand Response+Reduced Rankine Availability+Upgraded HVDC+Constrained Operational Capacity+Low Wind & Solar | 7.3591 | 8.9724 | 9.2513
2028 | NZWEM_PERC | Medium Demand Growth+Expected Future Gas Supply+Increased Demand Response+Reduced Rankine Availability+Upgraded HVDC+Constrained Operational Capacity+Low Wind & Solar | 3.0675 | 10.0564 | 13.9327
2029 | NZWEM_PERC | Medium Demand Growth+Expected Future Gas Supply+Increased Demand Response+Reduced Rankine Availability+Upgraded HVDC+Constrained Operational Capacity+Low Wind & Solar | 5.0109 | 14.6095 | 22.2039
2030 | NZWEM_PERC | Medium Demand Growth+Expected Future Gas Supply+Increased Demand Response+Reduced Rankine Availability+Upgraded HVDC+Constrained Operational Capacity+Low Wind & Solar | 0.71048 | 11.9151 | 24.1884
2031 | NZWEM_PERC | Medium Demand Growth+Expected Future Gas Supply+Increased Demand Response+Reduced Rankine Availability+Upgraded HVDC+Constrained Operational Capacity+Low Wind & Solar | -2.7238 | 8.1936 | 25.0739
2032 | NZWEM_PERC | Medium Demand Growth+Expected Future Gas Supply+Increased Demand Response+Reduced Rankine Availability+Upgraded HVDC+Constrained Operational Capacity+Low Wind & Solar | -5.3281 | 5.6641 | 23.0398
2033 | NZWEM_PERC | Medium Demand Growth+Expected Future Gas Supply+Increased Demand Response+Reduced Rankine Availability+Upgraded HVDC+Constrained Operational Capacity+Low Wind & Solar | -7.8079 | 2.9105 | 21.305
2034 | NZWEM_PERC | Medium Demand Growth+Expected Future Gas Supply+Increased Demand Response+Reduced Rankine Availability+Upgraded HVDC+Constrained Operational Capacity+Low Wind & Solar | -9.8241 | 1.035 | 19.0025
2035 | NZWEM_PERC | Medium Demand Growth+Expected Future Gas Supply+Increased Demand Response+Reduced Rankine Availability+Upgraded HVDC+Constrained Operational Capacity+Low Wind & Solar | -11.4018 | -0.70014 | 16.8651
2026 | NIWCM | Medium Demand Growth+Expected Future Gas Supply+Increased Demand Response+Reduced Rankine Availability+Upgraded HVDC+Constrained Operational Capacity+Low Wind & Solar | 496.3733 | 496.3733 | 496.3733
2027 | NIWCM | Medium Demand Growth+Expected Future Gas Supply+Increased Demand Response+Reduced Rankine Availability+Upgraded HVDC+Constrained Operational Capacity+Low Wind & Solar | 406.0987 | 410.0165 | 410.0165
2028 | NIWCM | Medium Demand Growth+Expected Future Gas Supply+Increased Demand Response+Reduced Rankine Availability+Upgraded HVDC+Constrained Operational Capacity+Low Wind & Solar | 399.5312 | 887.016 | 894.4439
2029 | NIWCM | Medium Demand Growth+Expected Future Gas Supply+Increased Demand Response+Reduced Rankine Availability+Upgraded HVDC+Constrained Operational Capacity+Low Wind & Solar | 149.992 | 797.3241 | 953.7439
2030 | NIWCM | Medium Demand Growth+Expected Future Gas Supply+Increased Demand Response+Reduced Rankine Availability+Upgraded HVDC+Constrained Operational Capacity+Low Wind & Solar | -96.8899 | 636.0545 | 847.0421
2031 | NIWCM | Medium Demand Growth+Expected Future Gas Supply+Increased Demand Response+Reduced Rankine Availability+Upgraded HVDC+Constrained Operational Capacity+Low Wind & Solar | -267.0708 | 478.058 | 746.802
2032 | NIWCM | Medium Demand Growth+Expected Future Gas Supply+Increased Demand Response+Reduced Rankine Availability+Upgraded HVDC+Constrained Operational Capacity+Low Wind & Solar | -426.7164 | 322.5828 | 614.2374
2033 | NIWCM | Medium Demand Growth+Expected Future Gas Supply+Increased Demand Response+Reduced Rankine Availability+Upgraded HVDC+Constrained Operational Capacity+Low Wind & Solar | -610.56 | 140.961 | 443.7267
2034 | NIWCM | Medium Demand Growth+Expected Future Gas Supply+Increased Demand Response+Reduced Rankine Availability+Upgraded HVDC+Constrained Operational Capacity+Low Wind & Solar | -773.7908 | 21.7537 | 402.127
2035 | NIWCM | Medium Demand Growth+Expected Future Gas Supply+Increased Demand Response+Reduced Rankine Availability+Upgraded HVDC+Constrained Operational Capacity+Low Wind & Solar | -920.5769 | -115.2422 | 266.3385
2026 | SIWEM_PERC | Medium Demand Growth+Expected Future Gas Supply+Increased Demand Response+Reduced Rankine Availability+Upgraded HVDC+Constrained Operational Capacity+Low Wind & Solar | 37.9463 | 38.0925 | 38.0925
2027 | SIWEM_PERC | Medium Demand Growth+Expected Future Gas Supply+Increased Demand Response+Reduced Rankine Availability+Upgraded HVDC+Constrained Operational Capacity+Low Wind & Solar | 21.0708 | 23.4011 | 24.1188
2028 | SIWEM_PERC | Medium Demand Growth+Expected Future Gas Supply+Increased Demand Response+Reduced Rankine Availability+Upgraded HVDC+Constrained Operational Capacity+Low Wind & Solar | 19.5962 | 31.1823 | 37.6812
2029 | SIWEM_PERC | Medium Demand Growth+Expected Future Gas Supply+Increased Demand Response+Reduced Rankine Availability+Upgraded HVDC+Constrained Operational Capacity+Low Wind & Solar | 12.0454 | 38.6514 | 59.5387
2030 | SIWEM_PERC | Medium Demand Growth+Expected Future Gas Supply+Increased Demand Response+Reduced Rankine Availability+Upgraded HVDC+Constrained Operational Capacity+Low Wind & Solar | 7.6541 | 31.1003 | 64.3996
2031 | SIWEM_PERC | Medium Demand Growth+Expected Future Gas Supply+Increased Demand Response+Reduced Rankine Availability+Upgraded HVDC+Constrained Operational Capacity+Low Wind & Solar | 4.2058 | 20.8142 | 66.5286
2032 | SIWEM_PERC | Medium Demand Growth+Expected Future Gas Supply+Increased Demand Response+Reduced Rankine Availability+Upgraded HVDC+Constrained Operational Capacity+Low Wind & Solar | 2.4503 | 13.8649 | 61.3972
2033 | SIWEM_PERC | Medium Demand Growth+Expected Future Gas Supply+Increased Demand Response+Reduced Rankine Availability+Upgraded HVDC+Constrained Operational Capacity+Low Wind & Solar | 0.42653 | 11.5937 | 56.9053
2034 | SIWEM_PERC | Medium Demand Growth+Expected Future Gas Supply+Increased Demand Response+Reduced Rankine Availability+Upgraded HVDC+Constrained Operational Capacity+Low Wind & Solar | -1.2885 | 9.6673 | 51.01
2035 | SIWEM_PERC | Medium Demand Growth+Expected Future Gas Supply+Increased Demand Response+Reduced Rankine Availability+Upgraded HVDC+Constrained Operational Capacity+Low Wind & Solar | -2.723 | 8.052 | 45.504
2026 | NZWEM_PERC | Medium Demand Growth+Expected Future Gas Supply+Increased Demand Response+Reduced Rankine Availability+Delayed Build | 10.6228 | 10.6228 | 10.6228
2027 | NZWEM_PERC | Medium Demand Growth+Expected Future Gas Supply+Increased Demand Response+Reduced Rankine Availability+Delayed Build | 1.4986 | 1.6361 | 1.7993
2028 | NZWEM_PERC | Medium Demand Growth+Expected Future Gas Supply+Increased Demand Response+Reduced Rankine Availability+Delayed Build | 0.45509 | 1.8332 | 2.1332
2029 | NZWEM_PERC | Medium Demand Growth+Expected Future Gas Supply+Increased Demand Response+Reduced Rankine Availability+Delayed Build | 5.2993 | 7.9496 | 8.7727
2030 | NZWEM_PERC | Medium Demand Growth+Expected Future Gas Supply+Increased Demand Response+Reduced Rankine Availability+Delayed Build | 2.0184 | 10.3221 | 17.3411
2031 | NZWEM_PERC | Medium Demand Growth+Expected Future Gas Supply+Increased Demand Response+Reduced Rankine Availability+Delayed Build | -1.4592 | 9.3956 | 17.236
2032 | NZWEM_PERC | Medium Demand Growth+Expected Future Gas Supply+Increased Demand Response+Reduced Rankine Availability+Delayed Build | -4.0922 | 7.133 | 19.9462
2033 | NZWEM_PERC | Medium Demand Growth+Expected Future Gas Supply+Increased Demand Response+Reduced Rankine Availability+Delayed Build | -6.6028 | 4.4225 | 22.21
2034 | NZWEM_PERC | Medium Demand Growth+Expected Future Gas Supply+Increased Demand Response+Reduced Rankine Availability+Delayed Build | -8.647 | 2.4636 | 20.7316
2035 | NZWEM_PERC | Medium Demand Growth+Expected Future Gas Supply+Increased Demand Response+Reduced Rankine Availability+Delayed Build | -10.251 | 1.0361 | 20.431
2026 | NIWCM | Medium Demand Growth+Expected Future Gas Supply+Increased Demand Response+Reduced Rankine Availability+Delayed Build | 796.8961 | 796.8961 | 796.8961
2027 | NIWCM | Medium Demand Growth+Expected Future Gas Supply+Increased Demand Response+Reduced Rankine Availability+Delayed Build | 628.9691 | 630.9799 | 633.4524
2028 | NIWCM | Medium Demand Growth+Expected Future Gas Supply+Increased Demand Response+Reduced Rankine Availability+Delayed Build | 792.1709 | 812.114 | 816.6505
2029 | NIWCM | Medium Demand Growth+Expected Future Gas Supply+Increased Demand Response+Reduced Rankine Availability+Delayed Build | 611.7767 | 738.2908 | 751.8831
2030 | NIWCM | Medium Demand Growth+Expected Future Gas Supply+Increased Demand Response+Reduced Rankine Availability+Delayed Build | 518.7478 | 1226.4637 | 1493.7237
2031 | NIWCM | Medium Demand Growth+Expected Future Gas Supply+Increased Demand Response+Reduced Rankine Availability+Delayed Build | 334.5277 | 1257.8476 | 1591.1687
2032 | NIWCM | Medium Demand Growth+Expected Future Gas Supply+Increased Demand Response+Reduced Rankine Availability+Delayed Build | 176.0164 | 1168.1819 | 1704.7651
2033 | NIWCM | Medium Demand Growth+Expected Future Gas Supply+Increased Demand Response+Reduced Rankine Availability+Delayed Build | 67.1751 | 1072.0549 | 1844.5878
2034 | NIWCM | Medium Demand Growth+Expected Future Gas Supply+Increased Demand Response+Reduced Rankine Availability+Delayed Build | -94.9302 | 931.5025 | 1751.5156
2035 | NIWCM | Medium Demand Growth+Expected Future Gas Supply+Increased Demand Response+Reduced Rankine Availability+Delayed Build | -241.9938 | 815.7791 | 1709.3989
2026 | SIWEM_PERC | Medium Demand Growth+Expected Future Gas Supply+Increased Demand Response+Reduced Rankine Availability+Delayed Build | 28.2002 | 28.2002 | 28.2002
2027 | SIWEM_PERC | Medium Demand Growth+Expected Future Gas Supply+Increased Demand Response+Reduced Rankine Availability+Delayed Build | 18.2316 | 18.3024 | 18.3024
2028 | SIWEM_PERC | Medium Demand Growth+Expected Future Gas Supply+Increased Demand Response+Reduced Rankine Availability+Delayed Build | 18.3211 | 20.2523 | 20.2523
2029 | SIWEM_PERC | Medium Demand Growth+Expected Future Gas Supply+Increased Demand Response+Reduced Rankine Availability+Delayed Build | 12.8446 | 20.1908 | 22.4725
2030 | SIWEM_PERC | Medium Demand Growth+Expected Future Gas Supply+Increased Demand Response+Reduced Rankine Availability+Delayed Build | 8.553 | 26.6988 | 46.0925
2031 | SIWEM_PERC | Medium Demand Growth+Expected Future Gas Supply+Increased Demand Response+Reduced Rankine Availability+Delayed Build | 5.0748 | 24.1346 | 45.793
2032 | SIWEM_PERC | Medium Demand Growth+Expected Future Gas Supply+Increased Demand Response+Reduced Rankine Availability+Delayed Build | 3.3033 | 17.9405 | 53.4937
2033 | SIWEM_PERC | Medium Demand Growth+Expected Future Gas Supply+Increased Demand Response+Reduced Rankine Availability+Delayed Build | 1.2613 | 13.6353 | 55.5548
2034 | SIWEM_PERC | Medium Demand Growth+Expected Future Gas Supply+Increased Demand Response+Reduced Rankine Availability+Delayed Build | -0.46956 | 11.6703 | 52.7964
2035 | SIWEM_PERC | Medium Demand Growth+Expected Future Gas Supply+Increased Demand Response+Reduced Rankine Availability+Delayed Build | -1.9175 | 10.022 | 50.4692
2026 | NZWEM_PERC | Medium Demand Growth+Expected Future Gas Supply+Increased Demand Response+Reduced Rankine Availability+Delayed Build+Low Wind & Solar | 9.7133 | 9.7133 | 9.7133
2027 | NZWEM_PERC | Medium Demand Growth+Expected Future Gas Supply+Increased Demand Response+Reduced Rankine Availability+Delayed Build+Low Wind & Solar | 0.56806 | 0.6922 | 0.83951
2028 | NZWEM_PERC | Medium Demand Growth+Expected Future Gas Supply+Increased Demand Response+Reduced Rankine Availability+Delayed Build+Low Wind & Solar | -0.69329 | 0.55044 | 0.82111
2029 | NZWEM_PERC | Medium Demand Growth+Expected Future Gas Supply+Increased Demand Response+Reduced Rankine Availability+Delayed Build+Low Wind & Solar | 4.0462 | 6.438 | 7.1808
2030 | NZWEM_PERC | Medium Demand Growth+Expected Future Gas Supply+Increased Demand Response+Reduced Rankine Availability+Delayed Build+Low Wind & Solar | 0.71048 | 8.2043 | 14.5387
2031 | NZWEM_PERC | Medium Demand Growth+Expected Future Gas Supply+Increased Demand Response+Reduced Rankine Availability+Delayed Build+Low Wind & Solar | -2.7238 | 7.0722 | 14.1479
2032 | NZWEM_PERC | Medium Demand Growth+Expected Future Gas Supply+Increased Demand Response+Reduced Rankine Availability+Delayed Build+Low Wind & Solar | -5.3281 | 4.8023 | 16.399
2033 | NZWEM_PERC | Medium Demand Growth+Expected Future Gas Supply+Increased Demand Response+Reduced Rankine Availability+Delayed Build+Low Wind & Solar | -7.8079 | 2.1498 | 18.2349
2034 | NZWEM_PERC | Medium Demand Growth+Expected Future Gas Supply+Increased Demand Response+Reduced Rankine Availability+Delayed Build+Low Wind & Solar | -9.8241 | 0.21043 | 16.76
2035 | NZWEM_PERC | Medium Demand Growth+Expected Future Gas Supply+Increased Demand Response+Reduced Rankine Availability+Delayed Build+Low Wind & Solar | -11.4018 | -1.1667 | 16.3986
2026 | NIWCM | Medium Demand Growth+Expected Future Gas Supply+Increased Demand Response+Reduced Rankine Availability+Delayed Build+Low Wind & Solar | 796.8961 | 796.8961 | 796.8961
2027 | NIWCM | Medium Demand Growth+Expected Future Gas Supply+Increased Demand Response+Reduced Rankine Availability+Delayed Build+Low Wind & Solar | 628.9691 | 630.9799 | 633.4524
2028 | NIWCM | Medium Demand Growth+Expected Future Gas Supply+Increased Demand Response+Reduced Rankine Availability+Delayed Build+Low Wind & Solar | 792.1709 | 812.114 | 816.6505
2029 | NIWCM | Medium Demand Growth+Expected Future Gas Supply+Increased Demand Response+Reduced Rankine Availability+Delayed Build+Low Wind & Solar | 611.7767 | 738.2908 | 751.8831
2030 | NIWCM | Medium Demand Growth+Expected Future Gas Supply+Increased Demand Response+Reduced Rankine Availability+Delayed Build+Low Wind & Solar | 518.7478 | 1226.4637 | 1493.7237
2031 | NIWCM | Medium Demand Growth+Expected Future Gas Supply+Increased Demand Response+Reduced Rankine Availability+Delayed Build+Low Wind & Solar | 334.5277 | 1257.8476 | 1591.1687
2032 | NIWCM | Medium Demand Growth+Expected Future Gas Supply+Increased Demand Response+Reduced Rankine Availability+Delayed Build+Low Wind & Solar | 176.0164 | 1168.1819 | 1704.7651
2033 | NIWCM | Medium Demand Growth+Expected Future Gas Supply+Increased Demand Response+Reduced Rankine Availability+Delayed Build+Low Wind & Solar | 67.1751 | 1072.0549 | 1844.5878
2034 | NIWCM | Medium Demand Growth+Expected Future Gas Supply+Increased Demand Response+Reduced Rankine Availability+Delayed Build+Low Wind & Solar | -94.9302 | 931.5025 | 1751.5156
2035 | NIWCM | Medium Demand Growth+Expected Future Gas Supply+Increased Demand Response+Reduced Rankine Availability+Delayed Build+Low Wind & Solar | -241.9938 | 815.7791 | 1709.3989
2026 | SIWEM_PERC | Medium Demand Growth+Expected Future Gas Supply+Increased Demand Response+Reduced Rankine Availability+Delayed Build+Low Wind & Solar | 25.6116 | 25.6116 | 25.6116
2027 | SIWEM_PERC | Medium Demand Growth+Expected Future Gas Supply+Increased Demand Response+Reduced Rankine Availability+Delayed Build+Low Wind & Solar | 17.7461 | 17.81 | 17.81
2028 | SIWEM_PERC | Medium Demand Growth+Expected Future Gas Supply+Increased Demand Response+Reduced Rankine Availability+Delayed Build+Low Wind & Solar | 17.5413 | 19.2841 | 19.2841
2029 | SIWEM_PERC | Medium Demand Growth+Expected Future Gas Supply+Increased Demand Response+Reduced Rankine Availability+Delayed Build+Low Wind & Solar | 10.3517 | 16.0009 | 18.06
2030 | SIWEM_PERC | Medium Demand Growth+Expected Future Gas Supply+Increased Demand Response+Reduced Rankine Availability+Delayed Build+Low Wind & Solar | 7.6541 | 20.8471 | 38.3493
2031 | SIWEM_PERC | Medium Demand Growth+Expected Future Gas Supply+Increased Demand Response+Reduced Rankine Availability+Delayed Build+Low Wind & Solar | 4.2058 | 17.7164 | 37.2624
2032 | SIWEM_PERC | Medium Demand Growth+Expected Future Gas Supply+Increased Demand Response+Reduced Rankine Availability+Delayed Build+Low Wind & Solar | 2.4503 | 13.8614 | 43.6512
2033 | SIWEM_PERC | Medium Demand Growth+Expected Future Gas Supply+Increased Demand Response+Reduced Rankine Availability+Delayed Build+Low Wind & Solar | 0.42653 | 11.5937 | 48.9031
2034 | SIWEM_PERC | Medium Demand Growth+Expected Future Gas Supply+Increased Demand Response+Reduced Rankine Availability+Delayed Build+Low Wind & Solar | -1.2885 | 9.6673 | 44.9693
2035 | SIWEM_PERC | Medium Demand Growth+Expected Future Gas Supply+Increased Demand Response+Reduced Rankine Availability+Delayed Build+Low Wind & Solar | -2.723 | 8.052 | 44.1913
2026 | NZWEM_PERC | Medium Demand Growth+Expected Future Gas Supply+Increased Demand Response+Reduced Rankine Availability+Delayed Build+Constrained Operational Capacity | 10.6228 | 10.6228 | 10.6228
2027 | NZWEM_PERC | Medium Demand Growth+Expected Future Gas Supply+Increased Demand Response+Reduced Rankine Availability+Delayed Build+Constrained Operational Capacity | 1.4986 | 1.6361 | 1.7993
2028 | NZWEM_PERC | Medium Demand Growth+Expected Future Gas Supply+Increased Demand Response+Reduced Rankine Availability+Delayed Build+Constrained Operational Capacity | 0.45509 | 1.8332 | 2.1332
2029 | NZWEM_PERC | Medium Demand Growth+Expected Future Gas Supply+Increased Demand Response+Reduced Rankine Availability+Delayed Build+Constrained Operational Capacity | 5.2993 | 7.9496 | 8.7727
2030 | NZWEM_PERC | Medium Demand Growth+Expected Future Gas Supply+Increased Demand Response+Reduced Rankine Availability+Delayed Build+Constrained Operational Capacity | 2.0184 | 10.3221 | 17.3411
2031 | NZWEM_PERC | Medium Demand Growth+Expected Future Gas Supply+Increased Demand Response+Reduced Rankine Availability+Delayed Build+Constrained Operational Capacity | -1.4592 | 9.3956 | 17.236
2032 | NZWEM_PERC | Medium Demand Growth+Expected Future Gas Supply+Increased Demand Response+Reduced Rankine Availability+Delayed Build+Constrained Operational Capacity | -4.0922 | 7.133 | 19.9462
2033 | NZWEM_PERC | Medium Demand Growth+Expected Future Gas Supply+Increased Demand Response+Reduced Rankine Availability+Delayed Build+Constrained Operational Capacity | -6.6028 | 4.4225 | 22.21
2034 | NZWEM_PERC | Medium Demand Growth+Expected Future Gas Supply+Increased Demand Response+Reduced Rankine Availability+Delayed Build+Constrained Operational Capacity | -8.647 | 2.4636 | 20.7316
2035 | NZWEM_PERC | Medium Demand Growth+Expected Future Gas Supply+Increased Demand Response+Reduced Rankine Availability+Delayed Build+Constrained Operational Capacity | -10.251 | 1.0361 | 20.431
2026 | NIWCM | Medium Demand Growth+Expected Future Gas Supply+Increased Demand Response+Reduced Rankine Availability+Delayed Build+Constrained Operational Capacity | 267.5718 | 267.5718 | 267.5718
2027 | NIWCM | Medium Demand Growth+Expected Future Gas Supply+Increased Demand Response+Reduced Rankine Availability+Delayed Build+Constrained Operational Capacity | 89.1849 | 89.1849 | 89.1849
2028 | NIWCM | Medium Demand Growth+Expected Future Gas Supply+Increased Demand Response+Reduced Rankine Availability+Delayed Build+Constrained Operational Capacity | 190.0947 | 190.0947 | 190.0947
2029 | NIWCM | Medium Demand Growth+Expected Future Gas Supply+Increased Demand Response+Reduced Rankine Availability+Delayed Build+Constrained Operational Capacity | -29.9235 | 52.1493 | 52.1493
2030 | NIWCM | Medium Demand Growth+Expected Future Gas Supply+Increased Demand Response+Reduced Rankine Availability+Delayed Build+Constrained Operational Capacity | -152.6664 | 357.8799 | 473.4375
2031 | NIWCM | Medium Demand Growth+Expected Future Gas Supply+Increased Demand Response+Reduced Rankine Availability+Delayed Build+Constrained Operational Capacity | -340.0093 | 310.7512 | 468.0428
2032 | NIWCM | Medium Demand Growth+Expected Future Gas Supply+Increased Demand Response+Reduced Rankine Availability+Delayed Build+Constrained Operational Capacity | -499.6549 | 210.8551 | 423.3141
2033 | NIWCM | Medium Demand Growth+Expected Future Gas Supply+Increased Demand Response+Reduced Rankine Availability+Delayed Build+Constrained Operational Capacity | -610.56 | 110.5018 | 381.815
2034 | NIWCM | Medium Demand Growth+Expected Future Gas Supply+Increased Demand Response+Reduced Rankine Availability+Delayed Build+Constrained Operational Capacity | -773.7908 | -48.3355 | 244.8088
2035 | NIWCM | Medium Demand Growth+Expected Future Gas Supply+Increased Demand Response+Reduced Rankine Availability+Delayed Build+Constrained Operational Capacity | -920.5769 | -167.5742 | 136.7775
2026 | SIWEM_PERC | Medium Demand Growth+Expected Future Gas Supply+Increased Demand Response+Reduced Rankine Availability+Delayed Build+Constrained Operational Capacity | 28.2002 | 28.2002 | 28.2002
2027 | SIWEM_PERC | Medium Demand Growth+Expected Future Gas Supply+Increased Demand Response+Reduced Rankine Availability+Delayed Build+Constrained Operational Capacity | 18.2316 | 18.3024 | 18.3024
2028 | SIWEM_PERC | Medium Demand Growth+Expected Future Gas Supply+Increased Demand Response+Reduced Rankine Availability+Delayed Build+Constrained Operational Capacity | 18.3211 | 20.2523 | 20.2523
2029 | SIWEM_PERC | Medium Demand Growth+Expected Future Gas Supply+Increased Demand Response+Reduced Rankine Availability+Delayed Build+Constrained Operational Capacity | 12.8446 | 20.1908 | 22.4725
2030 | SIWEM_PERC | Medium Demand Growth+Expected Future Gas Supply+Increased Demand Response+Reduced Rankine Availability+Delayed Build+Constrained Operational Capacity | 8.553 | 26.6988 | 46.0925
2031 | SIWEM_PERC | Medium Demand Growth+Expected Future Gas Supply+Increased Demand Response+Reduced Rankine Availability+Delayed Build+Constrained Operational Capacity | 5.0748 | 24.1346 | 45.793
2032 | SIWEM_PERC | Medium Demand Growth+Expected Future Gas Supply+Increased Demand Response+Reduced Rankine Availability+Delayed Build+Constrained Operational Capacity | 3.3033 | 17.9405 | 53.4937
2033 | SIWEM_PERC | Medium Demand Growth+Expected Future Gas Supply+Increased Demand Response+Reduced Rankine Availability+Delayed Build+Constrained Operational Capacity | 1.2613 | 13.6353 | 55.5548
2034 | SIWEM_PERC | Medium Demand Growth+Expected Future Gas Supply+Increased Demand Response+Reduced Rankine Availability+Delayed Build+Constrained Operational Capacity | -0.46956 | 11.6703 | 52.7964
2035 | SIWEM_PERC | Medium Demand Growth+Expected Future Gas Supply+Increased Demand Response+Reduced Rankine Availability+Delayed Build+Constrained Operational Capacity | -1.9175 | 10.022 | 50.4692
2026 | NZWEM_PERC | Medium Demand Growth+Expected Future Gas Supply+Increased Demand Response+Reduced Rankine Availability+Delayed Build+Constrained Operational Capacity+Low Wind & Solar | 9.7133 | 9.7133 | 9.7133
2027 | NZWEM_PERC | Medium Demand Growth+Expected Future Gas Supply+Increased Demand Response+Reduced Rankine Availability+Delayed Build+Constrained Operational Capacity+Low Wind & Solar | 0.56806 | 0.6922 | 0.83951
2028 | NZWEM_PERC | Medium Demand Growth+Expected Future Gas Supply+Increased Demand Response+Reduced Rankine Availability+Delayed Build+Constrained Operational Capacity+Low Wind & Solar | -0.69329 | 0.55044 | 0.82111
2029 | NZWEM_PERC | Medium Demand Growth+Expected Future Gas Supply+Increased Demand Response+Reduced Rankine Availability+Delayed Build+Constrained Operational Capacity+Low Wind & Solar | 4.0462 | 6.438 | 7.1808
2030 | NZWEM_PERC | Medium Demand Growth+Expected Future Gas Supply+Increased Demand Response+Reduced Rankine Availability+Delayed Build+Constrained Operational Capacity+Low Wind & Solar | 0.71048 | 8.2043 | 14.5387
2031 | NZWEM_PERC | Medium Demand Growth+Expected Future Gas Supply+Increased Demand Response+Reduced Rankine Availability+Delayed Build+Constrained Operational Capacity+Low Wind & Solar | -2.7238 | 7.0722 | 14.1479
2032 | NZWEM_PERC | Medium Demand Growth+Expected Future Gas Supply+Increased Demand Response+Reduced Rankine Availability+Delayed Build+Constrained Operational Capacity+Low Wind & Solar | -5.3281 | 4.8023 | 16.399
2033 | NZWEM_PERC | Medium Demand Growth+Expected Future Gas Supply+Increased Demand Response+Reduced Rankine Availability+Delayed Build+Constrained Operational Capacity+Low Wind & Solar | -7.8079 | 2.1498 | 18.2349
2034 | NZWEM_PERC | Medium Demand Growth+Expected Future Gas Supply+Increased Demand Response+Reduced Rankine Availability+Delayed Build+Constrained Operational Capacity+Low Wind & Solar | -9.8241 | 0.21043 | 16.76
2035 | NZWEM_PERC | Medium Demand Growth+Expected Future Gas Supply+Increased Demand Response+Reduced Rankine Availability+Delayed Build+Constrained Operational Capacity+Low Wind & Solar | -11.4018 | -1.1667 | 16.3986
2026 | NIWCM | Medium Demand Growth+Expected Future Gas Supply+Increased Demand Response+Reduced Rankine Availability+Delayed Build+Constrained Operational Capacity+Low Wind & Solar | 267.5718 | 267.5718 | 267.5718
2027 | NIWCM | Medium Demand Growth+Expected Future Gas Supply+Increased Demand Response+Reduced Rankine Availability+Delayed Build+Constrained Operational Capacity+Low Wind & Solar | 89.1849 | 89.1849 | 89.1849
2028 | NIWCM | Medium Demand Growth+Expected Future Gas Supply+Increased Demand Response+Reduced Rankine Availability+Delayed Build+Constrained Operational Capacity+Low Wind & Solar | 190.0947 | 190.0947 | 190.0947
2029 | NIWCM | Medium Demand Growth+Expected Future Gas Supply+Increased Demand Response+Reduced Rankine Availability+Delayed Build+Constrained Operational Capacity+Low Wind & Solar | -29.9235 | 52.1493 | 52.1493
2030 | NIWCM | Medium Demand Growth+Expected Future Gas Supply+Increased Demand Response+Reduced Rankine Availability+Delayed Build+Constrained Operational Capacity+Low Wind & Solar | -152.6664 | 357.8799 | 473.4375
2031 | NIWCM | Medium Demand Growth+Expected Future Gas Supply+Increased Demand Response+Reduced Rankine Availability+Delayed Build+Constrained Operational Capacity+Low Wind & Solar | -340.0093 | 310.7512 | 468.0428
2032 | NIWCM | Medium Demand Growth+Expected Future Gas Supply+Increased Demand Response+Reduced Rankine Availability+Delayed Build+Constrained Operational Capacity+Low Wind & Solar | -499.6549 | 210.8551 | 423.3141
2033 | NIWCM | Medium Demand Growth+Expected Future Gas Supply+Increased Demand Response+Reduced Rankine Availability+Delayed Build+Constrained Operational Capacity+Low Wind & Solar | -610.56 | 110.5018 | 381.815
2034 | NIWCM | Medium Demand Growth+Expected Future Gas Supply+Increased Demand Response+Reduced Rankine Availability+Delayed Build+Constrained Operational Capacity+Low Wind & Solar | -773.7908 | -48.3355 | 244.8088
2035 | NIWCM | Medium Demand Growth+Expected Future Gas Supply+Increased Demand Response+Reduced Rankine Availability+Delayed Build+Constrained Operational Capacity+Low Wind & Solar | -920.5769 | -167.5742 | 136.7775
2026 | SIWEM_PERC | Medium Demand Growth+Expected Future Gas Supply+Increased Demand Response+Reduced Rankine Availability+Delayed Build+Constrained Operational Capacity+Low Wind & Solar | 25.6116 | 25.6116 | 25.6116
2027 | SIWEM_PERC | Medium Demand Growth+Expected Future Gas Supply+Increased Demand Response+Reduced Rankine Availability+Delayed Build+Constrained Operational Capacity+Low Wind & Solar | 17.7461 | 17.81 | 17.81
2028 | SIWEM_PERC | Medium Demand Growth+Expected Future Gas Supply+Increased Demand Response+Reduced Rankine Availability+Delayed Build+Constrained Operational Capacity+Low Wind & Solar | 17.5413 | 19.2841 | 19.2841
2029 | SIWEM_PERC | Medium Demand Growth+Expected Future Gas Supply+Increased Demand Response+Reduced Rankine Availability+Delayed Build+Constrained Operational Capacity+Low Wind & Solar | 10.3517 | 16.0009 | 18.06
2030 | SIWEM_PERC | Medium Demand Growth+Expected Future Gas Supply+Increased Demand Response+Reduced Rankine Availability+Delayed Build+Constrained Operational Capacity+Low Wind & Solar | 7.6541 | 20.8471 | 38.3493
2031 | SIWEM_PERC | Medium Demand Growth+Expected Future Gas Supply+Increased Demand Response+Reduced Rankine Availability+Delayed Build+Constrained Operational Capacity+Low Wind & Solar | 4.2058 | 17.7164 | 37.2624
2032 | SIWEM_PERC | Medium Demand Growth+Expected Future Gas Supply+Increased Demand Response+Reduced Rankine Availability+Delayed Build+Constrained Operational Capacity+Low Wind & Solar | 2.4503 | 13.8614 | 43.6512
2033 | SIWEM_PERC | Medium Demand Growth+Expected Future Gas Supply+Increased Demand Response+Reduced Rankine Availability+Delayed Build+Constrained Operational Capacity+Low Wind & Solar | 0.42653 | 11.5937 | 48.9031
2034 | SIWEM_PERC | Medium Demand Growth+Expected Future Gas Supply+Increased Demand Response+Reduced Rankine Availability+Delayed Build+Constrained Operational Capacity+Low Wind & Solar | -1.2885 | 9.6673 | 44.9693
2035 | SIWEM_PERC | Medium Demand Growth+Expected Future Gas Supply+Increased Demand Response+Reduced Rankine Availability+Delayed Build+Constrained Operational Capacity+Low Wind & Solar | -2.723 | 8.052 | 44.1913
2026 | NZWEM_PERC | Medium Demand Growth+Expected Future Gas Supply+Increased Demand Response+Reduced Rankine Availability+Delayed Build+Upgraded HVDC | 10.6228 | 10.6228 | 10.6228
2027 | NZWEM_PERC | Medium Demand Growth+Expected Future Gas Supply+Increased Demand Response+Reduced Rankine Availability+Delayed Build+Upgraded HVDC | 1.4986 | 1.6361 | 1.7993
2028 | NZWEM_PERC | Medium Demand Growth+Expected Future Gas Supply+Increased Demand Response+Reduced Rankine Availability+Delayed Build+Upgraded HVDC | 0.45509 | 1.8332 | 2.1332
2029 | NZWEM_PERC | Medium Demand Growth+Expected Future Gas Supply+Increased Demand Response+Reduced Rankine Availability+Delayed Build+Upgraded HVDC | 5.2993 | 7.9496 | 8.7727
2030 | NZWEM_PERC | Medium Demand Growth+Expected Future Gas Supply+Increased Demand Response+Reduced Rankine Availability+Delayed Build+Upgraded HVDC | 2.0184 | 10.3221 | 17.3411
2031 | NZWEM_PERC | Medium Demand Growth+Expected Future Gas Supply+Increased Demand Response+Reduced Rankine Availability+Delayed Build+Upgraded HVDC | -1.4592 | 9.3956 | 17.236
2032 | NZWEM_PERC | Medium Demand Growth+Expected Future Gas Supply+Increased Demand Response+Reduced Rankine Availability+Delayed Build+Upgraded HVDC | -4.0922 | 7.133 | 19.9462
2033 | NZWEM_PERC | Medium Demand Growth+Expected Future Gas Supply+Increased Demand Response+Reduced Rankine Availability+Delayed Build+Upgraded HVDC | -6.6028 | 4.4225 | 22.21
2034 | NZWEM_PERC | Medium Demand Growth+Expected Future Gas Supply+Increased Demand Response+Reduced Rankine Availability+Delayed Build+Upgraded HVDC | -8.647 | 2.4636 | 20.7316
2035 | NZWEM_PERC | Medium Demand Growth+Expected Future Gas Supply+Increased Demand Response+Reduced Rankine Availability+Delayed Build+Upgraded HVDC | -10.251 | 1.0361 | 20.431
2026 | NIWCM | Medium Demand Growth+Expected Future Gas Supply+Increased Demand Response+Reduced Rankine Availability+Delayed Build+Upgraded HVDC | 796.8961 | 796.8961 | 796.8961
2027 | NIWCM | Medium Demand Growth+Expected Future Gas Supply+Increased Demand Response+Reduced Rankine Availability+Delayed Build+Upgraded HVDC | 628.9691 | 630.9799 | 633.4524
2028 | NIWCM | Medium Demand Growth+Expected Future Gas Supply+Increased Demand Response+Reduced Rankine Availability+Delayed Build+Upgraded HVDC | 792.1709 | 812.114 | 816.6505
2029 | NIWCM | Medium Demand Growth+Expected Future Gas Supply+Increased Demand Response+Reduced Rankine Availability+Delayed Build+Upgraded HVDC | 611.7767 | 738.2908 | 751.8831
2030 | NIWCM | Medium Demand Growth+Expected Future Gas Supply+Increased Demand Response+Reduced Rankine Availability+Delayed Build+Upgraded HVDC | 518.7478 | 1226.4637 | 1493.7237
2031 | NIWCM | Medium Demand Growth+Expected Future Gas Supply+Increased Demand Response+Reduced Rankine Availability+Delayed Build+Upgraded HVDC | 334.5277 | 1257.8484 | 1591.3348
2032 | NIWCM | Medium Demand Growth+Expected Future Gas Supply+Increased Demand Response+Reduced Rankine Availability+Delayed Build+Upgraded HVDC | 176.0164 | 1168.1806 | 1714.6813
2033 | NIWCM | Medium Demand Growth+Expected Future Gas Supply+Increased Demand Response+Reduced Rankine Availability+Delayed Build+Upgraded HVDC | 67.1751 | 1072.0547 | 1852.6681
2034 | NIWCM | Medium Demand Growth+Expected Future Gas Supply+Increased Demand Response+Reduced Rankine Availability+Delayed Build+Upgraded HVDC | -94.9302 | 931.5026 | 1751.0175
2035 | NIWCM | Medium Demand Growth+Expected Future Gas Supply+Increased Demand Response+Reduced Rankine Availability+Delayed Build+Upgraded HVDC | -241.9938 | 815.7791 | 1709.5775
2026 | SIWEM_PERC | Medium Demand Growth+Expected Future Gas Supply+Increased Demand Response+Reduced Rankine Availability+Delayed Build+Upgraded HVDC | 28.2002 | 28.2002 | 28.2002
2027 | SIWEM_PERC | Medium Demand Growth+Expected Future Gas Supply+Increased Demand Response+Reduced Rankine Availability+Delayed Build+Upgraded HVDC | 18.2316 | 18.3024 | 18.3024
2028 | SIWEM_PERC | Medium Demand Growth+Expected Future Gas Supply+Increased Demand Response+Reduced Rankine Availability+Delayed Build+Upgraded HVDC | 18.3211 | 20.2523 | 20.2523
2029 | SIWEM_PERC | Medium Demand Growth+Expected Future Gas Supply+Increased Demand Response+Reduced Rankine Availability+Delayed Build+Upgraded HVDC | 12.8446 | 20.1908 | 22.4725
2030 | SIWEM_PERC | Medium Demand Growth+Expected Future Gas Supply+Increased Demand Response+Reduced Rankine Availability+Delayed Build+Upgraded HVDC | 8.553 | 26.6988 | 46.0925
2031 | SIWEM_PERC | Medium Demand Growth+Expected Future Gas Supply+Increased Demand Response+Reduced Rankine Availability+Delayed Build+Upgraded HVDC | 5.0748 | 24.1346 | 45.793
2032 | SIWEM_PERC | Medium Demand Growth+Expected Future Gas Supply+Increased Demand Response+Reduced Rankine Availability+Delayed Build+Upgraded HVDC | 3.3033 | 17.9405 | 53.4937
2033 | SIWEM_PERC | Medium Demand Growth+Expected Future Gas Supply+Increased Demand Response+Reduced Rankine Availability+Delayed Build+Upgraded HVDC | 1.2613 | 13.6353 | 59.5781
2034 | SIWEM_PERC | Medium Demand Growth+Expected Future Gas Supply+Increased Demand Response+Reduced Rankine Availability+Delayed Build+Upgraded HVDC | -0.46956 | 11.6703 | 55.7848
2035 | SIWEM_PERC | Medium Demand Growth+Expected Future Gas Supply+Increased Demand Response+Reduced Rankine Availability+Delayed Build+Upgraded HVDC | -1.9175 | 10.022 | 55.0852
2026 | NZWEM_PERC | Medium Demand Growth+Expected Future Gas Supply+Increased Demand Response+Reduced Rankine Availability+Delayed Build+Upgraded HVDC+Low Wind & Solar | 9.7133 | 9.7133 | 9.7133
2027 | NZWEM_PERC | Medium Demand Growth+Expected Future Gas Supply+Increased Demand Response+Reduced Rankine Availability+Delayed Build+Upgraded HVDC+Low Wind & Solar | 0.56806 | 0.6922 | 0.83951
2028 | NZWEM_PERC | Medium Demand Growth+Expected Future Gas Supply+Increased Demand Response+Reduced Rankine Availability+Delayed Build+Upgraded HVDC+Low Wind & Solar | -0.69329 | 0.55044 | 0.82111
2029 | NZWEM_PERC | Medium Demand Growth+Expected Future Gas Supply+Increased Demand Response+Reduced Rankine Availability+Delayed Build+Upgraded HVDC+Low Wind & Solar | 4.0462 | 6.438 | 7.1808
2030 | NZWEM_PERC | Medium Demand Growth+Expected Future Gas Supply+Increased Demand Response+Reduced Rankine Availability+Delayed Build+Upgraded HVDC+Low Wind & Solar | 0.71048 | 8.2043 | 14.5387
2031 | NZWEM_PERC | Medium Demand Growth+Expected Future Gas Supply+Increased Demand Response+Reduced Rankine Availability+Delayed Build+Upgraded HVDC+Low Wind & Solar | -2.7238 | 7.0722 | 14.1479
2032 | NZWEM_PERC | Medium Demand Growth+Expected Future Gas Supply+Increased Demand Response+Reduced Rankine Availability+Delayed Build+Upgraded HVDC+Low Wind & Solar | -5.3281 | 4.8023 | 16.399
2033 | NZWEM_PERC | Medium Demand Growth+Expected Future Gas Supply+Increased Demand Response+Reduced Rankine Availability+Delayed Build+Upgraded HVDC+Low Wind & Solar | -7.8079 | 2.1498 | 18.2349
2034 | NZWEM_PERC | Medium Demand Growth+Expected Future Gas Supply+Increased Demand Response+Reduced Rankine Availability+Delayed Build+Upgraded HVDC+Low Wind & Solar | -9.8241 | 0.21043 | 16.76
2035 | NZWEM_PERC | Medium Demand Growth+Expected Future Gas Supply+Increased Demand Response+Reduced Rankine Availability+Delayed Build+Upgraded HVDC+Low Wind & Solar | -11.4018 | -1.1667 | 16.3986
2026 | NIWCM | Medium Demand Growth+Expected Future Gas Supply+Increased Demand Response+Reduced Rankine Availability+Delayed Build+Upgraded HVDC+Low Wind & Solar | 796.8961 | 796.8961 | 796.8961
2027 | NIWCM | Medium Demand Growth+Expected Future Gas Supply+Increased Demand Response+Reduced Rankine Availability+Delayed Build+Upgraded HVDC+Low Wind & Solar | 628.9691 | 630.9799 | 633.4524
2028 | NIWCM | Medium Demand Growth+Expected Future Gas Supply+Increased Demand Response+Reduced Rankine Availability+Delayed Build+Upgraded HVDC+Low Wind & Solar | 792.1709 | 812.114 | 816.6505
2029 | NIWCM | Medium Demand Growth+Expected Future Gas Supply+Increased Demand Response+Reduced Rankine Availability+Delayed Build+Upgraded HVDC+Low Wind & Solar | 611.7767 | 738.2908 | 751.8831
2030 | NIWCM | Medium Demand Growth+Expected Future Gas Supply+Increased Demand Response+Reduced Rankine Availability+Delayed Build+Upgraded HVDC+Low Wind & Solar | 518.7478 | 1226.4637 | 1493.7237
2031 | NIWCM | Medium Demand Growth+Expected Future Gas Supply+Increased Demand Response+Reduced Rankine Availability+Delayed Build+Upgraded HVDC+Low Wind & Solar | 334.5277 | 1257.8484 | 1591.3348
2032 | NIWCM | Medium Demand Growth+Expected Future Gas Supply+Increased Demand Response+Reduced Rankine Availability+Delayed Build+Upgraded HVDC+Low Wind & Solar | 176.0164 | 1168.1806 | 1714.6813
2033 | NIWCM | Medium Demand Growth+Expected Future Gas Supply+Increased Demand Response+Reduced Rankine Availability+Delayed Build+Upgraded HVDC+Low Wind & Solar | 67.1751 | 1072.0547 | 1852.6681
2034 | NIWCM | Medium Demand Growth+Expected Future Gas Supply+Increased Demand Response+Reduced Rankine Availability+Delayed Build+Upgraded HVDC+Low Wind & Solar | -94.9302 | 931.5026 | 1751.0175
2035 | NIWCM | Medium Demand Growth+Expected Future Gas Supply+Increased Demand Response+Reduced Rankine Availability+Delayed Build+Upgraded HVDC+Low Wind & Solar | -241.9938 | 815.7791 | 1709.5775
2026 | SIWEM_PERC | Medium Demand Growth+Expected Future Gas Supply+Increased Demand Response+Reduced Rankine Availability+Delayed Build+Upgraded HVDC+Low Wind & Solar | 25.6116 | 25.6116 | 25.6116
2027 | SIWEM_PERC | Medium Demand Growth+Expected Future Gas Supply+Increased Demand Response+Reduced Rankine Availability+Delayed Build+Upgraded HVDC+Low Wind & Solar | 17.7461 | 17.81 | 17.81
2028 | SIWEM_PERC | Medium Demand Growth+Expected Future Gas Supply+Increased Demand Response+Reduced Rankine Availability+Delayed Build+Upgraded HVDC+Low Wind & Solar | 17.5413 | 19.2841 | 19.2841
2029 | SIWEM_PERC | Medium Demand Growth+Expected Future Gas Supply+Increased Demand Response+Reduced Rankine Availability+Delayed Build+Upgraded HVDC+Low Wind & Solar | 10.3517 | 16.0009 | 18.06
2030 | SIWEM_PERC | Medium Demand Growth+Expected Future Gas Supply+Increased Demand Response+Reduced Rankine Availability+Delayed Build+Upgraded HVDC+Low Wind & Solar | 7.6541 | 20.8471 | 38.3493
2031 | SIWEM_PERC | Medium Demand Growth+Expected Future Gas Supply+Increased Demand Response+Reduced Rankine Availability+Delayed Build+Upgraded HVDC+Low Wind & Solar | 4.2058 | 17.7164 | 37.2624
2032 | SIWEM_PERC | Medium Demand Growth+Expected Future Gas Supply+Increased Demand Response+Reduced Rankine Availability+Delayed Build+Upgraded HVDC+Low Wind & Solar | 2.4503 | 13.8614 | 43.6512
2033 | SIWEM_PERC | Medium Demand Growth+Expected Future Gas Supply+Increased Demand Response+Reduced Rankine Availability+Delayed Build+Upgraded HVDC+Low Wind & Solar | 0.42653 | 11.5937 | 48.9031
2034 | SIWEM_PERC | Medium Demand Growth+Expected Future Gas Supply+Increased Demand Response+Reduced Rankine Availability+Delayed Build+Upgraded HVDC+Low Wind & Solar | -1.2885 | 9.6673 | 44.9693
2035 | SIWEM_PERC | Medium Demand Growth+Expected Future Gas Supply+Increased Demand Response+Reduced Rankine Availability+Delayed Build+Upgraded HVDC+Low Wind & Solar | -2.723 | 8.052 | 44.1913
2026 | NZWEM_PERC | Medium Demand Growth+Expected Future Gas Supply+Increased Demand Response+Reduced Rankine Availability+Delayed Build+Upgraded HVDC+Constrained Operational Capacity | 10.6228 | 10.6228 | 10.6228
2027 | NZWEM_PERC | Medium Demand Growth+Expected Future Gas Supply+Increased Demand Response+Reduced Rankine Availability+Delayed Build+Upgraded HVDC+Constrained Operational Capacity | 1.4986 | 1.6361 | 1.7993
2028 | NZWEM_PERC | Medium Demand Growth+Expected Future Gas Supply+Increased Demand Response+Reduced Rankine Availability+Delayed Build+Upgraded HVDC+Constrained Operational Capacity | 0.45509 | 1.8332 | 2.1332
2029 | NZWEM_PERC | Medium Demand Growth+Expected Future Gas Supply+Increased Demand Response+Reduced Rankine Availability+Delayed Build+Upgraded HVDC+Constrained Operational Capacity | 5.2993 | 7.9496 | 8.7727
2030 | NZWEM_PERC | Medium Demand Growth+Expected Future Gas Supply+Increased Demand Response+Reduced Rankine Availability+Delayed Build+Upgraded HVDC+Constrained Operational Capacity | 2.0184 | 10.3221 | 17.3411
2031 | NZWEM_PERC | Medium Demand Growth+Expected Future Gas Supply+Increased Demand Response+Reduced Rankine Availability+Delayed Build+Upgraded HVDC+Constrained Operational Capacity | -1.4592 | 9.3956 | 17.236
2032 | NZWEM_PERC | Medium Demand Growth+Expected Future Gas Supply+Increased Demand Response+Reduced Rankine Availability+Delayed Build+Upgraded HVDC+Constrained Operational Capacity | -4.0922 | 7.133 | 19.9462
2033 | NZWEM_PERC | Medium Demand Growth+Expected Future Gas Supply+Increased Demand Response+Reduced Rankine Availability+Delayed Build+Upgraded HVDC+Constrained Operational Capacity | -6.6028 | 4.4225 | 22.21
2034 | NZWEM_PERC | Medium Demand Growth+Expected Future Gas Supply+Increased Demand Response+Reduced Rankine Availability+Delayed Build+Upgraded HVDC+Constrained Operational Capacity | -8.647 | 2.4636 | 20.7316
2035 | NZWEM_PERC | Medium Demand Growth+Expected Future Gas Supply+Increased Demand Response+Reduced Rankine Availability+Delayed Build+Upgraded HVDC+Constrained Operational Capacity | -10.251 | 1.0361 | 20.431
2026 | NIWCM | Medium Demand Growth+Expected Future Gas Supply+Increased Demand Response+Reduced Rankine Availability+Delayed Build+Upgraded HVDC+Constrained Operational Capacity | 267.5718 | 267.5718 | 267.5718
2027 | NIWCM | Medium Demand Growth+Expected Future Gas Supply+Increased Demand Response+Reduced Rankine Availability+Delayed Build+Upgraded HVDC+Constrained Operational Capacity | 89.1849 | 89.1849 | 89.1849
2028 | NIWCM | Medium Demand Growth+Expected Future Gas Supply+Increased Demand Response+Reduced Rankine Availability+Delayed Build+Upgraded HVDC+Constrained Operational Capacity | 190.0947 | 190.0947 | 190.0947
2029 | NIWCM | Medium Demand Growth+Expected Future Gas Supply+Increased Demand Response+Reduced Rankine Availability+Delayed Build+Upgraded HVDC+Constrained Operational Capacity | -29.9235 | 52.1493 | 52.1493
2030 | NIWCM | Medium Demand Growth+Expected Future Gas Supply+Increased Demand Response+Reduced Rankine Availability+Delayed Build+Upgraded HVDC+Constrained Operational Capacity | -152.6664 | 357.8799 | 473.4375
2031 | NIWCM | Medium Demand Growth+Expected Future Gas Supply+Increased Demand Response+Reduced Rankine Availability+Delayed Build+Upgraded HVDC+Constrained Operational Capacity | -340.0093 | 310.7512 | 468.0428
2032 | NIWCM | Medium Demand Growth+Expected Future Gas Supply+Increased Demand Response+Reduced Rankine Availability+Delayed Build+Upgraded HVDC+Constrained Operational Capacity | -499.6549 | 210.8551 | 423.3141
2033 | NIWCM | Medium Demand Growth+Expected Future Gas Supply+Increased Demand Response+Reduced Rankine Availability+Delayed Build+Upgraded HVDC+Constrained Operational Capacity | -610.56 | 110.5018 | 381.815
2034 | NIWCM | Medium Demand Growth+Expected Future Gas Supply+Increased Demand Response+Reduced Rankine Availability+Delayed Build+Upgraded HVDC+Constrained Operational Capacity | -773.7908 | -48.3355 | 244.8088
2035 | NIWCM | Medium Demand Growth+Expected Future Gas Supply+Increased Demand Response+Reduced Rankine Availability+Delayed Build+Upgraded HVDC+Constrained Operational Capacity | -920.5769 | -167.5742 | 136.7775
2026 | SIWEM_PERC | Medium Demand Growth+Expected Future Gas Supply+Increased Demand Response+Reduced Rankine Availability+Delayed Build+Upgraded HVDC+Constrained Operational Capacity | 28.2002 | 28.2002 | 28.2002
2027 | SIWEM_PERC | Medium Demand Growth+Expected Future Gas Supply+Increased Demand Response+Reduced Rankine Availability+Delayed Build+Upgraded HVDC+Constrained Operational Capacity | 18.2316 | 18.3024 | 18.3024
2028 | SIWEM_PERC | Medium Demand Growth+Expected Future Gas Supply+Increased Demand Response+Reduced Rankine Availability+Delayed Build+Upgraded HVDC+Constrained Operational Capacity | 18.3211 | 20.2523 | 20.2523
2029 | SIWEM_PERC | Medium Demand Growth+Expected Future Gas Supply+Increased Demand Response+Reduced Rankine Availability+Delayed Build+Upgraded HVDC+Constrained Operational Capacity | 12.8446 | 20.1908 | 22.4725
2030 | SIWEM_PERC | Medium Demand Growth+Expected Future Gas Supply+Increased Demand Response+Reduced Rankine Availability+Delayed Build+Upgraded HVDC+Constrained Operational Capacity | 8.553 | 26.6988 | 46.0925
2031 | SIWEM_PERC | Medium Demand Growth+Expected Future Gas Supply+Increased Demand Response+Reduced Rankine Availability+Delayed Build+Upgraded HVDC+Constrained Operational Capacity | 5.0748 | 24.1346 | 45.793
2032 | SIWEM_PERC | Medium Demand Growth+Expected Future Gas Supply+Increased Demand Response+Reduced Rankine Availability+Delayed Build+Upgraded HVDC+Constrained Operational Capacity | 3.3033 | 17.9405 | 53.4937
2033 | SIWEM_PERC | Medium Demand Growth+Expected Future Gas Supply+Increased Demand Response+Reduced Rankine Availability+Delayed Build+Upgraded HVDC+Constrained Operational Capacity | 1.2613 | 13.6353 | 59.5781
2034 | SIWEM_PERC | Medium Demand Growth+Expected Future Gas Supply+Increased Demand Response+Reduced Rankine Availability+Delayed Build+Upgraded HVDC+Constrained Operational Capacity | -0.46956 | 11.6703 | 55.7848
2035 | SIWEM_PERC | Medium Demand Growth+Expected Future Gas Supply+Increased Demand Response+Reduced Rankine Availability+Delayed Build+Upgraded HVDC+Constrained Operational Capacity | -1.9175 | 10.022 | 55.0852
2026 | NZWEM_PERC | Medium Demand Growth+Expected Future Gas Supply+Increased Demand Response+Reduced Rankine Availability+Delayed Build+Upgraded HVDC+Constrained Operational Capacity+Low Wind & Solar | 9.7133 | 9.7133 | 9.7133
2027 | NZWEM_PERC | Medium Demand Growth+Expected Future Gas Supply+Increased Demand Response+Reduced Rankine Availability+Delayed Build+Upgraded HVDC+Constrained Operational Capacity+Low Wind & Solar | 0.56806 | 0.6922 | 0.83951
2028 | NZWEM_PERC | Medium Demand Growth+Expected Future Gas Supply+Increased Demand Response+Reduced Rankine Availability+Delayed Build+Upgraded HVDC+Constrained Operational Capacity+Low Wind & Solar | -0.69329 | 0.55044 | 0.82111
2029 | NZWEM_PERC | Medium Demand Growth+Expected Future Gas Supply+Increased Demand Response+Reduced Rankine Availability+Delayed Build+Upgraded HVDC+Constrained Operational Capacity+Low Wind & Solar | 4.0462 | 6.438 | 7.1808
2030 | NZWEM_PERC | Medium Demand Growth+Expected Future Gas Supply+Increased Demand Response+Reduced Rankine Availability+Delayed Build+Upgraded HVDC+Constrained Operational Capacity+Low Wind & Solar | 0.71048 | 8.2043 | 14.5387
2031 | NZWEM_PERC | Medium Demand Growth+Expected Future Gas Supply+Increased Demand Response+Reduced Rankine Availability+Delayed Build+Upgraded HVDC+Constrained Operational Capacity+Low Wind & Solar | -2.7238 | 7.0722 | 14.1479
2032 | NZWEM_PERC | Medium Demand Growth+Expected Future Gas Supply+Increased Demand Response+Reduced Rankine Availability+Delayed Build+Upgraded HVDC+Constrained Operational Capacity+Low Wind & Solar | -5.3281 | 4.8023 | 16.399
2033 | NZWEM_PERC | Medium Demand Growth+Expected Future Gas Supply+Increased Demand Response+Reduced Rankine Availability+Delayed Build+Upgraded HVDC+Constrained Operational Capacity+Low Wind & Solar | -7.8079 | 2.1498 | 18.2349
2034 | NZWEM_PERC | Medium Demand Growth+Expected Future Gas Supply+Increased Demand Response+Reduced Rankine Availability+Delayed Build+Upgraded HVDC+Constrained Operational Capacity+Low Wind & Solar | -9.8241 | 0.21043 | 16.76
2035 | NZWEM_PERC | Medium Demand Growth+Expected Future Gas Supply+Increased Demand Response+Reduced Rankine Availability+Delayed Build+Upgraded HVDC+Constrained Operational Capacity+Low Wind & Solar | -11.4018 | -1.1667 | 16.3986
2026 | NIWCM | Medium Demand Growth+Expected Future Gas Supply+Increased Demand Response+Reduced Rankine Availability+Delayed Build+Upgraded HVDC+Constrained Operational Capacity+Low Wind & Solar | 267.5718 | 267.5718 | 267.5718
2027 | NIWCM | Medium Demand Growth+Expected Future Gas Supply+Increased Demand Response+Reduced Rankine Availability+Delayed Build+Upgraded HVDC+Constrained Operational Capacity+Low Wind & Solar | 89.1849 | 89.1849 | 89.1849
2028 | NIWCM | Medium Demand Growth+Expected Future Gas Supply+Increased Demand Response+Reduced Rankine Availability+Delayed Build+Upgraded HVDC+Constrained Operational Capacity+Low Wind & Solar | 190.0947 | 190.0947 | 190.0947
2029 | NIWCM | Medium Demand Growth+Expected Future Gas Supply+Increased Demand Response+Reduced Rankine Availability+Delayed Build+Upgraded HVDC+Constrained Operational Capacity+Low Wind & Solar | -29.9235 | 52.1493 | 52.1493
2030 | NIWCM | Medium Demand Growth+Expected Future Gas Supply+Increased Demand Response+Reduced Rankine Availability+Delayed Build+Upgraded HVDC+Constrained Operational Capacity+Low Wind & Solar | -152.6664 | 357.8799 | 473.4375
2031 | NIWCM | Medium Demand Growth+Expected Future Gas Supply+Increased Demand Response+Reduced Rankine Availability+Delayed Build+Upgraded HVDC+Constrained Operational Capacity+Low Wind & Solar | -340.0093 | 310.7512 | 468.0428
2032 | NIWCM | Medium Demand Growth+Expected Future Gas Supply+Increased Demand Response+Reduced Rankine Availability+Delayed Build+Upgraded HVDC+Constrained Operational Capacity+Low Wind & Solar | -499.6549 | 210.8551 | 423.3141
2033 | NIWCM | Medium Demand Growth+Expected Future Gas Supply+Increased Demand Response+Reduced Rankine Availability+Delayed Build+Upgraded HVDC+Constrained Operational Capacity+Low Wind & Solar | -610.56 | 110.5018 | 381.815
2034 | NIWCM | Medium Demand Growth+Expected Future Gas Supply+Increased Demand Response+Reduced Rankine Availability+Delayed Build+Upgraded HVDC+Constrained Operational Capacity+Low Wind & Solar | -773.7908 | -48.3355 | 244.8088
2035 | NIWCM | Medium Demand Growth+Expected Future Gas Supply+Increased Demand Response+Reduced Rankine Availability+Delayed Build+Upgraded HVDC+Constrained Operational Capacity+Low Wind & Solar | -920.5769 | -167.5742 | 136.7775
2026 | SIWEM_PERC | Medium Demand Growth+Expected Future Gas Supply+Increased Demand Response+Reduced Rankine Availability+Delayed Build+Upgraded HVDC+Constrained Operational Capacity+Low Wind & Solar | 25.6116 | 25.6116 | 25.6116
2027 | SIWEM_PERC | Medium Demand Growth+Expected Future Gas Supply+Increased Demand Response+Reduced Rankine Availability+Delayed Build+Upgraded HVDC+Constrained Operational Capacity+Low Wind & Solar | 17.7461 | 17.81 | 17.81
2028 | SIWEM_PERC | Medium Demand Growth+Expected Future Gas Supply+Increased Demand Response+Reduced Rankine Availability+Delayed Build+Upgraded HVDC+Constrained Operational Capacity+Low Wind & Solar | 17.5413 | 19.2841 | 19.2841
2029 | SIWEM_PERC | Medium Demand Growth+Expected Future Gas Supply+Increased Demand Response+Reduced Rankine Availability+Delayed Build+Upgraded HVDC+Constrained Operational Capacity+Low Wind & Solar | 10.3517 | 16.0009 | 18.06
2030 | SIWEM_PERC | Medium Demand Growth+Expected Future Gas Supply+Increased Demand Response+Reduced Rankine Availability+Delayed Build+Upgraded HVDC+Constrained Operational Capacity+Low Wind & Solar | 7.6541 | 20.8471 | 38.3493
2031 | SIWEM_PERC | Medium Demand Growth+Expected Future Gas Supply+Increased Demand Response+Reduced Rankine Availability+Delayed Build+Upgraded HVDC+Constrained Operational Capacity+Low Wind & Solar | 4.2058 | 17.7164 | 37.2624
2032 | SIWEM_PERC | Medium Demand Growth+Expected Future Gas Supply+Increased Demand Response+Reduced Rankine Availability+Delayed Build+Upgraded HVDC+Constrained Operational Capacity+Low Wind & Solar | 2.4503 | 13.8614 | 43.6512
2033 | SIWEM_PERC | Medium Demand Growth+Expected Future Gas Supply+Increased Demand Response+Reduced Rankine Availability+Delayed Build+Upgraded HVDC+Constrained Operational Capacity+Low Wind & Solar | 0.42653 | 11.5937 | 48.9031
2034 | SIWEM_PERC | Medium Demand Growth+Expected Future Gas Supply+Increased Demand Response+Reduced Rankine Availability+Delayed Build+Upgraded HVDC+Constrained Operational Capacity+Low Wind & Solar | -1.2885 | 9.6673 | 44.9693
2035 | SIWEM_PERC | Medium Demand Growth+Expected Future Gas Supply+Increased Demand Response+Reduced Rankine Availability+Delayed Build+Upgraded HVDC+Constrained Operational Capacity+Low Wind & Solar | -2.723 | 8.052 | 44.1913
2026 | NZWEM_PERC | Medium Demand Growth+High Gas Supply | 18.7712 | 18.8278 | 18.8278
2027 | NZWEM_PERC | Medium Demand Growth+High Gas Supply | 16.0207 | 17.7993 | 18.1068
2028 | NZWEM_PERC | Medium Demand Growth+High Gas Supply | 14.0147 | 21.7194 | 25.9928
2029 | NZWEM_PERC | Medium Demand Growth+High Gas Supply | 14.4936 | 25.0753 | 33.4475
2030 | NZWEM_PERC | Medium Demand Growth+High Gas Supply | 10.5345 | 22.8347 | 36.3263
2031 | NZWEM_PERC | Medium Demand Growth+High Gas Supply | 7.063 | 19.0393 | 37.6111
2032 | NZWEM_PERC | Medium Demand Growth+High Gas Supply | 4.8421 | 16.9022 | 35.9843
2033 | NZWEM_PERC | Medium Demand Growth+High Gas Supply | 2.452 | 14.2117 | 34.4188
2034 | NZWEM_PERC | Medium Demand Growth+High Gas Supply | 0.31742 | 12.1917 | 31.9296
2035 | NZWEM_PERC | Medium Demand Growth+High Gas Supply | -1.6727 | 10.0209 | 29.3169
2026 | NIWCM | Medium Demand Growth+High Gas Supply | 920.9691 | 921.7689 | 921.7689
2027 | NIWCM | Medium Demand Growth+High Gas Supply | 1076.3707 | 1108.2368 | 1112.7733
2028 | NIWCM | Medium Demand Growth+High Gas Supply | 1089.5103 | 1735.4791 | 1796.2242
2029 | NIWCM | Medium Demand Growth+High Gas Supply | 841.753 | 1732.1771 | 2055.5221
2030 | NIWCM | Medium Demand Growth+High Gas Supply | 587.5061 | 1601.8514 | 2121.3615
2031 | NIWCM | Medium Demand Growth+High Gas Supply | 410.1311 | 1442.2479 | 2212.9238
2032 | NIWCM | Medium Demand Growth+High Gas Supply | 245.5165 | 1298.9412 | 2118.0906
2033 | NIWCM | Medium Demand Growth+High Gas Supply | 55.9676 | 1114.9126 | 2011.4907
2034 | NIWCM | Medium Demand Growth+High Gas Supply | -111.8944 | 992.0695 | 1974.1668
2035 | NIWCM | Medium Demand Growth+High Gas Supply | -263.5569 | 852.1582 | 1842.2204
2026 | SIWEM_PERC | Medium Demand Growth+High Gas Supply | 51.1127 | 51.1127 | 51.1127
2027 | SIWEM_PERC | Medium Demand Growth+High Gas Supply | 43.051 | 46.6967 | 46.6967
2028 | SIWEM_PERC | Medium Demand Growth+High Gas Supply | 37.3598 | 54.7015 | 61.804
2029 | SIWEM_PERC | Medium Demand Growth+High Gas Supply | 32.5405 | 44.3393 | 58.8026
2030 | SIWEM_PERC | Medium Demand Growth+High Gas Supply | 26.5889 | 40.3805 | 59.4
2031 | SIWEM_PERC | Medium Demand Growth+High Gas Supply | 16.9814 | 35.6853 | 58.5769
2032 | SIWEM_PERC | Medium Demand Growth+High Gas Supply | 10.8966 | 33.2662 | 55.7227
2033 | SIWEM_PERC | Medium Demand Growth+High Gas Supply | 4.2913 | 30.4904 | 52.4517
2034 | SIWEM_PERC | Medium Demand Growth+High Gas Supply | -1.644 | 28.126 | 49.6588
2035 | SIWEM_PERC | Medium Demand Growth+High Gas Supply | -3.9808 | 25.144 | 47.3039
2026 | NZWEM_PERC | Medium Demand Growth+High Gas Supply+Low Wind & Solar | 17.5818 | 17.633 | 17.633
2027 | NZWEM_PERC | Medium Demand Growth+High Gas Supply+Low Wind & Solar | 14.7164 | 16.3215 | 16.599
2028 | NZWEM_PERC | Medium Demand Growth+High Gas Supply+Low Wind & Solar | 12.64 | 19.5932 | 23.4498
2029 | NZWEM_PERC | Medium Demand Growth+High Gas Supply+Low Wind & Solar | 13.1431 | 22.6928 | 30.2484
2030 | NZWEM_PERC | Medium Demand Growth+High Gas Supply+Low Wind & Solar | 9.2332 | 20.3807 | 32.5913
2031 | NZWEM_PERC | Medium Demand Growth+High Gas Supply+Low Wind & Solar | 5.8048 | 16.6665 | 33.4607
2032 | NZWEM_PERC | Medium Demand Growth+High Gas Supply+Low Wind & Solar | 3.6125 | 14.5486 | 31.8357
2033 | NZWEM_PERC | Medium Demand Growth+High Gas Supply+Low Wind & Solar | 1.2531 | 11.9168 | 30.2174
2034 | NZWEM_PERC | Medium Demand Growth+High Gas Supply+Low Wind & Solar | -0.85368 | 9.95 | 27.8258
2035 | NZWEM_PERC | Medium Demand Growth+High Gas Supply+Low Wind & Solar | -2.8176 | 7.8294 | 25.305
2026 | NIWCM | Medium Demand Growth+High Gas Supply+Low Wind & Solar | 920.9691 | 921.7689 | 921.7689
2027 | NIWCM | Medium Demand Growth+High Gas Supply+Low Wind & Solar | 1076.3707 | 1108.2368 | 1112.7733
2028 | NIWCM | Medium Demand Growth+High Gas Supply+Low Wind & Solar | 1089.5103 | 1735.4791 | 1796.2242
2029 | NIWCM | Medium Demand Growth+High Gas Supply+Low Wind & Solar | 841.753 | 1732.1771 | 2055.5221
2030 | NIWCM | Medium Demand Growth+High Gas Supply+Low Wind & Solar | 587.5061 | 1601.8514 | 2121.3615
2031 | NIWCM | Medium Demand Growth+High Gas Supply+Low Wind & Solar | 410.1311 | 1442.2479 | 2212.9238
2032 | NIWCM | Medium Demand Growth+High Gas Supply+Low Wind & Solar | 245.5165 | 1298.9412 | 2118.0906
2033 | NIWCM | Medium Demand Growth+High Gas Supply+Low Wind & Solar | 55.9676 | 1114.9126 | 2011.4907
2034 | NIWCM | Medium Demand Growth+High Gas Supply+Low Wind & Solar | -111.8944 | 992.0695 | 1974.1668
2035 | NIWCM | Medium Demand Growth+High Gas Supply+Low Wind & Solar | -263.5569 | 852.1582 | 1842.2204
2026 | SIWEM_PERC | Medium Demand Growth+High Gas Supply+Low Wind & Solar | 48.1277 | 48.2724 | 48.2724
2027 | SIWEM_PERC | Medium Demand Growth+High Gas Supply+Low Wind & Solar | 39.4012 | 43.8926 | 44.6691
2028 | SIWEM_PERC | Medium Demand Growth+High Gas Supply+Low Wind & Solar | 33.509 | 52.4784 | 58.8882
2029 | SIWEM_PERC | Medium Demand Growth+High Gas Supply+Low Wind & Solar | 31.6198 | 42.2678 | 55.3204
2030 | SIWEM_PERC | Medium Demand Growth+High Gas Supply+Low Wind & Solar | 23.0384 | 38.2205 | 55.3849
2031 | SIWEM_PERC | Medium Demand Growth+High Gas Supply+Low Wind & Solar | 13.5531 | 33.5996 | 54.2585
2032 | SIWEM_PERC | Medium Demand Growth+High Gas Supply+Low Wind & Solar | 7.5335 | 31.2202 | 51.4863
2033 | SIWEM_PERC | Medium Demand Growth+High Gas Supply+Low Wind & Solar | 1.0024 | 28.4895 | 48.3088
2034 | SIWEM_PERC | Medium Demand Growth+High Gas Supply+Low Wind & Solar | -3.3156 | 24.8806 | 45.5967
2035 | SIWEM_PERC | Medium Demand Growth+High Gas Supply+Low Wind & Solar | -4.7693 | 19.0762 | 43.3109
2026 | NZWEM_PERC | Medium Demand Growth+High Gas Supply+Constrained Operational Capacity | 18.7712 | 18.8278 | 18.8278
2027 | NZWEM_PERC | Medium Demand Growth+High Gas Supply+Constrained Operational Capacity | 16.0207 | 17.7993 | 18.1068
2028 | NZWEM_PERC | Medium Demand Growth+High Gas Supply+Constrained Operational Capacity | 14.0147 | 21.7194 | 25.9928
2029 | NZWEM_PERC | Medium Demand Growth+High Gas Supply+Constrained Operational Capacity | 14.4936 | 25.0753 | 33.4475
2030 | NZWEM_PERC | Medium Demand Growth+High Gas Supply+Constrained Operational Capacity | 10.5345 | 22.8347 | 36.3263
2031 | NZWEM_PERC | Medium Demand Growth+High Gas Supply+Constrained Operational Capacity | 7.063 | 19.0393 | 37.6111
2032 | NZWEM_PERC | Medium Demand Growth+High Gas Supply+Constrained Operational Capacity | 4.8421 | 16.9022 | 35.9843
2033 | NZWEM_PERC | Medium Demand Growth+High Gas Supply+Constrained Operational Capacity | 2.452 | 14.2117 | 34.4188
2034 | NZWEM_PERC | Medium Demand Growth+High Gas Supply+Constrained Operational Capacity | 0.31742 | 12.1917 | 31.9296
2035 | NZWEM_PERC | Medium Demand Growth+High Gas Supply+Constrained Operational Capacity | -1.6727 | 10.0209 | 29.3169
2026 | NIWCM | Medium Demand Growth+High Gas Supply+Constrained Operational Capacity | 325.6776 | 325.6776 | 325.6776
2027 | NIWCM | Medium Demand Growth+High Gas Supply+Constrained Operational Capacity | 454.6836 | 458.6512 | 458.6512
2028 | NIWCM | Medium Demand Growth+High Gas Supply+Constrained Operational Capacity | 435.8256 | 929.7399 | 937.5268
2029 | NIWCM | Medium Demand Growth+High Gas Supply+Constrained Operational Capacity | 170.0838 | 819.7627 | 976.2717
2030 | NIWCM | Medium Demand Growth+High Gas Supply+Constrained Operational Capacity | -87.289 | 649.6906 | 862.3063
2031 | NIWCM | Medium Demand Growth+High Gas Supply+Constrained Operational Capacity | -267.4032 | 480.9253 | 752.1464
2032 | NIWCM | Medium Demand Growth+High Gas Supply+Constrained Operational Capacity | -433.3615 | 319.5265 | 612.6282
2033 | NIWCM | Medium Demand Growth+High Gas Supply+Constrained Operational Capacity | -622.764 | 130.3566 | 435.4464
2034 | NIWCM | Medium Demand Growth+High Gas Supply+Constrained Operational Capacity | -792.7651 | 4.824 | 387.2187
2035 | NIWCM | Medium Demand Growth+High Gas Supply+Constrained Operational Capacity | -944.4174 | -136.7198 | 245.3193
2026 | SIWEM_PERC | Medium Demand Growth+High Gas Supply+Constrained Operational Capacity | 51.1127 | 51.1127 | 51.1127
2027 | SIWEM_PERC | Medium Demand Growth+High Gas Supply+Constrained Operational Capacity | 43.051 | 46.6967 | 46.6967
2028 | SIWEM_PERC | Medium Demand Growth+High Gas Supply+Constrained Operational Capacity | 37.3598 | 54.7015 | 61.804
2029 | SIWEM_PERC | Medium Demand Growth+High Gas Supply+Constrained Operational Capacity | 32.5405 | 44.3393 | 58.8026
2030 | SIWEM_PERC | Medium Demand Growth+High Gas Supply+Constrained Operational Capacity | 26.5889 | 40.3805 | 59.4
2031 | SIWEM_PERC | Medium Demand Growth+High Gas Supply+Constrained Operational Capacity | 16.9814 | 35.6853 | 58.5769
2032 | SIWEM_PERC | Medium Demand Growth+High Gas Supply+Constrained Operational Capacity | 10.8966 | 33.2662 | 55.7227
2033 | SIWEM_PERC | Medium Demand Growth+High Gas Supply+Constrained Operational Capacity | 4.2913 | 30.4904 | 52.4517
2034 | SIWEM_PERC | Medium Demand Growth+High Gas Supply+Constrained Operational Capacity | -1.644 | 28.126 | 49.6588
2035 | SIWEM_PERC | Medium Demand Growth+High Gas Supply+Constrained Operational Capacity | -3.9808 | 25.144 | 47.3039
2026 | NZWEM_PERC | Medium Demand Growth+High Gas Supply+Constrained Operational Capacity+Low Wind & Solar | 17.5818 | 17.633 | 17.633
2027 | NZWEM_PERC | Medium Demand Growth+High Gas Supply+Constrained Operational Capacity+Low Wind & Solar | 14.7164 | 16.3215 | 16.599
2028 | NZWEM_PERC | Medium Demand Growth+High Gas Supply+Constrained Operational Capacity+Low Wind & Solar | 12.64 | 19.5932 | 23.4498
2029 | NZWEM_PERC | Medium Demand Growth+High Gas Supply+Constrained Operational Capacity+Low Wind & Solar | 13.1431 | 22.6928 | 30.2484
2030 | NZWEM_PERC | Medium Demand Growth+High Gas Supply+Constrained Operational Capacity+Low Wind & Solar | 9.2332 | 20.3807 | 32.5913
2031 | NZWEM_PERC | Medium Demand Growth+High Gas Supply+Constrained Operational Capacity+Low Wind & Solar | 5.8048 | 16.6665 | 33.4607
2032 | NZWEM_PERC | Medium Demand Growth+High Gas Supply+Constrained Operational Capacity+Low Wind & Solar | 3.6125 | 14.5486 | 31.8357
2033 | NZWEM_PERC | Medium Demand Growth+High Gas Supply+Constrained Operational Capacity+Low Wind & Solar | 1.2531 | 11.9168 | 30.2174
2034 | NZWEM_PERC | Medium Demand Growth+High Gas Supply+Constrained Operational Capacity+Low Wind & Solar | -0.85368 | 9.95 | 27.8258
2035 | NZWEM_PERC | Medium Demand Growth+High Gas Supply+Constrained Operational Capacity+Low Wind & Solar | -2.8176 | 7.8294 | 25.305
2026 | NIWCM | Medium Demand Growth+High Gas Supply+Constrained Operational Capacity+Low Wind & Solar | 325.6776 | 325.6776 | 325.6776
2027 | NIWCM | Medium Demand Growth+High Gas Supply+Constrained Operational Capacity+Low Wind & Solar | 454.6836 | 458.6512 | 458.6512
2028 | NIWCM | Medium Demand Growth+High Gas Supply+Constrained Operational Capacity+Low Wind & Solar | 435.8256 | 929.7399 | 937.5268
2029 | NIWCM | Medium Demand Growth+High Gas Supply+Constrained Operational Capacity+Low Wind & Solar | 170.0838 | 819.7627 | 976.2717
2030 | NIWCM | Medium Demand Growth+High Gas Supply+Constrained Operational Capacity+Low Wind & Solar | -87.289 | 649.6906 | 862.3063
2031 | NIWCM | Medium Demand Growth+High Gas Supply+Constrained Operational Capacity+Low Wind & Solar | -267.4032 | 480.9253 | 752.1464
2032 | NIWCM | Medium Demand Growth+High Gas Supply+Constrained Operational Capacity+Low Wind & Solar | -433.3615 | 319.5265 | 612.6282
2033 | NIWCM | Medium Demand Growth+High Gas Supply+Constrained Operational Capacity+Low Wind & Solar | -622.764 | 130.3566 | 435.4464
2034 | NIWCM | Medium Demand Growth+High Gas Supply+Constrained Operational Capacity+Low Wind & Solar | -792.7651 | 4.824 | 387.2187
2035 | NIWCM | Medium Demand Growth+High Gas Supply+Constrained Operational Capacity+Low Wind & Solar | -944.4174 | -136.7198 | 245.3193
2026 | SIWEM_PERC | Medium Demand Growth+High Gas Supply+Constrained Operational Capacity+Low Wind & Solar | 48.1277 | 48.2724 | 48.2724
2027 | SIWEM_PERC | Medium Demand Growth+High Gas Supply+Constrained Operational Capacity+Low Wind & Solar | 39.4012 | 43.8926 | 44.6691
2028 | SIWEM_PERC | Medium Demand Growth+High Gas Supply+Constrained Operational Capacity+Low Wind & Solar | 33.509 | 52.4784 | 58.8882
2029 | SIWEM_PERC | Medium Demand Growth+High Gas Supply+Constrained Operational Capacity+Low Wind & Solar | 31.6198 | 42.2678 | 55.3204
2030 | SIWEM_PERC | Medium Demand Growth+High Gas Supply+Constrained Operational Capacity+Low Wind & Solar | 23.0384 | 38.2205 | 55.3849
2031 | SIWEM_PERC | Medium Demand Growth+High Gas Supply+Constrained Operational Capacity+Low Wind & Solar | 13.5531 | 33.5996 | 54.2585
2032 | SIWEM_PERC | Medium Demand Growth+High Gas Supply+Constrained Operational Capacity+Low Wind & Solar | 7.5335 | 31.2202 | 51.4863
2033 | SIWEM_PERC | Medium Demand Growth+High Gas Supply+Constrained Operational Capacity+Low Wind & Solar | 1.0024 | 28.4895 | 48.3088
2034 | SIWEM_PERC | Medium Demand Growth+High Gas Supply+Constrained Operational Capacity+Low Wind & Solar | -3.3156 | 24.8806 | 45.5967
2035 | SIWEM_PERC | Medium Demand Growth+High Gas Supply+Constrained Operational Capacity+Low Wind & Solar | -4.7693 | 19.0762 | 43.3109
2026 | NZWEM_PERC | Medium Demand Growth+High Gas Supply+Upgraded HVDC | 18.7712 | 18.8278 | 18.8278
2027 | NZWEM_PERC | Medium Demand Growth+High Gas Supply+Upgraded HVDC | 16.0207 | 17.7993 | 18.1068
2028 | NZWEM_PERC | Medium Demand Growth+High Gas Supply+Upgraded HVDC | 14.0147 | 21.7194 | 25.9928
2029 | NZWEM_PERC | Medium Demand Growth+High Gas Supply+Upgraded HVDC | 14.4936 | 25.0753 | 33.4475
2030 | NZWEM_PERC | Medium Demand Growth+High Gas Supply+Upgraded HVDC | 10.5345 | 22.8347 | 36.3263
2031 | NZWEM_PERC | Medium Demand Growth+High Gas Supply+Upgraded HVDC | 7.063 | 19.0393 | 37.6111
2032 | NZWEM_PERC | Medium Demand Growth+High Gas Supply+Upgraded HVDC | 4.8421 | 16.9022 | 35.9843
2033 | NZWEM_PERC | Medium Demand Growth+High Gas Supply+Upgraded HVDC | 2.452 | 14.2117 | 34.4188
2034 | NZWEM_PERC | Medium Demand Growth+High Gas Supply+Upgraded HVDC | 0.31742 | 12.1917 | 31.9296
2035 | NZWEM_PERC | Medium Demand Growth+High Gas Supply+Upgraded HVDC | -1.6727 | 10.0209 | 29.3169
2026 | NIWCM | Medium Demand Growth+High Gas Supply+Upgraded HVDC | 920.9691 | 921.7689 | 921.7689
2027 | NIWCM | Medium Demand Growth+High Gas Supply+Upgraded HVDC | 1076.3707 | 1108.2368 | 1112.7733
2028 | NIWCM | Medium Demand Growth+High Gas Supply+Upgraded HVDC | 1089.5103 | 1735.4791 | 1796.2242
2029 | NIWCM | Medium Demand Growth+High Gas Supply+Upgraded HVDC | 841.753 | 1732.1771 | 2055.5221
2030 | NIWCM | Medium Demand Growth+High Gas Supply+Upgraded HVDC | 587.5061 | 1601.8514 | 2121.3615
2031 | NIWCM | Medium Demand Growth+High Gas Supply+Upgraded HVDC | 410.1311 | 1442.2478 | 2222.5311
2032 | NIWCM | Medium Demand Growth+High Gas Supply+Upgraded HVDC | 245.5165 | 1298.9413 | 2117.5995
2033 | NIWCM | Medium Demand Growth+High Gas Supply+Upgraded HVDC | 55.9676 | 1114.9126 | 2011.5554
2034 | NIWCM | Medium Demand Growth+High Gas Supply+Upgraded HVDC | -111.8944 | 992.0695 | 1974.1654
2035 | NIWCM | Medium Demand Growth+High Gas Supply+Upgraded HVDC | -263.5569 | 852.1582 | 1842.2228
2026 | SIWEM_PERC | Medium Demand Growth+High Gas Supply+Upgraded HVDC | 51.1127 | 51.1127 | 51.1127
2027 | SIWEM_PERC | Medium Demand Growth+High Gas Supply+Upgraded HVDC | 43.051 | 47.9089 | 48.6924
2028 | SIWEM_PERC | Medium Demand Growth+High Gas Supply+Upgraded HVDC | 37.3598 | 58.5628 | 70.0979
2029 | SIWEM_PERC | Medium Demand Growth+High Gas Supply+Upgraded HVDC | 37.232 | 63.5286 | 77.9918
2030 | SIWEM_PERC | Medium Demand Growth+High Gas Supply+Upgraded HVDC | 26.5889 | 58.3827 | 77.8061
2031 | SIWEM_PERC | Medium Demand Growth+High Gas Supply+Upgraded HVDC | 16.9814 | 48.369 | 76.3495
2032 | SIWEM_PERC | Medium Demand Growth+High Gas Supply+Upgraded HVDC | 10.8966 | 42.9348 | 73.1574
2033 | SIWEM_PERC | Medium Demand Growth+High Gas Supply+Upgraded HVDC | 4.2913 | 36.0094 | 69.5021
2034 | SIWEM_PERC | Medium Demand Growth+High Gas Supply+Upgraded HVDC | -1.644 | 30.7918 | 66.3765
2035 | SIWEM_PERC | Medium Demand Growth+High Gas Supply+Upgraded HVDC | -3.9808 | 25.144 | 63.7372
2026 | NZWEM_PERC | Medium Demand Growth+High Gas Supply+Upgraded HVDC+Low Wind & Solar | 17.5818 | 17.633 | 17.633
2027 | NZWEM_PERC | Medium Demand Growth+High Gas Supply+Upgraded HVDC+Low Wind & Solar | 14.7164 | 16.3215 | 16.599
2028 | NZWEM_PERC | Medium Demand Growth+High Gas Supply+Upgraded HVDC+Low Wind & Solar | 12.64 | 19.5932 | 23.4498
2029 | NZWEM_PERC | Medium Demand Growth+High Gas Supply+Upgraded HVDC+Low Wind & Solar | 13.1431 | 22.6928 | 30.2484
2030 | NZWEM_PERC | Medium Demand Growth+High Gas Supply+Upgraded HVDC+Low Wind & Solar | 9.2332 | 20.3807 | 32.5913
2031 | NZWEM_PERC | Medium Demand Growth+High Gas Supply+Upgraded HVDC+Low Wind & Solar | 5.8048 | 16.6665 | 33.4607
2032 | NZWEM_PERC | Medium Demand Growth+High Gas Supply+Upgraded HVDC+Low Wind & Solar | 3.6125 | 14.5486 | 31.8357
2033 | NZWEM_PERC | Medium Demand Growth+High Gas Supply+Upgraded HVDC+Low Wind & Solar | 1.2531 | 11.9168 | 30.2174
2034 | NZWEM_PERC | Medium Demand Growth+High Gas Supply+Upgraded HVDC+Low Wind & Solar | -0.85368 | 9.95 | 27.8258
2035 | NZWEM_PERC | Medium Demand Growth+High Gas Supply+Upgraded HVDC+Low Wind & Solar | -2.8176 | 7.8294 | 25.305
2026 | NIWCM | Medium Demand Growth+High Gas Supply+Upgraded HVDC+Low Wind & Solar | 920.9691 | 921.7689 | 921.7689
2027 | NIWCM | Medium Demand Growth+High Gas Supply+Upgraded HVDC+Low Wind & Solar | 1076.3707 | 1108.2368 | 1112.7733
2028 | NIWCM | Medium Demand Growth+High Gas Supply+Upgraded HVDC+Low Wind & Solar | 1089.5103 | 1735.4791 | 1796.2242
2029 | NIWCM | Medium Demand Growth+High Gas Supply+Upgraded HVDC+Low Wind & Solar | 841.753 | 1732.1771 | 2055.5221
2030 | NIWCM | Medium Demand Growth+High Gas Supply+Upgraded HVDC+Low Wind & Solar | 587.5061 | 1601.8514 | 2121.3615
2031 | NIWCM | Medium Demand Growth+High Gas Supply+Upgraded HVDC+Low Wind & Solar | 410.1311 | 1442.2478 | 2222.5311
2032 | NIWCM | Medium Demand Growth+High Gas Supply+Upgraded HVDC+Low Wind & Solar | 245.5165 | 1298.9413 | 2117.5995
2033 | NIWCM | Medium Demand Growth+High Gas Supply+Upgraded HVDC+Low Wind & Solar | 55.9676 | 1114.9126 | 2011.5554
2034 | NIWCM | Medium Demand Growth+High Gas Supply+Upgraded HVDC+Low Wind & Solar | -111.8944 | 992.0695 | 1974.1654
2035 | NIWCM | Medium Demand Growth+High Gas Supply+Upgraded HVDC+Low Wind & Solar | -263.5569 | 852.1582 | 1842.2228
2026 | SIWEM_PERC | Medium Demand Growth+High Gas Supply+Upgraded HVDC+Low Wind & Solar | 48.1277 | 48.2724 | 48.2724
2027 | SIWEM_PERC | Medium Demand Growth+High Gas Supply+Upgraded HVDC+Low Wind & Solar | 39.4012 | 43.8926 | 44.6691
2028 | SIWEM_PERC | Medium Demand Growth+High Gas Supply+Upgraded HVDC+Low Wind & Solar | 33.509 | 52.9406 | 63.3506
2029 | SIWEM_PERC | Medium Demand Growth+High Gas Supply+Upgraded HVDC+Low Wind & Solar | 33.779 | 58.5668 | 74.5096
2030 | SIWEM_PERC | Medium Demand Growth+High Gas Supply+Upgraded HVDC+Low Wind & Solar | 23.0384 | 52.0922 | 73.791
2031 | SIWEM_PERC | Medium Demand Growth+High Gas Supply+Upgraded HVDC+Low Wind & Solar | 13.5531 | 42.295 | 72.0311
2032 | SIWEM_PERC | Medium Demand Growth+High Gas Supply+Upgraded HVDC+Low Wind & Solar | 7.5335 | 36.8897 | 68.9211
2033 | SIWEM_PERC | Medium Demand Growth+High Gas Supply+Upgraded HVDC+Low Wind & Solar | 1.0024 | 30.0976 | 65.3592
2034 | SIWEM_PERC | Medium Demand Growth+High Gas Supply+Upgraded HVDC+Low Wind & Solar | -3.3156 | 24.8806 | 62.3144
2035 | SIWEM_PERC | Medium Demand Growth+High Gas Supply+Upgraded HVDC+Low Wind & Solar | -4.7693 | 19.0762 | 59.7442
2026 | NZWEM_PERC | Medium Demand Growth+High Gas Supply+Upgraded HVDC+Constrained Operational Capacity | 18.7712 | 18.8278 | 18.8278
2027 | NZWEM_PERC | Medium Demand Growth+High Gas Supply+Upgraded HVDC+Constrained Operational Capacity | 16.0207 | 17.7993 | 18.1068
2028 | NZWEM_PERC | Medium Demand Growth+High Gas Supply+Upgraded HVDC+Constrained Operational Capacity | 14.0147 | 21.7194 | 25.9928
2029 | NZWEM_PERC | Medium Demand Growth+High Gas Supply+Upgraded HVDC+Constrained Operational Capacity | 14.4936 | 25.0753 | 33.4475
2030 | NZWEM_PERC | Medium Demand Growth+High Gas Supply+Upgraded HVDC+Constrained Operational Capacity | 10.5345 | 22.8347 | 36.3263
2031 | NZWEM_PERC | Medium Demand Growth+High Gas Supply+Upgraded HVDC+Constrained Operational Capacity | 7.063 | 19.0393 | 37.6111
2032 | NZWEM_PERC | Medium Demand Growth+High Gas Supply+Upgraded HVDC+Constrained Operational Capacity | 4.8421 | 16.9022 | 35.9843
2033 | NZWEM_PERC | Medium Demand Growth+High Gas Supply+Upgraded HVDC+Constrained Operational Capacity | 2.452 | 14.2117 | 34.4188
2034 | NZWEM_PERC | Medium Demand Growth+High Gas Supply+Upgraded HVDC+Constrained Operational Capacity | 0.31742 | 12.1917 | 31.9296
2035 | NZWEM_PERC | Medium Demand Growth+High Gas Supply+Upgraded HVDC+Constrained Operational Capacity | -1.6727 | 10.0209 | 29.3169
2026 | NIWCM | Medium Demand Growth+High Gas Supply+Upgraded HVDC+Constrained Operational Capacity | 325.6776 | 325.6776 | 325.6776
2027 | NIWCM | Medium Demand Growth+High Gas Supply+Upgraded HVDC+Constrained Operational Capacity | 454.6836 | 458.6512 | 458.6512
2028 | NIWCM | Medium Demand Growth+High Gas Supply+Upgraded HVDC+Constrained Operational Capacity | 435.8256 | 929.7399 | 937.5268
2029 | NIWCM | Medium Demand Growth+High Gas Supply+Upgraded HVDC+Constrained Operational Capacity | 170.0838 | 819.7627 | 976.2717
2030 | NIWCM | Medium Demand Growth+High Gas Supply+Upgraded HVDC+Constrained Operational Capacity | -87.289 | 649.6906 | 862.3063
2031 | NIWCM | Medium Demand Growth+High Gas Supply+Upgraded HVDC+Constrained Operational Capacity | -267.4032 | 480.9253 | 752.1464
2032 | NIWCM | Medium Demand Growth+High Gas Supply+Upgraded HVDC+Constrained Operational Capacity | -433.3615 | 319.5265 | 612.6282
2033 | NIWCM | Medium Demand Growth+High Gas Supply+Upgraded HVDC+Constrained Operational Capacity | -622.764 | 130.3566 | 435.4464
2034 | NIWCM | Medium Demand Growth+High Gas Supply+Upgraded HVDC+Constrained Operational Capacity | -792.7651 | 4.824 | 387.2187
2035 | NIWCM | Medium Demand Growth+High Gas Supply+Upgraded HVDC+Constrained Operational Capacity | -944.4174 | -136.7198 | 245.3193
2026 | SIWEM_PERC | Medium Demand Growth+High Gas Supply+Upgraded HVDC+Constrained Operational Capacity | 51.1127 | 51.1127 | 51.1127
2027 | SIWEM_PERC | Medium Demand Growth+High Gas Supply+Upgraded HVDC+Constrained Operational Capacity | 43.051 | 47.9089 | 48.6924
2028 | SIWEM_PERC | Medium Demand Growth+High Gas Supply+Upgraded HVDC+Constrained Operational Capacity | 37.3598 | 58.5628 | 70.0979
2029 | SIWEM_PERC | Medium Demand Growth+High Gas Supply+Upgraded HVDC+Constrained Operational Capacity | 37.232 | 63.5286 | 77.9918
2030 | SIWEM_PERC | Medium Demand Growth+High Gas Supply+Upgraded HVDC+Constrained Operational Capacity | 26.5889 | 58.3827 | 77.8061
2031 | SIWEM_PERC | Medium Demand Growth+High Gas Supply+Upgraded HVDC+Constrained Operational Capacity | 16.9814 | 48.369 | 76.3495
2032 | SIWEM_PERC | Medium Demand Growth+High Gas Supply+Upgraded HVDC+Constrained Operational Capacity | 10.8966 | 42.9348 | 73.1574
2033 | SIWEM_PERC | Medium Demand Growth+High Gas Supply+Upgraded HVDC+Constrained Operational Capacity | 4.2913 | 36.0094 | 69.5021
2034 | SIWEM_PERC | Medium Demand Growth+High Gas Supply+Upgraded HVDC+Constrained Operational Capacity | -1.644 | 30.7918 | 66.3765
2035 | SIWEM_PERC | Medium Demand Growth+High Gas Supply+Upgraded HVDC+Constrained Operational Capacity | -3.9808 | 25.144 | 63.7372
2026 | NZWEM_PERC | Medium Demand Growth+High Gas Supply+Upgraded HVDC+Constrained Operational Capacity+Low Wind & Solar | 17.5818 | 17.633 | 17.633
2027 | NZWEM_PERC | Medium Demand Growth+High Gas Supply+Upgraded HVDC+Constrained Operational Capacity+Low Wind & Solar | 14.7164 | 16.3215 | 16.599
2028 | NZWEM_PERC | Medium Demand Growth+High Gas Supply+Upgraded HVDC+Constrained Operational Capacity+Low Wind & Solar | 12.64 | 19.5932 | 23.4498
2029 | NZWEM_PERC | Medium Demand Growth+High Gas Supply+Upgraded HVDC+Constrained Operational Capacity+Low Wind & Solar | 13.1431 | 22.6928 | 30.2484
2030 | NZWEM_PERC | Medium Demand Growth+High Gas Supply+Upgraded HVDC+Constrained Operational Capacity+Low Wind & Solar | 9.2332 | 20.3807 | 32.5913
2031 | NZWEM_PERC | Medium Demand Growth+High Gas Supply+Upgraded HVDC+Constrained Operational Capacity+Low Wind & Solar | 5.8048 | 16.6665 | 33.4607
2032 | NZWEM_PERC | Medium Demand Growth+High Gas Supply+Upgraded HVDC+Constrained Operational Capacity+Low Wind & Solar | 3.6125 | 14.5486 | 31.8357
2033 | NZWEM_PERC | Medium Demand Growth+High Gas Supply+Upgraded HVDC+Constrained Operational Capacity+Low Wind & Solar | 1.2531 | 11.9168 | 30.2174
2034 | NZWEM_PERC | Medium Demand Growth+High Gas Supply+Upgraded HVDC+Constrained Operational Capacity+Low Wind & Solar | -0.85368 | 9.95 | 27.8258
2035 | NZWEM_PERC | Medium Demand Growth+High Gas Supply+Upgraded HVDC+Constrained Operational Capacity+Low Wind & Solar | -2.8176 | 7.8294 | 25.305
2026 | NIWCM | Medium Demand Growth+High Gas Supply+Upgraded HVDC+Constrained Operational Capacity+Low Wind & Solar | 325.6776 | 325.6776 | 325.6776
2027 | NIWCM | Medium Demand Growth+High Gas Supply+Upgraded HVDC+Constrained Operational Capacity+Low Wind & Solar | 454.6836 | 458.6512 | 458.6512
2028 | NIWCM | Medium Demand Growth+High Gas Supply+Upgraded HVDC+Constrained Operational Capacity+Low Wind & Solar | 435.8256 | 929.7399 | 937.5268
2029 | NIWCM | Medium Demand Growth+High Gas Supply+Upgraded HVDC+Constrained Operational Capacity+Low Wind & Solar | 170.0838 | 819.7627 | 976.2717
2030 | NIWCM | Medium Demand Growth+High Gas Supply+Upgraded HVDC+Constrained Operational Capacity+Low Wind & Solar | -87.289 | 649.6906 | 862.3063
2031 | NIWCM | Medium Demand Growth+High Gas Supply+Upgraded HVDC+Constrained Operational Capacity+Low Wind & Solar | -267.4032 | 480.9253 | 752.1464
2032 | NIWCM | Medium Demand Growth+High Gas Supply+Upgraded HVDC+Constrained Operational Capacity+Low Wind & Solar | -433.3615 | 319.5265 | 612.6282
2033 | NIWCM | Medium Demand Growth+High Gas Supply+Upgraded HVDC+Constrained Operational Capacity+Low Wind & Solar | -622.764 | 130.3566 | 435.4464
2034 | NIWCM | Medium Demand Growth+High Gas Supply+Upgraded HVDC+Constrained Operational Capacity+Low Wind & Solar | -792.7651 | 4.824 | 387.2187
2035 | NIWCM | Medium Demand Growth+High Gas Supply+Upgraded HVDC+Constrained Operational Capacity+Low Wind & Solar | -944.4174 | -136.7198 | 245.3193
2026 | SIWEM_PERC | Medium Demand Growth+High Gas Supply+Upgraded HVDC+Constrained Operational Capacity+Low Wind & Solar | 48.1277 | 48.2724 | 48.2724
2027 | SIWEM_PERC | Medium Demand Growth+High Gas Supply+Upgraded HVDC+Constrained Operational Capacity+Low Wind & Solar | 39.4012 | 43.8926 | 44.6691
2028 | SIWEM_PERC | Medium Demand Growth+High Gas Supply+Upgraded HVDC+Constrained Operational Capacity+Low Wind & Solar | 33.509 | 52.9406 | 63.3506
2029 | SIWEM_PERC | Medium Demand Growth+High Gas Supply+Upgraded HVDC+Constrained Operational Capacity+Low Wind & Solar | 33.779 | 58.5668 | 74.5096
2030 | SIWEM_PERC | Medium Demand Growth+High Gas Supply+Upgraded HVDC+Constrained Operational Capacity+Low Wind & Solar | 23.0384 | 52.0922 | 73.791
2031 | SIWEM_PERC | Medium Demand Growth+High Gas Supply+Upgraded HVDC+Constrained Operational Capacity+Low Wind & Solar | 13.5531 | 42.295 | 72.0311
2032 | SIWEM_PERC | Medium Demand Growth+High Gas Supply+Upgraded HVDC+Constrained Operational Capacity+Low Wind & Solar | 7.5335 | 36.8897 | 68.9211
2033 | SIWEM_PERC | Medium Demand Growth+High Gas Supply+Upgraded HVDC+Constrained Operational Capacity+Low Wind & Solar | 1.0024 | 30.0976 | 65.3592
2034 | SIWEM_PERC | Medium Demand Growth+High Gas Supply+Upgraded HVDC+Constrained Operational Capacity+Low Wind & Solar | -3.3156 | 24.8806 | 62.3144
2035 | SIWEM_PERC | Medium Demand Growth+High Gas Supply+Upgraded HVDC+Constrained Operational Capacity+Low Wind & Solar | -4.7693 | 19.0762 | 59.7442
2026 | NZWEM_PERC | Medium Demand Growth+High Gas Supply+Delayed Build | 14.1751 | 14.1751 | 14.1751
2027 | NZWEM_PERC | Medium Demand Growth+High Gas Supply+Delayed Build | 8.8858 | 9.0226 | 9.185
2028 | NZWEM_PERC | Medium Demand Growth+High Gas Supply+Delayed Build | 10.0409 | 11.412 | 11.7104
2029 | NZWEM_PERC | Medium Demand Growth+High Gas Supply+Delayed Build | 13.43 | 16.0668 | 16.8857
2030 | NZWEM_PERC | Medium Demand Growth+High Gas Supply+Delayed Build | 10.5345 | 18.7958 | 25.779
2031 | NZWEM_PERC | Medium Demand Growth+High Gas Supply+Delayed Build | 7.063 | 17.8623 | 25.6627
2032 | NZWEM_PERC | Medium Demand Growth+High Gas Supply+Delayed Build | 4.8421 | 16.01 | 28.7578
2033 | NZWEM_PERC | Medium Demand Growth+High Gas Supply+Delayed Build | 2.452 | 13.4211 | 31.1179
2034 | NZWEM_PERC | Medium Demand Growth+High Gas Supply+Delayed Build | 0.31742 | 11.3713 | 29.5461
2035 | NZWEM_PERC | Medium Demand Growth+High Gas Supply+Delayed Build | -1.6727 | 9.5568 | 28.8528
2026 | NIWCM | Medium Demand Growth+High Gas Supply+Delayed Build | 628.8124 | 628.8124 | 628.8124
2027 | NIWCM | Medium Demand Growth+High Gas Supply+Delayed Build | 677.8105 | 679.8206 | 682.2931
2028 | NIWCM | Medium Demand Growth+High Gas Supply+Delayed Build | 835.4318 | 855.4229 | 859.9594
2029 | NIWCM | Medium Demand Growth+High Gas Supply+Delayed Build | 634.3073 | 761.4527 | 775.045
2030 | NIWCM | Medium Demand Growth+High Gas Supply+Delayed Build | 531.7296 | 1250.7871 | 1527.8104
2031 | NIWCM | Medium Demand Growth+High Gas Supply+Delayed Build | 337.1926 | 1266.4198 | 1612.631
2032 | NIWCM | Medium Demand Growth+High Gas Supply+Delayed Build | 172.578 | 1172.6335 | 1733.8244
2033 | NIWCM | Medium Demand Growth+High Gas Supply+Delayed Build | 55.9676 | 1069.8734 | 1867.049
2034 | NIWCM | Medium Demand Growth+High Gas Supply+Delayed Build | -111.8944 | 921.9803 | 1759.6486
2035 | NIWCM | Medium Demand Growth+High Gas Supply+Delayed Build | -263.5569 | 799.8262 | 1712.6594
2026 | SIWEM_PERC | Medium Demand Growth+High Gas Supply+Delayed Build | 38.4856 | 38.4856 | 38.4856
2027 | SIWEM_PERC | Medium Demand Growth+High Gas Supply+Delayed Build | 23.0855 | 23.4685 | 23.9229
2028 | SIWEM_PERC | Medium Demand Growth+High Gas Supply+Delayed Build | 26.2286 | 30.0693 | 30.9051
2029 | SIWEM_PERC | Medium Demand Growth+High Gas Supply+Delayed Build | 30.8415 | 35.4579 | 35.4579
2030 | SIWEM_PERC | Medium Demand Growth+High Gas Supply+Delayed Build | 26.5889 | 38.6063 | 50.6531
2031 | SIWEM_PERC | Medium Demand Growth+High Gas Supply+Delayed Build | 16.9814 | 33.9722 | 47.3677
2032 | SIWEM_PERC | Medium Demand Growth+High Gas Supply+Delayed Build | 10.8966 | 33.2662 | 51.282
2033 | SIWEM_PERC | Medium Demand Growth+High Gas Supply+Delayed Build | 4.2913 | 30.4904 | 52.4517
2034 | SIWEM_PERC | Medium Demand Growth+High Gas Supply+Delayed Build | -1.644 | 28.126 | 49.6588
2035 | SIWEM_PERC | Medium Demand Growth+High Gas Supply+Delayed Build | -3.9808 | 23.8589 | 47.3039
2026 | NZWEM_PERC | Medium Demand Growth+High Gas Supply+Delayed Build+Low Wind & Solar | 13.2703 | 13.2703 | 13.2703
2027 | NZWEM_PERC | Medium Demand Growth+High Gas Supply+Delayed Build+Low Wind & Solar | 7.96 | 8.0836 | 8.2301
2028 | NZWEM_PERC | Medium Demand Growth+High Gas Supply+Delayed Build+Low Wind & Solar | 8.8984 | 10.1358 | 10.4051
2029 | NZWEM_PERC | Medium Demand Growth+High Gas Supply+Delayed Build+Low Wind & Solar | 12.1833 | 14.5629 | 15.302
2030 | NZWEM_PERC | Medium Demand Growth+High Gas Supply+Delayed Build+Low Wind & Solar | 9.2332 | 16.6887 | 22.9908
2031 | NZWEM_PERC | Medium Demand Growth+High Gas Supply+Delayed Build+Low Wind & Solar | 5.8048 | 15.5508 | 22.5904
2032 | NZWEM_PERC | Medium Demand Growth+High Gas Supply+Delayed Build+Low Wind & Solar | 3.6125 | 13.6911 | 25.2287
2033 | NZWEM_PERC | Medium Demand Growth+High Gas Supply+Delayed Build+Low Wind & Solar | 1.2531 | 11.16 | 27.163
2034 | NZWEM_PERC | Medium Demand Growth+High Gas Supply+Delayed Build+Low Wind & Solar | -0.85368 | 9.1297 | 25.5948
2035 | NZWEM_PERC | Medium Demand Growth+High Gas Supply+Delayed Build+Low Wind & Solar | -2.8176 | 7.3653 | 24.8409
2026 | NIWCM | Medium Demand Growth+High Gas Supply+Delayed Build+Low Wind & Solar | 628.8124 | 628.8124 | 628.8124
2027 | NIWCM | Medium Demand Growth+High Gas Supply+Delayed Build+Low Wind & Solar | 677.8105 | 679.8206 | 682.2931
2028 | NIWCM | Medium Demand Growth+High Gas Supply+Delayed Build+Low Wind & Solar | 835.4318 | 855.4229 | 859.9594
2029 | NIWCM | Medium Demand Growth+High Gas Supply+Delayed Build+Low Wind & Solar | 634.3073 | 761.4527 | 775.045
2030 | NIWCM | Medium Demand Growth+High Gas Supply+Delayed Build+Low Wind & Solar | 531.7296 | 1250.7871 | 1527.8104
2031 | NIWCM | Medium Demand Growth+High Gas Supply+Delayed Build+Low Wind & Solar | 337.1926 | 1266.4198 | 1612.631
2032 | NIWCM | Medium Demand Growth+High Gas Supply+Delayed Build+Low Wind & Solar | 172.578 | 1172.6335 | 1733.8244
2033 | NIWCM | Medium Demand Growth+High Gas Supply+Delayed Build+Low Wind & Solar | 55.9676 | 1069.8734 | 1867.049
2034 | NIWCM | Medium Demand Growth+High Gas Supply+Delayed Build+Low Wind & Solar | -111.8944 | 921.9803 | 1759.6486
2035 | NIWCM | Medium Demand Growth+High Gas Supply+Delayed Build+Low Wind & Solar | -263.5569 | 799.8262 | 1712.6594
2026 | SIWEM_PERC | Medium Demand Growth+High Gas Supply+Delayed Build+Low Wind & Solar | 35.9246 | 35.9246 | 35.9246
2027 | SIWEM_PERC | Medium Demand Growth+High Gas Supply+Delayed Build+Low Wind & Solar | 20.495 | 20.8406 | 21.2507
2028 | SIWEM_PERC | Medium Demand Growth+High Gas Supply+Delayed Build+Low Wind & Solar | 23.0283 | 26.4944 | 27.2487
2029 | SIWEM_PERC | Medium Demand Growth+High Gas Supply+Delayed Build+Low Wind & Solar | 30.0864 | 34.2526 | 34.2526
2030 | SIWEM_PERC | Medium Demand Growth+High Gas Supply+Delayed Build+Low Wind & Solar | 23.0384 | 36.6193 | 47.4912
2031 | SIWEM_PERC | Medium Demand Growth+High Gas Supply+Delayed Build+Low Wind & Solar | 13.5531 | 32.0536 | 44.1426
2032 | SIWEM_PERC | Medium Demand Growth+High Gas Supply+Delayed Build+Low Wind & Solar | 7.5335 | 31.2202 | 47.4788
2033 | SIWEM_PERC | Medium Demand Growth+High Gas Supply+Delayed Build+Low Wind & Solar | 1.0024 | 28.1794 | 48.3088
2034 | SIWEM_PERC | Medium Demand Growth+High Gas Supply+Delayed Build+Low Wind & Solar | -3.3156 | 22.6217 | 45.5967
2035 | SIWEM_PERC | Medium Demand Growth+High Gas Supply+Delayed Build+Low Wind & Solar | -4.7693 | 17.7911 | 43.3109
2026 | NZWEM_PERC | Medium Demand Growth+High Gas Supply+Delayed Build+Constrained Operational Capacity | 14.1751 | 14.1751 | 14.1751
2027 | NZWEM_PERC | Medium Demand Growth+High Gas Supply+Delayed Build+Constrained Operational Capacity | 8.8858 | 9.0226 | 9.185
2028 | NZWEM_PERC | Medium Demand Growth+High Gas Supply+Delayed Build+Constrained Operational Capacity | 10.0409 | 11.412 | 11.7104
2029 | NZWEM_PERC | Medium Demand Growth+High Gas Supply+Delayed Build+Constrained Operational Capacity | 13.43 | 16.0668 | 16.8857
2030 | NZWEM_PERC | Medium Demand Growth+High Gas Supply+Delayed Build+Constrained Operational Capacity | 10.5345 | 18.7958 | 25.779
2031 | NZWEM_PERC | Medium Demand Growth+High Gas Supply+Delayed Build+Constrained Operational Capacity | 7.063 | 17.8623 | 25.6627
2032 | NZWEM_PERC | Medium Demand Growth+High Gas Supply+Delayed Build+Constrained Operational Capacity | 4.8421 | 16.01 | 28.7578
2033 | NZWEM_PERC | Medium Demand Growth+High Gas Supply+Delayed Build+Constrained Operational Capacity | 2.452 | 13.4211 | 31.1179
2034 | NZWEM_PERC | Medium Demand Growth+High Gas Supply+Delayed Build+Constrained Operational Capacity | 0.31742 | 11.3713 | 29.5461
2035 | NZWEM_PERC | Medium Demand Growth+High Gas Supply+Delayed Build+Constrained Operational Capacity | -1.6727 | 9.5568 | 28.8528
2026 | NIWCM | Medium Demand Growth+High Gas Supply+Delayed Build+Constrained Operational Capacity | 94.465 | 94.465 | 94.465
2027 | NIWCM | Medium Demand Growth+High Gas Supply+Delayed Build+Constrained Operational Capacity | 136.5614 | 136.5614 | 136.5614
2028 | NIWCM | Medium Demand Growth+High Gas Supply+Delayed Build+Constrained Operational Capacity | 225.7919 | 225.7919 | 225.7919
2029 | NIWCM | Medium Demand Growth+High Gas Supply+Delayed Build+Constrained Operational Capacity | -10.0491 | 72.1036 | 72.1036
2030 | NIWCM | Medium Demand Growth+High Gas Supply+Delayed Build+Constrained Operational Capacity | -143.0655 | 368.6962 | 485.3974
2031 | NIWCM | Medium Demand Growth+High Gas Supply+Delayed Build+Constrained Operational Capacity | -340.3417 | 312.2533 | 470.2427
2032 | NIWCM | Medium Demand Growth+High Gas Supply+Delayed Build+Constrained Operational Capacity | -506.3 | 207.7988 | 421.2215
2033 | NIWCM | Medium Demand Growth+High Gas Supply+Delayed Build+Constrained Operational Capacity | -622.764 | 99.8974 | 373.5347
2034 | NIWCM | Medium Demand Growth+High Gas Supply+Delayed Build+Constrained Operational Capacity | -792.7651 | -65.2652 | 229.9005
2035 | NIWCM | Medium Demand Growth+High Gas Supply+Delayed Build+Constrained Operational Capacity | -944.4174 | -189.0518 | 115.7583
2026 | SIWEM_PERC | Medium Demand Growth+High Gas Supply+Delayed Build+Constrained Operational Capacity | 38.4856 | 38.4856 | 38.4856
2027 | SIWEM_PERC | Medium Demand Growth+High Gas Supply+Delayed Build+Constrained Operational Capacity | 23.0855 | 23.4685 | 23.9229
2028 | SIWEM_PERC | Medium Demand Growth+High Gas Supply+Delayed Build+Constrained Operational Capacity | 26.2286 | 30.0693 | 30.9051
2029 | SIWEM_PERC | Medium Demand Growth+High Gas Supply+Delayed Build+Constrained Operational Capacity | 30.8415 | 35.4579 | 35.4579
2030 | SIWEM_PERC | Medium Demand Growth+High Gas Supply+Delayed Build+Constrained Operational Capacity | 26.5889 | 38.6063 | 50.6531
2031 | SIWEM_PERC | Medium Demand Growth+High Gas Supply+Delayed Build+Constrained Operational Capacity | 16.9814 | 33.9722 | 47.3677
2032 | SIWEM_PERC | Medium Demand Growth+High Gas Supply+Delayed Build+Constrained Operational Capacity | 10.8966 | 33.2662 | 51.282
2033 | SIWEM_PERC | Medium Demand Growth+High Gas Supply+Delayed Build+Constrained Operational Capacity | 4.2913 | 30.4904 | 52.4517
2034 | SIWEM_PERC | Medium Demand Growth+High Gas Supply+Delayed Build+Constrained Operational Capacity | -1.644 | 28.126 | 49.6588
2035 | SIWEM_PERC | Medium Demand Growth+High Gas Supply+Delayed Build+Constrained Operational Capacity | -3.9808 | 23.8589 | 47.3039
2026 | NZWEM_PERC | Medium Demand Growth+High Gas Supply+Delayed Build+Constrained Operational Capacity+Low Wind & Solar | 13.2703 | 13.2703 | 13.2703
2027 | NZWEM_PERC | Medium Demand Growth+High Gas Supply+Delayed Build+Constrained Operational Capacity+Low Wind & Solar | 7.96 | 8.0836 | 8.2301
2028 | NZWEM_PERC | Medium Demand Growth+High Gas Supply+Delayed Build+Constrained Operational Capacity+Low Wind & Solar | 8.8984 | 10.1358 | 10.4051
2029 | NZWEM_PERC | Medium Demand Growth+High Gas Supply+Delayed Build+Constrained Operational Capacity+Low Wind & Solar | 12.1833 | 14.5629 | 15.302
2030 | NZWEM_PERC | Medium Demand Growth+High Gas Supply+Delayed Build+Constrained Operational Capacity+Low Wind & Solar | 9.2332 | 16.6887 | 22.9908
2031 | NZWEM_PERC | Medium Demand Growth+High Gas Supply+Delayed Build+Constrained Operational Capacity+Low Wind & Solar | 5.8048 | 15.5508 | 22.5904
2032 | NZWEM_PERC | Medium Demand Growth+High Gas Supply+Delayed Build+Constrained Operational Capacity+Low Wind & Solar | 3.6125 | 13.6911 | 25.2287
2033 | NZWEM_PERC | Medium Demand Growth+High Gas Supply+Delayed Build+Constrained Operational Capacity+Low Wind & Solar | 1.2531 | 11.16 | 27.163
2034 | NZWEM_PERC | Medium Demand Growth+High Gas Supply+Delayed Build+Constrained Operational Capacity+Low Wind & Solar | -0.85368 | 9.1297 | 25.5948
2035 | NZWEM_PERC | Medium Demand Growth+High Gas Supply+Delayed Build+Constrained Operational Capacity+Low Wind & Solar | -2.8176 | 7.3653 | 24.8409
2026 | NIWCM | Medium Demand Growth+High Gas Supply+Delayed Build+Constrained Operational Capacity+Low Wind & Solar | 94.465 | 94.465 | 94.465
2027 | NIWCM | Medium Demand Growth+High Gas Supply+Delayed Build+Constrained Operational Capacity+Low Wind & Solar | 136.5614 | 136.5614 | 136.5614
2028 | NIWCM | Medium Demand Growth+High Gas Supply+Delayed Build+Constrained Operational Capacity+Low Wind & Solar | 225.7919 | 225.7919 | 225.7919
2029 | NIWCM | Medium Demand Growth+High Gas Supply+Delayed Build+Constrained Operational Capacity+Low Wind & Solar | -10.0491 | 72.1036 | 72.1036
2030 | NIWCM | Medium Demand Growth+High Gas Supply+Delayed Build+Constrained Operational Capacity+Low Wind & Solar | -143.0655 | 368.6962 | 485.3974
2031 | NIWCM | Medium Demand Growth+High Gas Supply+Delayed Build+Constrained Operational Capacity+Low Wind & Solar | -340.3417 | 312.2533 | 470.2427
2032 | NIWCM | Medium Demand Growth+High Gas Supply+Delayed Build+Constrained Operational Capacity+Low Wind & Solar | -506.3 | 207.7988 | 421.2215
2033 | NIWCM | Medium Demand Growth+High Gas Supply+Delayed Build+Constrained Operational Capacity+Low Wind & Solar | -622.764 | 99.8974 | 373.5347
2034 | NIWCM | Medium Demand Growth+High Gas Supply+Delayed Build+Constrained Operational Capacity+Low Wind & Solar | -792.7651 | -65.2652 | 229.9005
2035 | NIWCM | Medium Demand Growth+High Gas Supply+Delayed Build+Constrained Operational Capacity+Low Wind & Solar | -944.4174 | -189.0518 | 115.7583
2026 | SIWEM_PERC | Medium Demand Growth+High Gas Supply+Delayed Build+Constrained Operational Capacity+Low Wind & Solar | 35.9246 | 35.9246 | 35.9246
2027 | SIWEM_PERC | Medium Demand Growth+High Gas Supply+Delayed Build+Constrained Operational Capacity+Low Wind & Solar | 20.495 | 20.8406 | 21.2507
2028 | SIWEM_PERC | Medium Demand Growth+High Gas Supply+Delayed Build+Constrained Operational Capacity+Low Wind & Solar | 23.0283 | 26.4944 | 27.2487
2029 | SIWEM_PERC | Medium Demand Growth+High Gas Supply+Delayed Build+Constrained Operational Capacity+Low Wind & Solar | 30.0864 | 34.2526 | 34.2526
2030 | SIWEM_PERC | Medium Demand Growth+High Gas Supply+Delayed Build+Constrained Operational Capacity+Low Wind & Solar | 23.0384 | 36.6193 | 47.4912
2031 | SIWEM_PERC | Medium Demand Growth+High Gas Supply+Delayed Build+Constrained Operational Capacity+Low Wind & Solar | 13.5531 | 32.0536 | 44.1426
2032 | SIWEM_PERC | Medium Demand Growth+High Gas Supply+Delayed Build+Constrained Operational Capacity+Low Wind & Solar | 7.5335 | 31.2202 | 47.4788
2033 | SIWEM_PERC | Medium Demand Growth+High Gas Supply+Delayed Build+Constrained Operational Capacity+Low Wind & Solar | 1.0024 | 28.1794 | 48.3088
2034 | SIWEM_PERC | Medium Demand Growth+High Gas Supply+Delayed Build+Constrained Operational Capacity+Low Wind & Solar | -3.3156 | 22.6217 | 45.5967
2035 | SIWEM_PERC | Medium Demand Growth+High Gas Supply+Delayed Build+Constrained Operational Capacity+Low Wind & Solar | -4.7693 | 17.7911 | 43.3109
2026 | NZWEM_PERC | Medium Demand Growth+High Gas Supply+Delayed Build+Upgraded HVDC | 14.1751 | 14.1751 | 14.1751
2027 | NZWEM_PERC | Medium Demand Growth+High Gas Supply+Delayed Build+Upgraded HVDC | 8.8858 | 9.0226 | 9.185
2028 | NZWEM_PERC | Medium Demand Growth+High Gas Supply+Delayed Build+Upgraded HVDC | 10.0409 | 11.412 | 11.7104
2029 | NZWEM_PERC | Medium Demand Growth+High Gas Supply+Delayed Build+Upgraded HVDC | 13.43 | 16.0668 | 16.8857
2030 | NZWEM_PERC | Medium Demand Growth+High Gas Supply+Delayed Build+Upgraded HVDC | 10.5345 | 18.7958 | 25.779
2031 | NZWEM_PERC | Medium Demand Growth+High Gas Supply+Delayed Build+Upgraded HVDC | 7.063 | 17.8623 | 25.6627
2032 | NZWEM_PERC | Medium Demand Growth+High Gas Supply+Delayed Build+Upgraded HVDC | 4.8421 | 16.01 | 28.7578
2033 | NZWEM_PERC | Medium Demand Growth+High Gas Supply+Delayed Build+Upgraded HVDC | 2.452 | 13.4211 | 31.1179
2034 | NZWEM_PERC | Medium Demand Growth+High Gas Supply+Delayed Build+Upgraded HVDC | 0.31742 | 11.3713 | 29.5461
2035 | NZWEM_PERC | Medium Demand Growth+High Gas Supply+Delayed Build+Upgraded HVDC | -1.6727 | 9.5568 | 28.8528
2026 | NIWCM | Medium Demand Growth+High Gas Supply+Delayed Build+Upgraded HVDC | 628.8124 | 628.8124 | 628.8124
2027 | NIWCM | Medium Demand Growth+High Gas Supply+Delayed Build+Upgraded HVDC | 677.8105 | 679.8206 | 682.2931
2028 | NIWCM | Medium Demand Growth+High Gas Supply+Delayed Build+Upgraded HVDC | 835.4318 | 855.4229 | 859.9594
2029 | NIWCM | Medium Demand Growth+High Gas Supply+Delayed Build+Upgraded HVDC | 634.3073 | 761.4527 | 775.045
2030 | NIWCM | Medium Demand Growth+High Gas Supply+Delayed Build+Upgraded HVDC | 531.7296 | 1250.7871 | 1527.8104
2031 | NIWCM | Medium Demand Growth+High Gas Supply+Delayed Build+Upgraded HVDC | 337.1926 | 1266.4199 | 1612.6349
2032 | NIWCM | Medium Demand Growth+High Gas Supply+Delayed Build+Upgraded HVDC | 172.578 | 1172.6336 | 1733.9444
2033 | NIWCM | Medium Demand Growth+High Gas Supply+Delayed Build+Upgraded HVDC | 55.9676 | 1069.8734 | 1867.1137
2034 | NIWCM | Medium Demand Growth+High Gas Supply+Delayed Build+Upgraded HVDC | -111.8944 | 921.9803 | 1759.6472
2035 | NIWCM | Medium Demand Growth+High Gas Supply+Delayed Build+Upgraded HVDC | -263.5569 | 799.8262 | 1712.6618
2026 | SIWEM_PERC | Medium Demand Growth+High Gas Supply+Delayed Build+Upgraded HVDC | 38.4856 | 38.4856 | 38.4856
2027 | SIWEM_PERC | Medium Demand Growth+High Gas Supply+Delayed Build+Upgraded HVDC | 23.0855 | 23.4685 | 23.9229
2028 | SIWEM_PERC | Medium Demand Growth+High Gas Supply+Delayed Build+Upgraded HVDC | 26.2286 | 30.0693 | 30.9051
2029 | SIWEM_PERC | Medium Demand Growth+High Gas Supply+Delayed Build+Upgraded HVDC | 34.4255 | 41.4195 | 43.4636
2030 | SIWEM_PERC | Medium Demand Growth+High Gas Supply+Delayed Build+Upgraded HVDC | 26.5889 | 48.1889 | 66.616
2031 | SIWEM_PERC | Medium Demand Growth+High Gas Supply+Delayed Build+Upgraded HVDC | 16.9814 | 45.2955 | 65.1403
2032 | SIWEM_PERC | Medium Demand Growth+High Gas Supply+Delayed Build+Upgraded HVDC | 10.8966 | 40.7125 | 68.7168
2033 | SIWEM_PERC | Medium Demand Growth+High Gas Supply+Delayed Build+Upgraded HVDC | 4.2913 | 34.0343 | 69.5021
2034 | SIWEM_PERC | Medium Demand Growth+High Gas Supply+Delayed Build+Upgraded HVDC | -1.644 | 28.7347 | 66.3765
2035 | SIWEM_PERC | Medium Demand Growth+High Gas Supply+Delayed Build+Upgraded HVDC | -3.9808 | 23.8589 | 63.7372
2026 | NZWEM_PERC | Medium Demand Growth+High Gas Supply+Delayed Build+Upgraded HVDC+Low Wind & Solar | 13.2703 | 13.2703 | 13.2703
2027 | NZWEM_PERC | Medium Demand Growth+High Gas Supply+Delayed Build+Upgraded HVDC+Low Wind & Solar | 7.96 | 8.0836 | 8.2301
2028 | NZWEM_PERC | Medium Demand Growth+High Gas Supply+Delayed Build+Upgraded HVDC+Low Wind & Solar | 8.8984 | 10.1358 | 10.4051
2029 | NZWEM_PERC | Medium Demand Growth+High Gas Supply+Delayed Build+Upgraded HVDC+Low Wind & Solar | 12.1833 | 14.5629 | 15.302
2030 | NZWEM_PERC | Medium Demand Growth+High Gas Supply+Delayed Build+Upgraded HVDC+Low Wind & Solar | 9.2332 | 16.6887 | 22.9908
2031 | NZWEM_PERC | Medium Demand Growth+High Gas Supply+Delayed Build+Upgraded HVDC+Low Wind & Solar | 5.8048 | 15.5508 | 22.5904
2032 | NZWEM_PERC | Medium Demand Growth+High Gas Supply+Delayed Build+Upgraded HVDC+Low Wind & Solar | 3.6125 | 13.6911 | 25.2287
2033 | NZWEM_PERC | Medium Demand Growth+High Gas Supply+Delayed Build+Upgraded HVDC+Low Wind & Solar | 1.2531 | 11.16 | 27.163
2034 | NZWEM_PERC | Medium Demand Growth+High Gas Supply+Delayed Build+Upgraded HVDC+Low Wind & Solar | -0.85368 | 9.1297 | 25.5948
2035 | NZWEM_PERC | Medium Demand Growth+High Gas Supply+Delayed Build+Upgraded HVDC+Low Wind & Solar | -2.8176 | 7.3653 | 24.8409
2026 | NIWCM | Medium Demand Growth+High Gas Supply+Delayed Build+Upgraded HVDC+Low Wind & Solar | 628.8124 | 628.8124 | 628.8124
2027 | NIWCM | Medium Demand Growth+High Gas Supply+Delayed Build+Upgraded HVDC+Low Wind & Solar | 677.8105 | 679.8206 | 682.2931
2028 | NIWCM | Medium Demand Growth+High Gas Supply+Delayed Build+Upgraded HVDC+Low Wind & Solar | 835.4318 | 855.4229 | 859.9594
2029 | NIWCM | Medium Demand Growth+High Gas Supply+Delayed Build+Upgraded HVDC+Low Wind & Solar | 634.3073 | 761.4527 | 775.045
2030 | NIWCM | Medium Demand Growth+High Gas Supply+Delayed Build+Upgraded HVDC+Low Wind & Solar | 531.7296 | 1250.7871 | 1527.8104
2031 | NIWCM | Medium Demand Growth+High Gas Supply+Delayed Build+Upgraded HVDC+Low Wind & Solar | 337.1926 | 1266.4199 | 1612.6349
2032 | NIWCM | Medium Demand Growth+High Gas Supply+Delayed Build+Upgraded HVDC+Low Wind & Solar | 172.578 | 1172.6336 | 1733.9444
2033 | NIWCM | Medium Demand Growth+High Gas Supply+Delayed Build+Upgraded HVDC+Low Wind & Solar | 55.9676 | 1069.8734 | 1867.1137
2034 | NIWCM | Medium Demand Growth+High Gas Supply+Delayed Build+Upgraded HVDC+Low Wind & Solar | -111.8944 | 921.9803 | 1759.6472
2035 | NIWCM | Medium Demand Growth+High Gas Supply+Delayed Build+Upgraded HVDC+Low Wind & Solar | -263.5569 | 799.8262 | 1712.6618
2026 | SIWEM_PERC | Medium Demand Growth+High Gas Supply+Delayed Build+Upgraded HVDC+Low Wind & Solar | 35.9246 | 35.9246 | 35.9246
2027 | SIWEM_PERC | Medium Demand Growth+High Gas Supply+Delayed Build+Upgraded HVDC+Low Wind & Solar | 20.495 | 20.8406 | 21.2507
2028 | SIWEM_PERC | Medium Demand Growth+High Gas Supply+Delayed Build+Upgraded HVDC+Low Wind & Solar | 23.0283 | 26.4944 | 27.2487
2029 | SIWEM_PERC | Medium Demand Growth+High Gas Supply+Delayed Build+Upgraded HVDC+Low Wind & Solar | 31.2461 | 37.558 | 39.4028
2030 | SIWEM_PERC | Medium Demand Growth+High Gas Supply+Delayed Build+Upgraded HVDC+Low Wind & Solar | 23.0384 | 42.7761 | 59.4059
2031 | SIWEM_PERC | Medium Demand Growth+High Gas Supply+Delayed Build+Upgraded HVDC+Low Wind & Solar | 13.5531 | 39.3886 | 57.9358
2032 | SIWEM_PERC | Medium Demand Growth+High Gas Supply+Delayed Build+Upgraded HVDC+Low Wind & Solar | 7.5335 | 34.7539 | 64.9136
2033 | SIWEM_PERC | Medium Demand Growth+High Gas Supply+Delayed Build+Upgraded HVDC+Low Wind & Solar | 1.0024 | 28.1794 | 65.3592
2034 | SIWEM_PERC | Medium Demand Growth+High Gas Supply+Delayed Build+Upgraded HVDC+Low Wind & Solar | -3.3156 | 22.6217 | 62.3144
2035 | SIWEM_PERC | Medium Demand Growth+High Gas Supply+Delayed Build+Upgraded HVDC+Low Wind & Solar | -4.7693 | 17.7911 | 59.7442
2026 | NZWEM_PERC | Medium Demand Growth+High Gas Supply+Delayed Build+Upgraded HVDC+Constrained Operational Capacity | 14.1751 | 14.1751 | 14.1751
2027 | NZWEM_PERC | Medium Demand Growth+High Gas Supply+Delayed Build+Upgraded HVDC+Constrained Operational Capacity | 8.8858 | 9.0226 | 9.185
2028 | NZWEM_PERC | Medium Demand Growth+High Gas Supply+Delayed Build+Upgraded HVDC+Constrained Operational Capacity | 10.0409 | 11.412 | 11.7104
2029 | NZWEM_PERC | Medium Demand Growth+High Gas Supply+Delayed Build+Upgraded HVDC+Constrained Operational Capacity | 13.43 | 16.0668 | 16.8857
2030 | NZWEM_PERC | Medium Demand Growth+High Gas Supply+Delayed Build+Upgraded HVDC+Constrained Operational Capacity | 10.5345 | 18.7958 | 25.779
2031 | NZWEM_PERC | Medium Demand Growth+High Gas Supply+Delayed Build+Upgraded HVDC+Constrained Operational Capacity | 7.063 | 17.8623 | 25.6627
2032 | NZWEM_PERC | Medium Demand Growth+High Gas Supply+Delayed Build+Upgraded HVDC+Constrained Operational Capacity | 4.8421 | 16.01 | 28.7578
2033 | NZWEM_PERC | Medium Demand Growth+High Gas Supply+Delayed Build+Upgraded HVDC+Constrained Operational Capacity | 2.452 | 13.4211 | 31.1179
2034 | NZWEM_PERC | Medium Demand Growth+High Gas Supply+Delayed Build+Upgraded HVDC+Constrained Operational Capacity | 0.31742 | 11.3713 | 29.5461
2035 | NZWEM_PERC | Medium Demand Growth+High Gas Supply+Delayed Build+Upgraded HVDC+Constrained Operational Capacity | -1.6727 | 9.5568 | 28.8528
2026 | NIWCM | Medium Demand Growth+High Gas Supply+Delayed Build+Upgraded HVDC+Constrained Operational Capacity | 94.465 | 94.465 | 94.465
2027 | NIWCM | Medium Demand Growth+High Gas Supply+Delayed Build+Upgraded HVDC+Constrained Operational Capacity | 136.5614 | 136.5614 | 136.5614
2028 | NIWCM | Medium Demand Growth+High Gas Supply+Delayed Build+Upgraded HVDC+Constrained Operational Capacity | 225.7919 | 225.7919 | 225.7919
2029 | NIWCM | Medium Demand Growth+High Gas Supply+Delayed Build+Upgraded HVDC+Constrained Operational Capacity | -10.0491 | 72.1036 | 72.1036
2030 | NIWCM | Medium Demand Growth+High Gas Supply+Delayed Build+Upgraded HVDC+Constrained Operational Capacity | -143.0655 | 368.6962 | 485.3974
2031 | NIWCM | Medium Demand Growth+High Gas Supply+Delayed Build+Upgraded HVDC+Constrained Operational Capacity | -340.3417 | 312.2533 | 470.2427
2032 | NIWCM | Medium Demand Growth+High Gas Supply+Delayed Build+Upgraded HVDC+Constrained Operational Capacity | -506.3 | 207.7988 | 421.2215
2033 | NIWCM | Medium Demand Growth+High Gas Supply+Delayed Build+Upgraded HVDC+Constrained Operational Capacity | -622.764 | 99.8974 | 373.5347
2034 | NIWCM | Medium Demand Growth+High Gas Supply+Delayed Build+Upgraded HVDC+Constrained Operational Capacity | -792.7651 | -65.2652 | 229.9005
2035 | NIWCM | Medium Demand Growth+High Gas Supply+Delayed Build+Upgraded HVDC+Constrained Operational Capacity | -944.4174 | -189.0518 | 115.7583
2026 | SIWEM_PERC | Medium Demand Growth+High Gas Supply+Delayed Build+Upgraded HVDC+Constrained Operational Capacity | 38.4856 | 38.4856 | 38.4856
2027 | SIWEM_PERC | Medium Demand Growth+High Gas Supply+Delayed Build+Upgraded HVDC+Constrained Operational Capacity | 23.0855 | 23.4685 | 23.9229
2028 | SIWEM_PERC | Medium Demand Growth+High Gas Supply+Delayed Build+Upgraded HVDC+Constrained Operational Capacity | 26.2286 | 30.0693 | 30.9051
2029 | SIWEM_PERC | Medium Demand Growth+High Gas Supply+Delayed Build+Upgraded HVDC+Constrained Operational Capacity | 34.4255 | 41.4195 | 43.4636
2030 | SIWEM_PERC | Medium Demand Growth+High Gas Supply+Delayed Build+Upgraded HVDC+Constrained Operational Capacity | 26.5889 | 48.1889 | 66.616
2031 | SIWEM_PERC | Medium Demand Growth+High Gas Supply+Delayed Build+Upgraded HVDC+Constrained Operational Capacity | 16.9814 | 45.2955 | 65.1403
2032 | SIWEM_PERC | Medium Demand Growth+High Gas Supply+Delayed Build+Upgraded HVDC+Constrained Operational Capacity | 10.8966 | 40.7125 | 68.7168
2033 | SIWEM_PERC | Medium Demand Growth+High Gas Supply+Delayed Build+Upgraded HVDC+Constrained Operational Capacity | 4.2913 | 34.0343 | 69.5021
2034 | SIWEM_PERC | Medium Demand Growth+High Gas Supply+Delayed Build+Upgraded HVDC+Constrained Operational Capacity | -1.644 | 28.7347 | 66.3765
2035 | SIWEM_PERC | Medium Demand Growth+High Gas Supply+Delayed Build+Upgraded HVDC+Constrained Operational Capacity | -3.9808 | 23.8589 | 63.7372
2026 | NZWEM_PERC | Medium Demand Growth+High Gas Supply+Delayed Build+Upgraded HVDC+Constrained Operational Capacity+Low Wind & Solar | 13.2703 | 13.2703 | 13.2703
2027 | NZWEM_PERC | Medium Demand Growth+High Gas Supply+Delayed Build+Upgraded HVDC+Constrained Operational Capacity+Low Wind & Solar | 7.96 | 8.0836 | 8.2301
2028 | NZWEM_PERC | Medium Demand Growth+High Gas Supply+Delayed Build+Upgraded HVDC+Constrained Operational Capacity+Low Wind & Solar | 8.8984 | 10.1358 | 10.4051
2029 | NZWEM_PERC | Medium Demand Growth+High Gas Supply+Delayed Build+Upgraded HVDC+Constrained Operational Capacity+Low Wind & Solar | 12.1833 | 14.5629 | 15.302
2030 | NZWEM_PERC | Medium Demand Growth+High Gas Supply+Delayed Build+Upgraded HVDC+Constrained Operational Capacity+Low Wind & Solar | 9.2332 | 16.6887 | 22.9908
2031 | NZWEM_PERC | Medium Demand Growth+High Gas Supply+Delayed Build+Upgraded HVDC+Constrained Operational Capacity+Low Wind & Solar | 5.8048 | 15.5508 | 22.5904
2032 | NZWEM_PERC | Medium Demand Growth+High Gas Supply+Delayed Build+Upgraded HVDC+Constrained Operational Capacity+Low Wind & Solar | 3.6125 | 13.6911 | 25.2287
2033 | NZWEM_PERC | Medium Demand Growth+High Gas Supply+Delayed Build+Upgraded HVDC+Constrained Operational Capacity+Low Wind & Solar | 1.2531 | 11.16 | 27.163
2034 | NZWEM_PERC | Medium Demand Growth+High Gas Supply+Delayed Build+Upgraded HVDC+Constrained Operational Capacity+Low Wind & Solar | -0.85368 | 9.1297 | 25.5948
2035 | NZWEM_PERC | Medium Demand Growth+High Gas Supply+Delayed Build+Upgraded HVDC+Constrained Operational Capacity+Low Wind & Solar | -2.8176 | 7.3653 | 24.8409
2026 | NIWCM | Medium Demand Growth+High Gas Supply+Delayed Build+Upgraded HVDC+Constrained Operational Capacity+Low Wind & Solar | 94.465 | 94.465 | 94.465
2027 | NIWCM | Medium Demand Growth+High Gas Supply+Delayed Build+Upgraded HVDC+Constrained Operational Capacity+Low Wind & Solar | 136.5614 | 136.5614 | 136.5614
2028 | NIWCM | Medium Demand Growth+High Gas Supply+Delayed Build+Upgraded HVDC+Constrained Operational Capacity+Low Wind & Solar | 225.7919 | 225.7919 | 225.7919
2029 | NIWCM | Medium Demand Growth+High Gas Supply+Delayed Build+Upgraded HVDC+Constrained Operational Capacity+Low Wind & Solar | -10.0491 | 72.1036 | 72.1036
2030 | NIWCM | Medium Demand Growth+High Gas Supply+Delayed Build+Upgraded HVDC+Constrained Operational Capacity+Low Wind & Solar | -143.0655 | 368.6962 | 485.3974
2031 | NIWCM | Medium Demand Growth+High Gas Supply+Delayed Build+Upgraded HVDC+Constrained Operational Capacity+Low Wind & Solar | -340.3417 | 312.2533 | 470.2427
2032 | NIWCM | Medium Demand Growth+High Gas Supply+Delayed Build+Upgraded HVDC+Constrained Operational Capacity+Low Wind & Solar | -506.3 | 207.7988 | 421.2215
2033 | NIWCM | Medium Demand Growth+High Gas Supply+Delayed Build+Upgraded HVDC+Constrained Operational Capacity+Low Wind & Solar | -622.764 | 99.8974 | 373.5347
2034 | NIWCM | Medium Demand Growth+High Gas Supply+Delayed Build+Upgraded HVDC+Constrained Operational Capacity+Low Wind & Solar | -792.7651 | -65.2652 | 229.9005
2035 | NIWCM | Medium Demand Growth+High Gas Supply+Delayed Build+Upgraded HVDC+Constrained Operational Capacity+Low Wind & Solar | -944.4174 | -189.0518 | 115.7583
2026 | SIWEM_PERC | Medium Demand Growth+High Gas Supply+Delayed Build+Upgraded HVDC+Constrained Operational Capacity+Low Wind & Solar | 35.9246 | 35.9246 | 35.9246
2027 | SIWEM_PERC | Medium Demand Growth+High Gas Supply+Delayed Build+Upgraded HVDC+Constrained Operational Capacity+Low Wind & Solar | 20.495 | 20.8406 | 21.2507
2028 | SIWEM_PERC | Medium Demand Growth+High Gas Supply+Delayed Build+Upgraded HVDC+Constrained Operational Capacity+Low Wind & Solar | 23.0283 | 26.4944 | 27.2487
2029 | SIWEM_PERC | Medium Demand Growth+High Gas Supply+Delayed Build+Upgraded HVDC+Constrained Operational Capacity+Low Wind & Solar | 31.2461 | 37.558 | 39.4028
2030 | SIWEM_PERC | Medium Demand Growth+High Gas Supply+Delayed Build+Upgraded HVDC+Constrained Operational Capacity+Low Wind & Solar | 23.0384 | 42.7761 | 59.4059
2031 | SIWEM_PERC | Medium Demand Growth+High Gas Supply+Delayed Build+Upgraded HVDC+Constrained Operational Capacity+Low Wind & Solar | 13.5531 | 39.3886 | 57.9358
2032 | SIWEM_PERC | Medium Demand Growth+High Gas Supply+Delayed Build+Upgraded HVDC+Constrained Operational Capacity+Low Wind & Solar | 7.5335 | 34.7539 | 64.9136
2033 | SIWEM_PERC | Medium Demand Growth+High Gas Supply+Delayed Build+Upgraded HVDC+Constrained Operational Capacity+Low Wind & Solar | 1.0024 | 28.1794 | 65.3592
2034 | SIWEM_PERC | Medium Demand Growth+High Gas Supply+Delayed Build+Upgraded HVDC+Constrained Operational Capacity+Low Wind & Solar | -3.3156 | 22.6217 | 62.3144
2035 | SIWEM_PERC | Medium Demand Growth+High Gas Supply+Delayed Build+Upgraded HVDC+Constrained Operational Capacity+Low Wind & Solar | -4.7693 | 17.7911 | 59.7442
2026 | NZWEM_PERC | Medium Demand Growth+High Gas Supply+Reduced Rankine Availability | 14.6544 | 14.7111 | 14.7111
2027 | NZWEM_PERC | Medium Demand Growth+High Gas Supply+Reduced Rankine Availability | 8.1156 | 9.8942 | 10.2017
2028 | NZWEM_PERC | Medium Demand Growth+High Gas Supply+Reduced Rankine Availability | 6.3431 | 14.0478 | 18.3211
2029 | NZWEM_PERC | Medium Demand Growth+High Gas Supply+Reduced Rankine Availability | 7.1882 | 17.7699 | 26.1421
2030 | NZWEM_PERC | Medium Demand Growth+High Gas Supply+Reduced Rankine Availability | 3.495 | 15.7953 | 29.2868
2031 | NZWEM_PERC | Medium Demand Growth+High Gas Supply+Reduced Rankine Availability | 0.25656 | 12.2329 | 30.8046
2032 | NZWEM_PERC | Medium Demand Growth+High Gas Supply+Reduced Rankine Availability | -1.8094 | 10.2507 | 29.3328
2033 | NZWEM_PERC | Medium Demand Growth+High Gas Supply+Reduced Rankine Availability | -4.0338 | 7.7259 | 27.933
2034 | NZWEM_PERC | Medium Demand Growth+High Gas Supply+Reduced Rankine Availability | -6.0178 | 5.8565 | 25.5944
2035 | NZWEM_PERC | Medium Demand Growth+High Gas Supply+Reduced Rankine Availability | -7.8661 | 3.8276 | 23.1236
2026 | NIWCM | Medium Demand Growth+High Gas Supply+Reduced Rankine Availability | 920.9691 | 921.7689 | 921.7689
2027 | NIWCM | Medium Demand Growth+High Gas Supply+Reduced Rankine Availability | 845.9707 | 877.8368 | 882.3733
2028 | NIWCM | Medium Demand Growth+High Gas Supply+Reduced Rankine Availability | 859.1103 | 1505.0791 | 1565.8242
2029 | NIWCM | Medium Demand Growth+High Gas Supply+Reduced Rankine Availability | 611.353 | 1501.7771 | 1825.1221
2030 | NIWCM | Medium Demand Growth+High Gas Supply+Reduced Rankine Availability | 357.1061 | 1371.4514 | 1890.9615
2031 | NIWCM | Medium Demand Growth+High Gas Supply+Reduced Rankine Availability | 179.7311 | 1211.8479 | 1982.5238
2032 | NIWCM | Medium Demand Growth+High Gas Supply+Reduced Rankine Availability | 15.1165 | 1068.5412 | 1887.6906
2033 | NIWCM | Medium Demand Growth+High Gas Supply+Reduced Rankine Availability | -174.4324 | 884.5126 | 1781.0907
2034 | NIWCM | Medium Demand Growth+High Gas Supply+Reduced Rankine Availability | -342.2944 | 761.6695 | 1743.7668
2035 | NIWCM | Medium Demand Growth+High Gas Supply+Reduced Rankine Availability | -493.9569 | 621.7582 | 1611.8204
2026 | SIWEM_PERC | Medium Demand Growth+High Gas Supply+Reduced Rankine Availability | 39.8422 | 40.0025 | 40.0025
2027 | SIWEM_PERC | Medium Demand Growth+High Gas Supply+Reduced Rankine Availability | 20.9304 | 25.9073 | 26.7677
2028 | SIWEM_PERC | Medium Demand Growth+High Gas Supply+Reduced Rankine Availability | 18.9439 | 37.4525 | 49.4226
2029 | SIWEM_PERC | Medium Demand Growth+High Gas Supply+Reduced Rankine Availability | 17.6685 | 44.3393 | 58.8026
2030 | SIWEM_PERC | Medium Demand Growth+High Gas Supply+Reduced Rankine Availability | 7.3822 | 40.3805 | 59.4
2031 | SIWEM_PERC | Medium Demand Growth+High Gas Supply+Reduced Rankine Availability | 3.1125 | 31.068 | 58.5769
2032 | SIWEM_PERC | Medium Demand Growth+High Gas Supply+Reduced Rankine Availability | 1.3126 | 25.6905 | 55.7227
2033 | SIWEM_PERC | Medium Demand Growth+High Gas Supply+Reduced Rankine Availability | -0.75867 | 18.759 | 52.4517
2034 | SIWEM_PERC | Medium Demand Growth+High Gas Supply+Reduced Rankine Availability | -2.5134 | 13.6086 | 49.6588
2035 | SIWEM_PERC | Medium Demand Growth+High Gas Supply+Reduced Rankine Availability | -3.9808 | 7.9959 | 47.3039
2026 | NZWEM_PERC | Medium Demand Growth+High Gas Supply+Reduced Rankine Availability+Low Wind & Solar | 13.4651 | 13.5162 | 13.5162
2027 | NZWEM_PERC | Medium Demand Growth+High Gas Supply+Reduced Rankine Availability+Low Wind & Solar | 6.8113 | 8.4164 | 8.6939
2028 | NZWEM_PERC | Medium Demand Growth+High Gas Supply+Reduced Rankine Availability+Low Wind & Solar | 4.9684 | 11.9216 | 15.7781
2029 | NZWEM_PERC | Medium Demand Growth+High Gas Supply+Reduced Rankine Availability+Low Wind & Solar | 5.8378 | 15.3874 | 22.943
2030 | NZWEM_PERC | Medium Demand Growth+High Gas Supply+Reduced Rankine Availability+Low Wind & Solar | 2.1937 | 13.3412 | 25.5518
2031 | NZWEM_PERC | Medium Demand Growth+High Gas Supply+Reduced Rankine Availability+Low Wind & Solar | -1.0017 | 9.8601 | 26.6543
2032 | NZWEM_PERC | Medium Demand Growth+High Gas Supply+Reduced Rankine Availability+Low Wind & Solar | -3.039 | 7.8971 | 25.1842
2033 | NZWEM_PERC | Medium Demand Growth+High Gas Supply+Reduced Rankine Availability+Low Wind & Solar | -5.2327 | 5.431 | 23.7317
2034 | NZWEM_PERC | Medium Demand Growth+High Gas Supply+Reduced Rankine Availability+Low Wind & Solar | -7.1889 | 3.6148 | 21.4906
2035 | NZWEM_PERC | Medium Demand Growth+High Gas Supply+Reduced Rankine Availability+Low Wind & Solar | -9.011 | 1.6361 | 19.1117
2026 | NIWCM | Medium Demand Growth+High Gas Supply+Reduced Rankine Availability+Low Wind & Solar | 920.9691 | 921.7689 | 921.7689
2027 | NIWCM | Medium Demand Growth+High Gas Supply+Reduced Rankine Availability+Low Wind & Solar | 845.9707 | 877.8368 | 882.3733
2028 | NIWCM | Medium Demand Growth+High Gas Supply+Reduced Rankine Availability+Low Wind & Solar | 859.1103 | 1505.0791 | 1565.8242
2029 | NIWCM | Medium Demand Growth+High Gas Supply+Reduced Rankine Availability+Low Wind & Solar | 611.353 | 1501.7771 | 1825.1221
2030 | NIWCM | Medium Demand Growth+High Gas Supply+Reduced Rankine Availability+Low Wind & Solar | 357.1061 | 1371.4514 | 1890.9615
2031 | NIWCM | Medium Demand Growth+High Gas Supply+Reduced Rankine Availability+Low Wind & Solar | 179.7311 | 1211.8479 | 1982.5238
2032 | NIWCM | Medium Demand Growth+High Gas Supply+Reduced Rankine Availability+Low Wind & Solar | 15.1165 | 1068.5412 | 1887.6906
2033 | NIWCM | Medium Demand Growth+High Gas Supply+Reduced Rankine Availability+Low Wind & Solar | -174.4324 | 884.5126 | 1781.0907
2034 | NIWCM | Medium Demand Growth+High Gas Supply+Reduced Rankine Availability+Low Wind & Solar | -342.2944 | 761.6695 | 1743.7668
2035 | NIWCM | Medium Demand Growth+High Gas Supply+Reduced Rankine Availability+Low Wind & Solar | -493.9569 | 621.7582 | 1611.8204
2026 | SIWEM_PERC | Medium Demand Growth+High Gas Supply+Reduced Rankine Availability+Low Wind & Solar | 36.4759 | 36.6206 | 36.6206
2027 | SIWEM_PERC | Medium Demand Growth+High Gas Supply+Reduced Rankine Availability+Low Wind & Solar | 19.539 | 21.8399 | 22.5485
2028 | SIWEM_PERC | Medium Demand Growth+High Gas Supply+Reduced Rankine Availability+Low Wind & Solar | 17.9557 | 31.4968 | 42.2994
2029 | SIWEM_PERC | Medium Demand Growth+High Gas Supply+Reduced Rankine Availability+Low Wind & Solar | 13.9669 | 40.1423 | 55.3204
2030 | SIWEM_PERC | Medium Demand Growth+High Gas Supply+Reduced Rankine Availability+Low Wind & Solar | 5.7635 | 34.2468 | 55.3849
2031 | SIWEM_PERC | Medium Demand Growth+High Gas Supply+Reduced Rankine Availability+Low Wind & Solar | 2.2597 | 24.6026 | 54.2585
2032 | SIWEM_PERC | Medium Demand Growth+High Gas Supply+Reduced Rankine Availability+Low Wind & Solar | 0.47602 | 19.2529 | 51.4863
2033 | SIWEM_PERC | Medium Demand Growth+High Gas Supply+Reduced Rankine Availability+Low Wind & Solar | -1.5768 | 12.4634 | 48.3088
2034 | SIWEM_PERC | Medium Demand Growth+High Gas Supply+Reduced Rankine Availability+Low Wind & Solar | -3.3156 | 7.4358 | 45.5967
2035 | SIWEM_PERC | Medium Demand Growth+High Gas Supply+Reduced Rankine Availability+Low Wind & Solar | -4.7693 | 5.7789 | 43.3109
2026 | NZWEM_PERC | Medium Demand Growth+High Gas Supply+Reduced Rankine Availability+Constrained Operational Capacity | 14.6544 | 14.7111 | 14.7111
2027 | NZWEM_PERC | Medium Demand Growth+High Gas Supply+Reduced Rankine Availability+Constrained Operational Capacity | 8.1156 | 9.8942 | 10.2017
2028 | NZWEM_PERC | Medium Demand Growth+High Gas Supply+Reduced Rankine Availability+Constrained Operational Capacity | 6.3431 | 14.0478 | 18.3211
2029 | NZWEM_PERC | Medium Demand Growth+High Gas Supply+Reduced Rankine Availability+Constrained Operational Capacity | 7.1882 | 17.7699 | 26.1421
2030 | NZWEM_PERC | Medium Demand Growth+High Gas Supply+Reduced Rankine Availability+Constrained Operational Capacity | 3.495 | 15.7953 | 29.2868
2031 | NZWEM_PERC | Medium Demand Growth+High Gas Supply+Reduced Rankine Availability+Constrained Operational Capacity | 0.25656 | 12.2329 | 30.8046
2032 | NZWEM_PERC | Medium Demand Growth+High Gas Supply+Reduced Rankine Availability+Constrained Operational Capacity | -1.8094 | 10.2507 | 29.3328
2033 | NZWEM_PERC | Medium Demand Growth+High Gas Supply+Reduced Rankine Availability+Constrained Operational Capacity | -4.0338 | 7.7259 | 27.933
2034 | NZWEM_PERC | Medium Demand Growth+High Gas Supply+Reduced Rankine Availability+Constrained Operational Capacity | -6.0178 | 5.8565 | 25.5944
2035 | NZWEM_PERC | Medium Demand Growth+High Gas Supply+Reduced Rankine Availability+Constrained Operational Capacity | -7.8661 | 3.8276 | 23.1236
2026 | NIWCM | Medium Demand Growth+High Gas Supply+Reduced Rankine Availability+Constrained Operational Capacity | 325.6776 | 325.6776 | 325.6776
2027 | NIWCM | Medium Demand Growth+High Gas Supply+Reduced Rankine Availability+Constrained Operational Capacity | 224.2836 | 228.2512 | 228.2512
2028 | NIWCM | Medium Demand Growth+High Gas Supply+Reduced Rankine Availability+Constrained Operational Capacity | 205.4256 | 699.3399 | 707.1268
2029 | NIWCM | Medium Demand Growth+High Gas Supply+Reduced Rankine Availability+Constrained Operational Capacity | -60.3162 | 589.3627 | 745.8717
2030 | NIWCM | Medium Demand Growth+High Gas Supply+Reduced Rankine Availability+Constrained Operational Capacity | -317.689 | 419.2906 | 631.9063
2031 | NIWCM | Medium Demand Growth+High Gas Supply+Reduced Rankine Availability+Constrained Operational Capacity | -497.8032 | 250.5253 | 521.7464
2032 | NIWCM | Medium Demand Growth+High Gas Supply+Reduced Rankine Availability+Constrained Operational Capacity | -663.7615 | 89.1265 | 382.2282
2033 | NIWCM | Medium Demand Growth+High Gas Supply+Reduced Rankine Availability+Constrained Operational Capacity | -853.164 | -100.0434 | 205.0464
2034 | NIWCM | Medium Demand Growth+High Gas Supply+Reduced Rankine Availability+Constrained Operational Capacity | -1023.1651 | -225.576 | 156.8187
2035 | NIWCM | Medium Demand Growth+High Gas Supply+Reduced Rankine Availability+Constrained Operational Capacity | -1174.8174 | -367.1198 | 14.9193
2026 | SIWEM_PERC | Medium Demand Growth+High Gas Supply+Reduced Rankine Availability+Constrained Operational Capacity | 39.8422 | 40.0025 | 40.0025
2027 | SIWEM_PERC | Medium Demand Growth+High Gas Supply+Reduced Rankine Availability+Constrained Operational Capacity | 20.9304 | 25.9073 | 26.7677
2028 | SIWEM_PERC | Medium Demand Growth+High Gas Supply+Reduced Rankine Availability+Constrained Operational Capacity | 18.9439 | 37.4525 | 49.4226
2029 | SIWEM_PERC | Medium Demand Growth+High Gas Supply+Reduced Rankine Availability+Constrained Operational Capacity | 17.6685 | 44.3393 | 58.8026
2030 | SIWEM_PERC | Medium Demand Growth+High Gas Supply+Reduced Rankine Availability+Constrained Operational Capacity | 7.3822 | 40.3805 | 59.4
2031 | SIWEM_PERC | Medium Demand Growth+High Gas Supply+Reduced Rankine Availability+Constrained Operational Capacity | 3.1125 | 31.068 | 58.5769
2032 | SIWEM_PERC | Medium Demand Growth+High Gas Supply+Reduced Rankine Availability+Constrained Operational Capacity | 1.3126 | 25.6905 | 55.7227
2033 | SIWEM_PERC | Medium Demand Growth+High Gas Supply+Reduced Rankine Availability+Constrained Operational Capacity | -0.75867 | 18.759 | 52.4517
2034 | SIWEM_PERC | Medium Demand Growth+High Gas Supply+Reduced Rankine Availability+Constrained Operational Capacity | -2.5134 | 13.6086 | 49.6588
2035 | SIWEM_PERC | Medium Demand Growth+High Gas Supply+Reduced Rankine Availability+Constrained Operational Capacity | -3.9808 | 7.9959 | 47.3039
2026 | NZWEM_PERC | Medium Demand Growth+High Gas Supply+Reduced Rankine Availability+Constrained Operational Capacity+Low Wind & Solar | 13.4651 | 13.5162 | 13.5162
2027 | NZWEM_PERC | Medium Demand Growth+High Gas Supply+Reduced Rankine Availability+Constrained Operational Capacity+Low Wind & Solar | 6.8113 | 8.4164 | 8.6939
2028 | NZWEM_PERC | Medium Demand Growth+High Gas Supply+Reduced Rankine Availability+Constrained Operational Capacity+Low Wind & Solar | 4.9684 | 11.9216 | 15.7781
2029 | NZWEM_PERC | Medium Demand Growth+High Gas Supply+Reduced Rankine Availability+Constrained Operational Capacity+Low Wind & Solar | 5.8378 | 15.3874 | 22.943
2030 | NZWEM_PERC | Medium Demand Growth+High Gas Supply+Reduced Rankine Availability+Constrained Operational Capacity+Low Wind & Solar | 2.1937 | 13.3412 | 25.5518
2031 | NZWEM_PERC | Medium Demand Growth+High Gas Supply+Reduced Rankine Availability+Constrained Operational Capacity+Low Wind & Solar | -1.0017 | 9.8601 | 26.6543
2032 | NZWEM_PERC | Medium Demand Growth+High Gas Supply+Reduced Rankine Availability+Constrained Operational Capacity+Low Wind & Solar | -3.039 | 7.8971 | 25.1842
2033 | NZWEM_PERC | Medium Demand Growth+High Gas Supply+Reduced Rankine Availability+Constrained Operational Capacity+Low Wind & Solar | -5.2327 | 5.431 | 23.7317
2034 | NZWEM_PERC | Medium Demand Growth+High Gas Supply+Reduced Rankine Availability+Constrained Operational Capacity+Low Wind & Solar | -7.1889 | 3.6148 | 21.4906
2035 | NZWEM_PERC | Medium Demand Growth+High Gas Supply+Reduced Rankine Availability+Constrained Operational Capacity+Low Wind & Solar | -9.011 | 1.6361 | 19.1117
2026 | NIWCM | Medium Demand Growth+High Gas Supply+Reduced Rankine Availability+Constrained Operational Capacity+Low Wind & Solar | 325.6776 | 325.6776 | 325.6776
2027 | NIWCM | Medium Demand Growth+High Gas Supply+Reduced Rankine Availability+Constrained Operational Capacity+Low Wind & Solar | 224.2836 | 228.2512 | 228.2512
2028 | NIWCM | Medium Demand Growth+High Gas Supply+Reduced Rankine Availability+Constrained Operational Capacity+Low Wind & Solar | 205.4256 | 699.3399 | 707.1268
2029 | NIWCM | Medium Demand Growth+High Gas Supply+Reduced Rankine Availability+Constrained Operational Capacity+Low Wind & Solar | -60.3162 | 589.3627 | 745.8717
2030 | NIWCM | Medium Demand Growth+High Gas Supply+Reduced Rankine Availability+Constrained Operational Capacity+Low Wind & Solar | -317.689 | 419.2906 | 631.9063
2031 | NIWCM | Medium Demand Growth+High Gas Supply+Reduced Rankine Availability+Constrained Operational Capacity+Low Wind & Solar | -497.8032 | 250.5253 | 521.7464
2032 | NIWCM | Medium Demand Growth+High Gas Supply+Reduced Rankine Availability+Constrained Operational Capacity+Low Wind & Solar | -663.7615 | 89.1265 | 382.2282
2033 | NIWCM | Medium Demand Growth+High Gas Supply+Reduced Rankine Availability+Constrained Operational Capacity+Low Wind & Solar | -853.164 | -100.0434 | 205.0464
2034 | NIWCM | Medium Demand Growth+High Gas Supply+Reduced Rankine Availability+Constrained Operational Capacity+Low Wind & Solar | -1023.1651 | -225.576 | 156.8187
2035 | NIWCM | Medium Demand Growth+High Gas Supply+Reduced Rankine Availability+Constrained Operational Capacity+Low Wind & Solar | -1174.8174 | -367.1198 | 14.9193
2026 | SIWEM_PERC | Medium Demand Growth+High Gas Supply+Reduced Rankine Availability+Constrained Operational Capacity+Low Wind & Solar | 36.4759 | 36.6206 | 36.6206
2027 | SIWEM_PERC | Medium Demand Growth+High Gas Supply+Reduced Rankine Availability+Constrained Operational Capacity+Low Wind & Solar | 19.539 | 21.8399 | 22.5485
2028 | SIWEM_PERC | Medium Demand Growth+High Gas Supply+Reduced Rankine Availability+Constrained Operational Capacity+Low Wind & Solar | 17.9557 | 31.4968 | 42.2994
2029 | SIWEM_PERC | Medium Demand Growth+High Gas Supply+Reduced Rankine Availability+Constrained Operational Capacity+Low Wind & Solar | 13.9669 | 40.1423 | 55.3204
2030 | SIWEM_PERC | Medium Demand Growth+High Gas Supply+Reduced Rankine Availability+Constrained Operational Capacity+Low Wind & Solar | 5.7635 | 34.2468 | 55.3849
2031 | SIWEM_PERC | Medium Demand Growth+High Gas Supply+Reduced Rankine Availability+Constrained Operational Capacity+Low Wind & Solar | 2.2597 | 24.6026 | 54.2585
2032 | SIWEM_PERC | Medium Demand Growth+High Gas Supply+Reduced Rankine Availability+Constrained Operational Capacity+Low Wind & Solar | 0.47602 | 19.2529 | 51.4863
2033 | SIWEM_PERC | Medium Demand Growth+High Gas Supply+Reduced Rankine Availability+Constrained Operational Capacity+Low Wind & Solar | -1.5768 | 12.4634 | 48.3088
2034 | SIWEM_PERC | Medium Demand Growth+High Gas Supply+Reduced Rankine Availability+Constrained Operational Capacity+Low Wind & Solar | -3.3156 | 7.4358 | 45.5967
2035 | SIWEM_PERC | Medium Demand Growth+High Gas Supply+Reduced Rankine Availability+Constrained Operational Capacity+Low Wind & Solar | -4.7693 | 5.7789 | 43.3109
2026 | NZWEM_PERC | Medium Demand Growth+High Gas Supply+Reduced Rankine Availability+Upgraded HVDC | 14.6544 | 14.7111 | 14.7111
2027 | NZWEM_PERC | Medium Demand Growth+High Gas Supply+Reduced Rankine Availability+Upgraded HVDC | 8.1156 | 9.8942 | 10.2017
2028 | NZWEM_PERC | Medium Demand Growth+High Gas Supply+Reduced Rankine Availability+Upgraded HVDC | 6.3431 | 14.0478 | 18.3211
2029 | NZWEM_PERC | Medium Demand Growth+High Gas Supply+Reduced Rankine Availability+Upgraded HVDC | 7.1882 | 17.7699 | 26.1421
2030 | NZWEM_PERC | Medium Demand Growth+High Gas Supply+Reduced Rankine Availability+Upgraded HVDC | 3.495 | 15.7953 | 29.2868
2031 | NZWEM_PERC | Medium Demand Growth+High Gas Supply+Reduced Rankine Availability+Upgraded HVDC | 0.25656 | 12.2329 | 30.8046
2032 | NZWEM_PERC | Medium Demand Growth+High Gas Supply+Reduced Rankine Availability+Upgraded HVDC | -1.8094 | 10.2507 | 29.3328
2033 | NZWEM_PERC | Medium Demand Growth+High Gas Supply+Reduced Rankine Availability+Upgraded HVDC | -4.0338 | 7.7259 | 27.933
2034 | NZWEM_PERC | Medium Demand Growth+High Gas Supply+Reduced Rankine Availability+Upgraded HVDC | -6.0178 | 5.8565 | 25.5944
2035 | NZWEM_PERC | Medium Demand Growth+High Gas Supply+Reduced Rankine Availability+Upgraded HVDC | -7.8661 | 3.8276 | 23.1236
2026 | NIWCM | Medium Demand Growth+High Gas Supply+Reduced Rankine Availability+Upgraded HVDC | 920.9691 | 921.7689 | 921.7689
2027 | NIWCM | Medium Demand Growth+High Gas Supply+Reduced Rankine Availability+Upgraded HVDC | 845.9707 | 877.8368 | 882.3733
2028 | NIWCM | Medium Demand Growth+High Gas Supply+Reduced Rankine Availability+Upgraded HVDC | 859.1103 | 1505.0791 | 1565.8242
2029 | NIWCM | Medium Demand Growth+High Gas Supply+Reduced Rankine Availability+Upgraded HVDC | 611.353 | 1501.7771 | 1825.1221
2030 | NIWCM | Medium Demand Growth+High Gas Supply+Reduced Rankine Availability+Upgraded HVDC | 357.1061 | 1371.4514 | 1890.9615
2031 | NIWCM | Medium Demand Growth+High Gas Supply+Reduced Rankine Availability+Upgraded HVDC | 179.7311 | 1211.8478 | 1992.1311
2032 | NIWCM | Medium Demand Growth+High Gas Supply+Reduced Rankine Availability+Upgraded HVDC | 15.1165 | 1068.5413 | 1887.1995
2033 | NIWCM | Medium Demand Growth+High Gas Supply+Reduced Rankine Availability+Upgraded HVDC | -174.4324 | 884.5126 | 1781.1554
2034 | NIWCM | Medium Demand Growth+High Gas Supply+Reduced Rankine Availability+Upgraded HVDC | -342.2944 | 761.6695 | 1743.7654
2035 | NIWCM | Medium Demand Growth+High Gas Supply+Reduced Rankine Availability+Upgraded HVDC | -493.9569 | 621.7582 | 1611.8228
2026 | SIWEM_PERC | Medium Demand Growth+High Gas Supply+Reduced Rankine Availability+Upgraded HVDC | 39.8422 | 40.0025 | 40.0025
2027 | SIWEM_PERC | Medium Demand Growth+High Gas Supply+Reduced Rankine Availability+Upgraded HVDC | 20.9304 | 25.9073 | 26.7677
2028 | SIWEM_PERC | Medium Demand Growth+High Gas Supply+Reduced Rankine Availability+Upgraded HVDC | 18.9439 | 37.4525 | 49.4226
2029 | SIWEM_PERC | Medium Demand Growth+High Gas Supply+Reduced Rankine Availability+Upgraded HVDC | 17.6685 | 46.4643 | 68.6541
2030 | SIWEM_PERC | Medium Demand Growth+High Gas Supply+Reduced Rankine Availability+Upgraded HVDC | 7.3822 | 40.8923 | 76.1131
2031 | SIWEM_PERC | Medium Demand Growth+High Gas Supply+Reduced Rankine Availability+Upgraded HVDC | 3.1125 | 31.068 | 76.3495
2032 | SIWEM_PERC | Medium Demand Growth+High Gas Supply+Reduced Rankine Availability+Upgraded HVDC | 1.3126 | 25.6905 | 73.1574
2033 | SIWEM_PERC | Medium Demand Growth+High Gas Supply+Reduced Rankine Availability+Upgraded HVDC | -0.75867 | 18.759 | 69.5021
2034 | SIWEM_PERC | Medium Demand Growth+High Gas Supply+Reduced Rankine Availability+Upgraded HVDC | -2.5134 | 13.6086 | 66.3243
2035 | SIWEM_PERC | Medium Demand Growth+High Gas Supply+Reduced Rankine Availability+Upgraded HVDC | -3.9808 | 7.9959 | 60.1608
2026 | NZWEM_PERC | Medium Demand Growth+High Gas Supply+Reduced Rankine Availability+Upgraded HVDC+Low Wind & Solar | 13.4651 | 13.5162 | 13.5162
2027 | NZWEM_PERC | Medium Demand Growth+High Gas Supply+Reduced Rankine Availability+Upgraded HVDC+Low Wind & Solar | 6.8113 | 8.4164 | 8.6939
2028 | NZWEM_PERC | Medium Demand Growth+High Gas Supply+Reduced Rankine Availability+Upgraded HVDC+Low Wind & Solar | 4.9684 | 11.9216 | 15.7781
2029 | NZWEM_PERC | Medium Demand Growth+High Gas Supply+Reduced Rankine Availability+Upgraded HVDC+Low Wind & Solar | 5.8378 | 15.3874 | 22.943
2030 | NZWEM_PERC | Medium Demand Growth+High Gas Supply+Reduced Rankine Availability+Upgraded HVDC+Low Wind & Solar | 2.1937 | 13.3412 | 25.5518
2031 | NZWEM_PERC | Medium Demand Growth+High Gas Supply+Reduced Rankine Availability+Upgraded HVDC+Low Wind & Solar | -1.0017 | 9.8601 | 26.6543
2032 | NZWEM_PERC | Medium Demand Growth+High Gas Supply+Reduced Rankine Availability+Upgraded HVDC+Low Wind & Solar | -3.039 | 7.8971 | 25.1842
2033 | NZWEM_PERC | Medium Demand Growth+High Gas Supply+Reduced Rankine Availability+Upgraded HVDC+Low Wind & Solar | -5.2327 | 5.431 | 23.7317
2034 | NZWEM_PERC | Medium Demand Growth+High Gas Supply+Reduced Rankine Availability+Upgraded HVDC+Low Wind & Solar | -7.1889 | 3.6148 | 21.4906
2035 | NZWEM_PERC | Medium Demand Growth+High Gas Supply+Reduced Rankine Availability+Upgraded HVDC+Low Wind & Solar | -9.011 | 1.6361 | 19.1117
2026 | NIWCM | Medium Demand Growth+High Gas Supply+Reduced Rankine Availability+Upgraded HVDC+Low Wind & Solar | 920.9691 | 921.7689 | 921.7689
2027 | NIWCM | Medium Demand Growth+High Gas Supply+Reduced Rankine Availability+Upgraded HVDC+Low Wind & Solar | 845.9707 | 877.8368 | 882.3733
2028 | NIWCM | Medium Demand Growth+High Gas Supply+Reduced Rankine Availability+Upgraded HVDC+Low Wind & Solar | 859.1103 | 1505.0791 | 1565.8242
2029 | NIWCM | Medium Demand Growth+High Gas Supply+Reduced Rankine Availability+Upgraded HVDC+Low Wind & Solar | 611.353 | 1501.7771 | 1825.1221
2030 | NIWCM | Medium Demand Growth+High Gas Supply+Reduced Rankine Availability+Upgraded HVDC+Low Wind & Solar | 357.1061 | 1371.4514 | 1890.9615
2031 | NIWCM | Medium Demand Growth+High Gas Supply+Reduced Rankine Availability+Upgraded HVDC+Low Wind & Solar | 179.7311 | 1211.8478 | 1992.1311
2032 | NIWCM | Medium Demand Growth+High Gas Supply+Reduced Rankine Availability+Upgraded HVDC+Low Wind & Solar | 15.1165 | 1068.5413 | 1887.1995
2033 | NIWCM | Medium Demand Growth+High Gas Supply+Reduced Rankine Availability+Upgraded HVDC+Low Wind & Solar | -174.4324 | 884.5126 | 1781.1554
2034 | NIWCM | Medium Demand Growth+High Gas Supply+Reduced Rankine Availability+Upgraded HVDC+Low Wind & Solar | -342.2944 | 761.6695 | 1743.7654
2035 | NIWCM | Medium Demand Growth+High Gas Supply+Reduced Rankine Availability+Upgraded HVDC+Low Wind & Solar | -493.9569 | 621.7582 | 1611.8228
2026 | SIWEM_PERC | Medium Demand Growth+High Gas Supply+Reduced Rankine Availability+Upgraded HVDC+Low Wind & Solar | 36.4759 | 36.6206 | 36.6206
2027 | SIWEM_PERC | Medium Demand Growth+High Gas Supply+Reduced Rankine Availability+Upgraded HVDC+Low Wind & Solar | 19.539 | 21.8399 | 22.5485
2028 | SIWEM_PERC | Medium Demand Growth+High Gas Supply+Reduced Rankine Availability+Upgraded HVDC+Low Wind & Solar | 17.9557 | 31.4968 | 42.2994
2029 | SIWEM_PERC | Medium Demand Growth+High Gas Supply+Reduced Rankine Availability+Upgraded HVDC+Low Wind & Solar | 13.9669 | 40.1423 | 60.3579
2030 | SIWEM_PERC | Medium Demand Growth+High Gas Supply+Reduced Rankine Availability+Upgraded HVDC+Low Wind & Solar | 5.7635 | 34.2468 | 66.4744
2031 | SIWEM_PERC | Medium Demand Growth+High Gas Supply+Reduced Rankine Availability+Upgraded HVDC+Low Wind & Solar | 2.2597 | 24.6026 | 68.9232
2032 | SIWEM_PERC | Medium Demand Growth+High Gas Supply+Reduced Rankine Availability+Upgraded HVDC+Low Wind & Solar | 0.47602 | 19.2529 | 65.1917
2033 | SIWEM_PERC | Medium Demand Growth+High Gas Supply+Reduced Rankine Availability+Upgraded HVDC+Low Wind & Solar | -1.5768 | 12.4634 | 61.3834
2034 | SIWEM_PERC | Medium Demand Growth+High Gas Supply+Reduced Rankine Availability+Upgraded HVDC+Low Wind & Solar | -3.3156 | 7.4358 | 55.6707
2035 | SIWEM_PERC | Medium Demand Growth+High Gas Supply+Reduced Rankine Availability+Upgraded HVDC+Low Wind & Solar | -4.7693 | 5.7789 | 49.6885
2026 | NZWEM_PERC | Medium Demand Growth+High Gas Supply+Reduced Rankine Availability+Upgraded HVDC+Constrained Operational Capacity | 14.6544 | 14.7111 | 14.7111
2027 | NZWEM_PERC | Medium Demand Growth+High Gas Supply+Reduced Rankine Availability+Upgraded HVDC+Constrained Operational Capacity | 8.1156 | 9.8942 | 10.2017
2028 | NZWEM_PERC | Medium Demand Growth+High Gas Supply+Reduced Rankine Availability+Upgraded HVDC+Constrained Operational Capacity | 6.3431 | 14.0478 | 18.3211
2029 | NZWEM_PERC | Medium Demand Growth+High Gas Supply+Reduced Rankine Availability+Upgraded HVDC+Constrained Operational Capacity | 7.1882 | 17.7699 | 26.1421
2030 | NZWEM_PERC | Medium Demand Growth+High Gas Supply+Reduced Rankine Availability+Upgraded HVDC+Constrained Operational Capacity | 3.495 | 15.7953 | 29.2868
2031 | NZWEM_PERC | Medium Demand Growth+High Gas Supply+Reduced Rankine Availability+Upgraded HVDC+Constrained Operational Capacity | 0.25656 | 12.2329 | 30.8046
2032 | NZWEM_PERC | Medium Demand Growth+High Gas Supply+Reduced Rankine Availability+Upgraded HVDC+Constrained Operational Capacity | -1.8094 | 10.2507 | 29.3328
2033 | NZWEM_PERC | Medium Demand Growth+High Gas Supply+Reduced Rankine Availability+Upgraded HVDC+Constrained Operational Capacity | -4.0338 | 7.7259 | 27.933
2034 | NZWEM_PERC | Medium Demand Growth+High Gas Supply+Reduced Rankine Availability+Upgraded HVDC+Constrained Operational Capacity | -6.0178 | 5.8565 | 25.5944
2035 | NZWEM_PERC | Medium Demand Growth+High Gas Supply+Reduced Rankine Availability+Upgraded HVDC+Constrained Operational Capacity | -7.8661 | 3.8276 | 23.1236
2026 | NIWCM | Medium Demand Growth+High Gas Supply+Reduced Rankine Availability+Upgraded HVDC+Constrained Operational Capacity | 325.6776 | 325.6776 | 325.6776
2027 | NIWCM | Medium Demand Growth+High Gas Supply+Reduced Rankine Availability+Upgraded HVDC+Constrained Operational Capacity | 224.2836 | 228.2512 | 228.2512
2028 | NIWCM | Medium Demand Growth+High Gas Supply+Reduced Rankine Availability+Upgraded HVDC+Constrained Operational Capacity | 205.4256 | 699.3399 | 707.1268
2029 | NIWCM | Medium Demand Growth+High Gas Supply+Reduced Rankine Availability+Upgraded HVDC+Constrained Operational Capacity | -60.3162 | 589.3627 | 745.8717
2030 | NIWCM | Medium Demand Growth+High Gas Supply+Reduced Rankine Availability+Upgraded HVDC+Constrained Operational Capacity | -317.689 | 419.2906 | 631.9063
2031 | NIWCM | Medium Demand Growth+High Gas Supply+Reduced Rankine Availability+Upgraded HVDC+Constrained Operational Capacity | -497.8032 | 250.5253 | 521.7464
2032 | NIWCM | Medium Demand Growth+High Gas Supply+Reduced Rankine Availability+Upgraded HVDC+Constrained Operational Capacity | -663.7615 | 89.1265 | 382.2282
2033 | NIWCM | Medium Demand Growth+High Gas Supply+Reduced Rankine Availability+Upgraded HVDC+Constrained Operational Capacity | -853.164 | -100.0434 | 205.0464
2034 | NIWCM | Medium Demand Growth+High Gas Supply+Reduced Rankine Availability+Upgraded HVDC+Constrained Operational Capacity | -1023.1651 | -225.576 | 156.8187
2035 | NIWCM | Medium Demand Growth+High Gas Supply+Reduced Rankine Availability+Upgraded HVDC+Constrained Operational Capacity | -1174.8174 | -367.1198 | 14.9193
2026 | SIWEM_PERC | Medium Demand Growth+High Gas Supply+Reduced Rankine Availability+Upgraded HVDC+Constrained Operational Capacity | 39.8422 | 40.0025 | 40.0025
2027 | SIWEM_PERC | Medium Demand Growth+High Gas Supply+Reduced Rankine Availability+Upgraded HVDC+Constrained Operational Capacity | 20.9304 | 25.9073 | 26.7677
2028 | SIWEM_PERC | Medium Demand Growth+High Gas Supply+Reduced Rankine Availability+Upgraded HVDC+Constrained Operational Capacity | 18.9439 | 37.4525 | 49.4226
2029 | SIWEM_PERC | Medium Demand Growth+High Gas Supply+Reduced Rankine Availability+Upgraded HVDC+Constrained Operational Capacity | 17.6685 | 46.4643 | 68.6541
2030 | SIWEM_PERC | Medium Demand Growth+High Gas Supply+Reduced Rankine Availability+Upgraded HVDC+Constrained Operational Capacity | 7.3822 | 40.8923 | 76.1131
2031 | SIWEM_PERC | Medium Demand Growth+High Gas Supply+Reduced Rankine Availability+Upgraded HVDC+Constrained Operational Capacity | 3.1125 | 31.068 | 76.3495
2032 | SIWEM_PERC | Medium Demand Growth+High Gas Supply+Reduced Rankine Availability+Upgraded HVDC+Constrained Operational Capacity | 1.3126 | 25.6905 | 73.1574
2033 | SIWEM_PERC | Medium Demand Growth+High Gas Supply+Reduced Rankine Availability+Upgraded HVDC+Constrained Operational Capacity | -0.75867 | 18.759 | 69.5021
2034 | SIWEM_PERC | Medium Demand Growth+High Gas Supply+Reduced Rankine Availability+Upgraded HVDC+Constrained Operational Capacity | -2.5134 | 13.6086 | 66.3243
2035 | SIWEM_PERC | Medium Demand Growth+High Gas Supply+Reduced Rankine Availability+Upgraded HVDC+Constrained Operational Capacity | -3.9808 | 7.9959 | 60.1608
2026 | NZWEM_PERC | Medium Demand Growth+High Gas Supply+Reduced Rankine Availability+Upgraded HVDC+Constrained Operational Capacity+Low Wind & Solar | 13.4651 | 13.5162 | 13.5162
2027 | NZWEM_PERC | Medium Demand Growth+High Gas Supply+Reduced Rankine Availability+Upgraded HVDC+Constrained Operational Capacity+Low Wind & Solar | 6.8113 | 8.4164 | 8.6939
2028 | NZWEM_PERC | Medium Demand Growth+High Gas Supply+Reduced Rankine Availability+Upgraded HVDC+Constrained Operational Capacity+Low Wind & Solar | 4.9684 | 11.9216 | 15.7781
2029 | NZWEM_PERC | Medium Demand Growth+High Gas Supply+Reduced Rankine Availability+Upgraded HVDC+Constrained Operational Capacity+Low Wind & Solar | 5.8378 | 15.3874 | 22.943
2030 | NZWEM_PERC | Medium Demand Growth+High Gas Supply+Reduced Rankine Availability+Upgraded HVDC+Constrained Operational Capacity+Low Wind & Solar | 2.1937 | 13.3412 | 25.5518
2031 | NZWEM_PERC | Medium Demand Growth+High Gas Supply+Reduced Rankine Availability+Upgraded HVDC+Constrained Operational Capacity+Low Wind & Solar | -1.0017 | 9.8601 | 26.6543
2032 | NZWEM_PERC | Medium Demand Growth+High Gas Supply+Reduced Rankine Availability+Upgraded HVDC+Constrained Operational Capacity+Low Wind & Solar | -3.039 | 7.8971 | 25.1842
2033 | NZWEM_PERC | Medium Demand Growth+High Gas Supply+Reduced Rankine Availability+Upgraded HVDC+Constrained Operational Capacity+Low Wind & Solar | -5.2327 | 5.431 | 23.7317
2034 | NZWEM_PERC | Medium Demand Growth+High Gas Supply+Reduced Rankine Availability+Upgraded HVDC+Constrained Operational Capacity+Low Wind & Solar | -7.1889 | 3.6148 | 21.4906
2035 | NZWEM_PERC | Medium Demand Growth+High Gas Supply+Reduced Rankine Availability+Upgraded HVDC+Constrained Operational Capacity+Low Wind & Solar | -9.011 | 1.6361 | 19.1117
2026 | NIWCM | Medium Demand Growth+High Gas Supply+Reduced Rankine Availability+Upgraded HVDC+Constrained Operational Capacity+Low Wind & Solar | 325.6776 | 325.6776 | 325.6776
2027 | NIWCM | Medium Demand Growth+High Gas Supply+Reduced Rankine Availability+Upgraded HVDC+Constrained Operational Capacity+Low Wind & Solar | 224.2836 | 228.2512 | 228.2512
2028 | NIWCM | Medium Demand Growth+High Gas Supply+Reduced Rankine Availability+Upgraded HVDC+Constrained Operational Capacity+Low Wind & Solar | 205.4256 | 699.3399 | 707.1268
2029 | NIWCM | Medium Demand Growth+High Gas Supply+Reduced Rankine Availability+Upgraded HVDC+Constrained Operational Capacity+Low Wind & Solar | -60.3162 | 589.3627 | 745.8717
2030 | NIWCM | Medium Demand Growth+High Gas Supply+Reduced Rankine Availability+Upgraded HVDC+Constrained Operational Capacity+Low Wind & Solar | -317.689 | 419.2906 | 631.9063
2031 | NIWCM | Medium Demand Growth+High Gas Supply+Reduced Rankine Availability+Upgraded HVDC+Constrained Operational Capacity+Low Wind & Solar | -497.8032 | 250.5253 | 521.7464
2032 | NIWCM | Medium Demand Growth+High Gas Supply+Reduced Rankine Availability+Upgraded HVDC+Constrained Operational Capacity+Low Wind & Solar | -663.7615 | 89.1265 | 382.2282
2033 | NIWCM | Medium Demand Growth+High Gas Supply+Reduced Rankine Availability+Upgraded HVDC+Constrained Operational Capacity+Low Wind & Solar | -853.164 | -100.0434 | 205.0464
2034 | NIWCM | Medium Demand Growth+High Gas Supply+Reduced Rankine Availability+Upgraded HVDC+Constrained Operational Capacity+Low Wind & Solar | -1023.1651 | -225.576 | 156.8187
2035 | NIWCM | Medium Demand Growth+High Gas Supply+Reduced Rankine Availability+Upgraded HVDC+Constrained Operational Capacity+Low Wind & Solar | -1174.8174 | -367.1198 | 14.9193
2026 | SIWEM_PERC | Medium Demand Growth+High Gas Supply+Reduced Rankine Availability+Upgraded HVDC+Constrained Operational Capacity+Low Wind & Solar | 36.4759 | 36.6206 | 36.6206
2027 | SIWEM_PERC | Medium Demand Growth+High Gas Supply+Reduced Rankine Availability+Upgraded HVDC+Constrained Operational Capacity+Low Wind & Solar | 19.539 | 21.8399 | 22.5485
2028 | SIWEM_PERC | Medium Demand Growth+High Gas Supply+Reduced Rankine Availability+Upgraded HVDC+Constrained Operational Capacity+Low Wind & Solar | 17.9557 | 31.4968 | 42.2994
2029 | SIWEM_PERC | Medium Demand Growth+High Gas Supply+Reduced Rankine Availability+Upgraded HVDC+Constrained Operational Capacity+Low Wind & Solar | 13.9669 | 40.1423 | 60.3579
2030 | SIWEM_PERC | Medium Demand Growth+High Gas Supply+Reduced Rankine Availability+Upgraded HVDC+Constrained Operational Capacity+Low Wind & Solar | 5.7635 | 34.2468 | 66.4744
2031 | SIWEM_PERC | Medium Demand Growth+High Gas Supply+Reduced Rankine Availability+Upgraded HVDC+Constrained Operational Capacity+Low Wind & Solar | 2.2597 | 24.6026 | 68.9232
2032 | SIWEM_PERC | Medium Demand Growth+High Gas Supply+Reduced Rankine Availability+Upgraded HVDC+Constrained Operational Capacity+Low Wind & Solar | 0.47602 | 19.2529 | 65.1917
2033 | SIWEM_PERC | Medium Demand Growth+High Gas Supply+Reduced Rankine Availability+Upgraded HVDC+Constrained Operational Capacity+Low Wind & Solar | -1.5768 | 12.4634 | 61.3834
2034 | SIWEM_PERC | Medium Demand Growth+High Gas Supply+Reduced Rankine Availability+Upgraded HVDC+Constrained Operational Capacity+Low Wind & Solar | -3.3156 | 7.4358 | 55.6707
2035 | SIWEM_PERC | Medium Demand Growth+High Gas Supply+Reduced Rankine Availability+Upgraded HVDC+Constrained Operational Capacity+Low Wind & Solar | -4.7693 | 5.7789 | 49.6885
2026 | NZWEM_PERC | Medium Demand Growth+High Gas Supply+Reduced Rankine Availability+Delayed Build | 10.0584 | 10.0584 | 10.0584
2027 | NZWEM_PERC | Medium Demand Growth+High Gas Supply+Reduced Rankine Availability+Delayed Build | 0.9807 | 1.1176 | 1.28
2028 | NZWEM_PERC | Medium Demand Growth+High Gas Supply+Reduced Rankine Availability+Delayed Build | 2.3693 | 3.7404 | 4.0388
2029 | NZWEM_PERC | Medium Demand Growth+High Gas Supply+Reduced Rankine Availability+Delayed Build | 6.1246 | 8.7614 | 9.5804
2030 | NZWEM_PERC | Medium Demand Growth+High Gas Supply+Reduced Rankine Availability+Delayed Build | 3.495 | 11.7563 | 18.7395
2031 | NZWEM_PERC | Medium Demand Growth+High Gas Supply+Reduced Rankine Availability+Delayed Build | 0.25656 | 11.0559 | 18.8563
2032 | NZWEM_PERC | Medium Demand Growth+High Gas Supply+Reduced Rankine Availability+Delayed Build | -1.8094 | 9.3585 | 22.1064
2033 | NZWEM_PERC | Medium Demand Growth+High Gas Supply+Reduced Rankine Availability+Delayed Build | -4.0338 | 6.9353 | 24.6321
2034 | NZWEM_PERC | Medium Demand Growth+High Gas Supply+Reduced Rankine Availability+Delayed Build | -6.0178 | 5.0361 | 23.2109
2035 | NZWEM_PERC | Medium Demand Growth+High Gas Supply+Reduced Rankine Availability+Delayed Build | -7.8661 | 3.3634 | 22.6594
2026 | NIWCM | Medium Demand Growth+High Gas Supply+Reduced Rankine Availability+Delayed Build | 628.8124 | 628.8124 | 628.8124
2027 | NIWCM | Medium Demand Growth+High Gas Supply+Reduced Rankine Availability+Delayed Build | 447.4105 | 449.4206 | 451.8931
2028 | NIWCM | Medium Demand Growth+High Gas Supply+Reduced Rankine Availability+Delayed Build | 605.0318 | 625.0229 | 629.5594
2029 | NIWCM | Medium Demand Growth+High Gas Supply+Reduced Rankine Availability+Delayed Build | 403.9073 | 531.0527 | 544.645
2030 | NIWCM | Medium Demand Growth+High Gas Supply+Reduced Rankine Availability+Delayed Build | 301.3296 | 1020.3871 | 1297.4104
2031 | NIWCM | Medium Demand Growth+High Gas Supply+Reduced Rankine Availability+Delayed Build | 106.7926 | 1036.0198 | 1382.231
2032 | NIWCM | Medium Demand Growth+High Gas Supply+Reduced Rankine Availability+Delayed Build | -57.822 | 942.2335 | 1503.4244
2033 | NIWCM | Medium Demand Growth+High Gas Supply+Reduced Rankine Availability+Delayed Build | -174.4324 | 839.4734 | 1636.649
2034 | NIWCM | Medium Demand Growth+High Gas Supply+Reduced Rankine Availability+Delayed Build | -342.2944 | 691.5803 | 1529.2486
2035 | NIWCM | Medium Demand Growth+High Gas Supply+Reduced Rankine Availability+Delayed Build | -493.9569 | 569.4262 | 1482.2594
2026 | SIWEM_PERC | Medium Demand Growth+High Gas Supply+Reduced Rankine Availability+Delayed Build | 26.8337 | 26.8337 | 26.8337
2027 | SIWEM_PERC | Medium Demand Growth+High Gas Supply+Reduced Rankine Availability+Delayed Build | 16.7358 | 16.8057 | 16.8057
2028 | SIWEM_PERC | Medium Demand Growth+High Gas Supply+Reduced Rankine Availability+Delayed Build | 16.6982 | 18.6029 | 18.6029
2029 | SIWEM_PERC | Medium Demand Growth+High Gas Supply+Reduced Rankine Availability+Delayed Build | 14.7532 | 21.9806 | 24.2253
2030 | SIWEM_PERC | Medium Demand Growth+High Gas Supply+Reduced Rankine Availability+Delayed Build | 7.3822 | 29.9226 | 48.9757
2031 | SIWEM_PERC | Medium Demand Growth+High Gas Supply+Reduced Rankine Availability+Delayed Build | 3.1125 | 27.861 | 47.3677
2032 | SIWEM_PERC | Medium Demand Growth+High Gas Supply+Reduced Rankine Availability+Delayed Build | 1.3126 | 23.25 | 51.282
2033 | SIWEM_PERC | Medium Demand Growth+High Gas Supply+Reduced Rankine Availability+Delayed Build | -0.75867 | 16.5901 | 52.4517
2034 | SIWEM_PERC | Medium Demand Growth+High Gas Supply+Reduced Rankine Availability+Delayed Build | -2.5134 | 11.3496 | 49.6588
2035 | SIWEM_PERC | Medium Demand Growth+High Gas Supply+Reduced Rankine Availability+Delayed Build | -3.9808 | 7.7075 | 47.3039
2026 | NZWEM_PERC | Medium Demand Growth+High Gas Supply+Reduced Rankine Availability+Delayed Build+Low Wind & Solar | 9.1535 | 9.1535 | 9.1535
2027 | NZWEM_PERC | Medium Demand Growth+High Gas Supply+Reduced Rankine Availability+Delayed Build+Low Wind & Solar | 0.054958 | 0.17847 | 0.32502
2028 | NZWEM_PERC | Medium Demand Growth+High Gas Supply+Reduced Rankine Availability+Delayed Build+Low Wind & Solar | 1.2268 | 2.4642 | 2.7335
2029 | NZWEM_PERC | Medium Demand Growth+High Gas Supply+Reduced Rankine Availability+Delayed Build+Low Wind & Solar | 4.8779 | 7.2575 | 7.9966
2030 | NZWEM_PERC | Medium Demand Growth+High Gas Supply+Reduced Rankine Availability+Delayed Build+Low Wind & Solar | 2.1937 | 9.6492 | 15.9513
2031 | NZWEM_PERC | Medium Demand Growth+High Gas Supply+Reduced Rankine Availability+Delayed Build+Low Wind & Solar | -1.0017 | 8.7444 | 15.784
2032 | NZWEM_PERC | Medium Demand Growth+High Gas Supply+Reduced Rankine Availability+Delayed Build+Low Wind & Solar | -3.039 | 7.0397 | 18.5773
2033 | NZWEM_PERC | Medium Demand Growth+High Gas Supply+Reduced Rankine Availability+Delayed Build+Low Wind & Solar | -5.2327 | 4.6742 | 20.6773
2034 | NZWEM_PERC | Medium Demand Growth+High Gas Supply+Reduced Rankine Availability+Delayed Build+Low Wind & Solar | -7.1889 | 2.7945 | 19.2596
2035 | NZWEM_PERC | Medium Demand Growth+High Gas Supply+Reduced Rankine Availability+Delayed Build+Low Wind & Solar | -9.011 | 1.1719 | 18.6475
2026 | NIWCM | Medium Demand Growth+High Gas Supply+Reduced Rankine Availability+Delayed Build+Low Wind & Solar | 628.8124 | 628.8124 | 628.8124
2027 | NIWCM | Medium Demand Growth+High Gas Supply+Reduced Rankine Availability+Delayed Build+Low Wind & Solar | 447.4105 | 449.4206 | 451.8931
2028 | NIWCM | Medium Demand Growth+High Gas Supply+Reduced Rankine Availability+Delayed Build+Low Wind & Solar | 605.0318 | 625.0229 | 629.5594
2029 | NIWCM | Medium Demand Growth+High Gas Supply+Reduced Rankine Availability+Delayed Build+Low Wind & Solar | 403.9073 | 531.0527 | 544.645
2030 | NIWCM | Medium Demand Growth+High Gas Supply+Reduced Rankine Availability+Delayed Build+Low Wind & Solar | 301.3296 | 1020.3871 | 1297.4104
2031 | NIWCM | Medium Demand Growth+High Gas Supply+Reduced Rankine Availability+Delayed Build+Low Wind & Solar | 106.7926 | 1036.0198 | 1382.231
2032 | NIWCM | Medium Demand Growth+High Gas Supply+Reduced Rankine Availability+Delayed Build+Low Wind & Solar | -57.822 | 942.2335 | 1503.4244
2033 | NIWCM | Medium Demand Growth+High Gas Supply+Reduced Rankine Availability+Delayed Build+Low Wind & Solar | -174.4324 | 839.4734 | 1636.649
2034 | NIWCM | Medium Demand Growth+High Gas Supply+Reduced Rankine Availability+Delayed Build+Low Wind & Solar | -342.2944 | 691.5803 | 1529.2486
2035 | NIWCM | Medium Demand Growth+High Gas Supply+Reduced Rankine Availability+Delayed Build+Low Wind & Solar | -493.9569 | 569.4262 | 1482.2594
2026 | SIWEM_PERC | Medium Demand Growth+High Gas Supply+Reduced Rankine Availability+Delayed Build+Low Wind & Solar | 24.2727 | 24.2727 | 24.2727
2027 | SIWEM_PERC | Medium Demand Growth+High Gas Supply+Reduced Rankine Availability+Delayed Build+Low Wind & Solar | 16.2565 | 16.3196 | 16.3196
2028 | SIWEM_PERC | Medium Demand Growth+High Gas Supply+Reduced Rankine Availability+Delayed Build+Low Wind & Solar | 15.9291 | 17.648 | 17.648
2029 | SIWEM_PERC | Medium Demand Growth+High Gas Supply+Reduced Rankine Availability+Delayed Build+Low Wind & Solar | 11.336 | 17.8585 | 19.8843
2030 | SIWEM_PERC | Medium Demand Growth+High Gas Supply+Reduced Rankine Availability+Delayed Build+Low Wind & Solar | 5.7635 | 24.1736 | 41.3684
2031 | SIWEM_PERC | Medium Demand Growth+High Gas Supply+Reduced Rankine Availability+Delayed Build+Low Wind & Solar | 2.2597 | 21.5627 | 40.7437
2032 | SIWEM_PERC | Medium Demand Growth+High Gas Supply+Reduced Rankine Availability+Delayed Build+Low Wind & Solar | 0.47602 | 16.9076 | 47.4788
2033 | SIWEM_PERC | Medium Demand Growth+High Gas Supply+Reduced Rankine Availability+Delayed Build+Low Wind & Solar | -1.5768 | 10.3875 | 48.3088
2034 | SIWEM_PERC | Medium Demand Growth+High Gas Supply+Reduced Rankine Availability+Delayed Build+Low Wind & Solar | -3.3156 | 7.4153 | 45.5967
2035 | SIWEM_PERC | Medium Demand Growth+High Gas Supply+Reduced Rankine Availability+Delayed Build+Low Wind & Solar | -4.7693 | 5.7789 | 43.3109
2026 | NZWEM_PERC | Medium Demand Growth+High Gas Supply+Reduced Rankine Availability+Delayed Build+Constrained Operational Capacity | 10.0584 | 10.0584 | 10.0584
2027 | NZWEM_PERC | Medium Demand Growth+High Gas Supply+Reduced Rankine Availability+Delayed Build+Constrained Operational Capacity | 0.9807 | 1.1176 | 1.28
2028 | NZWEM_PERC | Medium Demand Growth+High Gas Supply+Reduced Rankine Availability+Delayed Build+Constrained Operational Capacity | 2.3693 | 3.7404 | 4.0388
2029 | NZWEM_PERC | Medium Demand Growth+High Gas Supply+Reduced Rankine Availability+Delayed Build+Constrained Operational Capacity | 6.1246 | 8.7614 | 9.5804
2030 | NZWEM_PERC | Medium Demand Growth+High Gas Supply+Reduced Rankine Availability+Delayed Build+Constrained Operational Capacity | 3.495 | 11.7563 | 18.7395
2031 | NZWEM_PERC | Medium Demand Growth+High Gas Supply+Reduced Rankine Availability+Delayed Build+Constrained Operational Capacity | 0.25656 | 11.0559 | 18.8563
2032 | NZWEM_PERC | Medium Demand Growth+High Gas Supply+Reduced Rankine Availability+Delayed Build+Constrained Operational Capacity | -1.8094 | 9.3585 | 22.1064
2033 | NZWEM_PERC | Medium Demand Growth+High Gas Supply+Reduced Rankine Availability+Delayed Build+Constrained Operational Capacity | -4.0338 | 6.9353 | 24.6321
2034 | NZWEM_PERC | Medium Demand Growth+High Gas Supply+Reduced Rankine Availability+Delayed Build+Constrained Operational Capacity | -6.0178 | 5.0361 | 23.2109
2035 | NZWEM_PERC | Medium Demand Growth+High Gas Supply+Reduced Rankine Availability+Delayed Build+Constrained Operational Capacity | -7.8661 | 3.3634 | 22.6594
2026 | NIWCM | Medium Demand Growth+High Gas Supply+Reduced Rankine Availability+Delayed Build+Constrained Operational Capacity | 94.465 | 94.465 | 94.465
2027 | NIWCM | Medium Demand Growth+High Gas Supply+Reduced Rankine Availability+Delayed Build+Constrained Operational Capacity | -93.8386 | -93.8386 | -93.8386
2028 | NIWCM | Medium Demand Growth+High Gas Supply+Reduced Rankine Availability+Delayed Build+Constrained Operational Capacity | -4.6081 | -4.6081 | -4.6081
2029 | NIWCM | Medium Demand Growth+High Gas Supply+Reduced Rankine Availability+Delayed Build+Constrained Operational Capacity | -240.4491 | -158.2964 | -158.2964
2030 | NIWCM | Medium Demand Growth+High Gas Supply+Reduced Rankine Availability+Delayed Build+Constrained Operational Capacity | -373.4655 | 138.2962 | 254.9974
2031 | NIWCM | Medium Demand Growth+High Gas Supply+Reduced Rankine Availability+Delayed Build+Constrained Operational Capacity | -570.7417 | 81.8533 | 239.8427
2032 | NIWCM | Medium Demand Growth+High Gas Supply+Reduced Rankine Availability+Delayed Build+Constrained Operational Capacity | -736.7 | -22.6012 | 190.8215
2033 | NIWCM | Medium Demand Growth+High Gas Supply+Reduced Rankine Availability+Delayed Build+Constrained Operational Capacity | -853.164 | -130.5026 | 143.1347
2034 | NIWCM | Medium Demand Growth+High Gas Supply+Reduced Rankine Availability+Delayed Build+Constrained Operational Capacity | -1023.1651 | -295.6652 | -0.49953
2035 | NIWCM | Medium Demand Growth+High Gas Supply+Reduced Rankine Availability+Delayed Build+Constrained Operational Capacity | -1174.8174 | -419.4518 | -114.6417
2026 | SIWEM_PERC | Medium Demand Growth+High Gas Supply+Reduced Rankine Availability+Delayed Build+Constrained Operational Capacity | 26.8337 | 26.8337 | 26.8337
2027 | SIWEM_PERC | Medium Demand Growth+High Gas Supply+Reduced Rankine Availability+Delayed Build+Constrained Operational Capacity | 16.7358 | 16.8057 | 16.8057
2028 | SIWEM_PERC | Medium Demand Growth+High Gas Supply+Reduced Rankine Availability+Delayed Build+Constrained Operational Capacity | 16.6982 | 18.6029 | 18.6029
2029 | SIWEM_PERC | Medium Demand Growth+High Gas Supply+Reduced Rankine Availability+Delayed Build+Constrained Operational Capacity | 14.7532 | 21.9806 | 24.2253
2030 | SIWEM_PERC | Medium Demand Growth+High Gas Supply+Reduced Rankine Availability+Delayed Build+Constrained Operational Capacity | 7.3822 | 29.9226 | 48.9757
2031 | SIWEM_PERC | Medium Demand Growth+High Gas Supply+Reduced Rankine Availability+Delayed Build+Constrained Operational Capacity | 3.1125 | 27.861 | 47.3677
2032 | SIWEM_PERC | Medium Demand Growth+High Gas Supply+Reduced Rankine Availability+Delayed Build+Constrained Operational Capacity | 1.3126 | 23.25 | 51.282
2033 | SIWEM_PERC | Medium Demand Growth+High Gas Supply+Reduced Rankine Availability+Delayed Build+Constrained Operational Capacity | -0.75867 | 16.5901 | 52.4517
2034 | SIWEM_PERC | Medium Demand Growth+High Gas Supply+Reduced Rankine Availability+Delayed Build+Constrained Operational Capacity | -2.5134 | 11.3496 | 49.6588
2035 | SIWEM_PERC | Medium Demand Growth+High Gas Supply+Reduced Rankine Availability+Delayed Build+Constrained Operational Capacity | -3.9808 | 7.7075 | 47.3039
2026 | NZWEM_PERC | Medium Demand Growth+High Gas Supply+Reduced Rankine Availability+Delayed Build+Constrained Operational Capacity+Low Wind & Solar | 9.1535 | 9.1535 | 9.1535
2027 | NZWEM_PERC | Medium Demand Growth+High Gas Supply+Reduced Rankine Availability+Delayed Build+Constrained Operational Capacity+Low Wind & Solar | 0.054958 | 0.17847 | 0.32502
2028 | NZWEM_PERC | Medium Demand Growth+High Gas Supply+Reduced Rankine Availability+Delayed Build+Constrained Operational Capacity+Low Wind & Solar | 1.2268 | 2.4642 | 2.7335
2029 | NZWEM_PERC | Medium Demand Growth+High Gas Supply+Reduced Rankine Availability+Delayed Build+Constrained Operational Capacity+Low Wind & Solar | 4.8779 | 7.2575 | 7.9966
2030 | NZWEM_PERC | Medium Demand Growth+High Gas Supply+Reduced Rankine Availability+Delayed Build+Constrained Operational Capacity+Low Wind & Solar | 2.1937 | 9.6492 | 15.9513
2031 | NZWEM_PERC | Medium Demand Growth+High Gas Supply+Reduced Rankine Availability+Delayed Build+Constrained Operational Capacity+Low Wind & Solar | -1.0017 | 8.7444 | 15.784
2032 | NZWEM_PERC | Medium Demand Growth+High Gas Supply+Reduced Rankine Availability+Delayed Build+Constrained Operational Capacity+Low Wind & Solar | -3.039 | 7.0397 | 18.5773
2033 | NZWEM_PERC | Medium Demand Growth+High Gas Supply+Reduced Rankine Availability+Delayed Build+Constrained Operational Capacity+Low Wind & Solar | -5.2327 | 4.6742 | 20.6773
2034 | NZWEM_PERC | Medium Demand Growth+High Gas Supply+Reduced Rankine Availability+Delayed Build+Constrained Operational Capacity+Low Wind & Solar | -7.1889 | 2.7945 | 19.2596
2035 | NZWEM_PERC | Medium Demand Growth+High Gas Supply+Reduced Rankine Availability+Delayed Build+Constrained Operational Capacity+Low Wind & Solar | -9.011 | 1.1719 | 18.6475
2026 | NIWCM | Medium Demand Growth+High Gas Supply+Reduced Rankine Availability+Delayed Build+Constrained Operational Capacity+Low Wind & Solar | 94.465 | 94.465 | 94.465
2027 | NIWCM | Medium Demand Growth+High Gas Supply+Reduced Rankine Availability+Delayed Build+Constrained Operational Capacity+Low Wind & Solar | -93.8386 | -93.8386 | -93.8386
2028 | NIWCM | Medium Demand Growth+High Gas Supply+Reduced Rankine Availability+Delayed Build+Constrained Operational Capacity+Low Wind & Solar | -4.6081 | -4.6081 | -4.6081
2029 | NIWCM | Medium Demand Growth+High Gas Supply+Reduced Rankine Availability+Delayed Build+Constrained Operational Capacity+Low Wind & Solar | -240.4491 | -158.2964 | -158.2964
2030 | NIWCM | Medium Demand Growth+High Gas Supply+Reduced Rankine Availability+Delayed Build+Constrained Operational Capacity+Low Wind & Solar | -373.4655 | 138.2962 | 254.9974
2031 | NIWCM | Medium Demand Growth+High Gas Supply+Reduced Rankine Availability+Delayed Build+Constrained Operational Capacity+Low Wind & Solar | -570.7417 | 81.8533 | 239.8427
2032 | NIWCM | Medium Demand Growth+High Gas Supply+Reduced Rankine Availability+Delayed Build+Constrained Operational Capacity+Low Wind & Solar | -736.7 | -22.6012 | 190.8215
2033 | NIWCM | Medium Demand Growth+High Gas Supply+Reduced Rankine Availability+Delayed Build+Constrained Operational Capacity+Low Wind & Solar | -853.164 | -130.5026 | 143.1347
2034 | NIWCM | Medium Demand Growth+High Gas Supply+Reduced Rankine Availability+Delayed Build+Constrained Operational Capacity+Low Wind & Solar | -1023.1651 | -295.6652 | -0.49953
2035 | NIWCM | Medium Demand Growth+High Gas Supply+Reduced Rankine Availability+Delayed Build+Constrained Operational Capacity+Low Wind & Solar | -1174.8174 | -419.4518 | -114.6417
2026 | SIWEM_PERC | Medium Demand Growth+High Gas Supply+Reduced Rankine Availability+Delayed Build+Constrained Operational Capacity+Low Wind & Solar | 24.2727 | 24.2727 | 24.2727
2027 | SIWEM_PERC | Medium Demand Growth+High Gas Supply+Reduced Rankine Availability+Delayed Build+Constrained Operational Capacity+Low Wind & Solar | 16.2565 | 16.3196 | 16.3196
2028 | SIWEM_PERC | Medium Demand Growth+High Gas Supply+Reduced Rankine Availability+Delayed Build+Constrained Operational Capacity+Low Wind & Solar | 15.9291 | 17.648 | 17.648
2029 | SIWEM_PERC | Medium Demand Growth+High Gas Supply+Reduced Rankine Availability+Delayed Build+Constrained Operational Capacity+Low Wind & Solar | 11.336 | 17.8585 | 19.8843
2030 | SIWEM_PERC | Medium Demand Growth+High Gas Supply+Reduced Rankine Availability+Delayed Build+Constrained Operational Capacity+Low Wind & Solar | 5.7635 | 24.1736 | 41.3684
2031 | SIWEM_PERC | Medium Demand Growth+High Gas Supply+Reduced Rankine Availability+Delayed Build+Constrained Operational Capacity+Low Wind & Solar | 2.2597 | 21.5627 | 40.7437
2032 | SIWEM_PERC | Medium Demand Growth+High Gas Supply+Reduced Rankine Availability+Delayed Build+Constrained Operational Capacity+Low Wind & Solar | 0.47602 | 16.9076 | 47.4788
2033 | SIWEM_PERC | Medium Demand Growth+High Gas Supply+Reduced Rankine Availability+Delayed Build+Constrained Operational Capacity+Low Wind & Solar | -1.5768 | 10.3875 | 48.3088
2034 | SIWEM_PERC | Medium Demand Growth+High Gas Supply+Reduced Rankine Availability+Delayed Build+Constrained Operational Capacity+Low Wind & Solar | -3.3156 | 7.4153 | 45.5967
2035 | SIWEM_PERC | Medium Demand Growth+High Gas Supply+Reduced Rankine Availability+Delayed Build+Constrained Operational Capacity+Low Wind & Solar | -4.7693 | 5.7789 | 43.3109
2026 | NZWEM_PERC | Medium Demand Growth+High Gas Supply+Reduced Rankine Availability+Delayed Build+Upgraded HVDC | 10.0584 | 10.0584 | 10.0584
2027 | NZWEM_PERC | Medium Demand Growth+High Gas Supply+Reduced Rankine Availability+Delayed Build+Upgraded HVDC | 0.9807 | 1.1176 | 1.28
2028 | NZWEM_PERC | Medium Demand Growth+High Gas Supply+Reduced Rankine Availability+Delayed Build+Upgraded HVDC | 2.3693 | 3.7404 | 4.0388
2029 | NZWEM_PERC | Medium Demand Growth+High Gas Supply+Reduced Rankine Availability+Delayed Build+Upgraded HVDC | 6.1246 | 8.7614 | 9.5804
2030 | NZWEM_PERC | Medium Demand Growth+High Gas Supply+Reduced Rankine Availability+Delayed Build+Upgraded HVDC | 3.495 | 11.7563 | 18.7395
2031 | NZWEM_PERC | Medium Demand Growth+High Gas Supply+Reduced Rankine Availability+Delayed Build+Upgraded HVDC | 0.25656 | 11.0559 | 18.8563
2032 | NZWEM_PERC | Medium Demand Growth+High Gas Supply+Reduced Rankine Availability+Delayed Build+Upgraded HVDC | -1.8094 | 9.3585 | 22.1064
2033 | NZWEM_PERC | Medium Demand Growth+High Gas Supply+Reduced Rankine Availability+Delayed Build+Upgraded HVDC | -4.0338 | 6.9353 | 24.6321
2034 | NZWEM_PERC | Medium Demand Growth+High Gas Supply+Reduced Rankine Availability+Delayed Build+Upgraded HVDC | -6.0178 | 5.0361 | 23.2109
2035 | NZWEM_PERC | Medium Demand Growth+High Gas Supply+Reduced Rankine Availability+Delayed Build+Upgraded HVDC | -7.8661 | 3.3634 | 22.6594
2026 | NIWCM | Medium Demand Growth+High Gas Supply+Reduced Rankine Availability+Delayed Build+Upgraded HVDC | 628.8124 | 628.8124 | 628.8124
2027 | NIWCM | Medium Demand Growth+High Gas Supply+Reduced Rankine Availability+Delayed Build+Upgraded HVDC | 447.4105 | 449.4206 | 451.8931
2028 | NIWCM | Medium Demand Growth+High Gas Supply+Reduced Rankine Availability+Delayed Build+Upgraded HVDC | 605.0318 | 625.0229 | 629.5594
2029 | NIWCM | Medium Demand Growth+High Gas Supply+Reduced Rankine Availability+Delayed Build+Upgraded HVDC | 403.9073 | 531.0527 | 544.645
2030 | NIWCM | Medium Demand Growth+High Gas Supply+Reduced Rankine Availability+Delayed Build+Upgraded HVDC | 301.3296 | 1020.3871 | 1297.4104
2031 | NIWCM | Medium Demand Growth+High Gas Supply+Reduced Rankine Availability+Delayed Build+Upgraded HVDC | 106.7926 | 1036.0199 | 1382.2349
2032 | NIWCM | Medium Demand Growth+High Gas Supply+Reduced Rankine Availability+Delayed Build+Upgraded HVDC | -57.822 | 942.2336 | 1503.5444
2033 | NIWCM | Medium Demand Growth+High Gas Supply+Reduced Rankine Availability+Delayed Build+Upgraded HVDC | -174.4324 | 839.4734 | 1636.7137
2034 | NIWCM | Medium Demand Growth+High Gas Supply+Reduced Rankine Availability+Delayed Build+Upgraded HVDC | -342.2944 | 691.5803 | 1529.2472
2035 | NIWCM | Medium Demand Growth+High Gas Supply+Reduced Rankine Availability+Delayed Build+Upgraded HVDC | -493.9569 | 569.4262 | 1482.2618
2026 | SIWEM_PERC | Medium Demand Growth+High Gas Supply+Reduced Rankine Availability+Delayed Build+Upgraded HVDC | 26.8337 | 26.8337 | 26.8337
2027 | SIWEM_PERC | Medium Demand Growth+High Gas Supply+Reduced Rankine Availability+Delayed Build+Upgraded HVDC | 16.7358 | 16.8057 | 16.8057
2028 | SIWEM_PERC | Medium Demand Growth+High Gas Supply+Reduced Rankine Availability+Delayed Build+Upgraded HVDC | 16.6982 | 18.6029 | 18.6029
2029 | SIWEM_PERC | Medium Demand Growth+High Gas Supply+Reduced Rankine Availability+Delayed Build+Upgraded HVDC | 14.7532 | 21.9806 | 24.2253
2030 | SIWEM_PERC | Medium Demand Growth+High Gas Supply+Reduced Rankine Availability+Delayed Build+Upgraded HVDC | 7.3822 | 29.9226 | 48.9757
2031 | SIWEM_PERC | Medium Demand Growth+High Gas Supply+Reduced Rankine Availability+Delayed Build+Upgraded HVDC | 3.1125 | 27.861 | 48.9588
2032 | SIWEM_PERC | Medium Demand Growth+High Gas Supply+Reduced Rankine Availability+Delayed Build+Upgraded HVDC | 1.3126 | 23.25 | 57.5072
2033 | SIWEM_PERC | Medium Demand Growth+High Gas Supply+Reduced Rankine Availability+Delayed Build+Upgraded HVDC | -0.75867 | 16.5901 | 64.003
2034 | SIWEM_PERC | Medium Demand Growth+High Gas Supply+Reduced Rankine Availability+Delayed Build+Upgraded HVDC | -2.5134 | 11.3496 | 60.3474
2035 | SIWEM_PERC | Medium Demand Growth+High Gas Supply+Reduced Rankine Availability+Delayed Build+Upgraded HVDC | -3.9808 | 7.7075 | 58.9906
2026 | NZWEM_PERC | Medium Demand Growth+High Gas Supply+Reduced Rankine Availability+Delayed Build+Upgraded HVDC+Low Wind & Solar | 9.1535 | 9.1535 | 9.1535
2027 | NZWEM_PERC | Medium Demand Growth+High Gas Supply+Reduced Rankine Availability+Delayed Build+Upgraded HVDC+Low Wind & Solar | 0.054958 | 0.17847 | 0.32502
2028 | NZWEM_PERC | Medium Demand Growth+High Gas Supply+Reduced Rankine Availability+Delayed Build+Upgraded HVDC+Low Wind & Solar | 1.2268 | 2.4642 | 2.7335
2029 | NZWEM_PERC | Medium Demand Growth+High Gas Supply+Reduced Rankine Availability+Delayed Build+Upgraded HVDC+Low Wind & Solar | 4.8779 | 7.2575 | 7.9966
2030 | NZWEM_PERC | Medium Demand Growth+High Gas Supply+Reduced Rankine Availability+Delayed Build+Upgraded HVDC+Low Wind & Solar | 2.1937 | 9.6492 | 15.9513
2031 | NZWEM_PERC | Medium Demand Growth+High Gas Supply+Reduced Rankine Availability+Delayed Build+Upgraded HVDC+Low Wind & Solar | -1.0017 | 8.7444 | 15.784
2032 | NZWEM_PERC | Medium Demand Growth+High Gas Supply+Reduced Rankine Availability+Delayed Build+Upgraded HVDC+Low Wind & Solar | -3.039 | 7.0397 | 18.5773
2033 | NZWEM_PERC | Medium Demand Growth+High Gas Supply+Reduced Rankine Availability+Delayed Build+Upgraded HVDC+Low Wind & Solar | -5.2327 | 4.6742 | 20.6773
2034 | NZWEM_PERC | Medium Demand Growth+High Gas Supply+Reduced Rankine Availability+Delayed Build+Upgraded HVDC+Low Wind & Solar | -7.1889 | 2.7945 | 19.2596
2035 | NZWEM_PERC | Medium Demand Growth+High Gas Supply+Reduced Rankine Availability+Delayed Build+Upgraded HVDC+Low Wind & Solar | -9.011 | 1.1719 | 18.6475
2026 | NIWCM | Medium Demand Growth+High Gas Supply+Reduced Rankine Availability+Delayed Build+Upgraded HVDC+Low Wind & Solar | 628.8124 | 628.8124 | 628.8124
2027 | NIWCM | Medium Demand Growth+High Gas Supply+Reduced Rankine Availability+Delayed Build+Upgraded HVDC+Low Wind & Solar | 447.4105 | 449.4206 | 451.8931
2028 | NIWCM | Medium Demand Growth+High Gas Supply+Reduced Rankine Availability+Delayed Build+Upgraded HVDC+Low Wind & Solar | 605.0318 | 625.0229 | 629.5594
2029 | NIWCM | Medium Demand Growth+High Gas Supply+Reduced Rankine Availability+Delayed Build+Upgraded HVDC+Low Wind & Solar | 403.9073 | 531.0527 | 544.645
2030 | NIWCM | Medium Demand Growth+High Gas Supply+Reduced Rankine Availability+Delayed Build+Upgraded HVDC+Low Wind & Solar | 301.3296 | 1020.3871 | 1297.4104
2031 | NIWCM | Medium Demand Growth+High Gas Supply+Reduced Rankine Availability+Delayed Build+Upgraded HVDC+Low Wind & Solar | 106.7926 | 1036.0199 | 1382.2349
2032 | NIWCM | Medium Demand Growth+High Gas Supply+Reduced Rankine Availability+Delayed Build+Upgraded HVDC+Low Wind & Solar | -57.822 | 942.2336 | 1503.5444
2033 | NIWCM | Medium Demand Growth+High Gas Supply+Reduced Rankine Availability+Delayed Build+Upgraded HVDC+Low Wind & Solar | -174.4324 | 839.4734 | 1636.7137
2034 | NIWCM | Medium Demand Growth+High Gas Supply+Reduced Rankine Availability+Delayed Build+Upgraded HVDC+Low Wind & Solar | -342.2944 | 691.5803 | 1529.2472
2035 | NIWCM | Medium Demand Growth+High Gas Supply+Reduced Rankine Availability+Delayed Build+Upgraded HVDC+Low Wind & Solar | -493.9569 | 569.4262 | 1482.2618
2026 | SIWEM_PERC | Medium Demand Growth+High Gas Supply+Reduced Rankine Availability+Delayed Build+Upgraded HVDC+Low Wind & Solar | 24.2727 | 24.2727 | 24.2727
2027 | SIWEM_PERC | Medium Demand Growth+High Gas Supply+Reduced Rankine Availability+Delayed Build+Upgraded HVDC+Low Wind & Solar | 16.2565 | 16.3196 | 16.3196
2028 | SIWEM_PERC | Medium Demand Growth+High Gas Supply+Reduced Rankine Availability+Delayed Build+Upgraded HVDC+Low Wind & Solar | 15.9291 | 17.648 | 17.648
2029 | SIWEM_PERC | Medium Demand Growth+High Gas Supply+Reduced Rankine Availability+Delayed Build+Upgraded HVDC+Low Wind & Solar | 11.336 | 17.8585 | 19.8843
2030 | SIWEM_PERC | Medium Demand Growth+High Gas Supply+Reduced Rankine Availability+Delayed Build+Upgraded HVDC+Low Wind & Solar | 5.7635 | 24.1736 | 41.3684
2031 | SIWEM_PERC | Medium Demand Growth+High Gas Supply+Reduced Rankine Availability+Delayed Build+Upgraded HVDC+Low Wind & Solar | 2.2597 | 21.5627 | 40.7437
2032 | SIWEM_PERC | Medium Demand Growth+High Gas Supply+Reduced Rankine Availability+Delayed Build+Upgraded HVDC+Low Wind & Solar | 0.47602 | 16.9076 | 48.3771
2033 | SIWEM_PERC | Medium Demand Growth+High Gas Supply+Reduced Rankine Availability+Delayed Build+Upgraded HVDC+Low Wind & Solar | -1.5768 | 10.3875 | 53.7532
2034 | SIWEM_PERC | Medium Demand Growth+High Gas Supply+Reduced Rankine Availability+Delayed Build+Upgraded HVDC+Low Wind & Solar | -3.3156 | 7.4153 | 50.0762
2035 | SIWEM_PERC | Medium Demand Growth+High Gas Supply+Reduced Rankine Availability+Delayed Build+Upgraded HVDC+Low Wind & Solar | -4.7693 | 5.7789 | 48.5183
2026 | NZWEM_PERC | Medium Demand Growth+High Gas Supply+Reduced Rankine Availability+Delayed Build+Upgraded HVDC+Constrained Operational Capacity | 10.0584 | 10.0584 | 10.0584
2027 | NZWEM_PERC | Medium Demand Growth+High Gas Supply+Reduced Rankine Availability+Delayed Build+Upgraded HVDC+Constrained Operational Capacity | 0.9807 | 1.1176 | 1.28
2028 | NZWEM_PERC | Medium Demand Growth+High Gas Supply+Reduced Rankine Availability+Delayed Build+Upgraded HVDC+Constrained Operational Capacity | 2.3693 | 3.7404 | 4.0388
2029 | NZWEM_PERC | Medium Demand Growth+High Gas Supply+Reduced Rankine Availability+Delayed Build+Upgraded HVDC+Constrained Operational Capacity | 6.1246 | 8.7614 | 9.5804
2030 | NZWEM_PERC | Medium Demand Growth+High Gas Supply+Reduced Rankine Availability+Delayed Build+Upgraded HVDC+Constrained Operational Capacity | 3.495 | 11.7563 | 18.7395
2031 | NZWEM_PERC | Medium Demand Growth+High Gas Supply+Reduced Rankine Availability+Delayed Build+Upgraded HVDC+Constrained Operational Capacity | 0.25656 | 11.0559 | 18.8563
2032 | NZWEM_PERC | Medium Demand Growth+High Gas Supply+Reduced Rankine Availability+Delayed Build+Upgraded HVDC+Constrained Operational Capacity | -1.8094 | 9.3585 | 22.1064
2033 | NZWEM_PERC | Medium Demand Growth+High Gas Supply+Reduced Rankine Availability+Delayed Build+Upgraded HVDC+Constrained Operational Capacity | -4.0338 | 6.9353 | 24.6321
2034 | NZWEM_PERC | Medium Demand Growth+High Gas Supply+Reduced Rankine Availability+Delayed Build+Upgraded HVDC+Constrained Operational Capacity | -6.0178 | 5.0361 | 23.2109
2035 | NZWEM_PERC | Medium Demand Growth+High Gas Supply+Reduced Rankine Availability+Delayed Build+Upgraded HVDC+Constrained Operational Capacity | -7.8661 | 3.3634 | 22.6594
2026 | NIWCM | Medium Demand Growth+High Gas Supply+Reduced Rankine Availability+Delayed Build+Upgraded HVDC+Constrained Operational Capacity | 94.465 | 94.465 | 94.465
2027 | NIWCM | Medium Demand Growth+High Gas Supply+Reduced Rankine Availability+Delayed Build+Upgraded HVDC+Constrained Operational Capacity | -93.8386 | -93.8386 | -93.8386
2028 | NIWCM | Medium Demand Growth+High Gas Supply+Reduced Rankine Availability+Delayed Build+Upgraded HVDC+Constrained Operational Capacity | -4.6081 | -4.6081 | -4.6081
2029 | NIWCM | Medium Demand Growth+High Gas Supply+Reduced Rankine Availability+Delayed Build+Upgraded HVDC+Constrained Operational Capacity | -240.4491 | -158.2964 | -158.2964
2030 | NIWCM | Medium Demand Growth+High Gas Supply+Reduced Rankine Availability+Delayed Build+Upgraded HVDC+Constrained Operational Capacity | -373.4655 | 138.2962 | 254.9974
2031 | NIWCM | Medium Demand Growth+High Gas Supply+Reduced Rankine Availability+Delayed Build+Upgraded HVDC+Constrained Operational Capacity | -570.7417 | 81.8533 | 239.8427
2032 | NIWCM | Medium Demand Growth+High Gas Supply+Reduced Rankine Availability+Delayed Build+Upgraded HVDC+Constrained Operational Capacity | -736.7 | -22.6012 | 190.8215
2033 | NIWCM | Medium Demand Growth+High Gas Supply+Reduced Rankine Availability+Delayed Build+Upgraded HVDC+Constrained Operational Capacity | -853.164 | -130.5026 | 143.1347
2034 | NIWCM | Medium Demand Growth+High Gas Supply+Reduced Rankine Availability+Delayed Build+Upgraded HVDC+Constrained Operational Capacity | -1023.1651 | -295.6652 | -0.49953
2035 | NIWCM | Medium Demand Growth+High Gas Supply+Reduced Rankine Availability+Delayed Build+Upgraded HVDC+Constrained Operational Capacity | -1174.8174 | -419.4518 | -114.6417
2026 | SIWEM_PERC | Medium Demand Growth+High Gas Supply+Reduced Rankine Availability+Delayed Build+Upgraded HVDC+Constrained Operational Capacity | 26.8337 | 26.8337 | 26.8337
2027 | SIWEM_PERC | Medium Demand Growth+High Gas Supply+Reduced Rankine Availability+Delayed Build+Upgraded HVDC+Constrained Operational Capacity | 16.7358 | 16.8057 | 16.8057
2028 | SIWEM_PERC | Medium Demand Growth+High Gas Supply+Reduced Rankine Availability+Delayed Build+Upgraded HVDC+Constrained Operational Capacity | 16.6982 | 18.6029 | 18.6029
2029 | SIWEM_PERC | Medium Demand Growth+High Gas Supply+Reduced Rankine Availability+Delayed Build+Upgraded HVDC+Constrained Operational Capacity | 14.7532 | 21.9806 | 24.2253
2030 | SIWEM_PERC | Medium Demand Growth+High Gas Supply+Reduced Rankine Availability+Delayed Build+Upgraded HVDC+Constrained Operational Capacity | 7.3822 | 29.9226 | 48.9757
2031 | SIWEM_PERC | Medium Demand Growth+High Gas Supply+Reduced Rankine Availability+Delayed Build+Upgraded HVDC+Constrained Operational Capacity | 3.1125 | 27.861 | 48.9588
2032 | SIWEM_PERC | Medium Demand Growth+High Gas Supply+Reduced Rankine Availability+Delayed Build+Upgraded HVDC+Constrained Operational Capacity | 1.3126 | 23.25 | 57.5072
2033 | SIWEM_PERC | Medium Demand Growth+High Gas Supply+Reduced Rankine Availability+Delayed Build+Upgraded HVDC+Constrained Operational Capacity | -0.75867 | 16.5901 | 64.003
2034 | SIWEM_PERC | Medium Demand Growth+High Gas Supply+Reduced Rankine Availability+Delayed Build+Upgraded HVDC+Constrained Operational Capacity | -2.5134 | 11.3496 | 60.3474
2035 | SIWEM_PERC | Medium Demand Growth+High Gas Supply+Reduced Rankine Availability+Delayed Build+Upgraded HVDC+Constrained Operational Capacity | -3.9808 | 7.7075 | 58.9906
2026 | NZWEM_PERC | Medium Demand Growth+High Gas Supply+Reduced Rankine Availability+Delayed Build+Upgraded HVDC+Constrained Operational Capacity+Low Wind & Solar | 9.1535 | 9.1535 | 9.1535
2027 | NZWEM_PERC | Medium Demand Growth+High Gas Supply+Reduced Rankine Availability+Delayed Build+Upgraded HVDC+Constrained Operational Capacity+Low Wind & Solar | 0.054958 | 0.17847 | 0.32502
2028 | NZWEM_PERC | Medium Demand Growth+High Gas Supply+Reduced Rankine Availability+Delayed Build+Upgraded HVDC+Constrained Operational Capacity+Low Wind & Solar | 1.2268 | 2.4642 | 2.7335
2029 | NZWEM_PERC | Medium Demand Growth+High Gas Supply+Reduced Rankine Availability+Delayed Build+Upgraded HVDC+Constrained Operational Capacity+Low Wind & Solar | 4.8779 | 7.2575 | 7.9966
2030 | NZWEM_PERC | Medium Demand Growth+High Gas Supply+Reduced Rankine Availability+Delayed Build+Upgraded HVDC+Constrained Operational Capacity+Low Wind & Solar | 2.1937 | 9.6492 | 15.9513
2031 | NZWEM_PERC | Medium Demand Growth+High Gas Supply+Reduced Rankine Availability+Delayed Build+Upgraded HVDC+Constrained Operational Capacity+Low Wind & Solar | -1.0017 | 8.7444 | 15.784
2032 | NZWEM_PERC | Medium Demand Growth+High Gas Supply+Reduced Rankine Availability+Delayed Build+Upgraded HVDC+Constrained Operational Capacity+Low Wind & Solar | -3.039 | 7.0397 | 18.5773
2033 | NZWEM_PERC | Medium Demand Growth+High Gas Supply+Reduced Rankine Availability+Delayed Build+Upgraded HVDC+Constrained Operational Capacity+Low Wind & Solar | -5.2327 | 4.6742 | 20.6773
2034 | NZWEM_PERC | Medium Demand Growth+High Gas Supply+Reduced Rankine Availability+Delayed Build+Upgraded HVDC+Constrained Operational Capacity+Low Wind & Solar | -7.1889 | 2.7945 | 19.2596
2035 | NZWEM_PERC | Medium Demand Growth+High Gas Supply+Reduced Rankine Availability+Delayed Build+Upgraded HVDC+Constrained Operational Capacity+Low Wind & Solar | -9.011 | 1.1719 | 18.6475
2026 | NIWCM | Medium Demand Growth+High Gas Supply+Reduced Rankine Availability+Delayed Build+Upgraded HVDC+Constrained Operational Capacity+Low Wind & Solar | 94.465 | 94.465 | 94.465
2027 | NIWCM | Medium Demand Growth+High Gas Supply+Reduced Rankine Availability+Delayed Build+Upgraded HVDC+Constrained Operational Capacity+Low Wind & Solar | -93.8386 | -93.8386 | -93.8386
2028 | NIWCM | Medium Demand Growth+High Gas Supply+Reduced Rankine Availability+Delayed Build+Upgraded HVDC+Constrained Operational Capacity+Low Wind & Solar | -4.6081 | -4.6081 | -4.6081
2029 | NIWCM | Medium Demand Growth+High Gas Supply+Reduced Rankine Availability+Delayed Build+Upgraded HVDC+Constrained Operational Capacity+Low Wind & Solar | -240.4491 | -158.2964 | -158.2964
2030 | NIWCM | Medium Demand Growth+High Gas Supply+Reduced Rankine Availability+Delayed Build+Upgraded HVDC+Constrained Operational Capacity+Low Wind & Solar | -373.4655 | 138.2962 | 254.9974
2031 | NIWCM | Medium Demand Growth+High Gas Supply+Reduced Rankine Availability+Delayed Build+Upgraded HVDC+Constrained Operational Capacity+Low Wind & Solar | -570.7417 | 81.8533 | 239.8427
2032 | NIWCM | Medium Demand Growth+High Gas Supply+Reduced Rankine Availability+Delayed Build+Upgraded HVDC+Constrained Operational Capacity+Low Wind & Solar | -736.7 | -22.6012 | 190.8215
2033 | NIWCM | Medium Demand Growth+High Gas Supply+Reduced Rankine Availability+Delayed Build+Upgraded HVDC+Constrained Operational Capacity+Low Wind & Solar | -853.164 | -130.5026 | 143.1347
2034 | NIWCM | Medium Demand Growth+High Gas Supply+Reduced Rankine Availability+Delayed Build+Upgraded HVDC+Constrained Operational Capacity+Low Wind & Solar | -1023.1651 | -295.6652 | -0.49953
2035 | NIWCM | Medium Demand Growth+High Gas Supply+Reduced Rankine Availability+Delayed Build+Upgraded HVDC+Constrained Operational Capacity+Low Wind & Solar | -1174.8174 | -419.4518 | -114.6417
2026 | SIWEM_PERC | Medium Demand Growth+High Gas Supply+Reduced Rankine Availability+Delayed Build+Upgraded HVDC+Constrained Operational Capacity+Low Wind & Solar | 24.2727 | 24.2727 | 24.2727
2027 | SIWEM_PERC | Medium Demand Growth+High Gas Supply+Reduced Rankine Availability+Delayed Build+Upgraded HVDC+Constrained Operational Capacity+Low Wind & Solar | 16.2565 | 16.3196 | 16.3196
2028 | SIWEM_PERC | Medium Demand Growth+High Gas Supply+Reduced Rankine Availability+Delayed Build+Upgraded HVDC+Constrained Operational Capacity+Low Wind & Solar | 15.9291 | 17.648 | 17.648
2029 | SIWEM_PERC | Medium Demand Growth+High Gas Supply+Reduced Rankine Availability+Delayed Build+Upgraded HVDC+Constrained Operational Capacity+Low Wind & Solar | 11.336 | 17.8585 | 19.8843
2030 | SIWEM_PERC | Medium Demand Growth+High Gas Supply+Reduced Rankine Availability+Delayed Build+Upgraded HVDC+Constrained Operational Capacity+Low Wind & Solar | 5.7635 | 24.1736 | 41.3684
2031 | SIWEM_PERC | Medium Demand Growth+High Gas Supply+Reduced Rankine Availability+Delayed Build+Upgraded HVDC+Constrained Operational Capacity+Low Wind & Solar | 2.2597 | 21.5627 | 40.7437
2032 | SIWEM_PERC | Medium Demand Growth+High Gas Supply+Reduced Rankine Availability+Delayed Build+Upgraded HVDC+Constrained Operational Capacity+Low Wind & Solar | 0.47602 | 16.9076 | 48.3771
2033 | SIWEM_PERC | Medium Demand Growth+High Gas Supply+Reduced Rankine Availability+Delayed Build+Upgraded HVDC+Constrained Operational Capacity+Low Wind & Solar | -1.5768 | 10.3875 | 53.7532
2034 | SIWEM_PERC | Medium Demand Growth+High Gas Supply+Reduced Rankine Availability+Delayed Build+Upgraded HVDC+Constrained Operational Capacity+Low Wind & Solar | -3.3156 | 7.4153 | 50.0762
2035 | SIWEM_PERC | Medium Demand Growth+High Gas Supply+Reduced Rankine Availability+Delayed Build+Upgraded HVDC+Constrained Operational Capacity+Low Wind & Solar | -4.7693 | 5.7789 | 48.5183
2026 | NZWEM_PERC | Medium Demand Growth+High Gas Supply+Increased Demand Response | 19.3803 | 19.4372 | 19.4372
2027 | NZWEM_PERC | Medium Demand Growth+High Gas Supply+Increased Demand Response | 16.6157 | 18.4034 | 18.7124
2028 | NZWEM_PERC | Medium Demand Growth+High Gas Supply+Increased Demand Response | 14.5994 | 22.3436 | 26.6389
2029 | NZWEM_PERC | Medium Demand Growth+High Gas Supply+Increased Demand Response | 15.0807 | 25.7167 | 34.1319
2030 | NZWEM_PERC | Medium Demand Growth+High Gas Supply+Increased Demand Response | 11.1013 | 23.4647 | 37.0254
2031 | NZWEM_PERC | Medium Demand Growth+High Gas Supply+Increased Demand Response | 7.612 | 19.6498 | 38.3168
2032 | NZWEM_PERC | Medium Demand Growth+High Gas Supply+Increased Demand Response | 5.3797 | 17.5017 | 36.6816
2033 | NZWEM_PERC | Medium Demand Growth+High Gas Supply+Increased Demand Response | 2.9774 | 14.7974 | 35.1081
2034 | NZWEM_PERC | Medium Demand Growth+High Gas Supply+Increased Demand Response | 0.83187 | 12.767 | 32.6062
2035 | NZWEM_PERC | Medium Demand Growth+High Gas Supply+Increased Demand Response | -1.1685 | 10.5851 | 29.9801
2026 | NIWCM | Medium Demand Growth+High Gas Supply+Increased Demand Response | 1066.7284 | 1067.5282 | 1067.5282
2027 | NIWCM | Medium Demand Growth+High Gas Supply+Increased Demand Response | 1257.8828 | 1288.8253 | 1293.3618
2028 | NIWCM | Medium Demand Growth+High Gas Supply+Increased Demand Response | 1276.6847 | 1884.5216 | 1922.8368
2029 | NIWCM | Medium Demand Growth+High Gas Supply+Increased Demand Response | 1049.2947 | 1927.8168 | 2201.0383
2030 | NIWCM | Medium Demand Growth+High Gas Supply+Increased Demand Response | 804.9243 | 1804.235 | 2257.1317
2031 | NIWCM | Medium Demand Growth+High Gas Supply+Increased Demand Response | 637.8662 | 1658.4112 | 2363.1836
2032 | NIWCM | Medium Demand Growth+High Gas Supply+Increased Demand Response | 479.3549 | 1524.8896 | 2294.3757
2033 | NIWCM | Medium Demand Growth+High Gas Supply+Increased Demand Response | 297.5751 | 1347.4941 | 2219.4295
2034 | NIWCM | Medium Demand Growth+High Gas Supply+Increased Demand Response | 135.4698 | 1231.9917 | 2196.4338
2035 | NIWCM | Medium Demand Growth+High Gas Supply+Increased Demand Response | -11.5938 | 1098.5111 | 2069.3599
2026 | SIWEM_PERC | Medium Demand Growth+High Gas Supply+Increased Demand Response | 52.7407 | 52.7407 | 52.7407
2027 | SIWEM_PERC | Medium Demand Growth+High Gas Supply+Increased Demand Response | 44.884 | 48.5764 | 48.5764
2028 | SIWEM_PERC | Medium Demand Growth+High Gas Supply+Increased Demand Response | 39.27 | 56.853 | 64.0543
2029 | SIWEM_PERC | Medium Demand Growth+High Gas Supply+Increased Demand Response | 34.7208 | 46.7137 | 61.4149
2030 | SIWEM_PERC | Medium Demand Growth+High Gas Supply+Increased Demand Response | 28.8516 | 42.8898 | 62.2493
2031 | SIWEM_PERC | Medium Demand Growth+High Gas Supply+Increased Demand Response | 19.2076 | 38.2675 | 61.5948
2032 | SIWEM_PERC | Medium Demand Growth+High Gas Supply+Increased Demand Response | 13.0757 | 35.8848 | 58.7826
2033 | SIWEM_PERC | Medium Demand Growth+High Gas Supply+Increased Demand Response | 6.4141 | 33.1464 | 55.5548
2034 | SIWEM_PERC | Medium Demand Growth+High Gas Supply+Increased Demand Response | 0.41806 | 30.8122 | 52.7964
2035 | SIWEM_PERC | Medium Demand Growth+High Gas Supply+Increased Demand Response | -1.9175 | 27.8332 | 50.4692
2026 | NZWEM_PERC | Medium Demand Growth+High Gas Supply+Increased Demand Response+Low Wind & Solar | 18.1848 | 18.2362 | 18.2362
2027 | NZWEM_PERC | Medium Demand Growth+High Gas Supply+Increased Demand Response+Low Wind & Solar | 15.3047 | 16.918 | 17.1969
2028 | NZWEM_PERC | Medium Demand Growth+High Gas Supply+Increased Demand Response+Low Wind & Solar | 13.2176 | 20.2065 | 24.0828
2029 | NZWEM_PERC | Medium Demand Growth+High Gas Supply+Increased Demand Response+Low Wind & Solar | 13.7234 | 23.322 | 30.9164
2030 | NZWEM_PERC | Medium Demand Growth+High Gas Supply+Increased Demand Response+Low Wind & Solar | 9.7933 | 20.998 | 33.2712
2031 | NZWEM_PERC | Medium Demand Growth+High Gas Supply+Increased Demand Response+Low Wind & Solar | 6.3474 | 17.2648 | 34.1451
2032 | NZWEM_PERC | Medium Demand Growth+High Gas Supply+Increased Demand Response+Low Wind & Solar | 4.1438 | 15.136 | 32.5117
2033 | NZWEM_PERC | Medium Demand Growth+High Gas Supply+Increased Demand Response+Low Wind & Solar | 1.7723 | 12.4907 | 30.8852
2034 | NZWEM_PERC | Medium Demand Growth+High Gas Supply+Increased Demand Response+Low Wind & Solar | -0.34524 | 10.5138 | 28.4813
2035 | NZWEM_PERC | Medium Demand Growth+High Gas Supply+Increased Demand Response+Low Wind & Solar | -2.3192 | 8.3824 | 25.9476
2026 | NIWCM | Medium Demand Growth+High Gas Supply+Increased Demand Response+Low Wind & Solar | 1066.7284 | 1067.5282 | 1067.5282
2027 | NIWCM | Medium Demand Growth+High Gas Supply+Increased Demand Response+Low Wind & Solar | 1257.8828 | 1288.8253 | 1293.3618
2028 | NIWCM | Medium Demand Growth+High Gas Supply+Increased Demand Response+Low Wind & Solar | 1276.6847 | 1884.5216 | 1922.8368
2029 | NIWCM | Medium Demand Growth+High Gas Supply+Increased Demand Response+Low Wind & Solar | 1049.2947 | 1927.8168 | 2201.0383
2030 | NIWCM | Medium Demand Growth+High Gas Supply+Increased Demand Response+Low Wind & Solar | 804.9243 | 1804.235 | 2257.1317
2031 | NIWCM | Medium Demand Growth+High Gas Supply+Increased Demand Response+Low Wind & Solar | 637.8662 | 1658.4112 | 2363.1836
2032 | NIWCM | Medium Demand Growth+High Gas Supply+Increased Demand Response+Low Wind & Solar | 479.3549 | 1524.8896 | 2294.3757
2033 | NIWCM | Medium Demand Growth+High Gas Supply+Increased Demand Response+Low Wind & Solar | 297.5751 | 1347.4941 | 2219.4295
2034 | NIWCM | Medium Demand Growth+High Gas Supply+Increased Demand Response+Low Wind & Solar | 135.4698 | 1231.9917 | 2196.4338
2035 | NIWCM | Medium Demand Growth+High Gas Supply+Increased Demand Response+Low Wind & Solar | -11.5938 | 1098.5111 | 2069.3599
2026 | SIWEM_PERC | Medium Demand Growth+High Gas Supply+Increased Demand Response+Low Wind & Solar | 49.7236 | 49.8699 | 49.8699
2027 | SIWEM_PERC | Medium Demand Growth+High Gas Supply+Increased Demand Response+Low Wind & Solar | 41.1874 | 45.7364 | 46.5229
2028 | SIWEM_PERC | Medium Demand Growth+High Gas Supply+Increased Demand Response+Low Wind & Solar | 35.3657 | 54.5989 | 61.0978
2029 | SIWEM_PERC | Medium Demand Growth+High Gas Supply+Increased Demand Response+Low Wind & Solar | 33.7849 | 44.6081 | 57.8754
2030 | SIWEM_PERC | Medium Demand Growth+High Gas Supply+Increased Demand Response+Low Wind & Solar | 25.2377 | 40.6912 | 58.1624
2031 | SIWEM_PERC | Medium Demand Growth+High Gas Supply+Increased Demand Response+Low Wind & Solar | 15.7141 | 36.1421 | 57.1942
2032 | SIWEM_PERC | Medium Demand Growth+High Gas Supply+Increased Demand Response+Low Wind & Solar | 9.6465 | 33.7986 | 54.463
2033 | SIWEM_PERC | Medium Demand Growth+High Gas Supply+Increased Demand Response+Low Wind & Solar | 3.0582 | 31.1048 | 51.3275
2034 | SIWEM_PERC | Medium Demand Growth+High Gas Supply+Increased Demand Response+Low Wind & Solar | -1.2885 | 27.4988 | 48.6492
2035 | SIWEM_PERC | Medium Demand Growth+High Gas Supply+Increased Demand Response+Low Wind & Solar | -2.723 | 21.635 | 46.3905
2026 | NZWEM_PERC | Medium Demand Growth+High Gas Supply+Increased Demand Response+Constrained Operational Capacity | 19.3803 | 19.4372 | 19.4372
2027 | NZWEM_PERC | Medium Demand Growth+High Gas Supply+Increased Demand Response+Constrained Operational Capacity | 16.6157 | 18.4034 | 18.7124
2028 | NZWEM_PERC | Medium Demand Growth+High Gas Supply+Increased Demand Response+Constrained Operational Capacity | 14.5994 | 22.3436 | 26.6389
2029 | NZWEM_PERC | Medium Demand Growth+High Gas Supply+Increased Demand Response+Constrained Operational Capacity | 15.0807 | 25.7167 | 34.1319
2030 | NZWEM_PERC | Medium Demand Growth+High Gas Supply+Increased Demand Response+Constrained Operational Capacity | 11.1013 | 23.4647 | 37.0254
2031 | NZWEM_PERC | Medium Demand Growth+High Gas Supply+Increased Demand Response+Constrained Operational Capacity | 7.612 | 19.6498 | 38.3168
2032 | NZWEM_PERC | Medium Demand Growth+High Gas Supply+Increased Demand Response+Constrained Operational Capacity | 5.3797 | 17.5017 | 36.6816
2033 | NZWEM_PERC | Medium Demand Growth+High Gas Supply+Increased Demand Response+Constrained Operational Capacity | 2.9774 | 14.7974 | 35.1081
2034 | NZWEM_PERC | Medium Demand Growth+High Gas Supply+Increased Demand Response+Constrained Operational Capacity | 0.83187 | 12.767 | 32.6062
2035 | NZWEM_PERC | Medium Demand Growth+High Gas Supply+Increased Demand Response+Constrained Operational Capacity | -1.1685 | 10.5851 | 29.9801
2026 | NIWCM | Medium Demand Growth+High Gas Supply+Increased Demand Response+Constrained Operational Capacity | 496.3733 | 496.3733 | 496.3733
2027 | NIWCM | Medium Demand Growth+High Gas Supply+Increased Demand Response+Constrained Operational Capacity | 636.4987 | 640.4165 | 640.4165
2028 | NIWCM | Medium Demand Growth+High Gas Supply+Increased Demand Response+Constrained Operational Capacity | 629.9312 | 1117.416 | 1124.8439
2029 | NIWCM | Medium Demand Growth+High Gas Supply+Increased Demand Response+Constrained Operational Capacity | 380.392 | 1027.7241 | 1184.1439
2030 | NIWCM | Medium Demand Growth+High Gas Supply+Increased Demand Response+Constrained Operational Capacity | 133.5101 | 866.4545 | 1077.4421
2031 | NIWCM | Medium Demand Growth+High Gas Supply+Increased Demand Response+Constrained Operational Capacity | -36.6708 | 708.458 | 977.2019
2032 | NIWCM | Medium Demand Growth+High Gas Supply+Increased Demand Response+Constrained Operational Capacity | -196.3164 | 552.9828 | 844.6374
2033 | NIWCM | Medium Demand Growth+High Gas Supply+Increased Demand Response+Constrained Operational Capacity | -380.16 | 371.361 | 674.1267
2034 | NIWCM | Medium Demand Growth+High Gas Supply+Increased Demand Response+Constrained Operational Capacity | -543.3908 | 252.1537 | 632.527
2035 | NIWCM | Medium Demand Growth+High Gas Supply+Increased Demand Response+Constrained Operational Capacity | -690.1769 | 115.1578 | 496.7385
2026 | SIWEM_PERC | Medium Demand Growth+High Gas Supply+Increased Demand Response+Constrained Operational Capacity | 52.7407 | 52.7407 | 52.7407
2027 | SIWEM_PERC | Medium Demand Growth+High Gas Supply+Increased Demand Response+Constrained Operational Capacity | 44.884 | 48.5764 | 48.5764
2028 | SIWEM_PERC | Medium Demand Growth+High Gas Supply+Increased Demand Response+Constrained Operational Capacity | 39.27 | 56.853 | 64.0543
2029 | SIWEM_PERC | Medium Demand Growth+High Gas Supply+Increased Demand Response+Constrained Operational Capacity | 34.7208 | 46.7137 | 61.4149
2030 | SIWEM_PERC | Medium Demand Growth+High Gas Supply+Increased Demand Response+Constrained Operational Capacity | 28.8516 | 42.8898 | 62.2493
2031 | SIWEM_PERC | Medium Demand Growth+High Gas Supply+Increased Demand Response+Constrained Operational Capacity | 19.2076 | 38.2675 | 61.5948
2032 | SIWEM_PERC | Medium Demand Growth+High Gas Supply+Increased Demand Response+Constrained Operational Capacity | 13.0757 | 35.8848 | 58.7826
2033 | SIWEM_PERC | Medium Demand Growth+High Gas Supply+Increased Demand Response+Constrained Operational Capacity | 6.4141 | 33.1464 | 55.5548
2034 | SIWEM_PERC | Medium Demand Growth+High Gas Supply+Increased Demand Response+Constrained Operational Capacity | 0.41806 | 30.8122 | 52.7964
2035 | SIWEM_PERC | Medium Demand Growth+High Gas Supply+Increased Demand Response+Constrained Operational Capacity | -1.9175 | 27.8332 | 50.4692
2026 | NZWEM_PERC | Medium Demand Growth+High Gas Supply+Increased Demand Response+Constrained Operational Capacity+Low Wind & Solar | 18.1848 | 18.2362 | 18.2362
2027 | NZWEM_PERC | Medium Demand Growth+High Gas Supply+Increased Demand Response+Constrained Operational Capacity+Low Wind & Solar | 15.3047 | 16.918 | 17.1969
2028 | NZWEM_PERC | Medium Demand Growth+High Gas Supply+Increased Demand Response+Constrained Operational Capacity+Low Wind & Solar | 13.2176 | 20.2065 | 24.0828
2029 | NZWEM_PERC | Medium Demand Growth+High Gas Supply+Increased Demand Response+Constrained Operational Capacity+Low Wind & Solar | 13.7234 | 23.322 | 30.9164
2030 | NZWEM_PERC | Medium Demand Growth+High Gas Supply+Increased Demand Response+Constrained Operational Capacity+Low Wind & Solar | 9.7933 | 20.998 | 33.2712
2031 | NZWEM_PERC | Medium Demand Growth+High Gas Supply+Increased Demand Response+Constrained Operational Capacity+Low Wind & Solar | 6.3474 | 17.2648 | 34.1451
2032 | NZWEM_PERC | Medium Demand Growth+High Gas Supply+Increased Demand Response+Constrained Operational Capacity+Low Wind & Solar | 4.1438 | 15.136 | 32.5117
2033 | NZWEM_PERC | Medium Demand Growth+High Gas Supply+Increased Demand Response+Constrained Operational Capacity+Low Wind & Solar | 1.7723 | 12.4907 | 30.8852
2034 | NZWEM_PERC | Medium Demand Growth+High Gas Supply+Increased Demand Response+Constrained Operational Capacity+Low Wind & Solar | -0.34524 | 10.5138 | 28.4813
2035 | NZWEM_PERC | Medium Demand Growth+High Gas Supply+Increased Demand Response+Constrained Operational Capacity+Low Wind & Solar | -2.3192 | 8.3824 | 25.9476
2026 | NIWCM | Medium Demand Growth+High Gas Supply+Increased Demand Response+Constrained Operational Capacity+Low Wind & Solar | 496.3733 | 496.3733 | 496.3733
2027 | NIWCM | Medium Demand Growth+High Gas Supply+Increased Demand Response+Constrained Operational Capacity+Low Wind & Solar | 636.4987 | 640.4165 | 640.4165
2028 | NIWCM | Medium Demand Growth+High Gas Supply+Increased Demand Response+Constrained Operational Capacity+Low Wind & Solar | 629.9312 | 1117.416 | 1124.8439
2029 | NIWCM | Medium Demand Growth+High Gas Supply+Increased Demand Response+Constrained Operational Capacity+Low Wind & Solar | 380.392 | 1027.7241 | 1184.1439
2030 | NIWCM | Medium Demand Growth+High Gas Supply+Increased Demand Response+Constrained Operational Capacity+Low Wind & Solar | 133.5101 | 866.4545 | 1077.4421
2031 | NIWCM | Medium Demand Growth+High Gas Supply+Increased Demand Response+Constrained Operational Capacity+Low Wind & Solar | -36.6708 | 708.458 | 977.2019
2032 | NIWCM | Medium Demand Growth+High Gas Supply+Increased Demand Response+Constrained Operational Capacity+Low Wind & Solar | -196.3164 | 552.9828 | 844.6374
2033 | NIWCM | Medium Demand Growth+High Gas Supply+Increased Demand Response+Constrained Operational Capacity+Low Wind & Solar | -380.16 | 371.361 | 674.1267
2034 | NIWCM | Medium Demand Growth+High Gas Supply+Increased Demand Response+Constrained Operational Capacity+Low Wind & Solar | -543.3908 | 252.1537 | 632.527
2035 | NIWCM | Medium Demand Growth+High Gas Supply+Increased Demand Response+Constrained Operational Capacity+Low Wind & Solar | -690.1769 | 115.1578 | 496.7385
2026 | SIWEM_PERC | Medium Demand Growth+High Gas Supply+Increased Demand Response+Constrained Operational Capacity+Low Wind & Solar | 49.7236 | 49.8699 | 49.8699
2027 | SIWEM_PERC | Medium Demand Growth+High Gas Supply+Increased Demand Response+Constrained Operational Capacity+Low Wind & Solar | 41.1874 | 45.7364 | 46.5229
2028 | SIWEM_PERC | Medium Demand Growth+High Gas Supply+Increased Demand Response+Constrained Operational Capacity+Low Wind & Solar | 35.3657 | 54.5989 | 61.0978
2029 | SIWEM_PERC | Medium Demand Growth+High Gas Supply+Increased Demand Response+Constrained Operational Capacity+Low Wind & Solar | 33.7849 | 44.6081 | 57.8754
2030 | SIWEM_PERC | Medium Demand Growth+High Gas Supply+Increased Demand Response+Constrained Operational Capacity+Low Wind & Solar | 25.2377 | 40.6912 | 58.1624
2031 | SIWEM_PERC | Medium Demand Growth+High Gas Supply+Increased Demand Response+Constrained Operational Capacity+Low Wind & Solar | 15.7141 | 36.1421 | 57.1942
2032 | SIWEM_PERC | Medium Demand Growth+High Gas Supply+Increased Demand Response+Constrained Operational Capacity+Low Wind & Solar | 9.6465 | 33.7986 | 54.463
2033 | SIWEM_PERC | Medium Demand Growth+High Gas Supply+Increased Demand Response+Constrained Operational Capacity+Low Wind & Solar | 3.0582 | 31.1048 | 51.3275
2034 | SIWEM_PERC | Medium Demand Growth+High Gas Supply+Increased Demand Response+Constrained Operational Capacity+Low Wind & Solar | -1.2885 | 27.4988 | 48.6492
2035 | SIWEM_PERC | Medium Demand Growth+High Gas Supply+Increased Demand Response+Constrained Operational Capacity+Low Wind & Solar | -2.723 | 21.635 | 46.3905
2026 | NZWEM_PERC | Medium Demand Growth+High Gas Supply+Increased Demand Response+Upgraded HVDC | 19.3803 | 19.4372 | 19.4372
2027 | NZWEM_PERC | Medium Demand Growth+High Gas Supply+Increased Demand Response+Upgraded HVDC | 16.6157 | 18.4034 | 18.7124
2028 | NZWEM_PERC | Medium Demand Growth+High Gas Supply+Increased Demand Response+Upgraded HVDC | 14.5994 | 22.3436 | 26.6389
2029 | NZWEM_PERC | Medium Demand Growth+High Gas Supply+Increased Demand Response+Upgraded HVDC | 15.0807 | 25.7167 | 34.1319
2030 | NZWEM_PERC | Medium Demand Growth+High Gas Supply+Increased Demand Response+Upgraded HVDC | 11.1013 | 23.4647 | 37.0254
2031 | NZWEM_PERC | Medium Demand Growth+High Gas Supply+Increased Demand Response+Upgraded HVDC | 7.612 | 19.6498 | 38.3168
2032 | NZWEM_PERC | Medium Demand Growth+High Gas Supply+Increased Demand Response+Upgraded HVDC | 5.3797 | 17.5017 | 36.6816
2033 | NZWEM_PERC | Medium Demand Growth+High Gas Supply+Increased Demand Response+Upgraded HVDC | 2.9774 | 14.7974 | 35.1081
2034 | NZWEM_PERC | Medium Demand Growth+High Gas Supply+Increased Demand Response+Upgraded HVDC | 0.83187 | 12.767 | 32.6062
2035 | NZWEM_PERC | Medium Demand Growth+High Gas Supply+Increased Demand Response+Upgraded HVDC | -1.1685 | 10.5851 | 29.9801
2026 | NIWCM | Medium Demand Growth+High Gas Supply+Increased Demand Response+Upgraded HVDC | 1066.7284 | 1067.5282 | 1067.5282
2027 | NIWCM | Medium Demand Growth+High Gas Supply+Increased Demand Response+Upgraded HVDC | 1257.8828 | 1288.8253 | 1293.3618
2028 | NIWCM | Medium Demand Growth+High Gas Supply+Increased Demand Response+Upgraded HVDC | 1276.6847 | 1884.5216 | 1922.8368
2029 | NIWCM | Medium Demand Growth+High Gas Supply+Increased Demand Response+Upgraded HVDC | 1049.2947 | 1927.8168 | 2201.0383
2030 | NIWCM | Medium Demand Growth+High Gas Supply+Increased Demand Response+Upgraded HVDC | 804.9243 | 1804.235 | 2257.1317
2031 | NIWCM | Medium Demand Growth+High Gas Supply+Increased Demand Response+Upgraded HVDC | 637.8662 | 1658.4183 | 2434.2183
2032 | NIWCM | Medium Demand Growth+High Gas Supply+Increased Demand Response+Upgraded HVDC | 479.3549 | 1524.8883 | 2333.0629
2033 | NIWCM | Medium Demand Growth+High Gas Supply+Increased Demand Response+Upgraded HVDC | 297.5751 | 1347.4939 | 2227.5098
2034 | NIWCM | Medium Demand Growth+High Gas Supply+Increased Demand Response+Upgraded HVDC | 135.4698 | 1231.9918 | 2195.9357
2035 | NIWCM | Medium Demand Growth+High Gas Supply+Increased Demand Response+Upgraded HVDC | -11.5938 | 1098.5111 | 2069.5385
2026 | SIWEM_PERC | Medium Demand Growth+High Gas Supply+Increased Demand Response+Upgraded HVDC | 52.7407 | 52.7407 | 52.7407
2027 | SIWEM_PERC | Medium Demand Growth+High Gas Supply+Increased Demand Response+Upgraded HVDC | 44.884 | 49.8041 | 50.5977
2028 | SIWEM_PERC | Medium Demand Growth+High Gas Supply+Increased Demand Response+Upgraded HVDC | 39.27 | 60.7679 | 72.4635
2029 | SIWEM_PERC | Medium Demand Growth+High Gas Supply+Increased Demand Response+Upgraded HVDC | 39.4895 | 66.2186 | 80.9198
2030 | SIWEM_PERC | Medium Demand Growth+High Gas Supply+Increased Demand Response+Upgraded HVDC | 28.8516 | 61.2138 | 80.9844
2031 | SIWEM_PERC | Medium Demand Growth+High Gas Supply+Increased Demand Response+Upgraded HVDC | 19.2076 | 51.1926 | 79.7056
2032 | SIWEM_PERC | Medium Demand Growth+High Gas Supply+Increased Demand Response+Upgraded HVDC | 13.0757 | 45.7434 | 76.5599
2033 | SIWEM_PERC | Medium Demand Growth+High Gas Supply+Increased Demand Response+Upgraded HVDC | 6.4141 | 38.7777 | 72.9522
2034 | SIWEM_PERC | Medium Demand Growth+High Gas Supply+Increased Demand Response+Upgraded HVDC | 0.41806 | 33.5339 | 69.8646
2035 | SIWEM_PERC | Medium Demand Growth+High Gas Supply+Increased Demand Response+Upgraded HVDC | -1.9175 | 27.8332 | 67.2557
2026 | NZWEM_PERC | Medium Demand Growth+High Gas Supply+Increased Demand Response+Upgraded HVDC+Low Wind & Solar | 18.1848 | 18.2362 | 18.2362
2027 | NZWEM_PERC | Medium Demand Growth+High Gas Supply+Increased Demand Response+Upgraded HVDC+Low Wind & Solar | 15.3047 | 16.918 | 17.1969
2028 | NZWEM_PERC | Medium Demand Growth+High Gas Supply+Increased Demand Response+Upgraded HVDC+Low Wind & Solar | 13.2176 | 20.2065 | 24.0828
2029 | NZWEM_PERC | Medium Demand Growth+High Gas Supply+Increased Demand Response+Upgraded HVDC+Low Wind & Solar | 13.7234 | 23.322 | 30.9164
2030 | NZWEM_PERC | Medium Demand Growth+High Gas Supply+Increased Demand Response+Upgraded HVDC+Low Wind & Solar | 9.7933 | 20.998 | 33.2712
2031 | NZWEM_PERC | Medium Demand Growth+High Gas Supply+Increased Demand Response+Upgraded HVDC+Low Wind & Solar | 6.3474 | 17.2648 | 34.1451
2032 | NZWEM_PERC | Medium Demand Growth+High Gas Supply+Increased Demand Response+Upgraded HVDC+Low Wind & Solar | 4.1438 | 15.136 | 32.5117
2033 | NZWEM_PERC | Medium Demand Growth+High Gas Supply+Increased Demand Response+Upgraded HVDC+Low Wind & Solar | 1.7723 | 12.4907 | 30.8852
2034 | NZWEM_PERC | Medium Demand Growth+High Gas Supply+Increased Demand Response+Upgraded HVDC+Low Wind & Solar | -0.34524 | 10.5138 | 28.4813
2035 | NZWEM_PERC | Medium Demand Growth+High Gas Supply+Increased Demand Response+Upgraded HVDC+Low Wind & Solar | -2.3192 | 8.3824 | 25.9476
2026 | NIWCM | Medium Demand Growth+High Gas Supply+Increased Demand Response+Upgraded HVDC+Low Wind & Solar | 1066.7284 | 1067.5282 | 1067.5282
2027 | NIWCM | Medium Demand Growth+High Gas Supply+Increased Demand Response+Upgraded HVDC+Low Wind & Solar | 1257.8828 | 1288.8253 | 1293.3618
2028 | NIWCM | Medium Demand Growth+High Gas Supply+Increased Demand Response+Upgraded HVDC+Low Wind & Solar | 1276.6847 | 1884.5216 | 1922.8368
2029 | NIWCM | Medium Demand Growth+High Gas Supply+Increased Demand Response+Upgraded HVDC+Low Wind & Solar | 1049.2947 | 1927.8168 | 2201.0383
2030 | NIWCM | Medium Demand Growth+High Gas Supply+Increased Demand Response+Upgraded HVDC+Low Wind & Solar | 804.9243 | 1804.235 | 2257.1317
2031 | NIWCM | Medium Demand Growth+High Gas Supply+Increased Demand Response+Upgraded HVDC+Low Wind & Solar | 637.8662 | 1658.4183 | 2434.2183
2032 | NIWCM | Medium Demand Growth+High Gas Supply+Increased Demand Response+Upgraded HVDC+Low Wind & Solar | 479.3549 | 1524.8883 | 2333.0629
2033 | NIWCM | Medium Demand Growth+High Gas Supply+Increased Demand Response+Upgraded HVDC+Low Wind & Solar | 297.5751 | 1347.4939 | 2227.5098
2034 | NIWCM | Medium Demand Growth+High Gas Supply+Increased Demand Response+Upgraded HVDC+Low Wind & Solar | 135.4698 | 1231.9918 | 2195.9357
2035 | NIWCM | Medium Demand Growth+High Gas Supply+Increased Demand Response+Upgraded HVDC+Low Wind & Solar | -11.5938 | 1098.5111 | 2069.5385
2026 | SIWEM_PERC | Medium Demand Growth+High Gas Supply+Increased Demand Response+Upgraded HVDC+Low Wind & Solar | 49.7236 | 49.8699 | 49.8699
2027 | SIWEM_PERC | Medium Demand Growth+High Gas Supply+Increased Demand Response+Upgraded HVDC+Low Wind & Solar | 41.1874 | 45.7364 | 46.5229
2028 | SIWEM_PERC | Medium Demand Growth+High Gas Supply+Increased Demand Response+Upgraded HVDC+Low Wind & Solar | 35.3657 | 55.0675 | 65.6224
2029 | SIWEM_PERC | Medium Demand Growth+High Gas Supply+Increased Demand Response+Upgraded HVDC+Low Wind & Solar | 35.9796 | 61.1753 | 77.3803
2030 | SIWEM_PERC | Medium Demand Growth+High Gas Supply+Increased Demand Response+Upgraded HVDC+Low Wind & Solar | 25.2377 | 54.8109 | 76.8975
2031 | SIWEM_PERC | Medium Demand Growth+High Gas Supply+Increased Demand Response+Upgraded HVDC+Low Wind & Solar | 15.7141 | 45.003 | 75.305
2032 | SIWEM_PERC | Medium Demand Growth+High Gas Supply+Increased Demand Response+Upgraded HVDC+Low Wind & Solar | 9.6465 | 39.5795 | 72.2403
2033 | SIWEM_PERC | Medium Demand Growth+High Gas Supply+Increased Demand Response+Upgraded HVDC+Low Wind & Solar | 3.0582 | 32.7456 | 68.7249
2034 | SIWEM_PERC | Medium Demand Growth+High Gas Supply+Increased Demand Response+Upgraded HVDC+Low Wind & Solar | -1.2885 | 27.4988 | 65.7173
2035 | SIWEM_PERC | Medium Demand Growth+High Gas Supply+Increased Demand Response+Upgraded HVDC+Low Wind & Solar | -2.723 | 21.635 | 63.1769
2026 | NZWEM_PERC | Medium Demand Growth+High Gas Supply+Increased Demand Response+Upgraded HVDC+Constrained Operational Capacity | 19.3803 | 19.4372 | 19.4372
2027 | NZWEM_PERC | Medium Demand Growth+High Gas Supply+Increased Demand Response+Upgraded HVDC+Constrained Operational Capacity | 16.6157 | 18.4034 | 18.7124
2028 | NZWEM_PERC | Medium Demand Growth+High Gas Supply+Increased Demand Response+Upgraded HVDC+Constrained Operational Capacity | 14.5994 | 22.3436 | 26.6389
2029 | NZWEM_PERC | Medium Demand Growth+High Gas Supply+Increased Demand Response+Upgraded HVDC+Constrained Operational Capacity | 15.0807 | 25.7167 | 34.1319
2030 | NZWEM_PERC | Medium Demand Growth+High Gas Supply+Increased Demand Response+Upgraded HVDC+Constrained Operational Capacity | 11.1013 | 23.4647 | 37.0254
2031 | NZWEM_PERC | Medium Demand Growth+High Gas Supply+Increased Demand Response+Upgraded HVDC+Constrained Operational Capacity | 7.612 | 19.6498 | 38.3168
2032 | NZWEM_PERC | Medium Demand Growth+High Gas Supply+Increased Demand Response+Upgraded HVDC+Constrained Operational Capacity | 5.3797 | 17.5017 | 36.6816
2033 | NZWEM_PERC | Medium Demand Growth+High Gas Supply+Increased Demand Response+Upgraded HVDC+Constrained Operational Capacity | 2.9774 | 14.7974 | 35.1081
2034 | NZWEM_PERC | Medium Demand Growth+High Gas Supply+Increased Demand Response+Upgraded HVDC+Constrained Operational Capacity | 0.83187 | 12.767 | 32.6062
2035 | NZWEM_PERC | Medium Demand Growth+High Gas Supply+Increased Demand Response+Upgraded HVDC+Constrained Operational Capacity | -1.1685 | 10.5851 | 29.9801
2026 | NIWCM | Medium Demand Growth+High Gas Supply+Increased Demand Response+Upgraded HVDC+Constrained Operational Capacity | 496.3733 | 496.3733 | 496.3733
2027 | NIWCM | Medium Demand Growth+High Gas Supply+Increased Demand Response+Upgraded HVDC+Constrained Operational Capacity | 636.4987 | 640.4165 | 640.4165
2028 | NIWCM | Medium Demand Growth+High Gas Supply+Increased Demand Response+Upgraded HVDC+Constrained Operational Capacity | 629.9312 | 1117.416 | 1124.8439
2029 | NIWCM | Medium Demand Growth+High Gas Supply+Increased Demand Response+Upgraded HVDC+Constrained Operational Capacity | 380.392 | 1027.7241 | 1184.1439
2030 | NIWCM | Medium Demand Growth+High Gas Supply+Increased Demand Response+Upgraded HVDC+Constrained Operational Capacity | 133.5101 | 866.4545 | 1077.4421
2031 | NIWCM | Medium Demand Growth+High Gas Supply+Increased Demand Response+Upgraded HVDC+Constrained Operational Capacity | -36.6708 | 708.458 | 977.202
2032 | NIWCM | Medium Demand Growth+High Gas Supply+Increased Demand Response+Upgraded HVDC+Constrained Operational Capacity | -196.3164 | 552.9828 | 844.6374
2033 | NIWCM | Medium Demand Growth+High Gas Supply+Increased Demand Response+Upgraded HVDC+Constrained Operational Capacity | -380.16 | 371.361 | 674.1267
2034 | NIWCM | Medium Demand Growth+High Gas Supply+Increased Demand Response+Upgraded HVDC+Constrained Operational Capacity | -543.3908 | 252.1537 | 632.527
2035 | NIWCM | Medium Demand Growth+High Gas Supply+Increased Demand Response+Upgraded HVDC+Constrained Operational Capacity | -690.1769 | 115.1578 | 496.7385
2026 | SIWEM_PERC | Medium Demand Growth+High Gas Supply+Increased Demand Response+Upgraded HVDC+Constrained Operational Capacity | 52.7407 | 52.7407 | 52.7407
2027 | SIWEM_PERC | Medium Demand Growth+High Gas Supply+Increased Demand Response+Upgraded HVDC+Constrained Operational Capacity | 44.884 | 49.8041 | 50.5977
2028 | SIWEM_PERC | Medium Demand Growth+High Gas Supply+Increased Demand Response+Upgraded HVDC+Constrained Operational Capacity | 39.27 | 60.7679 | 72.4635
2029 | SIWEM_PERC | Medium Demand Growth+High Gas Supply+Increased Demand Response+Upgraded HVDC+Constrained Operational Capacity | 39.4895 | 66.2186 | 80.9198
2030 | SIWEM_PERC | Medium Demand Growth+High Gas Supply+Increased Demand Response+Upgraded HVDC+Constrained Operational Capacity | 28.8516 | 61.2138 | 80.9844
2031 | SIWEM_PERC | Medium Demand Growth+High Gas Supply+Increased Demand Response+Upgraded HVDC+Constrained Operational Capacity | 19.2076 | 51.1926 | 79.7056
2032 | SIWEM_PERC | Medium Demand Growth+High Gas Supply+Increased Demand Response+Upgraded HVDC+Constrained Operational Capacity | 13.0757 | 45.7434 | 76.5599
2033 | SIWEM_PERC | Medium Demand Growth+High Gas Supply+Increased Demand Response+Upgraded HVDC+Constrained Operational Capacity | 6.4141 | 38.7777 | 72.9522
2034 | SIWEM_PERC | Medium Demand Growth+High Gas Supply+Increased Demand Response+Upgraded HVDC+Constrained Operational Capacity | 0.41806 | 33.5339 | 69.8646
2035 | SIWEM_PERC | Medium Demand Growth+High Gas Supply+Increased Demand Response+Upgraded HVDC+Constrained Operational Capacity | -1.9175 | 27.8332 | 67.2557
2026 | NZWEM_PERC | Medium Demand Growth+High Gas Supply+Increased Demand Response+Upgraded HVDC+Constrained Operational Capacity+Low Wind & Solar | 18.1848 | 18.2362 | 18.2362
2027 | NZWEM_PERC | Medium Demand Growth+High Gas Supply+Increased Demand Response+Upgraded HVDC+Constrained Operational Capacity+Low Wind & Solar | 15.3047 | 16.918 | 17.1969
2028 | NZWEM_PERC | Medium Demand Growth+High Gas Supply+Increased Demand Response+Upgraded HVDC+Constrained Operational Capacity+Low Wind & Solar | 13.2176 | 20.2065 | 24.0828
2029 | NZWEM_PERC | Medium Demand Growth+High Gas Supply+Increased Demand Response+Upgraded HVDC+Constrained Operational Capacity+Low Wind & Solar | 13.7234 | 23.322 | 30.9164
2030 | NZWEM_PERC | Medium Demand Growth+High Gas Supply+Increased Demand Response+Upgraded HVDC+Constrained Operational Capacity+Low Wind & Solar | 9.7933 | 20.998 | 33.2712
2031 | NZWEM_PERC | Medium Demand Growth+High Gas Supply+Increased Demand Response+Upgraded HVDC+Constrained Operational Capacity+Low Wind & Solar | 6.3474 | 17.2648 | 34.1451
2032 | NZWEM_PERC | Medium Demand Growth+High Gas Supply+Increased Demand Response+Upgraded HVDC+Constrained Operational Capacity+Low Wind & Solar | 4.1438 | 15.136 | 32.5117
2033 | NZWEM_PERC | Medium Demand Growth+High Gas Supply+Increased Demand Response+Upgraded HVDC+Constrained Operational Capacity+Low Wind & Solar | 1.7723 | 12.4907 | 30.8852
2034 | NZWEM_PERC | Medium Demand Growth+High Gas Supply+Increased Demand Response+Upgraded HVDC+Constrained Operational Capacity+Low Wind & Solar | -0.34524 | 10.5138 | 28.4813
2035 | NZWEM_PERC | Medium Demand Growth+High Gas Supply+Increased Demand Response+Upgraded HVDC+Constrained Operational Capacity+Low Wind & Solar | -2.3192 | 8.3824 | 25.9476
2026 | NIWCM | Medium Demand Growth+High Gas Supply+Increased Demand Response+Upgraded HVDC+Constrained Operational Capacity+Low Wind & Solar | 496.3733 | 496.3733 | 496.3733
2027 | NIWCM | Medium Demand Growth+High Gas Supply+Increased Demand Response+Upgraded HVDC+Constrained Operational Capacity+Low Wind & Solar | 636.4987 | 640.4165 | 640.4165
2028 | NIWCM | Medium Demand Growth+High Gas Supply+Increased Demand Response+Upgraded HVDC+Constrained Operational Capacity+Low Wind & Solar | 629.9312 | 1117.416 | 1124.8439
2029 | NIWCM | Medium Demand Growth+High Gas Supply+Increased Demand Response+Upgraded HVDC+Constrained Operational Capacity+Low Wind & Solar | 380.392 | 1027.7241 | 1184.1439
2030 | NIWCM | Medium Demand Growth+High Gas Supply+Increased Demand Response+Upgraded HVDC+Constrained Operational Capacity+Low Wind & Solar | 133.5101 | 866.4545 | 1077.4421
2031 | NIWCM | Medium Demand Growth+High Gas Supply+Increased Demand Response+Upgraded HVDC+Constrained Operational Capacity+Low Wind & Solar | -36.6708 | 708.458 | 977.202
2032 | NIWCM | Medium Demand Growth+High Gas Supply+Increased Demand Response+Upgraded HVDC+Constrained Operational Capacity+Low Wind & Solar | -196.3164 | 552.9828 | 844.6374
2033 | NIWCM | Medium Demand Growth+High Gas Supply+Increased Demand Response+Upgraded HVDC+Constrained Operational Capacity+Low Wind & Solar | -380.16 | 371.361 | 674.1267
2034 | NIWCM | Medium Demand Growth+High Gas Supply+Increased Demand Response+Upgraded HVDC+Constrained Operational Capacity+Low Wind & Solar | -543.3908 | 252.1537 | 632.527
2035 | NIWCM | Medium Demand Growth+High Gas Supply+Increased Demand Response+Upgraded HVDC+Constrained Operational Capacity+Low Wind & Solar | -690.1769 | 115.1578 | 496.7385
2026 | SIWEM_PERC | Medium Demand Growth+High Gas Supply+Increased Demand Response+Upgraded HVDC+Constrained Operational Capacity+Low Wind & Solar | 49.7236 | 49.8699 | 49.8699
2027 | SIWEM_PERC | Medium Demand Growth+High Gas Supply+Increased Demand Response+Upgraded HVDC+Constrained Operational Capacity+Low Wind & Solar | 41.1874 | 45.7364 | 46.5229
2028 | SIWEM_PERC | Medium Demand Growth+High Gas Supply+Increased Demand Response+Upgraded HVDC+Constrained Operational Capacity+Low Wind & Solar | 35.3657 | 55.0675 | 65.6224
2029 | SIWEM_PERC | Medium Demand Growth+High Gas Supply+Increased Demand Response+Upgraded HVDC+Constrained Operational Capacity+Low Wind & Solar | 35.9796 | 61.1753 | 77.3803
2030 | SIWEM_PERC | Medium Demand Growth+High Gas Supply+Increased Demand Response+Upgraded HVDC+Constrained Operational Capacity+Low Wind & Solar | 25.2377 | 54.8109 | 76.8975
2031 | SIWEM_PERC | Medium Demand Growth+High Gas Supply+Increased Demand Response+Upgraded HVDC+Constrained Operational Capacity+Low Wind & Solar | 15.7141 | 45.003 | 75.305
2032 | SIWEM_PERC | Medium Demand Growth+High Gas Supply+Increased Demand Response+Upgraded HVDC+Constrained Operational Capacity+Low Wind & Solar | 9.6465 | 39.5795 | 72.2403
2033 | SIWEM_PERC | Medium Demand Growth+High Gas Supply+Increased Demand Response+Upgraded HVDC+Constrained Operational Capacity+Low Wind & Solar | 3.0582 | 32.7456 | 68.7249
2034 | SIWEM_PERC | Medium Demand Growth+High Gas Supply+Increased Demand Response+Upgraded HVDC+Constrained Operational Capacity+Low Wind & Solar | -1.2885 | 27.4988 | 65.7173
2035 | SIWEM_PERC | Medium Demand Growth+High Gas Supply+Increased Demand Response+Upgraded HVDC+Constrained Operational Capacity+Low Wind & Solar | -2.723 | 21.635 | 63.1769
2026 | NZWEM_PERC | Medium Demand Growth+High Gas Supply+Increased Demand Response+Delayed Build | 14.7606 | 14.7606 | 14.7606
2027 | NZWEM_PERC | Medium Demand Growth+High Gas Supply+Increased Demand Response+Delayed Build | 9.4442 | 9.5817 | 9.745
2028 | NZWEM_PERC | Medium Demand Growth+High Gas Supply+Increased Demand Response+Delayed Build | 10.6052 | 11.9834 | 12.2833
2029 | NZWEM_PERC | Medium Demand Growth+High Gas Supply+Increased Demand Response+Delayed Build | 14.0117 | 16.662 | 17.4852
2030 | NZWEM_PERC | Medium Demand Growth+High Gas Supply+Increased Demand Response+Delayed Build | 11.1013 | 19.405 | 26.424
2031 | NZWEM_PERC | Medium Demand Growth+High Gas Supply+Increased Demand Response+Delayed Build | 7.612 | 18.4668 | 26.3072
2032 | NZWEM_PERC | Medium Demand Growth+High Gas Supply+Increased Demand Response+Delayed Build | 5.3797 | 16.6049 | 29.4181
2033 | NZWEM_PERC | Medium Demand Growth+High Gas Supply+Increased Demand Response+Delayed Build | 2.9774 | 14.0027 | 31.7903
2034 | NZWEM_PERC | Medium Demand Growth+High Gas Supply+Increased Demand Response+Delayed Build | 0.83187 | 11.9425 | 30.2104
2035 | NZWEM_PERC | Medium Demand Growth+High Gas Supply+Increased Demand Response+Delayed Build | -1.1685 | 10.1186 | 29.5136
2026 | NIWCM | Medium Demand Growth+High Gas Supply+Increased Demand Response+Delayed Build | 796.8961 | 796.8961 | 796.8961
2027 | NIWCM | Medium Demand Growth+High Gas Supply+Increased Demand Response+Delayed Build | 859.3691 | 861.3799 | 863.8524
2028 | NIWCM | Medium Demand Growth+High Gas Supply+Increased Demand Response+Delayed Build | 1022.5709 | 1042.514 | 1047.0505
2029 | NIWCM | Medium Demand Growth+High Gas Supply+Increased Demand Response+Delayed Build | 842.1767 | 968.6908 | 982.2831
2030 | NIWCM | Medium Demand Growth+High Gas Supply+Increased Demand Response+Delayed Build | 749.1478 | 1456.8637 | 1724.1237
2031 | NIWCM | Medium Demand Growth+High Gas Supply+Increased Demand Response+Delayed Build | 564.9277 | 1488.2476 | 1821.5687
2032 | NIWCM | Medium Demand Growth+High Gas Supply+Increased Demand Response+Delayed Build | 406.4164 | 1398.5819 | 1935.1651
2033 | NIWCM | Medium Demand Growth+High Gas Supply+Increased Demand Response+Delayed Build | 297.5751 | 1302.4549 | 2074.9878
2034 | NIWCM | Medium Demand Growth+High Gas Supply+Increased Demand Response+Delayed Build | 135.4698 | 1161.9025 | 1981.9156
2035 | NIWCM | Medium Demand Growth+High Gas Supply+Increased Demand Response+Delayed Build | -11.5938 | 1046.1791 | 1939.7989
2026 | SIWEM_PERC | Medium Demand Growth+High Gas Supply+Increased Demand Response+Delayed Build | 39.9776 | 39.9776 | 39.9776
2027 | SIWEM_PERC | Medium Demand Growth+High Gas Supply+Increased Demand Response+Delayed Build | 24.6627 | 25.0505 | 25.5108
2028 | SIWEM_PERC | Medium Demand Growth+High Gas Supply+Increased Demand Response+Delayed Build | 27.9841 | 31.8782 | 32.7257
2029 | SIWEM_PERC | Medium Demand Growth+High Gas Supply+Increased Demand Response+Delayed Build | 32.9938 | 37.6862 | 37.6862
2030 | SIWEM_PERC | Medium Demand Growth+High Gas Supply+Increased Demand Response+Delayed Build | 28.8516 | 41.0839 | 53.3461
2031 | SIWEM_PERC | Medium Demand Growth+High Gas Supply+Increased Demand Response+Delayed Build | 19.2076 | 36.5218 | 50.1722
2032 | SIWEM_PERC | Medium Demand Growth+High Gas Supply+Increased Demand Response+Delayed Build | 13.0757 | 35.8848 | 54.2546
2033 | SIWEM_PERC | Medium Demand Growth+High Gas Supply+Increased Demand Response+Delayed Build | 6.4141 | 33.1464 | 55.5548
2034 | SIWEM_PERC | Medium Demand Growth+High Gas Supply+Increased Demand Response+Delayed Build | 0.41806 | 30.8122 | 52.7964
2035 | SIWEM_PERC | Medium Demand Growth+High Gas Supply+Increased Demand Response+Delayed Build | -1.9175 | 26.5205 | 50.4692
2026 | NZWEM_PERC | Medium Demand Growth+High Gas Supply+Increased Demand Response+Delayed Build+Low Wind & Solar | 13.8512 | 13.8512 | 13.8512
2027 | NZWEM_PERC | Medium Demand Growth+High Gas Supply+Increased Demand Response+Delayed Build+Low Wind & Solar | 8.5137 | 8.6378 | 8.7851
2028 | NZWEM_PERC | Medium Demand Growth+High Gas Supply+Increased Demand Response+Delayed Build+Low Wind & Solar | 9.4568 | 10.7006 | 10.9712
2029 | NZWEM_PERC | Medium Demand Growth+High Gas Supply+Increased Demand Response+Delayed Build+Low Wind & Solar | 12.7586 | 15.1504 | 15.8933
2030 | NZWEM_PERC | Medium Demand Growth+High Gas Supply+Increased Demand Response+Delayed Build+Low Wind & Solar | 9.7933 | 17.2871 | 23.6215
2031 | NZWEM_PERC | Medium Demand Growth+High Gas Supply+Increased Demand Response+Delayed Build+Low Wind & Solar | 6.3474 | 16.1434 | 23.2191
2032 | NZWEM_PERC | Medium Demand Growth+High Gas Supply+Increased Demand Response+Delayed Build+Low Wind & Solar | 4.1438 | 14.2742 | 25.8709
2033 | NZWEM_PERC | Medium Demand Growth+High Gas Supply+Increased Demand Response+Delayed Build+Low Wind & Solar | 1.7723 | 11.7301 | 27.8151
2034 | NZWEM_PERC | Medium Demand Growth+High Gas Supply+Increased Demand Response+Delayed Build+Low Wind & Solar | -0.34524 | 9.6893 | 26.2388
2035 | NZWEM_PERC | Medium Demand Growth+High Gas Supply+Increased Demand Response+Delayed Build+Low Wind & Solar | -2.3192 | 7.9159 | 25.4811
2026 | NIWCM | Medium Demand Growth+High Gas Supply+Increased Demand Response+Delayed Build+Low Wind & Solar | 796.8961 | 796.8961 | 796.8961
2027 | NIWCM | Medium Demand Growth+High Gas Supply+Increased Demand Response+Delayed Build+Low Wind & Solar | 859.3691 | 861.3799 | 863.8524
2028 | NIWCM | Medium Demand Growth+High Gas Supply+Increased Demand Response+Delayed Build+Low Wind & Solar | 1022.5709 | 1042.514 | 1047.0505
2029 | NIWCM | Medium Demand Growth+High Gas Supply+Increased Demand Response+Delayed Build+Low Wind & Solar | 842.1767 | 968.6908 | 982.2831
2030 | NIWCM | Medium Demand Growth+High Gas Supply+Increased Demand Response+Delayed Build+Low Wind & Solar | 749.1478 | 1456.8637 | 1724.1237
2031 | NIWCM | Medium Demand Growth+High Gas Supply+Increased Demand Response+Delayed Build+Low Wind & Solar | 564.9277 | 1488.2476 | 1821.5687
2032 | NIWCM | Medium Demand Growth+High Gas Supply+Increased Demand Response+Delayed Build+Low Wind & Solar | 406.4164 | 1398.5819 | 1935.1651
2033 | NIWCM | Medium Demand Growth+High Gas Supply+Increased Demand Response+Delayed Build+Low Wind & Solar | 297.5751 | 1302.4549 | 2074.9878
2034 | NIWCM | Medium Demand Growth+High Gas Supply+Increased Demand Response+Delayed Build+Low Wind & Solar | 135.4698 | 1161.9025 | 1981.9156
2035 | NIWCM | Medium Demand Growth+High Gas Supply+Increased Demand Response+Delayed Build+Low Wind & Solar | -11.5938 | 1046.1791 | 1939.7989
2026 | SIWEM_PERC | Medium Demand Growth+High Gas Supply+Increased Demand Response+Delayed Build+Low Wind & Solar | 37.389 | 37.389 | 37.389
2027 | SIWEM_PERC | Medium Demand Growth+High Gas Supply+Increased Demand Response+Delayed Build+Low Wind & Solar | 22.039 | 22.389 | 22.8044
2028 | SIWEM_PERC | Medium Demand Growth+High Gas Supply+Increased Demand Response+Delayed Build+Low Wind & Solar | 24.7392 | 28.2535 | 29.0183
2029 | SIWEM_PERC | Medium Demand Growth+High Gas Supply+Increased Demand Response+Delayed Build+Low Wind & Solar | 32.2264 | 36.4611 | 36.4611
2030 | SIWEM_PERC | Medium Demand Growth+High Gas Supply+Increased Demand Response+Delayed Build+Low Wind & Solar | 25.2377 | 39.0614 | 50.1276
2031 | SIWEM_PERC | Medium Demand Growth+High Gas Supply+Increased Demand Response+Delayed Build+Low Wind & Solar | 15.7141 | 34.5667 | 46.8857
2032 | SIWEM_PERC | Medium Demand Growth+High Gas Supply+Increased Demand Response+Delayed Build+Low Wind & Solar | 9.6465 | 33.7986 | 50.3767
2033 | SIWEM_PERC | Medium Demand Growth+High Gas Supply+Increased Demand Response+Delayed Build+Low Wind & Solar | 3.0582 | 30.7884 | 51.3275
2034 | SIWEM_PERC | Medium Demand Growth+High Gas Supply+Increased Demand Response+Delayed Build+Low Wind & Solar | -1.2885 | 25.1925 | 48.6492
2035 | SIWEM_PERC | Medium Demand Growth+High Gas Supply+Increased Demand Response+Delayed Build+Low Wind & Solar | -2.723 | 20.3223 | 46.3905
2026 | NZWEM_PERC | Medium Demand Growth+High Gas Supply+Increased Demand Response+Delayed Build+Constrained Operational Capacity | 14.7606 | 14.7606 | 14.7606
2027 | NZWEM_PERC | Medium Demand Growth+High Gas Supply+Increased Demand Response+Delayed Build+Constrained Operational Capacity | 9.4442 | 9.5817 | 9.745
2028 | NZWEM_PERC | Medium Demand Growth+High Gas Supply+Increased Demand Response+Delayed Build+Constrained Operational Capacity | 10.6052 | 11.9834 | 12.2833
2029 | NZWEM_PERC | Medium Demand Growth+High Gas Supply+Increased Demand Response+Delayed Build+Constrained Operational Capacity | 14.0117 | 16.662 | 17.4852
2030 | NZWEM_PERC | Medium Demand Growth+High Gas Supply+Increased Demand Response+Delayed Build+Constrained Operational Capacity | 11.1013 | 19.405 | 26.424
2031 | NZWEM_PERC | Medium Demand Growth+High Gas Supply+Increased Demand Response+Delayed Build+Constrained Operational Capacity | 7.612 | 18.4668 | 26.3072
2032 | NZWEM_PERC | Medium Demand Growth+High Gas Supply+Increased Demand Response+Delayed Build+Constrained Operational Capacity | 5.3797 | 16.6049 | 29.4181
2033 | NZWEM_PERC | Medium Demand Growth+High Gas Supply+Increased Demand Response+Delayed Build+Constrained Operational Capacity | 2.9774 | 14.0027 | 31.7903
2034 | NZWEM_PERC | Medium Demand Growth+High Gas Supply+Increased Demand Response+Delayed Build+Constrained Operational Capacity | 0.83187 | 11.9425 | 30.2104
2035 | NZWEM_PERC | Medium Demand Growth+High Gas Supply+Increased Demand Response+Delayed Build+Constrained Operational Capacity | -1.1685 | 10.1186 | 29.5136
2026 | NIWCM | Medium Demand Growth+High Gas Supply+Increased Demand Response+Delayed Build+Constrained Operational Capacity | 267.5718 | 267.5718 | 267.5718
2027 | NIWCM | Medium Demand Growth+High Gas Supply+Increased Demand Response+Delayed Build+Constrained Operational Capacity | 319.5849 | 319.5849 | 319.5849
2028 | NIWCM | Medium Demand Growth+High Gas Supply+Increased Demand Response+Delayed Build+Constrained Operational Capacity | 420.4947 | 420.4947 | 420.4947
2029 | NIWCM | Medium Demand Growth+High Gas Supply+Increased Demand Response+Delayed Build+Constrained Operational Capacity | 200.4765 | 282.5493 | 282.5493
2030 | NIWCM | Medium Demand Growth+High Gas Supply+Increased Demand Response+Delayed Build+Constrained Operational Capacity | 77.7336 | 588.2799 | 703.8375
2031 | NIWCM | Medium Demand Growth+High Gas Supply+Increased Demand Response+Delayed Build+Constrained Operational Capacity | -109.6093 | 541.1512 | 698.4428
2032 | NIWCM | Medium Demand Growth+High Gas Supply+Increased Demand Response+Delayed Build+Constrained Operational Capacity | -269.2549 | 441.2551 | 653.7141
2033 | NIWCM | Medium Demand Growth+High Gas Supply+Increased Demand Response+Delayed Build+Constrained Operational Capacity | -380.16 | 340.9018 | 612.215
2034 | NIWCM | Medium Demand Growth+High Gas Supply+Increased Demand Response+Delayed Build+Constrained Operational Capacity | -543.3908 | 182.0645 | 475.2088
2035 | NIWCM | Medium Demand Growth+High Gas Supply+Increased Demand Response+Delayed Build+Constrained Operational Capacity | -690.1769 | 62.8258 | 367.1775
2026 | SIWEM_PERC | Medium Demand Growth+High Gas Supply+Increased Demand Response+Delayed Build+Constrained Operational Capacity | 39.9776 | 39.9776 | 39.9776
2027 | SIWEM_PERC | Medium Demand Growth+High Gas Supply+Increased Demand Response+Delayed Build+Constrained Operational Capacity | 24.6627 | 25.0505 | 25.5108
2028 | SIWEM_PERC | Medium Demand Growth+High Gas Supply+Increased Demand Response+Delayed Build+Constrained Operational Capacity | 27.9841 | 31.8782 | 32.7257
2029 | SIWEM_PERC | Medium Demand Growth+High Gas Supply+Increased Demand Response+Delayed Build+Constrained Operational Capacity | 32.9938 | 37.6862 | 37.6862
2030 | SIWEM_PERC | Medium Demand Growth+High Gas Supply+Increased Demand Response+Delayed Build+Constrained Operational Capacity | 28.8516 | 41.0839 | 53.3461
2031 | SIWEM_PERC | Medium Demand Growth+High Gas Supply+Increased Demand Response+Delayed Build+Constrained Operational Capacity | 19.2076 | 36.5218 | 50.1722
2032 | SIWEM_PERC | Medium Demand Growth+High Gas Supply+Increased Demand Response+Delayed Build+Constrained Operational Capacity | 13.0757 | 35.8848 | 54.2546
2033 | SIWEM_PERC | Medium Demand Growth+High Gas Supply+Increased Demand Response+Delayed Build+Constrained Operational Capacity | 6.4141 | 33.1464 | 55.5548
2034 | SIWEM_PERC | Medium Demand Growth+High Gas Supply+Increased Demand Response+Delayed Build+Constrained Operational Capacity | 0.41806 | 30.8122 | 52.7964
2035 | SIWEM_PERC | Medium Demand Growth+High Gas Supply+Increased Demand Response+Delayed Build+Constrained Operational Capacity | -1.9175 | 26.5205 | 50.4692
2026 | NZWEM_PERC | Medium Demand Growth+High Gas Supply+Increased Demand Response+Delayed Build+Constrained Operational Capacity+Low Wind & Solar | 13.8512 | 13.8512 | 13.8512
2027 | NZWEM_PERC | Medium Demand Growth+High Gas Supply+Increased Demand Response+Delayed Build+Constrained Operational Capacity+Low Wind & Solar | 8.5137 | 8.6378 | 8.7851
2028 | NZWEM_PERC | Medium Demand Growth+High Gas Supply+Increased Demand Response+Delayed Build+Constrained Operational Capacity+Low Wind & Solar | 9.4568 | 10.7006 | 10.9712
2029 | NZWEM_PERC | Medium Demand Growth+High Gas Supply+Increased Demand Response+Delayed Build+Constrained Operational Capacity+Low Wind & Solar | 12.7586 | 15.1504 | 15.8933
2030 | NZWEM_PERC | Medium Demand Growth+High Gas Supply+Increased Demand Response+Delayed Build+Constrained Operational Capacity+Low Wind & Solar | 9.7933 | 17.2871 | 23.6215
2031 | NZWEM_PERC | Medium Demand Growth+High Gas Supply+Increased Demand Response+Delayed Build+Constrained Operational Capacity+Low Wind & Solar | 6.3474 | 16.1434 | 23.2191
2032 | NZWEM_PERC | Medium Demand Growth+High Gas Supply+Increased Demand Response+Delayed Build+Constrained Operational Capacity+Low Wind & Solar | 4.1438 | 14.2742 | 25.8709
2033 | NZWEM_PERC | Medium Demand Growth+High Gas Supply+Increased Demand Response+Delayed Build+Constrained Operational Capacity+Low Wind & Solar | 1.7723 | 11.7301 | 27.8151
2034 | NZWEM_PERC | Medium Demand Growth+High Gas Supply+Increased Demand Response+Delayed Build+Constrained Operational Capacity+Low Wind & Solar | -0.34524 | 9.6893 | 26.2388
2035 | NZWEM_PERC | Medium Demand Growth+High Gas Supply+Increased Demand Response+Delayed Build+Constrained Operational Capacity+Low Wind & Solar | -2.3192 | 7.9159 | 25.4811
2026 | NIWCM | Medium Demand Growth+High Gas Supply+Increased Demand Response+Delayed Build+Constrained Operational Capacity+Low Wind & Solar | 267.5718 | 267.5718 | 267.5718
2027 | NIWCM | Medium Demand Growth+High Gas Supply+Increased Demand Response+Delayed Build+Constrained Operational Capacity+Low Wind & Solar | 319.5849 | 319.5849 | 319.5849
2028 | NIWCM | Medium Demand Growth+High Gas Supply+Increased Demand Response+Delayed Build+Constrained Operational Capacity+Low Wind & Solar | 420.4947 | 420.4947 | 420.4947
2029 | NIWCM | Medium Demand Growth+High Gas Supply+Increased Demand Response+Delayed Build+Constrained Operational Capacity+Low Wind & Solar | 200.4765 | 282.5493 | 282.5493
2030 | NIWCM | Medium Demand Growth+High Gas Supply+Increased Demand Response+Delayed Build+Constrained Operational Capacity+Low Wind & Solar | 77.7336 | 588.2799 | 703.8375
2031 | NIWCM | Medium Demand Growth+High Gas Supply+Increased Demand Response+Delayed Build+Constrained Operational Capacity+Low Wind & Solar | -109.6093 | 541.1512 | 698.4428
2032 | NIWCM | Medium Demand Growth+High Gas Supply+Increased Demand Response+Delayed Build+Constrained Operational Capacity+Low Wind & Solar | -269.2549 | 441.2551 | 653.7141
2033 | NIWCM | Medium Demand Growth+High Gas Supply+Increased Demand Response+Delayed Build+Constrained Operational Capacity+Low Wind & Solar | -380.16 | 340.9018 | 612.215
2034 | NIWCM | Medium Demand Growth+High Gas Supply+Increased Demand Response+Delayed Build+Constrained Operational Capacity+Low Wind & Solar | -543.3908 | 182.0645 | 475.2088
2035 | NIWCM | Medium Demand Growth+High Gas Supply+Increased Demand Response+Delayed Build+Constrained Operational Capacity+Low Wind & Solar | -690.1769 | 62.8258 | 367.1775
2026 | SIWEM_PERC | Medium Demand Growth+High Gas Supply+Increased Demand Response+Delayed Build+Constrained Operational Capacity+Low Wind & Solar | 37.389 | 37.389 | 37.389
2027 | SIWEM_PERC | Medium Demand Growth+High Gas Supply+Increased Demand Response+Delayed Build+Constrained Operational Capacity+Low Wind & Solar | 22.039 | 22.389 | 22.8044
2028 | SIWEM_PERC | Medium Demand Growth+High Gas Supply+Increased Demand Response+Delayed Build+Constrained Operational Capacity+Low Wind & Solar | 24.7392 | 28.2535 | 29.0183
2029 | SIWEM_PERC | Medium Demand Growth+High Gas Supply+Increased Demand Response+Delayed Build+Constrained Operational Capacity+Low Wind & Solar | 32.2264 | 36.4611 | 36.4611
2030 | SIWEM_PERC | Medium Demand Growth+High Gas Supply+Increased Demand Response+Delayed Build+Constrained Operational Capacity+Low Wind & Solar | 25.2377 | 39.0614 | 50.1276
2031 | SIWEM_PERC | Medium Demand Growth+High Gas Supply+Increased Demand Response+Delayed Build+Constrained Operational Capacity+Low Wind & Solar | 15.7141 | 34.5667 | 46.8857
2032 | SIWEM_PERC | Medium Demand Growth+High Gas Supply+Increased Demand Response+Delayed Build+Constrained Operational Capacity+Low Wind & Solar | 9.6465 | 33.7986 | 50.3767
2033 | SIWEM_PERC | Medium Demand Growth+High Gas Supply+Increased Demand Response+Delayed Build+Constrained Operational Capacity+Low Wind & Solar | 3.0582 | 30.7884 | 51.3275
2034 | SIWEM_PERC | Medium Demand Growth+High Gas Supply+Increased Demand Response+Delayed Build+Constrained Operational Capacity+Low Wind & Solar | -1.2885 | 25.1925 | 48.6492
2035 | SIWEM_PERC | Medium Demand Growth+High Gas Supply+Increased Demand Response+Delayed Build+Constrained Operational Capacity+Low Wind & Solar | -2.723 | 20.3223 | 46.3905
2026 | NZWEM_PERC | Medium Demand Growth+High Gas Supply+Increased Demand Response+Delayed Build+Upgraded HVDC | 14.7606 | 14.7606 | 14.7606
2027 | NZWEM_PERC | Medium Demand Growth+High Gas Supply+Increased Demand Response+Delayed Build+Upgraded HVDC | 9.4442 | 9.5817 | 9.745
2028 | NZWEM_PERC | Medium Demand Growth+High Gas Supply+Increased Demand Response+Delayed Build+Upgraded HVDC | 10.6052 | 11.9834 | 12.2833
2029 | NZWEM_PERC | Medium Demand Growth+High Gas Supply+Increased Demand Response+Delayed Build+Upgraded HVDC | 14.0117 | 16.662 | 17.4852
2030 | NZWEM_PERC | Medium Demand Growth+High Gas Supply+Increased Demand Response+Delayed Build+Upgraded HVDC | 11.1013 | 19.405 | 26.424
2031 | NZWEM_PERC | Medium Demand Growth+High Gas Supply+Increased Demand Response+Delayed Build+Upgraded HVDC | 7.612 | 18.4668 | 26.3072
2032 | NZWEM_PERC | Medium Demand Growth+High Gas Supply+Increased Demand Response+Delayed Build+Upgraded HVDC | 5.3797 | 16.6049 | 29.4181
2033 | NZWEM_PERC | Medium Demand Growth+High Gas Supply+Increased Demand Response+Delayed Build+Upgraded HVDC | 2.9774 | 14.0027 | 31.7903
2034 | NZWEM_PERC | Medium Demand Growth+High Gas Supply+Increased Demand Response+Delayed Build+Upgraded HVDC | 0.83187 | 11.9425 | 30.2104
2035 | NZWEM_PERC | Medium Demand Growth+High Gas Supply+Increased Demand Response+Delayed Build+Upgraded HVDC | -1.1685 | 10.1186 | 29.5136
2026 | NIWCM | Medium Demand Growth+High Gas Supply+Increased Demand Response+Delayed Build+Upgraded HVDC | 796.8961 | 796.8961 | 796.8961
2027 | NIWCM | Medium Demand Growth+High Gas Supply+Increased Demand Response+Delayed Build+Upgraded HVDC | 859.3691 | 861.3799 | 863.8524
2028 | NIWCM | Medium Demand Growth+High Gas Supply+Increased Demand Response+Delayed Build+Upgraded HVDC | 1022.5709 | 1042.514 | 1047.0505
2029 | NIWCM | Medium Demand Growth+High Gas Supply+Increased Demand Response+Delayed Build+Upgraded HVDC | 842.1767 | 968.6908 | 982.2831
2030 | NIWCM | Medium Demand Growth+High Gas Supply+Increased Demand Response+Delayed Build+Upgraded HVDC | 749.1478 | 1456.8637 | 1724.1237
2031 | NIWCM | Medium Demand Growth+High Gas Supply+Increased Demand Response+Delayed Build+Upgraded HVDC | 564.9277 | 1488.2484 | 1821.7348
2032 | NIWCM | Medium Demand Growth+High Gas Supply+Increased Demand Response+Delayed Build+Upgraded HVDC | 406.4164 | 1398.5806 | 1945.0813
2033 | NIWCM | Medium Demand Growth+High Gas Supply+Increased Demand Response+Delayed Build+Upgraded HVDC | 297.5751 | 1302.4547 | 2083.0681
2034 | NIWCM | Medium Demand Growth+High Gas Supply+Increased Demand Response+Delayed Build+Upgraded HVDC | 135.4698 | 1161.9026 | 1981.4175
2035 | NIWCM | Medium Demand Growth+High Gas Supply+Increased Demand Response+Delayed Build+Upgraded HVDC | -11.5938 | 1046.1791 | 1939.9775
2026 | SIWEM_PERC | Medium Demand Growth+High Gas Supply+Increased Demand Response+Delayed Build+Upgraded HVDC | 39.9776 | 39.9776 | 39.9776
2027 | SIWEM_PERC | Medium Demand Growth+High Gas Supply+Increased Demand Response+Delayed Build+Upgraded HVDC | 24.6627 | 25.0505 | 25.5108
2028 | SIWEM_PERC | Medium Demand Growth+High Gas Supply+Increased Demand Response+Delayed Build+Upgraded HVDC | 27.9841 | 31.8782 | 32.7257
2029 | SIWEM_PERC | Medium Demand Growth+High Gas Supply+Increased Demand Response+Delayed Build+Upgraded HVDC | 36.6368 | 43.7458 | 45.8236
2030 | SIWEM_PERC | Medium Demand Growth+High Gas Supply+Increased Demand Response+Delayed Build+Upgraded HVDC | 28.8516 | 50.8378 | 69.5942
2031 | SIWEM_PERC | Medium Demand Growth+High Gas Supply+Increased Demand Response+Delayed Build+Upgraded HVDC | 19.2076 | 48.0606 | 68.2831
2032 | SIWEM_PERC | Medium Demand Growth+High Gas Supply+Increased Demand Response+Delayed Build+Upgraded HVDC | 13.0757 | 43.4774 | 72.032
2033 | SIWEM_PERC | Medium Demand Growth+High Gas Supply+Increased Demand Response+Delayed Build+Upgraded HVDC | 6.4141 | 36.7624 | 72.9522
2034 | SIWEM_PERC | Medium Demand Growth+High Gas Supply+Increased Demand Response+Delayed Build+Upgraded HVDC | 0.41806 | 31.4337 | 69.8646
2035 | SIWEM_PERC | Medium Demand Growth+High Gas Supply+Increased Demand Response+Delayed Build+Upgraded HVDC | -1.9175 | 26.5205 | 67.2557
2026 | NZWEM_PERC | Medium Demand Growth+High Gas Supply+Increased Demand Response+Delayed Build+Upgraded HVDC+Low Wind & Solar | 13.8512 | 13.8512 | 13.8512
2027 | NZWEM_PERC | Medium Demand Growth+High Gas Supply+Increased Demand Response+Delayed Build+Upgraded HVDC+Low Wind & Solar | 8.5137 | 8.6378 | 8.7851
2028 | NZWEM_PERC | Medium Demand Growth+High Gas Supply+Increased Demand Response+Delayed Build+Upgraded HVDC+Low Wind & Solar | 9.4568 | 10.7006 | 10.9712
2029 | NZWEM_PERC | Medium Demand Growth+High Gas Supply+Increased Demand Response+Delayed Build+Upgraded HVDC+Low Wind & Solar | 12.7586 | 15.1504 | 15.8933
2030 | NZWEM_PERC | Medium Demand Growth+High Gas Supply+Increased Demand Response+Delayed Build+Upgraded HVDC+Low Wind & Solar | 9.7933 | 17.2871 | 23.6215
2031 | NZWEM_PERC | Medium Demand Growth+High Gas Supply+Increased Demand Response+Delayed Build+Upgraded HVDC+Low Wind & Solar | 6.3474 | 16.1434 | 23.2191
2032 | NZWEM_PERC | Medium Demand Growth+High Gas Supply+Increased Demand Response+Delayed Build+Upgraded HVDC+Low Wind & Solar | 4.1438 | 14.2742 | 25.8709
2033 | NZWEM_PERC | Medium Demand Growth+High Gas Supply+Increased Demand Response+Delayed Build+Upgraded HVDC+Low Wind & Solar | 1.7723 | 11.7301 | 27.8151
2034 | NZWEM_PERC | Medium Demand Growth+High Gas Supply+Increased Demand Response+Delayed Build+Upgraded HVDC+Low Wind & Solar | -0.34524 | 9.6893 | 26.2388
2035 | NZWEM_PERC | Medium Demand Growth+High Gas Supply+Increased Demand Response+Delayed Build+Upgraded HVDC+Low Wind & Solar | -2.3192 | 7.9159 | 25.4811
2026 | NIWCM | Medium Demand Growth+High Gas Supply+Increased Demand Response+Delayed Build+Upgraded HVDC+Low Wind & Solar | 796.8961 | 796.8961 | 796.8961
2027 | NIWCM | Medium Demand Growth+High Gas Supply+Increased Demand Response+Delayed Build+Upgraded HVDC+Low Wind & Solar | 859.3691 | 861.3799 | 863.8524
2028 | NIWCM | Medium Demand Growth+High Gas Supply+Increased Demand Response+Delayed Build+Upgraded HVDC+Low Wind & Solar | 1022.5709 | 1042.514 | 1047.0505
2029 | NIWCM | Medium Demand Growth+High Gas Supply+Increased Demand Response+Delayed Build+Upgraded HVDC+Low Wind & Solar | 842.1767 | 968.6908 | 982.2831
2030 | NIWCM | Medium Demand Growth+High Gas Supply+Increased Demand Response+Delayed Build+Upgraded HVDC+Low Wind & Solar | 749.1478 | 1456.8637 | 1724.1237
2031 | NIWCM | Medium Demand Growth+High Gas Supply+Increased Demand Response+Delayed Build+Upgraded HVDC+Low Wind & Solar | 564.9277 | 1488.2484 | 1821.7348
2032 | NIWCM | Medium Demand Growth+High Gas Supply+Increased Demand Response+Delayed Build+Upgraded HVDC+Low Wind & Solar | 406.4164 | 1398.5806 | 1945.0813
2033 | NIWCM | Medium Demand Growth+High Gas Supply+Increased Demand Response+Delayed Build+Upgraded HVDC+Low Wind & Solar | 297.5751 | 1302.4547 | 2083.0681
2034 | NIWCM | Medium Demand Growth+High Gas Supply+Increased Demand Response+Delayed Build+Upgraded HVDC+Low Wind & Solar | 135.4698 | 1161.9026 | 1981.4175
2035 | NIWCM | Medium Demand Growth+High Gas Supply+Increased Demand Response+Delayed Build+Upgraded HVDC+Low Wind & Solar | -11.5938 | 1046.1791 | 1939.9775
2026 | SIWEM_PERC | Medium Demand Growth+High Gas Supply+Increased Demand Response+Delayed Build+Upgraded HVDC+Low Wind & Solar | 37.389 | 37.389 | 37.389
2027 | SIWEM_PERC | Medium Demand Growth+High Gas Supply+Increased Demand Response+Delayed Build+Upgraded HVDC+Low Wind & Solar | 22.039 | 22.389 | 22.8044
2028 | SIWEM_PERC | Medium Demand Growth+High Gas Supply+Increased Demand Response+Delayed Build+Upgraded HVDC+Low Wind & Solar | 24.7392 | 28.2535 | 29.0183
2029 | SIWEM_PERC | Medium Demand Growth+High Gas Supply+Increased Demand Response+Delayed Build+Upgraded HVDC+Low Wind & Solar | 33.4052 | 39.8208 | 41.696
2030 | SIWEM_PERC | Medium Demand Growth+High Gas Supply+Increased Demand Response+Delayed Build+Upgraded HVDC+Low Wind & Solar | 25.2377 | 45.3283 | 62.2553
2031 | SIWEM_PERC | Medium Demand Growth+High Gas Supply+Increased Demand Response+Delayed Build+Upgraded HVDC+Low Wind & Solar | 15.7141 | 42.0413 | 60.9415
2032 | SIWEM_PERC | Medium Demand Growth+High Gas Supply+Increased Demand Response+Delayed Build+Upgraded HVDC+Low Wind & Solar | 9.6465 | 37.4018 | 68.154
2033 | SIWEM_PERC | Medium Demand Growth+High Gas Supply+Increased Demand Response+Delayed Build+Upgraded HVDC+Low Wind & Solar | 3.0582 | 30.7884 | 68.7249
2034 | SIWEM_PERC | Medium Demand Growth+High Gas Supply+Increased Demand Response+Delayed Build+Upgraded HVDC+Low Wind & Solar | -1.2885 | 25.1925 | 65.7173
2035 | SIWEM_PERC | Medium Demand Growth+High Gas Supply+Increased Demand Response+Delayed Build+Upgraded HVDC+Low Wind & Solar | -2.723 | 20.3223 | 63.1769
2026 | NZWEM_PERC | Medium Demand Growth+High Gas Supply+Increased Demand Response+Delayed Build+Upgraded HVDC+Constrained Operational Capacity | 14.7606 | 14.7606 | 14.7606
2027 | NZWEM_PERC | Medium Demand Growth+High Gas Supply+Increased Demand Response+Delayed Build+Upgraded HVDC+Constrained Operational Capacity | 9.4442 | 9.5817 | 9.745
2028 | NZWEM_PERC | Medium Demand Growth+High Gas Supply+Increased Demand Response+Delayed Build+Upgraded HVDC+Constrained Operational Capacity | 10.6052 | 11.9834 | 12.2833
2029 | NZWEM_PERC | Medium Demand Growth+High Gas Supply+Increased Demand Response+Delayed Build+Upgraded HVDC+Constrained Operational Capacity | 14.0117 | 16.662 | 17.4852
2030 | NZWEM_PERC | Medium Demand Growth+High Gas Supply+Increased Demand Response+Delayed Build+Upgraded HVDC+Constrained Operational Capacity | 11.1013 | 19.405 | 26.424
2031 | NZWEM_PERC | Medium Demand Growth+High Gas Supply+Increased Demand Response+Delayed Build+Upgraded HVDC+Constrained Operational Capacity | 7.612 | 18.4668 | 26.3072
2032 | NZWEM_PERC | Medium Demand Growth+High Gas Supply+Increased Demand Response+Delayed Build+Upgraded HVDC+Constrained Operational Capacity | 5.3797 | 16.6049 | 29.4181
2033 | NZWEM_PERC | Medium Demand Growth+High Gas Supply+Increased Demand Response+Delayed Build+Upgraded HVDC+Constrained Operational Capacity | 2.9774 | 14.0027 | 31.7903
2034 | NZWEM_PERC | Medium Demand Growth+High Gas Supply+Increased Demand Response+Delayed Build+Upgraded HVDC+Constrained Operational Capacity | 0.83187 | 11.9425 | 30.2104
2035 | NZWEM_PERC | Medium Demand Growth+High Gas Supply+Increased Demand Response+Delayed Build+Upgraded HVDC+Constrained Operational Capacity | -1.1685 | 10.1186 | 29.5136
2026 | NIWCM | Medium Demand Growth+High Gas Supply+Increased Demand Response+Delayed Build+Upgraded HVDC+Constrained Operational Capacity | 267.5718 | 267.5718 | 267.5718
2027 | NIWCM | Medium Demand Growth+High Gas Supply+Increased Demand Response+Delayed Build+Upgraded HVDC+Constrained Operational Capacity | 319.5849 | 319.5849 | 319.5849
2028 | NIWCM | Medium Demand Growth+High Gas Supply+Increased Demand Response+Delayed Build+Upgraded HVDC+Constrained Operational Capacity | 420.4947 | 420.4947 | 420.4947
2029 | NIWCM | Medium Demand Growth+High Gas Supply+Increased Demand Response+Delayed Build+Upgraded HVDC+Constrained Operational Capacity | 200.4765 | 282.5493 | 282.5493
2030 | NIWCM | Medium Demand Growth+High Gas Supply+Increased Demand Response+Delayed Build+Upgraded HVDC+Constrained Operational Capacity | 77.7336 | 588.2799 | 703.8375
2031 | NIWCM | Medium Demand Growth+High Gas Supply+Increased Demand Response+Delayed Build+Upgraded HVDC+Constrained Operational Capacity | -109.6093 | 541.1512 | 698.4428
2032 | NIWCM | Medium Demand Growth+High Gas Supply+Increased Demand Response+Delayed Build+Upgraded HVDC+Constrained Operational Capacity | -269.2549 | 441.2551 | 653.7141
2033 | NIWCM | Medium Demand Growth+High Gas Supply+Increased Demand Response+Delayed Build+Upgraded HVDC+Constrained Operational Capacity | -380.16 | 340.9018 | 612.215
2034 | NIWCM | Medium Demand Growth+High Gas Supply+Increased Demand Response+Delayed Build+Upgraded HVDC+Constrained Operational Capacity | -543.3908 | 182.0645 | 475.2088
2035 | NIWCM | Medium Demand Growth+High Gas Supply+Increased Demand Response+Delayed Build+Upgraded HVDC+Constrained Operational Capacity | -690.1769 | 62.8258 | 367.1775
2026 | SIWEM_PERC | Medium Demand Growth+High Gas Supply+Increased Demand Response+Delayed Build+Upgraded HVDC+Constrained Operational Capacity | 39.9776 | 39.9776 | 39.9776
2027 | SIWEM_PERC | Medium Demand Growth+High Gas Supply+Increased Demand Response+Delayed Build+Upgraded HVDC+Constrained Operational Capacity | 24.6627 | 25.0505 | 25.5108
2028 | SIWEM_PERC | Medium Demand Growth+High Gas Supply+Increased Demand Response+Delayed Build+Upgraded HVDC+Constrained Operational Capacity | 27.9841 | 31.8782 | 32.7257
2029 | SIWEM_PERC | Medium Demand Growth+High Gas Supply+Increased Demand Response+Delayed Build+Upgraded HVDC+Constrained Operational Capacity | 36.6368 | 43.7458 | 45.8236
2030 | SIWEM_PERC | Medium Demand Growth+High Gas Supply+Increased Demand Response+Delayed Build+Upgraded HVDC+Constrained Operational Capacity | 28.8516 | 50.8378 | 69.5942
2031 | SIWEM_PERC | Medium Demand Growth+High Gas Supply+Increased Demand Response+Delayed Build+Upgraded HVDC+Constrained Operational Capacity | 19.2076 | 48.0606 | 68.2831
2032 | SIWEM_PERC | Medium Demand Growth+High Gas Supply+Increased Demand Response+Delayed Build+Upgraded HVDC+Constrained Operational Capacity | 13.0757 | 43.4774 | 72.032
2033 | SIWEM_PERC | Medium Demand Growth+High Gas Supply+Increased Demand Response+Delayed Build+Upgraded HVDC+Constrained Operational Capacity | 6.4141 | 36.7624 | 72.9522
2034 | SIWEM_PERC | Medium Demand Growth+High Gas Supply+Increased Demand Response+Delayed Build+Upgraded HVDC+Constrained Operational Capacity | 0.41806 | 31.4337 | 69.8646
2035 | SIWEM_PERC | Medium Demand Growth+High Gas Supply+Increased Demand Response+Delayed Build+Upgraded HVDC+Constrained Operational Capacity | -1.9175 | 26.5205 | 67.2557
2026 | NZWEM_PERC | Medium Demand Growth+High Gas Supply+Increased Demand Response+Delayed Build+Upgraded HVDC+Constrained Operational Capacity+Low Wind & Solar | 13.8512 | 13.8512 | 13.8512
2027 | NZWEM_PERC | Medium Demand Growth+High Gas Supply+Increased Demand Response+Delayed Build+Upgraded HVDC+Constrained Operational Capacity+Low Wind & Solar | 8.5137 | 8.6378 | 8.7851
2028 | NZWEM_PERC | Medium Demand Growth+High Gas Supply+Increased Demand Response+Delayed Build+Upgraded HVDC+Constrained Operational Capacity+Low Wind & Solar | 9.4568 | 10.7006 | 10.9712
2029 | NZWEM_PERC | Medium Demand Growth+High Gas Supply+Increased Demand Response+Delayed Build+Upgraded HVDC+Constrained Operational Capacity+Low Wind & Solar | 12.7586 | 15.1504 | 15.8933
2030 | NZWEM_PERC | Medium Demand Growth+High Gas Supply+Increased Demand Response+Delayed Build+Upgraded HVDC+Constrained Operational Capacity+Low Wind & Solar | 9.7933 | 17.2871 | 23.6215
2031 | NZWEM_PERC | Medium Demand Growth+High Gas Supply+Increased Demand Response+Delayed Build+Upgraded HVDC+Constrained Operational Capacity+Low Wind & Solar | 6.3474 | 16.1434 | 23.2191
2032 | NZWEM_PERC | Medium Demand Growth+High Gas Supply+Increased Demand Response+Delayed Build+Upgraded HVDC+Constrained Operational Capacity+Low Wind & Solar | 4.1438 | 14.2742 | 25.8709
2033 | NZWEM_PERC | Medium Demand Growth+High Gas Supply+Increased Demand Response+Delayed Build+Upgraded HVDC+Constrained Operational Capacity+Low Wind & Solar | 1.7723 | 11.7301 | 27.8151
2034 | NZWEM_PERC | Medium Demand Growth+High Gas Supply+Increased Demand Response+Delayed Build+Upgraded HVDC+Constrained Operational Capacity+Low Wind & Solar | -0.34524 | 9.6893 | 26.2388
2035 | NZWEM_PERC | Medium Demand Growth+High Gas Supply+Increased Demand Response+Delayed Build+Upgraded HVDC+Constrained Operational Capacity+Low Wind & Solar | -2.3192 | 7.9159 | 25.4811
2026 | NIWCM | Medium Demand Growth+High Gas Supply+Increased Demand Response+Delayed Build+Upgraded HVDC+Constrained Operational Capacity+Low Wind & Solar | 267.5718 | 267.5718 | 267.5718
2027 | NIWCM | Medium Demand Growth+High Gas Supply+Increased Demand Response+Delayed Build+Upgraded HVDC+Constrained Operational Capacity+Low Wind & Solar | 319.5849 | 319.5849 | 319.5849
2028 | NIWCM | Medium Demand Growth+High Gas Supply+Increased Demand Response+Delayed Build+Upgraded HVDC+Constrained Operational Capacity+Low Wind & Solar | 420.4947 | 420.4947 | 420.4947
2029 | NIWCM | Medium Demand Growth+High Gas Supply+Increased Demand Response+Delayed Build+Upgraded HVDC+Constrained Operational Capacity+Low Wind & Solar | 200.4765 | 282.5493 | 282.5493
2030 | NIWCM | Medium Demand Growth+High Gas Supply+Increased Demand Response+Delayed Build+Upgraded HVDC+Constrained Operational Capacity+Low Wind & Solar | 77.7336 | 588.2799 | 703.8375
2031 | NIWCM | Medium Demand Growth+High Gas Supply+Increased Demand Response+Delayed Build+Upgraded HVDC+Constrained Operational Capacity+Low Wind & Solar | -109.6093 | 541.1512 | 698.4428
2032 | NIWCM | Medium Demand Growth+High Gas Supply+Increased Demand Response+Delayed Build+Upgraded HVDC+Constrained Operational Capacity+Low Wind & Solar | -269.2549 | 441.2551 | 653.7141
2033 | NIWCM | Medium Demand Growth+High Gas Supply+Increased Demand Response+Delayed Build+Upgraded HVDC+Constrained Operational Capacity+Low Wind & Solar | -380.16 | 340.9018 | 612.215
2034 | NIWCM | Medium Demand Growth+High Gas Supply+Increased Demand Response+Delayed Build+Upgraded HVDC+Constrained Operational Capacity+Low Wind & Solar | -543.3908 | 182.0645 | 475.2088
2035 | NIWCM | Medium Demand Growth+High Gas Supply+Increased Demand Response+Delayed Build+Upgraded HVDC+Constrained Operational Capacity+Low Wind & Solar | -690.1769 | 62.8258 | 367.1775
2026 | SIWEM_PERC | Medium Demand Growth+High Gas Supply+Increased Demand Response+Delayed Build+Upgraded HVDC+Constrained Operational Capacity+Low Wind & Solar | 37.389 | 37.389 | 37.389
2027 | SIWEM_PERC | Medium Demand Growth+High Gas Supply+Increased Demand Response+Delayed Build+Upgraded HVDC+Constrained Operational Capacity+Low Wind & Solar | 22.039 | 22.389 | 22.8044
2028 | SIWEM_PERC | Medium Demand Growth+High Gas Supply+Increased Demand Response+Delayed Build+Upgraded HVDC+Constrained Operational Capacity+Low Wind & Solar | 24.7392 | 28.2535 | 29.0183
2029 | SIWEM_PERC | Medium Demand Growth+High Gas Supply+Increased Demand Response+Delayed Build+Upgraded HVDC+Constrained Operational Capacity+Low Wind & Solar | 33.4052 | 39.8208 | 41.696
2030 | SIWEM_PERC | Medium Demand Growth+High Gas Supply+Increased Demand Response+Delayed Build+Upgraded HVDC+Constrained Operational Capacity+Low Wind & Solar | 25.2377 | 45.3283 | 62.2553
2031 | SIWEM_PERC | Medium Demand Growth+High Gas Supply+Increased Demand Response+Delayed Build+Upgraded HVDC+Constrained Operational Capacity+Low Wind & Solar | 15.7141 | 42.0413 | 60.9415
2032 | SIWEM_PERC | Medium Demand Growth+High Gas Supply+Increased Demand Response+Delayed Build+Upgraded HVDC+Constrained Operational Capacity+Low Wind & Solar | 9.6465 | 37.4018 | 68.154
2033 | SIWEM_PERC | Medium Demand Growth+High Gas Supply+Increased Demand Response+Delayed Build+Upgraded HVDC+Constrained Operational Capacity+Low Wind & Solar | 3.0582 | 30.7884 | 68.7249
2034 | SIWEM_PERC | Medium Demand Growth+High Gas Supply+Increased Demand Response+Delayed Build+Upgraded HVDC+Constrained Operational Capacity+Low Wind & Solar | -1.2885 | 25.1925 | 65.7173
2035 | SIWEM_PERC | Medium Demand Growth+High Gas Supply+Increased Demand Response+Delayed Build+Upgraded HVDC+Constrained Operational Capacity+Low Wind & Solar | -2.723 | 20.3223 | 63.1769
2026 | NZWEM_PERC | Medium Demand Growth+High Gas Supply+Increased Demand Response+Reduced Rankine Availability | 15.2424 | 15.2993 | 15.2993
2027 | NZWEM_PERC | Medium Demand Growth+High Gas Supply+Increased Demand Response+Reduced Rankine Availability | 8.6701 | 10.4578 | 10.7668
2028 | NZWEM_PERC | Medium Demand Growth+High Gas Supply+Increased Demand Response+Reduced Rankine Availability | 6.8884 | 14.6327 | 18.9279
2029 | NZWEM_PERC | Medium Demand Growth+High Gas Supply+Increased Demand Response+Reduced Rankine Availability | 7.7379 | 18.3739 | 26.789
2030 | NZWEM_PERC | Medium Demand Growth+High Gas Supply+Increased Demand Response+Reduced Rankine Availability | 4.0257 | 16.3891 | 29.9498
2031 | NZWEM_PERC | Medium Demand Growth+High Gas Supply+Increased Demand Response+Reduced Rankine Availability | 0.7707 | 12.8085 | 31.4754
2032 | NZWEM_PERC | Medium Demand Growth+High Gas Supply+Increased Demand Response+Reduced Rankine Availability | -1.3059 | 10.8161 | 29.996
2033 | NZWEM_PERC | Medium Demand Growth+High Gas Supply+Increased Demand Response+Reduced Rankine Availability | -3.5416 | 8.2784 | 28.5891
2034 | NZWEM_PERC | Medium Demand Growth+High Gas Supply+Increased Demand Response+Reduced Rankine Availability | -5.5358 | 6.3993 | 26.2385
2035 | NZWEM_PERC | Medium Demand Growth+High Gas Supply+Increased Demand Response+Reduced Rankine Availability | -7.3936 | 4.36 | 23.755
2026 | NIWCM | Medium Demand Growth+High Gas Supply+Increased Demand Response+Reduced Rankine Availability | 1066.7284 | 1067.5282 | 1067.5282
2027 | NIWCM | Medium Demand Growth+High Gas Supply+Increased Demand Response+Reduced Rankine Availability | 1027.4828 | 1058.4253 | 1062.9618
2028 | NIWCM | Medium Demand Growth+High Gas Supply+Increased Demand Response+Reduced Rankine Availability | 1046.2847 | 1654.1216 | 1692.4368
2029 | NIWCM | Medium Demand Growth+High Gas Supply+Increased Demand Response+Reduced Rankine Availability | 818.8947 | 1697.4168 | 1970.6383
2030 | NIWCM | Medium Demand Growth+High Gas Supply+Increased Demand Response+Reduced Rankine Availability | 574.5243 | 1573.835 | 2026.7317
2031 | NIWCM | Medium Demand Growth+High Gas Supply+Increased Demand Response+Reduced Rankine Availability | 407.4662 | 1428.0112 | 2132.7836
2032 | NIWCM | Medium Demand Growth+High Gas Supply+Increased Demand Response+Reduced Rankine Availability | 248.9549 | 1294.4896 | 2063.9757
2033 | NIWCM | Medium Demand Growth+High Gas Supply+Increased Demand Response+Reduced Rankine Availability | 67.1751 | 1117.0941 | 1989.0295
2034 | NIWCM | Medium Demand Growth+High Gas Supply+Increased Demand Response+Reduced Rankine Availability | -94.9302 | 1001.5917 | 1966.0338
2035 | NIWCM | Medium Demand Growth+High Gas Supply+Increased Demand Response+Reduced Rankine Availability | -241.9938 | 868.1111 | 1838.9599
2026 | SIWEM_PERC | Medium Demand Growth+High Gas Supply+Increased Demand Response+Reduced Rankine Availability | 41.3488 | 41.5109 | 41.5109
2027 | SIWEM_PERC | Medium Demand Growth+High Gas Supply+Increased Demand Response+Reduced Rankine Availability | 22.48 | 27.5206 | 28.392
2028 | SIWEM_PERC | Medium Demand Growth+High Gas Supply+Increased Demand Response+Reduced Rankine Availability | 20.598 | 39.3641 | 51.5006
2029 | SIWEM_PERC | Medium Demand Growth+High Gas Supply+Increased Demand Response+Reduced Rankine Availability | 19.6041 | 46.7137 | 61.4149
2030 | SIWEM_PERC | Medium Demand Growth+High Gas Supply+Increased Demand Response+Reduced Rankine Availability | 9.3016 | 42.8898 | 62.2493
2031 | SIWEM_PERC | Medium Demand Growth+High Gas Supply+Increased Demand Response+Reduced Rankine Availability | 5.0748 | 33.5623 | 61.5948
2032 | SIWEM_PERC | Medium Demand Growth+High Gas Supply+Increased Demand Response+Reduced Rankine Availability | 3.3033 | 28.1602 | 58.7826
2033 | SIWEM_PERC | Medium Demand Growth+High Gas Supply+Increased Demand Response+Reduced Rankine Availability | 1.2613 | 21.1762 | 55.5548
2034 | SIWEM_PERC | Medium Demand Growth+High Gas Supply+Increased Demand Response+Reduced Rankine Availability | -0.46956 | 15.9904 | 52.7964
2035 | SIWEM_PERC | Medium Demand Growth+High Gas Supply+Increased Demand Response+Reduced Rankine Availability | -1.9175 | 10.3166 | 50.4692
2026 | NZWEM_PERC | Medium Demand Growth+High Gas Supply+Increased Demand Response+Reduced Rankine Availability+Low Wind & Solar | 14.047 | 14.0983 | 14.0983
2027 | NZWEM_PERC | Medium Demand Growth+High Gas Supply+Increased Demand Response+Reduced Rankine Availability+Low Wind & Solar | 7.3591 | 8.9724 | 9.2513
2028 | NZWEM_PERC | Medium Demand Growth+High Gas Supply+Increased Demand Response+Reduced Rankine Availability+Low Wind & Solar | 5.5067 | 12.4956 | 16.3719
2029 | NZWEM_PERC | Medium Demand Growth+High Gas Supply+Increased Demand Response+Reduced Rankine Availability+Low Wind & Solar | 6.3805 | 15.9791 | 23.5735
2030 | NZWEM_PERC | Medium Demand Growth+High Gas Supply+Increased Demand Response+Reduced Rankine Availability+Low Wind & Solar | 2.7178 | 13.9224 | 26.1957
2031 | NZWEM_PERC | Medium Demand Growth+High Gas Supply+Increased Demand Response+Reduced Rankine Availability+Low Wind & Solar | -0.49397 | 10.4234 | 27.3038
2032 | NZWEM_PERC | Medium Demand Growth+High Gas Supply+Increased Demand Response+Reduced Rankine Availability+Low Wind & Solar | -2.5417 | 8.4505 | 25.8262
2033 | NZWEM_PERC | Medium Demand Growth+High Gas Supply+Increased Demand Response+Reduced Rankine Availability+Low Wind & Solar | -4.7467 | 5.9717 | 24.3662
2034 | NZWEM_PERC | Medium Demand Growth+High Gas Supply+Increased Demand Response+Reduced Rankine Availability+Low Wind & Solar | -6.7129 | 4.1462 | 22.1136
2035 | NZWEM_PERC | Medium Demand Growth+High Gas Supply+Increased Demand Response+Reduced Rankine Availability+Low Wind & Solar | -8.5444 | 2.1573 | 19.7225
2026 | NIWCM | Medium Demand Growth+High Gas Supply+Increased Demand Response+Reduced Rankine Availability+Low Wind & Solar | 1066.7284 | 1067.5282 | 1067.5282
2027 | NIWCM | Medium Demand Growth+High Gas Supply+Increased Demand Response+Reduced Rankine Availability+Low Wind & Solar | 1027.4828 | 1058.4253 | 1062.9618
2028 | NIWCM | Medium Demand Growth+High Gas Supply+Increased Demand Response+Reduced Rankine Availability+Low Wind & Solar | 1046.2847 | 1654.1216 | 1692.4368
2029 | NIWCM | Medium Demand Growth+High Gas Supply+Increased Demand Response+Reduced Rankine Availability+Low Wind & Solar | 818.8947 | 1697.4168 | 1970.6383
2030 | NIWCM | Medium Demand Growth+High Gas Supply+Increased Demand Response+Reduced Rankine Availability+Low Wind & Solar | 574.5243 | 1573.835 | 2026.7317
2031 | NIWCM | Medium Demand Growth+High Gas Supply+Increased Demand Response+Reduced Rankine Availability+Low Wind & Solar | 407.4662 | 1428.0112 | 2132.7836
2032 | NIWCM | Medium Demand Growth+High Gas Supply+Increased Demand Response+Reduced Rankine Availability+Low Wind & Solar | 248.9549 | 1294.4896 | 2063.9757
2033 | NIWCM | Medium Demand Growth+High Gas Supply+Increased Demand Response+Reduced Rankine Availability+Low Wind & Solar | 67.1751 | 1117.0941 | 1989.0295
2034 | NIWCM | Medium Demand Growth+High Gas Supply+Increased Demand Response+Reduced Rankine Availability+Low Wind & Solar | -94.9302 | 1001.5917 | 1966.0338
2035 | NIWCM | Medium Demand Growth+High Gas Supply+Increased Demand Response+Reduced Rankine Availability+Low Wind & Solar | -241.9938 | 868.1111 | 1838.9599
2026 | SIWEM_PERC | Medium Demand Growth+High Gas Supply+Increased Demand Response+Reduced Rankine Availability+Low Wind & Solar | 37.9463 | 38.0925 | 38.0925
2027 | SIWEM_PERC | Medium Demand Growth+High Gas Supply+Increased Demand Response+Reduced Rankine Availability+Low Wind & Solar | 21.0708 | 23.4011 | 24.1188
2028 | SIWEM_PERC | Medium Demand Growth+High Gas Supply+Increased Demand Response+Reduced Rankine Availability+Low Wind & Solar | 19.5962 | 33.3255 | 44.2783
2029 | SIWEM_PERC | Medium Demand Growth+High Gas Supply+Increased Demand Response+Reduced Rankine Availability+Low Wind & Solar | 15.8417 | 42.4477 | 57.8754
2030 | SIWEM_PERC | Medium Demand Growth+High Gas Supply+Increased Demand Response+Reduced Rankine Availability+Low Wind & Solar | 7.6541 | 36.6465 | 58.1624
2031 | SIWEM_PERC | Medium Demand Growth+High Gas Supply+Increased Demand Response+Reduced Rankine Availability+Low Wind & Solar | 4.2058 | 26.9739 | 57.1942
2032 | SIWEM_PERC | Medium Demand Growth+High Gas Supply+Increased Demand Response+Reduced Rankine Availability+Low Wind & Solar | 2.4503 | 21.5962 | 54.463
2033 | SIWEM_PERC | Medium Demand Growth+High Gas Supply+Increased Demand Response+Reduced Rankine Availability+Low Wind & Solar | 0.42653 | 14.7525 | 51.3275
2034 | SIWEM_PERC | Medium Demand Growth+High Gas Supply+Increased Demand Response+Reduced Rankine Availability+Low Wind & Solar | -1.2885 | 9.6882 | 48.6492
2035 | SIWEM_PERC | Medium Demand Growth+High Gas Supply+Increased Demand Response+Reduced Rankine Availability+Low Wind & Solar | -2.723 | 8.052 | 46.3905
2026 | NZWEM_PERC | Medium Demand Growth+High Gas Supply+Increased Demand Response+Reduced Rankine Availability+Constrained Operational Capacity | 15.2424 | 15.2993 | 15.2993
2027 | NZWEM_PERC | Medium Demand Growth+High Gas Supply+Increased Demand Response+Reduced Rankine Availability+Constrained Operational Capacity | 8.6701 | 10.4578 | 10.7668
2028 | NZWEM_PERC | Medium Demand Growth+High Gas Supply+Increased Demand Response+Reduced Rankine Availability+Constrained Operational Capacity | 6.8884 | 14.6327 | 18.9279
2029 | NZWEM_PERC | Medium Demand Growth+High Gas Supply+Increased Demand Response+Reduced Rankine Availability+Constrained Operational Capacity | 7.7379 | 18.3739 | 26.789
2030 | NZWEM_PERC | Medium Demand Growth+High Gas Supply+Increased Demand Response+Reduced Rankine Availability+Constrained Operational Capacity | 4.0257 | 16.3891 | 29.9498
2031 | NZWEM_PERC | Medium Demand Growth+High Gas Supply+Increased Demand Response+Reduced Rankine Availability+Constrained Operational Capacity | 0.7707 | 12.8085 | 31.4754
2032 | NZWEM_PERC | Medium Demand Growth+High Gas Supply+Increased Demand Response+Reduced Rankine Availability+Constrained Operational Capacity | -1.3059 | 10.8161 | 29.996
2033 | NZWEM_PERC | Medium Demand Growth+High Gas Supply+Increased Demand Response+Reduced Rankine Availability+Constrained Operational Capacity | -3.5416 | 8.2784 | 28.5891
2034 | NZWEM_PERC | Medium Demand Growth+High Gas Supply+Increased Demand Response+Reduced Rankine Availability+Constrained Operational Capacity | -5.5358 | 6.3993 | 26.2385
2035 | NZWEM_PERC | Medium Demand Growth+High Gas Supply+Increased Demand Response+Reduced Rankine Availability+Constrained Operational Capacity | -7.3936 | 4.36 | 23.755
2026 | NIWCM | Medium Demand Growth+High Gas Supply+Increased Demand Response+Reduced Rankine Availability+Constrained Operational Capacity | 496.3733 | 496.3733 | 496.3733
2027 | NIWCM | Medium Demand Growth+High Gas Supply+Increased Demand Response+Reduced Rankine Availability+Constrained Operational Capacity | 406.0987 | 410.0165 | 410.0165
2028 | NIWCM | Medium Demand Growth+High Gas Supply+Increased Demand Response+Reduced Rankine Availability+Constrained Operational Capacity | 399.5312 | 887.016 | 894.4439
2029 | NIWCM | Medium Demand Growth+High Gas Supply+Increased Demand Response+Reduced Rankine Availability+Constrained Operational Capacity | 149.992 | 797.3241 | 953.7439
2030 | NIWCM | Medium Demand Growth+High Gas Supply+Increased Demand Response+Reduced Rankine Availability+Constrained Operational Capacity | -96.8899 | 636.0545 | 847.0421
2031 | NIWCM | Medium Demand Growth+High Gas Supply+Increased Demand Response+Reduced Rankine Availability+Constrained Operational Capacity | -267.0708 | 478.058 | 746.8019
2032 | NIWCM | Medium Demand Growth+High Gas Supply+Increased Demand Response+Reduced Rankine Availability+Constrained Operational Capacity | -426.7164 | 322.5828 | 614.2374
2033 | NIWCM | Medium Demand Growth+High Gas Supply+Increased Demand Response+Reduced Rankine Availability+Constrained Operational Capacity | -610.56 | 140.961 | 443.7267
2034 | NIWCM | Medium Demand Growth+High Gas Supply+Increased Demand Response+Reduced Rankine Availability+Constrained Operational Capacity | -773.7908 | 21.7537 | 402.127
2035 | NIWCM | Medium Demand Growth+High Gas Supply+Increased Demand Response+Reduced Rankine Availability+Constrained Operational Capacity | -920.5769 | -115.2422 | 266.3385
2026 | SIWEM_PERC | Medium Demand Growth+High Gas Supply+Increased Demand Response+Reduced Rankine Availability+Constrained Operational Capacity | 41.3488 | 41.5109 | 41.5109
2027 | SIWEM_PERC | Medium Demand Growth+High Gas Supply+Increased Demand Response+Reduced Rankine Availability+Constrained Operational Capacity | 22.48 | 27.5206 | 28.392
2028 | SIWEM_PERC | Medium Demand Growth+High Gas Supply+Increased Demand Response+Reduced Rankine Availability+Constrained Operational Capacity | 20.598 | 39.3641 | 51.5006
2029 | SIWEM_PERC | Medium Demand Growth+High Gas Supply+Increased Demand Response+Reduced Rankine Availability+Constrained Operational Capacity | 19.6041 | 46.7137 | 61.4149
2030 | SIWEM_PERC | Medium Demand Growth+High Gas Supply+Increased Demand Response+Reduced Rankine Availability+Constrained Operational Capacity | 9.3016 | 42.8898 | 62.2493
2031 | SIWEM_PERC | Medium Demand Growth+High Gas Supply+Increased Demand Response+Reduced Rankine Availability+Constrained Operational Capacity | 5.0748 | 33.5623 | 61.5948
2032 | SIWEM_PERC | Medium Demand Growth+High Gas Supply+Increased Demand Response+Reduced Rankine Availability+Constrained Operational Capacity | 3.3033 | 28.1602 | 58.7826
2033 | SIWEM_PERC | Medium Demand Growth+High Gas Supply+Increased Demand Response+Reduced Rankine Availability+Constrained Operational Capacity | 1.2613 | 21.1762 | 55.5548
2034 | SIWEM_PERC | Medium Demand Growth+High Gas Supply+Increased Demand Response+Reduced Rankine Availability+Constrained Operational Capacity | -0.46956 | 15.9904 | 52.7964
2035 | SIWEM_PERC | Medium Demand Growth+High Gas Supply+Increased Demand Response+Reduced Rankine Availability+Constrained Operational Capacity | -1.9175 | 10.3166 | 50.4692
2026 | NZWEM_PERC | Medium Demand Growth+High Gas Supply+Increased Demand Response+Reduced Rankine Availability+Constrained Operational Capacity+Low Wind & Solar | 14.047 | 14.0983 | 14.0983
2027 | NZWEM_PERC | Medium Demand Growth+High Gas Supply+Increased Demand Response+Reduced Rankine Availability+Constrained Operational Capacity+Low Wind & Solar | 7.3591 | 8.9724 | 9.2513
2028 | NZWEM_PERC | Medium Demand Growth+High Gas Supply+Increased Demand Response+Reduced Rankine Availability+Constrained Operational Capacity+Low Wind & Solar | 5.5067 | 12.4956 | 16.3719
2029 | NZWEM_PERC | Medium Demand Growth+High Gas Supply+Increased Demand Response+Reduced Rankine Availability+Constrained Operational Capacity+Low Wind & Solar | 6.3805 | 15.9791 | 23.5735
2030 | NZWEM_PERC | Medium Demand Growth+High Gas Supply+Increased Demand Response+Reduced Rankine Availability+Constrained Operational Capacity+Low Wind & Solar | 2.7178 | 13.9224 | 26.1957
2031 | NZWEM_PERC | Medium Demand Growth+High Gas Supply+Increased Demand Response+Reduced Rankine Availability+Constrained Operational Capacity+Low Wind & Solar | -0.49397 | 10.4234 | 27.3038
2032 | NZWEM_PERC | Medium Demand Growth+High Gas Supply+Increased Demand Response+Reduced Rankine Availability+Constrained Operational Capacity+Low Wind & Solar | -2.5417 | 8.4505 | 25.8262
2033 | NZWEM_PERC | Medium Demand Growth+High Gas Supply+Increased Demand Response+Reduced Rankine Availability+Constrained Operational Capacity+Low Wind & Solar | -4.7467 | 5.9717 | 24.3662
2034 | NZWEM_PERC | Medium Demand Growth+High Gas Supply+Increased Demand Response+Reduced Rankine Availability+Constrained Operational Capacity+Low Wind & Solar | -6.7129 | 4.1462 | 22.1136
2035 | NZWEM_PERC | Medium Demand Growth+High Gas Supply+Increased Demand Response+Reduced Rankine Availability+Constrained Operational Capacity+Low Wind & Solar | -8.5444 | 2.1573 | 19.7225
2026 | NIWCM | Medium Demand Growth+High Gas Supply+Increased Demand Response+Reduced Rankine Availability+Constrained Operational Capacity+Low Wind & Solar | 496.3733 | 496.3733 | 496.3733
2027 | NIWCM | Medium Demand Growth+High Gas Supply+Increased Demand Response+Reduced Rankine Availability+Constrained Operational Capacity+Low Wind & Solar | 406.0987 | 410.0165 | 410.0165
2028 | NIWCM | Medium Demand Growth+High Gas Supply+Increased Demand Response+Reduced Rankine Availability+Constrained Operational Capacity+Low Wind & Solar | 399.5312 | 887.016 | 894.4439
2029 | NIWCM | Medium Demand Growth+High Gas Supply+Increased Demand Response+Reduced Rankine Availability+Constrained Operational Capacity+Low Wind & Solar | 149.992 | 797.3241 | 953.7439
2030 | NIWCM | Medium Demand Growth+High Gas Supply+Increased Demand Response+Reduced Rankine Availability+Constrained Operational Capacity+Low Wind & Solar | -96.8899 | 636.0545 | 847.0421
2031 | NIWCM | Medium Demand Growth+High Gas Supply+Increased Demand Response+Reduced Rankine Availability+Constrained Operational Capacity+Low Wind & Solar | -267.0708 | 478.058 | 746.8019
2032 | NIWCM | Medium Demand Growth+High Gas Supply+Increased Demand Response+Reduced Rankine Availability+Constrained Operational Capacity+Low Wind & Solar | -426.7164 | 322.5828 | 614.2374
2033 | NIWCM | Medium Demand Growth+High Gas Supply+Increased Demand Response+Reduced Rankine Availability+Constrained Operational Capacity+Low Wind & Solar | -610.56 | 140.961 | 443.7267
2034 | NIWCM | Medium Demand Growth+High Gas Supply+Increased Demand Response+Reduced Rankine Availability+Constrained Operational Capacity+Low Wind & Solar | -773.7908 | 21.7537 | 402.127
2035 | NIWCM | Medium Demand Growth+High Gas Supply+Increased Demand Response+Reduced Rankine Availability+Constrained Operational Capacity+Low Wind & Solar | -920.5769 | -115.2422 | 266.3385
2026 | SIWEM_PERC | Medium Demand Growth+High Gas Supply+Increased Demand Response+Reduced Rankine Availability+Constrained Operational Capacity+Low Wind & Solar | 37.9463 | 38.0925 | 38.0925
2027 | SIWEM_PERC | Medium Demand Growth+High Gas Supply+Increased Demand Response+Reduced Rankine Availability+Constrained Operational Capacity+Low Wind & Solar | 21.0708 | 23.4011 | 24.1188
2028 | SIWEM_PERC | Medium Demand Growth+High Gas Supply+Increased Demand Response+Reduced Rankine Availability+Constrained Operational Capacity+Low Wind & Solar | 19.5962 | 33.3255 | 44.2783
2029 | SIWEM_PERC | Medium Demand Growth+High Gas Supply+Increased Demand Response+Reduced Rankine Availability+Constrained Operational Capacity+Low Wind & Solar | 15.8417 | 42.4477 | 57.8754
2030 | SIWEM_PERC | Medium Demand Growth+High Gas Supply+Increased Demand Response+Reduced Rankine Availability+Constrained Operational Capacity+Low Wind & Solar | 7.6541 | 36.6465 | 58.1624
2031 | SIWEM_PERC | Medium Demand Growth+High Gas Supply+Increased Demand Response+Reduced Rankine Availability+Constrained Operational Capacity+Low Wind & Solar | 4.2058 | 26.9739 | 57.1942
2032 | SIWEM_PERC | Medium Demand Growth+High Gas Supply+Increased Demand Response+Reduced Rankine Availability+Constrained Operational Capacity+Low Wind & Solar | 2.4503 | 21.5962 | 54.463
2033 | SIWEM_PERC | Medium Demand Growth+High Gas Supply+Increased Demand Response+Reduced Rankine Availability+Constrained Operational Capacity+Low Wind & Solar | 0.42653 | 14.7525 | 51.3275
2034 | SIWEM_PERC | Medium Demand Growth+High Gas Supply+Increased Demand Response+Reduced Rankine Availability+Constrained Operational Capacity+Low Wind & Solar | -1.2885 | 9.6882 | 48.6492
2035 | SIWEM_PERC | Medium Demand Growth+High Gas Supply+Increased Demand Response+Reduced Rankine Availability+Constrained Operational Capacity+Low Wind & Solar | -2.723 | 8.052 | 46.3905
2026 | NZWEM_PERC | Medium Demand Growth+High Gas Supply+Increased Demand Response+Reduced Rankine Availability+Upgraded HVDC | 15.2424 | 15.2993 | 15.2993
2027 | NZWEM_PERC | Medium Demand Growth+High Gas Supply+Increased Demand Response+Reduced Rankine Availability+Upgraded HVDC | 8.6701 | 10.4578 | 10.7668
2028 | NZWEM_PERC | Medium Demand Growth+High Gas Supply+Increased Demand Response+Reduced Rankine Availability+Upgraded HVDC | 6.8884 | 14.6327 | 18.9279
2029 | NZWEM_PERC | Medium Demand Growth+High Gas Supply+Increased Demand Response+Reduced Rankine Availability+Upgraded HVDC | 7.7379 | 18.3739 | 26.789
2030 | NZWEM_PERC | Medium Demand Growth+High Gas Supply+Increased Demand Response+Reduced Rankine Availability+Upgraded HVDC | 4.0257 | 16.3891 | 29.9498
2031 | NZWEM_PERC | Medium Demand Growth+High Gas Supply+Increased Demand Response+Reduced Rankine Availability+Upgraded HVDC | 0.7707 | 12.8085 | 31.4754
2032 | NZWEM_PERC | Medium Demand Growth+High Gas Supply+Increased Demand Response+Reduced Rankine Availability+Upgraded HVDC | -1.3059 | 10.8161 | 29.996
2033 | NZWEM_PERC | Medium Demand Growth+High Gas Supply+Increased Demand Response+Reduced Rankine Availability+Upgraded HVDC | -3.5416 | 8.2784 | 28.5891
2034 | NZWEM_PERC | Medium Demand Growth+High Gas Supply+Increased Demand Response+Reduced Rankine Availability+Upgraded HVDC | -5.5358 | 6.3993 | 26.2385
2035 | NZWEM_PERC | Medium Demand Growth+High Gas Supply+Increased Demand Response+Reduced Rankine Availability+Upgraded HVDC | -7.3936 | 4.36 | 23.755
2026 | NIWCM | Medium Demand Growth+High Gas Supply+Increased Demand Response+Reduced Rankine Availability+Upgraded HVDC | 1066.7284 | 1067.5282 | 1067.5282
2027 | NIWCM | Medium Demand Growth+High Gas Supply+Increased Demand Response+Reduced Rankine Availability+Upgraded HVDC | 1027.4828 | 1058.4253 | 1062.9618
2028 | NIWCM | Medium Demand Growth+High Gas Supply+Increased Demand Response+Reduced Rankine Availability+Upgraded HVDC | 1046.2847 | 1654.1216 | 1692.4368
2029 | NIWCM | Medium Demand Growth+High Gas Supply+Increased Demand Response+Reduced Rankine Availability+Upgraded HVDC | 818.8947 | 1697.4168 | 1970.6383
2030 | NIWCM | Medium Demand Growth+High Gas Supply+Increased Demand Response+Reduced Rankine Availability+Upgraded HVDC | 574.5243 | 1573.835 | 2026.7317
2031 | NIWCM | Medium Demand Growth+High Gas Supply+Increased Demand Response+Reduced Rankine Availability+Upgraded HVDC | 407.4662 | 1428.0183 | 2203.8183
2032 | NIWCM | Medium Demand Growth+High Gas Supply+Increased Demand Response+Reduced Rankine Availability+Upgraded HVDC | 248.9549 | 1294.4883 | 2102.6629
2033 | NIWCM | Medium Demand Growth+High Gas Supply+Increased Demand Response+Reduced Rankine Availability+Upgraded HVDC | 67.1751 | 1117.0939 | 1997.1098
2034 | NIWCM | Medium Demand Growth+High Gas Supply+Increased Demand Response+Reduced Rankine Availability+Upgraded HVDC | -94.9302 | 1001.5918 | 1965.5357
2035 | NIWCM | Medium Demand Growth+High Gas Supply+Increased Demand Response+Reduced Rankine Availability+Upgraded HVDC | -241.9938 | 868.1111 | 1839.1385
2026 | SIWEM_PERC | Medium Demand Growth+High Gas Supply+Increased Demand Response+Reduced Rankine Availability+Upgraded HVDC | 41.3488 | 41.5109 | 41.5109
2027 | SIWEM_PERC | Medium Demand Growth+High Gas Supply+Increased Demand Response+Reduced Rankine Availability+Upgraded HVDC | 22.48 | 27.5206 | 28.392
2028 | SIWEM_PERC | Medium Demand Growth+High Gas Supply+Increased Demand Response+Reduced Rankine Availability+Upgraded HVDC | 20.598 | 39.3641 | 51.5006
2029 | SIWEM_PERC | Medium Demand Growth+High Gas Supply+Increased Demand Response+Reduced Rankine Availability+Upgraded HVDC | 19.6041 | 48.8736 | 71.4285
2030 | SIWEM_PERC | Medium Demand Growth+High Gas Supply+Increased Demand Response+Reduced Rankine Availability+Upgraded HVDC | 9.3016 | 43.4108 | 79.2611
2031 | SIWEM_PERC | Medium Demand Growth+High Gas Supply+Increased Demand Response+Reduced Rankine Availability+Upgraded HVDC | 5.0748 | 33.5623 | 79.7056
2032 | SIWEM_PERC | Medium Demand Growth+High Gas Supply+Increased Demand Response+Reduced Rankine Availability+Upgraded HVDC | 3.3033 | 28.1602 | 76.5599
2033 | SIWEM_PERC | Medium Demand Growth+High Gas Supply+Increased Demand Response+Reduced Rankine Availability+Upgraded HVDC | 1.2613 | 21.1762 | 72.9522
2034 | SIWEM_PERC | Medium Demand Growth+High Gas Supply+Increased Demand Response+Reduced Rankine Availability+Upgraded HVDC | -0.46956 | 15.9904 | 69.8113
2035 | SIWEM_PERC | Medium Demand Growth+High Gas Supply+Increased Demand Response+Reduced Rankine Availability+Upgraded HVDC | -1.9175 | 10.3166 | 63.6025
2026 | NZWEM_PERC | Medium Demand Growth+High Gas Supply+Increased Demand Response+Reduced Rankine Availability+Upgraded HVDC+Low Wind & Solar | 14.047 | 14.0983 | 14.0983
2027 | NZWEM_PERC | Medium Demand Growth+High Gas Supply+Increased Demand Response+Reduced Rankine Availability+Upgraded HVDC+Low Wind & Solar | 7.3591 | 8.9724 | 9.2513
2028 | NZWEM_PERC | Medium Demand Growth+High Gas Supply+Increased Demand Response+Reduced Rankine Availability+Upgraded HVDC+Low Wind & Solar | 5.5067 | 12.4956 | 16.3719
2029 | NZWEM_PERC | Medium Demand Growth+High Gas Supply+Increased Demand Response+Reduced Rankine Availability+Upgraded HVDC+Low Wind & Solar | 6.3805 | 15.9791 | 23.5735
2030 | NZWEM_PERC | Medium Demand Growth+High Gas Supply+Increased Demand Response+Reduced Rankine Availability+Upgraded HVDC+Low Wind & Solar | 2.7178 | 13.9224 | 26.1957
2031 | NZWEM_PERC | Medium Demand Growth+High Gas Supply+Increased Demand Response+Reduced Rankine Availability+Upgraded HVDC+Low Wind & Solar | -0.49397 | 10.4234 | 27.3038
2032 | NZWEM_PERC | Medium Demand Growth+High Gas Supply+Increased Demand Response+Reduced Rankine Availability+Upgraded HVDC+Low Wind & Solar | -2.5417 | 8.4505 | 25.8262
2033 | NZWEM_PERC | Medium Demand Growth+High Gas Supply+Increased Demand Response+Reduced Rankine Availability+Upgraded HVDC+Low Wind & Solar | -4.7467 | 5.9717 | 24.3662
2034 | NZWEM_PERC | Medium Demand Growth+High Gas Supply+Increased Demand Response+Reduced Rankine Availability+Upgraded HVDC+Low Wind & Solar | -6.7129 | 4.1462 | 22.1136
2035 | NZWEM_PERC | Medium Demand Growth+High Gas Supply+Increased Demand Response+Reduced Rankine Availability+Upgraded HVDC+Low Wind & Solar | -8.5444 | 2.1573 | 19.7225
2026 | NIWCM | Medium Demand Growth+High Gas Supply+Increased Demand Response+Reduced Rankine Availability+Upgraded HVDC+Low Wind & Solar | 1066.7284 | 1067.5282 | 1067.5282
2027 | NIWCM | Medium Demand Growth+High Gas Supply+Increased Demand Response+Reduced Rankine Availability+Upgraded HVDC+Low Wind & Solar | 1027.4828 | 1058.4253 | 1062.9618
2028 | NIWCM | Medium Demand Growth+High Gas Supply+Increased Demand Response+Reduced Rankine Availability+Upgraded HVDC+Low Wind & Solar | 1046.2847 | 1654.1216 | 1692.4368
2029 | NIWCM | Medium Demand Growth+High Gas Supply+Increased Demand Response+Reduced Rankine Availability+Upgraded HVDC+Low Wind & Solar | 818.8947 | 1697.4168 | 1970.6383
2030 | NIWCM | Medium Demand Growth+High Gas Supply+Increased Demand Response+Reduced Rankine Availability+Upgraded HVDC+Low Wind & Solar | 574.5243 | 1573.835 | 2026.7317
2031 | NIWCM | Medium Demand Growth+High Gas Supply+Increased Demand Response+Reduced Rankine Availability+Upgraded HVDC+Low Wind & Solar | 407.4662 | 1428.0183 | 2203.8183
2032 | NIWCM | Medium Demand Growth+High Gas Supply+Increased Demand Response+Reduced Rankine Availability+Upgraded HVDC+Low Wind & Solar | 248.9549 | 1294.4883 | 2102.6629
2033 | NIWCM | Medium Demand Growth+High Gas Supply+Increased Demand Response+Reduced Rankine Availability+Upgraded HVDC+Low Wind & Solar | 67.1751 | 1117.0939 | 1997.1098
2034 | NIWCM | Medium Demand Growth+High Gas Supply+Increased Demand Response+Reduced Rankine Availability+Upgraded HVDC+Low Wind & Solar | -94.9302 | 1001.5918 | 1965.5357
2035 | NIWCM | Medium Demand Growth+High Gas Supply+Increased Demand Response+Reduced Rankine Availability+Upgraded HVDC+Low Wind & Solar | -241.9938 | 868.1111 | 1839.1385
2026 | SIWEM_PERC | Medium Demand Growth+High Gas Supply+Increased Demand Response+Reduced Rankine Availability+Upgraded HVDC+Low Wind & Solar | 37.9463 | 38.0925 | 38.0925
2027 | SIWEM_PERC | Medium Demand Growth+High Gas Supply+Increased Demand Response+Reduced Rankine Availability+Upgraded HVDC+Low Wind & Solar | 21.0708 | 23.4011 | 24.1188
2028 | SIWEM_PERC | Medium Demand Growth+High Gas Supply+Increased Demand Response+Reduced Rankine Availability+Upgraded HVDC+Low Wind & Solar | 19.5962 | 33.3255 | 44.2783
2029 | SIWEM_PERC | Medium Demand Growth+High Gas Supply+Increased Demand Response+Reduced Rankine Availability+Upgraded HVDC+Low Wind & Solar | 15.8417 | 42.4477 | 62.9958
2030 | SIWEM_PERC | Medium Demand Growth+High Gas Supply+Increased Demand Response+Reduced Rankine Availability+Upgraded HVDC+Low Wind & Solar | 7.6541 | 36.6465 | 69.4501
2031 | SIWEM_PERC | Medium Demand Growth+High Gas Supply+Increased Demand Response+Reduced Rankine Availability+Upgraded HVDC+Low Wind & Solar | 4.2058 | 26.9739 | 72.1379
2032 | SIWEM_PERC | Medium Demand Growth+High Gas Supply+Increased Demand Response+Reduced Rankine Availability+Upgraded HVDC+Low Wind & Solar | 2.4503 | 21.5962 | 68.4377
2033 | SIWEM_PERC | Medium Demand Growth+High Gas Supply+Increased Demand Response+Reduced Rankine Availability+Upgraded HVDC+Low Wind & Solar | 0.42653 | 14.7525 | 64.6683
2034 | SIWEM_PERC | Medium Demand Growth+High Gas Supply+Increased Demand Response+Reduced Rankine Availability+Upgraded HVDC+Low Wind & Solar | -1.2885 | 9.6882 | 58.9344
2035 | SIWEM_PERC | Medium Demand Growth+High Gas Supply+Increased Demand Response+Reduced Rankine Availability+Upgraded HVDC+Low Wind & Solar | -2.723 | 8.052 | 52.9051
2026 | NZWEM_PERC | Medium Demand Growth+High Gas Supply+Increased Demand Response+Reduced Rankine Availability+Upgraded HVDC+Constrained Operational Capacity | 15.2424 | 15.2993 | 15.2993
2027 | NZWEM_PERC | Medium Demand Growth+High Gas Supply+Increased Demand Response+Reduced Rankine Availability+Upgraded HVDC+Constrained Operational Capacity | 8.6701 | 10.4578 | 10.7668
2028 | NZWEM_PERC | Medium Demand Growth+High Gas Supply+Increased Demand Response+Reduced Rankine Availability+Upgraded HVDC+Constrained Operational Capacity | 6.8884 | 14.6327 | 18.9279
2029 | NZWEM_PERC | Medium Demand Growth+High Gas Supply+Increased Demand Response+Reduced Rankine Availability+Upgraded HVDC+Constrained Operational Capacity | 7.7379 | 18.3739 | 26.789
2030 | NZWEM_PERC | Medium Demand Growth+High Gas Supply+Increased Demand Response+Reduced Rankine Availability+Upgraded HVDC+Constrained Operational Capacity | 4.0257 | 16.3891 | 29.9498
2031 | NZWEM_PERC | Medium Demand Growth+High Gas Supply+Increased Demand Response+Reduced Rankine Availability+Upgraded HVDC+Constrained Operational Capacity | 0.7707 | 12.8085 | 31.4754
2032 | NZWEM_PERC | Medium Demand Growth+High Gas Supply+Increased Demand Response+Reduced Rankine Availability+Upgraded HVDC+Constrained Operational Capacity | -1.3059 | 10.8161 | 29.996
2033 | NZWEM_PERC | Medium Demand Growth+High Gas Supply+Increased Demand Response+Reduced Rankine Availability+Upgraded HVDC+Constrained Operational Capacity | -3.5416 | 8.2784 | 28.5891
2034 | NZWEM_PERC | Medium Demand Growth+High Gas Supply+Increased Demand Response+Reduced Rankine Availability+Upgraded HVDC+Constrained Operational Capacity | -5.5358 | 6.3993 | 26.2385
2035 | NZWEM_PERC | Medium Demand Growth+High Gas Supply+Increased Demand Response+Reduced Rankine Availability+Upgraded HVDC+Constrained Operational Capacity | -7.3936 | 4.36 | 23.755
2026 | NIWCM | Medium Demand Growth+High Gas Supply+Increased Demand Response+Reduced Rankine Availability+Upgraded HVDC+Constrained Operational Capacity | 496.3733 | 496.3733 | 496.3733
2027 | NIWCM | Medium Demand Growth+High Gas Supply+Increased Demand Response+Reduced Rankine Availability+Upgraded HVDC+Constrained Operational Capacity | 406.0987 | 410.0165 | 410.0165
2028 | NIWCM | Medium Demand Growth+High Gas Supply+Increased Demand Response+Reduced Rankine Availability+Upgraded HVDC+Constrained Operational Capacity | 399.5312 | 887.016 | 894.4439
2029 | NIWCM | Medium Demand Growth+High Gas Supply+Increased Demand Response+Reduced Rankine Availability+Upgraded HVDC+Constrained Operational Capacity | 149.992 | 797.3241 | 953.7439
2030 | NIWCM | Medium Demand Growth+High Gas Supply+Increased Demand Response+Reduced Rankine Availability+Upgraded HVDC+Constrained Operational Capacity | -96.8899 | 636.0545 | 847.0421
2031 | NIWCM | Medium Demand Growth+High Gas Supply+Increased Demand Response+Reduced Rankine Availability+Upgraded HVDC+Constrained Operational Capacity | -267.0708 | 478.058 | 746.802
2032 | NIWCM | Medium Demand Growth+High Gas Supply+Increased Demand Response+Reduced Rankine Availability+Upgraded HVDC+Constrained Operational Capacity | -426.7164 | 322.5828 | 614.2374
2033 | NIWCM | Medium Demand Growth+High Gas Supply+Increased Demand Response+Reduced Rankine Availability+Upgraded HVDC+Constrained Operational Capacity | -610.56 | 140.961 | 443.7267
2034 | NIWCM | Medium Demand Growth+High Gas Supply+Increased Demand Response+Reduced Rankine Availability+Upgraded HVDC+Constrained Operational Capacity | -773.7908 | 21.7537 | 402.127
2035 | NIWCM | Medium Demand Growth+High Gas Supply+Increased Demand Response+Reduced Rankine Availability+Upgraded HVDC+Constrained Operational Capacity | -920.5769 | -115.2422 | 266.3385
2026 | SIWEM_PERC | Medium Demand Growth+High Gas Supply+Increased Demand Response+Reduced Rankine Availability+Upgraded HVDC+Constrained Operational Capacity | 41.3488 | 41.5109 | 41.5109
2027 | SIWEM_PERC | Medium Demand Growth+High Gas Supply+Increased Demand Response+Reduced Rankine Availability+Upgraded HVDC+Constrained Operational Capacity | 22.48 | 27.5206 | 28.392
2028 | SIWEM_PERC | Medium Demand Growth+High Gas Supply+Increased Demand Response+Reduced Rankine Availability+Upgraded HVDC+Constrained Operational Capacity | 20.598 | 39.3641 | 51.5006
2029 | SIWEM_PERC | Medium Demand Growth+High Gas Supply+Increased Demand Response+Reduced Rankine Availability+Upgraded HVDC+Constrained Operational Capacity | 19.6041 | 48.8736 | 71.4285
2030 | SIWEM_PERC | Medium Demand Growth+High Gas Supply+Increased Demand Response+Reduced Rankine Availability+Upgraded HVDC+Constrained Operational Capacity | 9.3016 | 43.4108 | 79.2611
2031 | SIWEM_PERC | Medium Demand Growth+High Gas Supply+Increased Demand Response+Reduced Rankine Availability+Upgraded HVDC+Constrained Operational Capacity | 5.0748 | 33.5623 | 79.7056
2032 | SIWEM_PERC | Medium Demand Growth+High Gas Supply+Increased Demand Response+Reduced Rankine Availability+Upgraded HVDC+Constrained Operational Capacity | 3.3033 | 28.1602 | 76.5599
2033 | SIWEM_PERC | Medium Demand Growth+High Gas Supply+Increased Demand Response+Reduced Rankine Availability+Upgraded HVDC+Constrained Operational Capacity | 1.2613 | 21.1762 | 72.9522
2034 | SIWEM_PERC | Medium Demand Growth+High Gas Supply+Increased Demand Response+Reduced Rankine Availability+Upgraded HVDC+Constrained Operational Capacity | -0.46956 | 15.9904 | 69.8113
2035 | SIWEM_PERC | Medium Demand Growth+High Gas Supply+Increased Demand Response+Reduced Rankine Availability+Upgraded HVDC+Constrained Operational Capacity | -1.9175 | 10.3166 | 63.6025
2026 | NZWEM_PERC | Medium Demand Growth+High Gas Supply+Increased Demand Response+Reduced Rankine Availability+Upgraded HVDC+Constrained Operational Capacity+Low Wind & Solar | 14.047 | 14.0983 | 14.0983
2027 | NZWEM_PERC | Medium Demand Growth+High Gas Supply+Increased Demand Response+Reduced Rankine Availability+Upgraded HVDC+Constrained Operational Capacity+Low Wind & Solar | 7.3591 | 8.9724 | 9.2513
2028 | NZWEM_PERC | Medium Demand Growth+High Gas Supply+Increased Demand Response+Reduced Rankine Availability+Upgraded HVDC+Constrained Operational Capacity+Low Wind & Solar | 5.5067 | 12.4956 | 16.3719
2029 | NZWEM_PERC | Medium Demand Growth+High Gas Supply+Increased Demand Response+Reduced Rankine Availability+Upgraded HVDC+Constrained Operational Capacity+Low Wind & Solar | 6.3805 | 15.9791 | 23.5735
2030 | NZWEM_PERC | Medium Demand Growth+High Gas Supply+Increased Demand Response+Reduced Rankine Availability+Upgraded HVDC+Constrained Operational Capacity+Low Wind & Solar | 2.7178 | 13.9224 | 26.1957
2031 | NZWEM_PERC | Medium Demand Growth+High Gas Supply+Increased Demand Response+Reduced Rankine Availability+Upgraded HVDC+Constrained Operational Capacity+Low Wind & Solar | -0.49397 | 10.4234 | 27.3038
2032 | NZWEM_PERC | Medium Demand Growth+High Gas Supply+Increased Demand Response+Reduced Rankine Availability+Upgraded HVDC+Constrained Operational Capacity+Low Wind & Solar | -2.5417 | 8.4505 | 25.8262
2033 | NZWEM_PERC | Medium Demand Growth+High Gas Supply+Increased Demand Response+Reduced Rankine Availability+Upgraded HVDC+Constrained Operational Capacity+Low Wind & Solar | -4.7467 | 5.9717 | 24.3662
2034 | NZWEM_PERC | Medium Demand Growth+High Gas Supply+Increased Demand Response+Reduced Rankine Availability+Upgraded HVDC+Constrained Operational Capacity+Low Wind & Solar | -6.7129 | 4.1462 | 22.1136
2035 | NZWEM_PERC | Medium Demand Growth+High Gas Supply+Increased Demand Response+Reduced Rankine Availability+Upgraded HVDC+Constrained Operational Capacity+Low Wind & Solar | -8.5444 | 2.1573 | 19.7225
2026 | NIWCM | Medium Demand Growth+High Gas Supply+Increased Demand Response+Reduced Rankine Availability+Upgraded HVDC+Constrained Operational Capacity+Low Wind & Solar | 496.3733 | 496.3733 | 496.3733
2027 | NIWCM | Medium Demand Growth+High Gas Supply+Increased Demand Response+Reduced Rankine Availability+Upgraded HVDC+Constrained Operational Capacity+Low Wind & Solar | 406.0987 | 410.0165 | 410.0165
2028 | NIWCM | Medium Demand Growth+High Gas Supply+Increased Demand Response+Reduced Rankine Availability+Upgraded HVDC+Constrained Operational Capacity+Low Wind & Solar | 399.5312 | 887.016 | 894.4439
2029 | NIWCM | Medium Demand Growth+High Gas Supply+Increased Demand Response+Reduced Rankine Availability+Upgraded HVDC+Constrained Operational Capacity+Low Wind & Solar | 149.992 | 797.3241 | 953.7439
2030 | NIWCM | Medium Demand Growth+High Gas Supply+Increased Demand Response+Reduced Rankine Availability+Upgraded HVDC+Constrained Operational Capacity+Low Wind & Solar | -96.8899 | 636.0545 | 847.0421
2031 | NIWCM | Medium Demand Growth+High Gas Supply+Increased Demand Response+Reduced Rankine Availability+Upgraded HVDC+Constrained Operational Capacity+Low Wind & Solar | -267.0708 | 478.058 | 746.802
2032 | NIWCM | Medium Demand Growth+High Gas Supply+Increased Demand Response+Reduced Rankine Availability+Upgraded HVDC+Constrained Operational Capacity+Low Wind & Solar | -426.7164 | 322.5828 | 614.2374
2033 | NIWCM | Medium Demand Growth+High Gas Supply+Increased Demand Response+Reduced Rankine Availability+Upgraded HVDC+Constrained Operational Capacity+Low Wind & Solar | -610.56 | 140.961 | 443.7267
2034 | NIWCM | Medium Demand Growth+High Gas Supply+Increased Demand Response+Reduced Rankine Availability+Upgraded HVDC+Constrained Operational Capacity+Low Wind & Solar | -773.7908 | 21.7537 | 402.127
2035 | NIWCM | Medium Demand Growth+High Gas Supply+Increased Demand Response+Reduced Rankine Availability+Upgraded HVDC+Constrained Operational Capacity+Low Wind & Solar | -920.5769 | -115.2422 | 266.3385
2026 | SIWEM_PERC | Medium Demand Growth+High Gas Supply+Increased Demand Response+Reduced Rankine Availability+Upgraded HVDC+Constrained Operational Capacity+Low Wind & Solar | 37.9463 | 38.0925 | 38.0925
2027 | SIWEM_PERC | Medium Demand Growth+High Gas Supply+Increased Demand Response+Reduced Rankine Availability+Upgraded HVDC+Constrained Operational Capacity+Low Wind & Solar | 21.0708 | 23.4011 | 24.1188
2028 | SIWEM_PERC | Medium Demand Growth+High Gas Supply+Increased Demand Response+Reduced Rankine Availability+Upgraded HVDC+Constrained Operational Capacity+Low Wind & Solar | 19.5962 | 33.3255 | 44.2783
2029 | SIWEM_PERC | Medium Demand Growth+High Gas Supply+Increased Demand Response+Reduced Rankine Availability+Upgraded HVDC+Constrained Operational Capacity+Low Wind & Solar | 15.8417 | 42.4477 | 62.9958
2030 | SIWEM_PERC | Medium Demand Growth+High Gas Supply+Increased Demand Response+Reduced Rankine Availability+Upgraded HVDC+Constrained Operational Capacity+Low Wind & Solar | 7.6541 | 36.6465 | 69.4501
2031 | SIWEM_PERC | Medium Demand Growth+High Gas Supply+Increased Demand Response+Reduced Rankine Availability+Upgraded HVDC+Constrained Operational Capacity+Low Wind & Solar | 4.2058 | 26.9739 | 72.1379
2032 | SIWEM_PERC | Medium Demand Growth+High Gas Supply+Increased Demand Response+Reduced Rankine Availability+Upgraded HVDC+Constrained Operational Capacity+Low Wind & Solar | 2.4503 | 21.5962 | 68.4377
2033 | SIWEM_PERC | Medium Demand Growth+High Gas Supply+Increased Demand Response+Reduced Rankine Availability+Upgraded HVDC+Constrained Operational Capacity+Low Wind & Solar | 0.42653 | 14.7525 | 64.6683
2034 | SIWEM_PERC | Medium Demand Growth+High Gas Supply+Increased Demand Response+Reduced Rankine Availability+Upgraded HVDC+Constrained Operational Capacity+Low Wind & Solar | -1.2885 | 9.6882 | 58.9344
2035 | SIWEM_PERC | Medium Demand Growth+High Gas Supply+Increased Demand Response+Reduced Rankine Availability+Upgraded HVDC+Constrained Operational Capacity+Low Wind & Solar | -2.723 | 8.052 | 52.9051
2026 | NZWEM_PERC | Medium Demand Growth+High Gas Supply+Increased Demand Response+Reduced Rankine Availability+Delayed Build | 10.6228 | 10.6228 | 10.6228
2027 | NZWEM_PERC | Medium Demand Growth+High Gas Supply+Increased Demand Response+Reduced Rankine Availability+Delayed Build | 1.4986 | 1.6361 | 1.7993
2028 | NZWEM_PERC | Medium Demand Growth+High Gas Supply+Increased Demand Response+Reduced Rankine Availability+Delayed Build | 2.8943 | 4.2724 | 4.5723
2029 | NZWEM_PERC | Medium Demand Growth+High Gas Supply+Increased Demand Response+Reduced Rankine Availability+Delayed Build | 6.6689 | 9.3192 | 10.1423
2030 | NZWEM_PERC | Medium Demand Growth+High Gas Supply+Increased Demand Response+Reduced Rankine Availability+Delayed Build | 4.0257 | 12.3294 | 19.3484
2031 | NZWEM_PERC | Medium Demand Growth+High Gas Supply+Increased Demand Response+Reduced Rankine Availability+Delayed Build | 0.7707 | 11.6254 | 19.4658
2032 | NZWEM_PERC | Medium Demand Growth+High Gas Supply+Increased Demand Response+Reduced Rankine Availability+Delayed Build | -1.3059 | 9.9193 | 22.7325
2033 | NZWEM_PERC | Medium Demand Growth+High Gas Supply+Increased Demand Response+Reduced Rankine Availability+Delayed Build | -3.5416 | 7.4837 | 25.2712
2034 | NZWEM_PERC | Medium Demand Growth+High Gas Supply+Increased Demand Response+Reduced Rankine Availability+Delayed Build | -5.5358 | 5.5748 | 23.8427
2035 | NZWEM_PERC | Medium Demand Growth+High Gas Supply+Increased Demand Response+Reduced Rankine Availability+Delayed Build | -7.3936 | 3.8935 | 23.2885
2026 | NIWCM | Medium Demand Growth+High Gas Supply+Increased Demand Response+Reduced Rankine Availability+Delayed Build | 796.8961 | 796.8961 | 796.8961
2027 | NIWCM | Medium Demand Growth+High Gas Supply+Increased Demand Response+Reduced Rankine Availability+Delayed Build | 628.9691 | 630.9799 | 633.4524
2028 | NIWCM | Medium Demand Growth+High Gas Supply+Increased Demand Response+Reduced Rankine Availability+Delayed Build | 792.1709 | 812.114 | 816.6505
2029 | NIWCM | Medium Demand Growth+High Gas Supply+Increased Demand Response+Reduced Rankine Availability+Delayed Build | 611.7767 | 738.2908 | 751.8831
2030 | NIWCM | Medium Demand Growth+High Gas Supply+Increased Demand Response+Reduced Rankine Availability+Delayed Build | 518.7478 | 1226.4637 | 1493.7237
2031 | NIWCM | Medium Demand Growth+High Gas Supply+Increased Demand Response+Reduced Rankine Availability+Delayed Build | 334.5277 | 1257.8476 | 1591.1687
2032 | NIWCM | Medium Demand Growth+High Gas Supply+Increased Demand Response+Reduced Rankine Availability+Delayed Build | 176.0164 | 1168.1819 | 1704.7651
2033 | NIWCM | Medium Demand Growth+High Gas Supply+Increased Demand Response+Reduced Rankine Availability+Delayed Build | 67.1751 | 1072.0549 | 1844.5878
2034 | NIWCM | Medium Demand Growth+High Gas Supply+Increased Demand Response+Reduced Rankine Availability+Delayed Build | -94.9302 | 931.5025 | 1751.5156
2035 | NIWCM | Medium Demand Growth+High Gas Supply+Increased Demand Response+Reduced Rankine Availability+Delayed Build | -241.9938 | 815.7791 | 1709.3989
2026 | SIWEM_PERC | Medium Demand Growth+High Gas Supply+Increased Demand Response+Reduced Rankine Availability+Delayed Build | 28.2002 | 28.2002 | 28.2002
2027 | SIWEM_PERC | Medium Demand Growth+High Gas Supply+Increased Demand Response+Reduced Rankine Availability+Delayed Build | 18.2316 | 18.3024 | 18.3024
2028 | SIWEM_PERC | Medium Demand Growth+High Gas Supply+Increased Demand Response+Reduced Rankine Availability+Delayed Build | 18.3211 | 20.2523 | 20.2523
2029 | SIWEM_PERC | Medium Demand Growth+High Gas Supply+Increased Demand Response+Reduced Rankine Availability+Delayed Build | 16.6409 | 23.9872 | 26.2689
2030 | SIWEM_PERC | Medium Demand Growth+High Gas Supply+Increased Demand Response+Reduced Rankine Availability+Delayed Build | 9.3016 | 32.245 | 51.6387
2031 | SIWEM_PERC | Medium Demand Growth+High Gas Supply+Increased Demand Response+Reduced Rankine Availability+Delayed Build | 5.0748 | 30.2943 | 50.1722
2032 | SIWEM_PERC | Medium Demand Growth+High Gas Supply+Increased Demand Response+Reduced Rankine Availability+Delayed Build | 3.3033 | 25.6719 | 54.2546
2033 | SIWEM_PERC | Medium Demand Growth+High Gas Supply+Increased Demand Response+Reduced Rankine Availability+Delayed Build | 1.2613 | 18.9632 | 55.5548
2034 | SIWEM_PERC | Medium Demand Growth+High Gas Supply+Increased Demand Response+Reduced Rankine Availability+Delayed Build | -0.46956 | 13.6841 | 52.7964
2035 | SIWEM_PERC | Medium Demand Growth+High Gas Supply+Increased Demand Response+Reduced Rankine Availability+Delayed Build | -1.9175 | 10.022 | 50.4692
2026 | NZWEM_PERC | Medium Demand Growth+High Gas Supply+Increased Demand Response+Reduced Rankine Availability+Delayed Build+Low Wind & Solar | 9.7133 | 9.7133 | 9.7133
2027 | NZWEM_PERC | Medium Demand Growth+High Gas Supply+Increased Demand Response+Reduced Rankine Availability+Delayed Build+Low Wind & Solar | 0.56806 | 0.6922 | 0.83951
2028 | NZWEM_PERC | Medium Demand Growth+High Gas Supply+Increased Demand Response+Reduced Rankine Availability+Delayed Build+Low Wind & Solar | 1.7459 | 2.9896 | 3.2603
2029 | NZWEM_PERC | Medium Demand Growth+High Gas Supply+Increased Demand Response+Reduced Rankine Availability+Delayed Build+Low Wind & Solar | 5.4158 | 7.8076 | 8.5504
2030 | NZWEM_PERC | Medium Demand Growth+High Gas Supply+Increased Demand Response+Reduced Rankine Availability+Delayed Build+Low Wind & Solar | 2.7178 | 10.2115 | 16.546
2031 | NZWEM_PERC | Medium Demand Growth+High Gas Supply+Increased Demand Response+Reduced Rankine Availability+Delayed Build+Low Wind & Solar | -0.49397 | 9.3021 | 16.3777
2032 | NZWEM_PERC | Medium Demand Growth+High Gas Supply+Increased Demand Response+Reduced Rankine Availability+Delayed Build+Low Wind & Solar | -2.5417 | 7.5886 | 19.1854
2033 | NZWEM_PERC | Medium Demand Growth+High Gas Supply+Increased Demand Response+Reduced Rankine Availability+Delayed Build+Low Wind & Solar | -4.7467 | 5.211 | 21.2961
2034 | NZWEM_PERC | Medium Demand Growth+High Gas Supply+Increased Demand Response+Reduced Rankine Availability+Delayed Build+Low Wind & Solar | -6.7129 | 3.3216 | 19.8711
2035 | NZWEM_PERC | Medium Demand Growth+High Gas Supply+Increased Demand Response+Reduced Rankine Availability+Delayed Build+Low Wind & Solar | -8.5444 | 1.6908 | 19.256
2026 | NIWCM | Medium Demand Growth+High Gas Supply+Increased Demand Response+Reduced Rankine Availability+Delayed Build+Low Wind & Solar | 796.8961 | 796.8961 | 796.8961
2027 | NIWCM | Medium Demand Growth+High Gas Supply+Increased Demand Response+Reduced Rankine Availability+Delayed Build+Low Wind & Solar | 628.9691 | 630.9799 | 633.4524
2028 | NIWCM | Medium Demand Growth+High Gas Supply+Increased Demand Response+Reduced Rankine Availability+Delayed Build+Low Wind & Solar | 792.1709 | 812.114 | 816.6505
2029 | NIWCM | Medium Demand Growth+High Gas Supply+Increased Demand Response+Reduced Rankine Availability+Delayed Build+Low Wind & Solar | 611.7767 | 738.2908 | 751.8831
2030 | NIWCM | Medium Demand Growth+High Gas Supply+Increased Demand Response+Reduced Rankine Availability+Delayed Build+Low Wind & Solar | 518.7478 | 1226.4637 | 1493.7237
2031 | NIWCM | Medium Demand Growth+High Gas Supply+Increased Demand Response+Reduced Rankine Availability+Delayed Build+Low Wind & Solar | 334.5277 | 1257.8476 | 1591.1687
2032 | NIWCM | Medium Demand Growth+High Gas Supply+Increased Demand Response+Reduced Rankine Availability+Delayed Build+Low Wind & Solar | 176.0164 | 1168.1819 | 1704.7651
2033 | NIWCM | Medium Demand Growth+High Gas Supply+Increased Demand Response+Reduced Rankine Availability+Delayed Build+Low Wind & Solar | 67.1751 | 1072.0549 | 1844.5878
2034 | NIWCM | Medium Demand Growth+High Gas Supply+Increased Demand Response+Reduced Rankine Availability+Delayed Build+Low Wind & Solar | -94.9302 | 931.5025 | 1751.5156
2035 | NIWCM | Medium Demand Growth+High Gas Supply+Increased Demand Response+Reduced Rankine Availability+Delayed Build+Low Wind & Solar | -241.9938 | 815.7791 | 1709.3989
2026 | SIWEM_PERC | Medium Demand Growth+High Gas Supply+Increased Demand Response+Reduced Rankine Availability+Delayed Build+Low Wind & Solar | 25.6116 | 25.6116 | 25.6116
2027 | SIWEM_PERC | Medium Demand Growth+High Gas Supply+Increased Demand Response+Reduced Rankine Availability+Delayed Build+Low Wind & Solar | 17.7461 | 17.81 | 17.81
2028 | SIWEM_PERC | Medium Demand Growth+High Gas Supply+Increased Demand Response+Reduced Rankine Availability+Delayed Build+Low Wind & Solar | 17.5413 | 19.2841 | 19.2841
2029 | SIWEM_PERC | Medium Demand Growth+High Gas Supply+Increased Demand Response+Reduced Rankine Availability+Delayed Build+Low Wind & Solar | 13.1675 | 19.7972 | 21.8564
2030 | SIWEM_PERC | Medium Demand Growth+High Gas Supply+Increased Demand Response+Reduced Rankine Availability+Delayed Build+Low Wind & Solar | 7.6541 | 26.3933 | 43.8954
2031 | SIWEM_PERC | Medium Demand Growth+High Gas Supply+Increased Demand Response+Reduced Rankine Availability+Delayed Build+Low Wind & Solar | 4.2058 | 23.8762 | 43.4222
2032 | SIWEM_PERC | Medium Demand Growth+High Gas Supply+Increased Demand Response+Reduced Rankine Availability+Delayed Build+Low Wind & Solar | 2.4503 | 19.2048 | 50.3767
2033 | SIWEM_PERC | Medium Demand Growth+High Gas Supply+Increased Demand Response+Reduced Rankine Availability+Delayed Build+Low Wind & Solar | 0.42653 | 12.6343 | 51.3275
2034 | SIWEM_PERC | Medium Demand Growth+High Gas Supply+Increased Demand Response+Reduced Rankine Availability+Delayed Build+Low Wind & Solar | -1.2885 | 9.6673 | 48.6492
2035 | SIWEM_PERC | Medium Demand Growth+High Gas Supply+Increased Demand Response+Reduced Rankine Availability+Delayed Build+Low Wind & Solar | -2.723 | 8.052 | 46.3905
2026 | NZWEM_PERC | Medium Demand Growth+High Gas Supply+Increased Demand Response+Reduced Rankine Availability+Delayed Build+Constrained Operational Capacity | 10.6228 | 10.6228 | 10.6228
2027 | NZWEM_PERC | Medium Demand Growth+High Gas Supply+Increased Demand Response+Reduced Rankine Availability+Delayed Build+Constrained Operational Capacity | 1.4986 | 1.6361 | 1.7993
2028 | NZWEM_PERC | Medium Demand Growth+High Gas Supply+Increased Demand Response+Reduced Rankine Availability+Delayed Build+Constrained Operational Capacity | 2.8943 | 4.2724 | 4.5723
2029 | NZWEM_PERC | Medium Demand Growth+High Gas Supply+Increased Demand Response+Reduced Rankine Availability+Delayed Build+Constrained Operational Capacity | 6.6689 | 9.3192 | 10.1423
2030 | NZWEM_PERC | Medium Demand Growth+High Gas Supply+Increased Demand Response+Reduced Rankine Availability+Delayed Build+Constrained Operational Capacity | 4.0257 | 12.3294 | 19.3484
2031 | NZWEM_PERC | Medium Demand Growth+High Gas Supply+Increased Demand Response+Reduced Rankine Availability+Delayed Build+Constrained Operational Capacity | 0.7707 | 11.6254 | 19.4658
2032 | NZWEM_PERC | Medium Demand Growth+High Gas Supply+Increased Demand Response+Reduced Rankine Availability+Delayed Build+Constrained Operational Capacity | -1.3059 | 9.9193 | 22.7325
2033 | NZWEM_PERC | Medium Demand Growth+High Gas Supply+Increased Demand Response+Reduced Rankine Availability+Delayed Build+Constrained Operational Capacity | -3.5416 | 7.4837 | 25.2712
2034 | NZWEM_PERC | Medium Demand Growth+High Gas Supply+Increased Demand Response+Reduced Rankine Availability+Delayed Build+Constrained Operational Capacity | -5.5358 | 5.5748 | 23.8427
2035 | NZWEM_PERC | Medium Demand Growth+High Gas Supply+Increased Demand Response+Reduced Rankine Availability+Delayed Build+Constrained Operational Capacity | -7.3936 | 3.8935 | 23.2885
2026 | NIWCM | Medium Demand Growth+High Gas Supply+Increased Demand Response+Reduced Rankine Availability+Delayed Build+Constrained Operational Capacity | 267.5718 | 267.5718 | 267.5718
2027 | NIWCM | Medium Demand Growth+High Gas Supply+Increased Demand Response+Reduced Rankine Availability+Delayed Build+Constrained Operational Capacity | 89.1849 | 89.1849 | 89.1849
2028 | NIWCM | Medium Demand Growth+High Gas Supply+Increased Demand Response+Reduced Rankine Availability+Delayed Build+Constrained Operational Capacity | 190.0947 | 190.0947 | 190.0947
2029 | NIWCM | Medium Demand Growth+High Gas Supply+Increased Demand Response+Reduced Rankine Availability+Delayed Build+Constrained Operational Capacity | -29.9235 | 52.1493 | 52.1493
2030 | NIWCM | Medium Demand Growth+High Gas Supply+Increased Demand Response+Reduced Rankine Availability+Delayed Build+Constrained Operational Capacity | -152.6664 | 357.8799 | 473.4375
2031 | NIWCM | Medium Demand Growth+High Gas Supply+Increased Demand Response+Reduced Rankine Availability+Delayed Build+Constrained Operational Capacity | -340.0093 | 310.7512 | 468.0428
2032 | NIWCM | Medium Demand Growth+High Gas Supply+Increased Demand Response+Reduced Rankine Availability+Delayed Build+Constrained Operational Capacity | -499.6549 | 210.8551 | 423.3141
2033 | NIWCM | Medium Demand Growth+High Gas Supply+Increased Demand Response+Reduced Rankine Availability+Delayed Build+Constrained Operational Capacity | -610.56 | 110.5018 | 381.815
2034 | NIWCM | Medium Demand Growth+High Gas Supply+Increased Demand Response+Reduced Rankine Availability+Delayed Build+Constrained Operational Capacity | -773.7908 | -48.3355 | 244.8088
2035 | NIWCM | Medium Demand Growth+High Gas Supply+Increased Demand Response+Reduced Rankine Availability+Delayed Build+Constrained Operational Capacity | -920.5769 | -167.5742 | 136.7775
2026 | SIWEM_PERC | Medium Demand Growth+High Gas Supply+Increased Demand Response+Reduced Rankine Availability+Delayed Build+Constrained Operational Capacity | 28.2002 | 28.2002 | 28.2002
2027 | SIWEM_PERC | Medium Demand Growth+High Gas Supply+Increased Demand Response+Reduced Rankine Availability+Delayed Build+Constrained Operational Capacity | 18.2316 | 18.3024 | 18.3024
2028 | SIWEM_PERC | Medium Demand Growth+High Gas Supply+Increased Demand Response+Reduced Rankine Availability+Delayed Build+Constrained Operational Capacity | 18.3211 | 20.2523 | 20.2523
2029 | SIWEM_PERC | Medium Demand Growth+High Gas Supply+Increased Demand Response+Reduced Rankine Availability+Delayed Build+Constrained Operational Capacity | 16.6409 | 23.9872 | 26.2689
2030 | SIWEM_PERC | Medium Demand Growth+High Gas Supply+Increased Demand Response+Reduced Rankine Availability+Delayed Build+Constrained Operational Capacity | 9.3016 | 32.245 | 51.6387
2031 | SIWEM_PERC | Medium Demand Growth+High Gas Supply+Increased Demand Response+Reduced Rankine Availability+Delayed Build+Constrained Operational Capacity | 5.0748 | 30.2943 | 50.1722
2032 | SIWEM_PERC | Medium Demand Growth+High Gas Supply+Increased Demand Response+Reduced Rankine Availability+Delayed Build+Constrained Operational Capacity | 3.3033 | 25.6719 | 54.2546
2033 | SIWEM_PERC | Medium Demand Growth+High Gas Supply+Increased Demand Response+Reduced Rankine Availability+Delayed Build+Constrained Operational Capacity | 1.2613 | 18.9632 | 55.5548
2034 | SIWEM_PERC | Medium Demand Growth+High Gas Supply+Increased Demand Response+Reduced Rankine Availability+Delayed Build+Constrained Operational Capacity | -0.46956 | 13.6841 | 52.7964
2035 | SIWEM_PERC | Medium Demand Growth+High Gas Supply+Increased Demand Response+Reduced Rankine Availability+Delayed Build+Constrained Operational Capacity | -1.9175 | 10.022 | 50.4692
2026 | NZWEM_PERC | Medium Demand Growth+High Gas Supply+Increased Demand Response+Reduced Rankine Availability+Delayed Build+Constrained Operational Capacity+Low Wind & Solar | 9.7133 | 9.7133 | 9.7133
2027 | NZWEM_PERC | Medium Demand Growth+High Gas Supply+Increased Demand Response+Reduced Rankine Availability+Delayed Build+Constrained Operational Capacity+Low Wind & Solar | 0.56806 | 0.6922 | 0.83951
2028 | NZWEM_PERC | Medium Demand Growth+High Gas Supply+Increased Demand Response+Reduced Rankine Availability+Delayed Build+Constrained Operational Capacity+Low Wind & Solar | 1.7459 | 2.9896 | 3.2603
2029 | NZWEM_PERC | Medium Demand Growth+High Gas Supply+Increased Demand Response+Reduced Rankine Availability+Delayed Build+Constrained Operational Capacity+Low Wind & Solar | 5.4158 | 7.8076 | 8.5504
2030 | NZWEM_PERC | Medium Demand Growth+High Gas Supply+Increased Demand Response+Reduced Rankine Availability+Delayed Build+Constrained Operational Capacity+Low Wind & Solar | 2.7178 | 10.2115 | 16.546
2031 | NZWEM_PERC | Medium Demand Growth+High Gas Supply+Increased Demand Response+Reduced Rankine Availability+Delayed Build+Constrained Operational Capacity+Low Wind & Solar | -0.49397 | 9.3021 | 16.3777
2032 | NZWEM_PERC | Medium Demand Growth+High Gas Supply+Increased Demand Response+Reduced Rankine Availability+Delayed Build+Constrained Operational Capacity+Low Wind & Solar | -2.5417 | 7.5886 | 19.1854
2033 | NZWEM_PERC | Medium Demand Growth+High Gas Supply+Increased Demand Response+Reduced Rankine Availability+Delayed Build+Constrained Operational Capacity+Low Wind & Solar | -4.7467 | 5.211 | 21.2961
2034 | NZWEM_PERC | Medium Demand Growth+High Gas Supply+Increased Demand Response+Reduced Rankine Availability+Delayed Build+Constrained Operational Capacity+Low Wind & Solar | -6.7129 | 3.3216 | 19.8711
2035 | NZWEM_PERC | Medium Demand Growth+High Gas Supply+Increased Demand Response+Reduced Rankine Availability+Delayed Build+Constrained Operational Capacity+Low Wind & Solar | -8.5444 | 1.6908 | 19.256
2026 | NIWCM | Medium Demand Growth+High Gas Supply+Increased Demand Response+Reduced Rankine Availability+Delayed Build+Constrained Operational Capacity+Low Wind & Solar | 267.5718 | 267.5718 | 267.5718
2027 | NIWCM | Medium Demand Growth+High Gas Supply+Increased Demand Response+Reduced Rankine Availability+Delayed Build+Constrained Operational Capacity+Low Wind & Solar | 89.1849 | 89.1849 | 89.1849
2028 | NIWCM | Medium Demand Growth+High Gas Supply+Increased Demand Response+Reduced Rankine Availability+Delayed Build+Constrained Operational Capacity+Low Wind & Solar | 190.0947 | 190.0947 | 190.0947
2029 | NIWCM | Medium Demand Growth+High Gas Supply+Increased Demand Response+Reduced Rankine Availability+Delayed Build+Constrained Operational Capacity+Low Wind & Solar | -29.9235 | 52.1493 | 52.1493
2030 | NIWCM | Medium Demand Growth+High Gas Supply+Increased Demand Response+Reduced Rankine Availability+Delayed Build+Constrained Operational Capacity+Low Wind & Solar | -152.6664 | 357.8799 | 473.4375
2031 | NIWCM | Medium Demand Growth+High Gas Supply+Increased Demand Response+Reduced Rankine Availability+Delayed Build+Constrained Operational Capacity+Low Wind & Solar | -340.0093 | 310.7512 | 468.0428
2032 | NIWCM | Medium Demand Growth+High Gas Supply+Increased Demand Response+Reduced Rankine Availability+Delayed Build+Constrained Operational Capacity+Low Wind & Solar | -499.6549 | 210.8551 | 423.3141
2033 | NIWCM | Medium Demand Growth+High Gas Supply+Increased Demand Response+Reduced Rankine Availability+Delayed Build+Constrained Operational Capacity+Low Wind & Solar | -610.56 | 110.5018 | 381.815
2034 | NIWCM | Medium Demand Growth+High Gas Supply+Increased Demand Response+Reduced Rankine Availability+Delayed Build+Constrained Operational Capacity+Low Wind & Solar | -773.7908 | -48.3355 | 244.8088
2035 | NIWCM | Medium Demand Growth+High Gas Supply+Increased Demand Response+Reduced Rankine Availability+Delayed Build+Constrained Operational Capacity+Low Wind & Solar | -920.5769 | -167.5742 | 136.7775
2026 | SIWEM_PERC | Medium Demand Growth+High Gas Supply+Increased Demand Response+Reduced Rankine Availability+Delayed Build+Constrained Operational Capacity+Low Wind & Solar | 25.6116 | 25.6116 | 25.6116
2027 | SIWEM_PERC | Medium Demand Growth+High Gas Supply+Increased Demand Response+Reduced Rankine Availability+Delayed Build+Constrained Operational Capacity+Low Wind & Solar | 17.7461 | 17.81 | 17.81
2028 | SIWEM_PERC | Medium Demand Growth+High Gas Supply+Increased Demand Response+Reduced Rankine Availability+Delayed Build+Constrained Operational Capacity+Low Wind & Solar | 17.5413 | 19.2841 | 19.2841
2029 | SIWEM_PERC | Medium Demand Growth+High Gas Supply+Increased Demand Response+Reduced Rankine Availability+Delayed Build+Constrained Operational Capacity+Low Wind & Solar | 13.1675 | 19.7972 | 21.8564
2030 | SIWEM_PERC | Medium Demand Growth+High Gas Supply+Increased Demand Response+Reduced Rankine Availability+Delayed Build+Constrained Operational Capacity+Low Wind & Solar | 7.6541 | 26.3933 | 43.8954
2031 | SIWEM_PERC | Medium Demand Growth+High Gas Supply+Increased Demand Response+Reduced Rankine Availability+Delayed Build+Constrained Operational Capacity+Low Wind & Solar | 4.2058 | 23.8762 | 43.4222
2032 | SIWEM_PERC | Medium Demand Growth+High Gas Supply+Increased Demand Response+Reduced Rankine Availability+Delayed Build+Constrained Operational Capacity+Low Wind & Solar | 2.4503 | 19.2048 | 50.3767
2033 | SIWEM_PERC | Medium Demand Growth+High Gas Supply+Increased Demand Response+Reduced Rankine Availability+Delayed Build+Constrained Operational Capacity+Low Wind & Solar | 0.42653 | 12.6343 | 51.3275
2034 | SIWEM_PERC | Medium Demand Growth+High Gas Supply+Increased Demand Response+Reduced Rankine Availability+Delayed Build+Constrained Operational Capacity+Low Wind & Solar | -1.2885 | 9.6673 | 48.6492
2035 | SIWEM_PERC | Medium Demand Growth+High Gas Supply+Increased Demand Response+Reduced Rankine Availability+Delayed Build+Constrained Operational Capacity+Low Wind & Solar | -2.723 | 8.052 | 46.3905
2026 | NZWEM_PERC | Medium Demand Growth+High Gas Supply+Increased Demand Response+Reduced Rankine Availability+Delayed Build+Upgraded HVDC | 10.6228 | 10.6228 | 10.6228
2027 | NZWEM_PERC | Medium Demand Growth+High Gas Supply+Increased Demand Response+Reduced Rankine Availability+Delayed Build+Upgraded HVDC | 1.4986 | 1.6361 | 1.7993
2028 | NZWEM_PERC | Medium Demand Growth+High Gas Supply+Increased Demand Response+Reduced Rankine Availability+Delayed Build+Upgraded HVDC | 2.8943 | 4.2724 | 4.5723
2029 | NZWEM_PERC | Medium Demand Growth+High Gas Supply+Increased Demand Response+Reduced Rankine Availability+Delayed Build+Upgraded HVDC | 6.6689 | 9.3192 | 10.1423
2030 | NZWEM_PERC | Medium Demand Growth+High Gas Supply+Increased Demand Response+Reduced Rankine Availability+Delayed Build+Upgraded HVDC | 4.0257 | 12.3294 | 19.3484
2031 | NZWEM_PERC | Medium Demand Growth+High Gas Supply+Increased Demand Response+Reduced Rankine Availability+Delayed Build+Upgraded HVDC | 0.7707 | 11.6254 | 19.4658
2032 | NZWEM_PERC | Medium Demand Growth+High Gas Supply+Increased Demand Response+Reduced Rankine Availability+Delayed Build+Upgraded HVDC | -1.3059 | 9.9193 | 22.7325
2033 | NZWEM_PERC | Medium Demand Growth+High Gas Supply+Increased Demand Response+Reduced Rankine Availability+Delayed Build+Upgraded HVDC | -3.5416 | 7.4837 | 25.2712
2034 | NZWEM_PERC | Medium Demand Growth+High Gas Supply+Increased Demand Response+Reduced Rankine Availability+Delayed Build+Upgraded HVDC | -5.5358 | 5.5748 | 23.8427
2035 | NZWEM_PERC | Medium Demand Growth+High Gas Supply+Increased Demand Response+Reduced Rankine Availability+Delayed Build+Upgraded HVDC | -7.3936 | 3.8935 | 23.2885
2026 | NIWCM | Medium Demand Growth+High Gas Supply+Increased Demand Response+Reduced Rankine Availability+Delayed Build+Upgraded HVDC | 796.8961 | 796.8961 | 796.8961
2027 | NIWCM | Medium Demand Growth+High Gas Supply+Increased Demand Response+Reduced Rankine Availability+Delayed Build+Upgraded HVDC | 628.9691 | 630.9799 | 633.4524
2028 | NIWCM | Medium Demand Growth+High Gas Supply+Increased Demand Response+Reduced Rankine Availability+Delayed Build+Upgraded HVDC | 792.1709 | 812.114 | 816.6505
2029 | NIWCM | Medium Demand Growth+High Gas Supply+Increased Demand Response+Reduced Rankine Availability+Delayed Build+Upgraded HVDC | 611.7767 | 738.2908 | 751.8831
2030 | NIWCM | Medium Demand Growth+High Gas Supply+Increased Demand Response+Reduced Rankine Availability+Delayed Build+Upgraded HVDC | 518.7478 | 1226.4637 | 1493.7237
2031 | NIWCM | Medium Demand Growth+High Gas Supply+Increased Demand Response+Reduced Rankine Availability+Delayed Build+Upgraded HVDC | 334.5277 | 1257.8484 | 1591.3348
2032 | NIWCM | Medium Demand Growth+High Gas Supply+Increased Demand Response+Reduced Rankine Availability+Delayed Build+Upgraded HVDC | 176.0164 | 1168.1806 | 1714.6813
2033 | NIWCM | Medium Demand Growth+High Gas Supply+Increased Demand Response+Reduced Rankine Availability+Delayed Build+Upgraded HVDC | 67.1751 | 1072.0547 | 1852.6681
2034 | NIWCM | Medium Demand Growth+High Gas Supply+Increased Demand Response+Reduced Rankine Availability+Delayed Build+Upgraded HVDC | -94.9302 | 931.5026 | 1751.0175
2035 | NIWCM | Medium Demand Growth+High Gas Supply+Increased Demand Response+Reduced Rankine Availability+Delayed Build+Upgraded HVDC | -241.9938 | 815.7791 | 1709.5775
2026 | SIWEM_PERC | Medium Demand Growth+High Gas Supply+Increased Demand Response+Reduced Rankine Availability+Delayed Build+Upgraded HVDC | 28.2002 | 28.2002 | 28.2002
2027 | SIWEM_PERC | Medium Demand Growth+High Gas Supply+Increased Demand Response+Reduced Rankine Availability+Delayed Build+Upgraded HVDC | 18.2316 | 18.3024 | 18.3024
2028 | SIWEM_PERC | Medium Demand Growth+High Gas Supply+Increased Demand Response+Reduced Rankine Availability+Delayed Build+Upgraded HVDC | 18.3211 | 20.2523 | 20.2523
2029 | SIWEM_PERC | Medium Demand Growth+High Gas Supply+Increased Demand Response+Reduced Rankine Availability+Delayed Build+Upgraded HVDC | 16.6409 | 23.9872 | 26.2689
2030 | SIWEM_PERC | Medium Demand Growth+High Gas Supply+Increased Demand Response+Reduced Rankine Availability+Delayed Build+Upgraded HVDC | 9.3016 | 32.245 | 51.6387
2031 | SIWEM_PERC | Medium Demand Growth+High Gas Supply+Increased Demand Response+Reduced Rankine Availability+Delayed Build+Upgraded HVDC | 5.0748 | 30.2943 | 51.7936
2032 | SIWEM_PERC | Medium Demand Growth+High Gas Supply+Increased Demand Response+Reduced Rankine Availability+Delayed Build+Upgraded HVDC | 3.3033 | 25.6719 | 60.6021
2033 | SIWEM_PERC | Medium Demand Growth+High Gas Supply+Increased Demand Response+Reduced Rankine Availability+Delayed Build+Upgraded HVDC | 1.2613 | 18.9632 | 67.3411
2034 | SIWEM_PERC | Medium Demand Growth+High Gas Supply+Increased Demand Response+Reduced Rankine Availability+Delayed Build+Upgraded HVDC | -0.46956 | 13.6841 | 63.7092
2035 | SIWEM_PERC | Medium Demand Growth+High Gas Supply+Increased Demand Response+Reduced Rankine Availability+Delayed Build+Upgraded HVDC | -1.9175 | 10.022 | 62.4071
2026 | NZWEM_PERC | Medium Demand Growth+High Gas Supply+Increased Demand Response+Reduced Rankine Availability+Delayed Build+Upgraded HVDC+Low Wind & Solar | 9.7133 | 9.7133 | 9.7133
2027 | NZWEM_PERC | Medium Demand Growth+High Gas Supply+Increased Demand Response+Reduced Rankine Availability+Delayed Build+Upgraded HVDC+Low Wind & Solar | 0.56806 | 0.6922 | 0.83951
2028 | NZWEM_PERC | Medium Demand Growth+High Gas Supply+Increased Demand Response+Reduced Rankine Availability+Delayed Build+Upgraded HVDC+Low Wind & Solar | 1.7459 | 2.9896 | 3.2603
2029 | NZWEM_PERC | Medium Demand Growth+High Gas Supply+Increased Demand Response+Reduced Rankine Availability+Delayed Build+Upgraded HVDC+Low Wind & Solar | 5.4158 | 7.8076 | 8.5504
2030 | NZWEM_PERC | Medium Demand Growth+High Gas Supply+Increased Demand Response+Reduced Rankine Availability+Delayed Build+Upgraded HVDC+Low Wind & Solar | 2.7178 | 10.2115 | 16.546
2031 | NZWEM_PERC | Medium Demand Growth+High Gas Supply+Increased Demand Response+Reduced Rankine Availability+Delayed Build+Upgraded HVDC+Low Wind & Solar | -0.49397 | 9.3021 | 16.3777
2032 | NZWEM_PERC | Medium Demand Growth+High Gas Supply+Increased Demand Response+Reduced Rankine Availability+Delayed Build+Upgraded HVDC+Low Wind & Solar | -2.5417 | 7.5886 | 19.1854
2033 | NZWEM_PERC | Medium Demand Growth+High Gas Supply+Increased Demand Response+Reduced Rankine Availability+Delayed Build+Upgraded HVDC+Low Wind & Solar | -4.7467 | 5.211 | 21.2961
2034 | NZWEM_PERC | Medium Demand Growth+High Gas Supply+Increased Demand Response+Reduced Rankine Availability+Delayed Build+Upgraded HVDC+Low Wind & Solar | -6.7129 | 3.3216 | 19.8711
2035 | NZWEM_PERC | Medium Demand Growth+High Gas Supply+Increased Demand Response+Reduced Rankine Availability+Delayed Build+Upgraded HVDC+Low Wind & Solar | -8.5444 | 1.6908 | 19.256
2026 | NIWCM | Medium Demand Growth+High Gas Supply+Increased Demand Response+Reduced Rankine Availability+Delayed Build+Upgraded HVDC+Low Wind & Solar | 796.8961 | 796.8961 | 796.8961
2027 | NIWCM | Medium Demand Growth+High Gas Supply+Increased Demand Response+Reduced Rankine Availability+Delayed Build+Upgraded HVDC+Low Wind & Solar | 628.9691 | 630.9799 | 633.4524
2028 | NIWCM | Medium Demand Growth+High Gas Supply+Increased Demand Response+Reduced Rankine Availability+Delayed Build+Upgraded HVDC+Low Wind & Solar | 792.1709 | 812.114 | 816.6505
2029 | NIWCM | Medium Demand Growth+High Gas Supply+Increased Demand Response+Reduced Rankine Availability+Delayed Build+Upgraded HVDC+Low Wind & Solar | 611.7767 | 738.2908 | 751.8831
2030 | NIWCM | Medium Demand Growth+High Gas Supply+Increased Demand Response+Reduced Rankine Availability+Delayed Build+Upgraded HVDC+Low Wind & Solar | 518.7478 | 1226.4637 | 1493.7237
2031 | NIWCM | Medium Demand Growth+High Gas Supply+Increased Demand Response+Reduced Rankine Availability+Delayed Build+Upgraded HVDC+Low Wind & Solar | 334.5277 | 1257.8484 | 1591.3348
2032 | NIWCM | Medium Demand Growth+High Gas Supply+Increased Demand Response+Reduced Rankine Availability+Delayed Build+Upgraded HVDC+Low Wind & Solar | 176.0164 | 1168.1806 | 1714.6813
2033 | NIWCM | Medium Demand Growth+High Gas Supply+Increased Demand Response+Reduced Rankine Availability+Delayed Build+Upgraded HVDC+Low Wind & Solar | 67.1751 | 1072.0547 | 1852.6681
2034 | NIWCM | Medium Demand Growth+High Gas Supply+Increased Demand Response+Reduced Rankine Availability+Delayed Build+Upgraded HVDC+Low Wind & Solar | -94.9302 | 931.5026 | 1751.0175
2035 | NIWCM | Medium Demand Growth+High Gas Supply+Increased Demand Response+Reduced Rankine Availability+Delayed Build+Upgraded HVDC+Low Wind & Solar | -241.9938 | 815.7791 | 1709.5775
2026 | SIWEM_PERC | Medium Demand Growth+High Gas Supply+Increased Demand Response+Reduced Rankine Availability+Delayed Build+Upgraded HVDC+Low Wind & Solar | 25.6116 | 25.6116 | 25.6116
2027 | SIWEM_PERC | Medium Demand Growth+High Gas Supply+Increased Demand Response+Reduced Rankine Availability+Delayed Build+Upgraded HVDC+Low Wind & Solar | 17.7461 | 17.81 | 17.81
2028 | SIWEM_PERC | Medium Demand Growth+High Gas Supply+Increased Demand Response+Reduced Rankine Availability+Delayed Build+Upgraded HVDC+Low Wind & Solar | 17.5413 | 19.2841 | 19.2841
2029 | SIWEM_PERC | Medium Demand Growth+High Gas Supply+Increased Demand Response+Reduced Rankine Availability+Delayed Build+Upgraded HVDC+Low Wind & Solar | 13.1675 | 19.7972 | 21.8564
2030 | SIWEM_PERC | Medium Demand Growth+High Gas Supply+Increased Demand Response+Reduced Rankine Availability+Delayed Build+Upgraded HVDC+Low Wind & Solar | 7.6541 | 26.3933 | 43.8954
2031 | SIWEM_PERC | Medium Demand Growth+High Gas Supply+Increased Demand Response+Reduced Rankine Availability+Delayed Build+Upgraded HVDC+Low Wind & Solar | 4.2058 | 23.8762 | 43.4222
2032 | SIWEM_PERC | Medium Demand Growth+High Gas Supply+Increased Demand Response+Reduced Rankine Availability+Delayed Build+Upgraded HVDC+Low Wind & Solar | 2.4503 | 19.2048 | 51.2927
2033 | SIWEM_PERC | Medium Demand Growth+High Gas Supply+Increased Demand Response+Reduced Rankine Availability+Delayed Build+Upgraded HVDC+Low Wind & Solar | 0.42653 | 12.6343 | 56.8827
2034 | SIWEM_PERC | Medium Demand Growth+High Gas Supply+Increased Demand Response+Reduced Rankine Availability+Delayed Build+Upgraded HVDC+Low Wind & Solar | -1.2885 | 9.6673 | 53.2226
2035 | SIWEM_PERC | Medium Demand Growth+High Gas Supply+Increased Demand Response+Reduced Rankine Availability+Delayed Build+Upgraded HVDC+Low Wind & Solar | -2.723 | 8.052 | 51.7097
2026 | NZWEM_PERC | Medium Demand Growth+High Gas Supply+Increased Demand Response+Reduced Rankine Availability+Delayed Build+Upgraded HVDC+Constrained Operational Capacity | 10.6228 | 10.6228 | 10.6228
2027 | NZWEM_PERC | Medium Demand Growth+High Gas Supply+Increased Demand Response+Reduced Rankine Availability+Delayed Build+Upgraded HVDC+Constrained Operational Capacity | 1.4986 | 1.6361 | 1.7993
2028 | NZWEM_PERC | Medium Demand Growth+High Gas Supply+Increased Demand Response+Reduced Rankine Availability+Delayed Build+Upgraded HVDC+Constrained Operational Capacity | 2.8943 | 4.2724 | 4.5723
2029 | NZWEM_PERC | Medium Demand Growth+High Gas Supply+Increased Demand Response+Reduced Rankine Availability+Delayed Build+Upgraded HVDC+Constrained Operational Capacity | 6.6689 | 9.3192 | 10.1423
2030 | NZWEM_PERC | Medium Demand Growth+High Gas Supply+Increased Demand Response+Reduced Rankine Availability+Delayed Build+Upgraded HVDC+Constrained Operational Capacity | 4.0257 | 12.3294 | 19.3484
2031 | NZWEM_PERC | Medium Demand Growth+High Gas Supply+Increased Demand Response+Reduced Rankine Availability+Delayed Build+Upgraded HVDC+Constrained Operational Capacity | 0.7707 | 11.6254 | 19.4658
2032 | NZWEM_PERC | Medium Demand Growth+High Gas Supply+Increased Demand Response+Reduced Rankine Availability+Delayed Build+Upgraded HVDC+Constrained Operational Capacity | -1.3059 | 9.9193 | 22.7325
2033 | NZWEM_PERC | Medium Demand Growth+High Gas Supply+Increased Demand Response+Reduced Rankine Availability+Delayed Build+Upgraded HVDC+Constrained Operational Capacity | -3.5416 | 7.4837 | 25.2712
2034 | NZWEM_PERC | Medium Demand Growth+High Gas Supply+Increased Demand Response+Reduced Rankine Availability+Delayed Build+Upgraded HVDC+Constrained Operational Capacity | -5.5358 | 5.5748 | 23.8427
2035 | NZWEM_PERC | Medium Demand Growth+High Gas Supply+Increased Demand Response+Reduced Rankine Availability+Delayed Build+Upgraded HVDC+Constrained Operational Capacity | -7.3936 | 3.8935 | 23.2885
2026 | NIWCM | Medium Demand Growth+High Gas Supply+Increased Demand Response+Reduced Rankine Availability+Delayed Build+Upgraded HVDC+Constrained Operational Capacity | 267.5718 | 267.5718 | 267.5718
2027 | NIWCM | Medium Demand Growth+High Gas Supply+Increased Demand Response+Reduced Rankine Availability+Delayed Build+Upgraded HVDC+Constrained Operational Capacity | 89.1849 | 89.1849 | 89.1849
2028 | NIWCM | Medium Demand Growth+High Gas Supply+Increased Demand Response+Reduced Rankine Availability+Delayed Build+Upgraded HVDC+Constrained Operational Capacity | 190.0947 | 190.0947 | 190.0947
2029 | NIWCM | Medium Demand Growth+High Gas Supply+Increased Demand Response+Reduced Rankine Availability+Delayed Build+Upgraded HVDC+Constrained Operational Capacity | -29.9235 | 52.1493 | 52.1493
2030 | NIWCM | Medium Demand Growth+High Gas Supply+Increased Demand Response+Reduced Rankine Availability+Delayed Build+Upgraded HVDC+Constrained Operational Capacity | -152.6664 | 357.8799 | 473.4375
2031 | NIWCM | Medium Demand Growth+High Gas Supply+Increased Demand Response+Reduced Rankine Availability+Delayed Build+Upgraded HVDC+Constrained Operational Capacity | -340.0093 | 310.7512 | 468.0428
2032 | NIWCM | Medium Demand Growth+High Gas Supply+Increased Demand Response+Reduced Rankine Availability+Delayed Build+Upgraded HVDC+Constrained Operational Capacity | -499.6549 | 210.8551 | 423.3141
2033 | NIWCM | Medium Demand Growth+High Gas Supply+Increased Demand Response+Reduced Rankine Availability+Delayed Build+Upgraded HVDC+Constrained Operational Capacity | -610.56 | 110.5018 | 381.815
2034 | NIWCM | Medium Demand Growth+High Gas Supply+Increased Demand Response+Reduced Rankine Availability+Delayed Build+Upgraded HVDC+Constrained Operational Capacity | -773.7908 | -48.3355 | 244.8088
2035 | NIWCM | Medium Demand Growth+High Gas Supply+Increased Demand Response+Reduced Rankine Availability+Delayed Build+Upgraded HVDC+Constrained Operational Capacity | -920.5769 | -167.5742 | 136.7775
2026 | SIWEM_PERC | Medium Demand Growth+High Gas Supply+Increased Demand Response+Reduced Rankine Availability+Delayed Build+Upgraded HVDC+Constrained Operational Capacity | 28.2002 | 28.2002 | 28.2002
2027 | SIWEM_PERC | Medium Demand Growth+High Gas Supply+Increased Demand Response+Reduced Rankine Availability+Delayed Build+Upgraded HVDC+Constrained Operational Capacity | 18.2316 | 18.3024 | 18.3024
2028 | SIWEM_PERC | Medium Demand Growth+High Gas Supply+Increased Demand Response+Reduced Rankine Availability+Delayed Build+Upgraded HVDC+Constrained Operational Capacity | 18.3211 | 20.2523 | 20.2523
2029 | SIWEM_PERC | Medium Demand Growth+High Gas Supply+Increased Demand Response+Reduced Rankine Availability+Delayed Build+Upgraded HVDC+Constrained Operational Capacity | 16.6409 | 23.9872 | 26.2689
2030 | SIWEM_PERC | Medium Demand Growth+High Gas Supply+Increased Demand Response+Reduced Rankine Availability+Delayed Build+Upgraded HVDC+Constrained Operational Capacity | 9.3016 | 32.245 | 51.6387
2031 | SIWEM_PERC | Medium Demand Growth+High Gas Supply+Increased Demand Response+Reduced Rankine Availability+Delayed Build+Upgraded HVDC+Constrained Operational Capacity | 5.0748 | 30.2943 | 51.7936
2032 | SIWEM_PERC | Medium Demand Growth+High Gas Supply+Increased Demand Response+Reduced Rankine Availability+Delayed Build+Upgraded HVDC+Constrained Operational Capacity | 3.3033 | 25.6719 | 60.6021
2033 | SIWEM_PERC | Medium Demand Growth+High Gas Supply+Increased Demand Response+Reduced Rankine Availability+Delayed Build+Upgraded HVDC+Constrained Operational Capacity | 1.2613 | 18.9632 | 67.3411
2034 | SIWEM_PERC | Medium Demand Growth+High Gas Supply+Increased Demand Response+Reduced Rankine Availability+Delayed Build+Upgraded HVDC+Constrained Operational Capacity | -0.46956 | 13.6841 | 63.7092
2035 | SIWEM_PERC | Medium Demand Growth+High Gas Supply+Increased Demand Response+Reduced Rankine Availability+Delayed Build+Upgraded HVDC+Constrained Operational Capacity | -1.9175 | 10.022 | 62.4071
2026 | NZWEM_PERC | Medium Demand Growth+High Gas Supply+Increased Demand Response+Reduced Rankine Availability+Delayed Build+Upgraded HVDC+Constrained Operational Capacity+Low Wind & Solar | 9.7133 | 9.7133 | 9.7133
2027 | NZWEM_PERC | Medium Demand Growth+High Gas Supply+Increased Demand Response+Reduced Rankine Availability+Delayed Build+Upgraded HVDC+Constrained Operational Capacity+Low Wind & Solar | 0.56806 | 0.6922 | 0.83951
2028 | NZWEM_PERC | Medium Demand Growth+High Gas Supply+Increased Demand Response+Reduced Rankine Availability+Delayed Build+Upgraded HVDC+Constrained Operational Capacity+Low Wind & Solar | 1.7459 | 2.9896 | 3.2603
2029 | NZWEM_PERC | Medium Demand Growth+High Gas Supply+Increased Demand Response+Reduced Rankine Availability+Delayed Build+Upgraded HVDC+Constrained Operational Capacity+Low Wind & Solar | 5.4158 | 7.8076 | 8.5504
2030 | NZWEM_PERC | Medium Demand Growth+High Gas Supply+Increased Demand Response+Reduced Rankine Availability+Delayed Build+Upgraded HVDC+Constrained Operational Capacity+Low Wind & Solar | 2.7178 | 10.2115 | 16.546
2031 | NZWEM_PERC | Medium Demand Growth+High Gas Supply+Increased Demand Response+Reduced Rankine Availability+Delayed Build+Upgraded HVDC+Constrained Operational Capacity+Low Wind & Solar | -0.49397 | 9.3021 | 16.3777
2032 | NZWEM_PERC | Medium Demand Growth+High Gas Supply+Increased Demand Response+Reduced Rankine Availability+Delayed Build+Upgraded HVDC+Constrained Operational Capacity+Low Wind & Solar | -2.5417 | 7.5886 | 19.1854
2033 | NZWEM_PERC | Medium Demand Growth+High Gas Supply+Increased Demand Response+Reduced Rankine Availability+Delayed Build+Upgraded HVDC+Constrained Operational Capacity+Low Wind & Solar | -4.7467 | 5.211 | 21.2961
2034 | NZWEM_PERC | Medium Demand Growth+High Gas Supply+Increased Demand Response+Reduced Rankine Availability+Delayed Build+Upgraded HVDC+Constrained Operational Capacity+Low Wind & Solar | -6.7129 | 3.3216 | 19.8711
2035 | NZWEM_PERC | Medium Demand Growth+High Gas Supply+Increased Demand Response+Reduced Rankine Availability+Delayed Build+Upgraded HVDC+Constrained Operational Capacity+Low Wind & Solar | -8.5444 | 1.6908 | 19.256
2026 | NIWCM | Medium Demand Growth+High Gas Supply+Increased Demand Response+Reduced Rankine Availability+Delayed Build+Upgraded HVDC+Constrained Operational Capacity+Low Wind & Solar | 267.5718 | 267.5718 | 267.5718
2027 | NIWCM | Medium Demand Growth+High Gas Supply+Increased Demand Response+Reduced Rankine Availability+Delayed Build+Upgraded HVDC+Constrained Operational Capacity+Low Wind & Solar | 89.1849 | 89.1849 | 89.1849
2028 | NIWCM | Medium Demand Growth+High Gas Supply+Increased Demand Response+Reduced Rankine Availability+Delayed Build+Upgraded HVDC+Constrained Operational Capacity+Low Wind & Solar | 190.0947 | 190.0947 | 190.0947
2029 | NIWCM | Medium Demand Growth+High Gas Supply+Increased Demand Response+Reduced Rankine Availability+Delayed Build+Upgraded HVDC+Constrained Operational Capacity+Low Wind & Solar | -29.9235 | 52.1493 | 52.1493
2030 | NIWCM | Medium Demand Growth+High Gas Supply+Increased Demand Response+Reduced Rankine Availability+Delayed Build+Upgraded HVDC+Constrained Operational Capacity+Low Wind & Solar | -152.6664 | 357.8799 | 473.4375
2031 | NIWCM | Medium Demand Growth+High Gas Supply+Increased Demand Response+Reduced Rankine Availability+Delayed Build+Upgraded HVDC+Constrained Operational Capacity+Low Wind & Solar | -340.0093 | 310.7512 | 468.0428
2032 | NIWCM | Medium Demand Growth+High Gas Supply+Increased Demand Response+Reduced Rankine Availability+Delayed Build+Upgraded HVDC+Constrained Operational Capacity+Low Wind & Solar | -499.6549 | 210.8551 | 423.3141
2033 | NIWCM | Medium Demand Growth+High Gas Supply+Increased Demand Response+Reduced Rankine Availability+Delayed Build+Upgraded HVDC+Constrained Operational Capacity+Low Wind & Solar | -610.56 | 110.5018 | 381.815
2034 | NIWCM | Medium Demand Growth+High Gas Supply+Increased Demand Response+Reduced Rankine Availability+Delayed Build+Upgraded HVDC+Constrained Operational Capacity+Low Wind & Solar | -773.7908 | -48.3355 | 244.8088
2035 | NIWCM | Medium Demand Growth+High Gas Supply+Increased Demand Response+Reduced Rankine Availability+Delayed Build+Upgraded HVDC+Constrained Operational Capacity+Low Wind & Solar | -920.5769 | -167.5742 | 136.7775
2026 | SIWEM_PERC | Medium Demand Growth+High Gas Supply+Increased Demand Response+Reduced Rankine Availability+Delayed Build+Upgraded HVDC+Constrained Operational Capacity+Low Wind & Solar | 25.6116 | 25.6116 | 25.6116
2027 | SIWEM_PERC | Medium Demand Growth+High Gas Supply+Increased Demand Response+Reduced Rankine Availability+Delayed Build+Upgraded HVDC+Constrained Operational Capacity+Low Wind & Solar | 17.7461 | 17.81 | 17.81
2028 | SIWEM_PERC | Medium Demand Growth+High Gas Supply+Increased Demand Response+Reduced Rankine Availability+Delayed Build+Upgraded HVDC+Constrained Operational Capacity+Low Wind & Solar | 17.5413 | 19.2841 | 19.2841
2029 | SIWEM_PERC | Medium Demand Growth+High Gas Supply+Increased Demand Response+Reduced Rankine Availability+Delayed Build+Upgraded HVDC+Constrained Operational Capacity+Low Wind & Solar | 13.1675 | 19.7972 | 21.8564
2030 | SIWEM_PERC | Medium Demand Growth+High Gas Supply+Increased Demand Response+Reduced Rankine Availability+Delayed Build+Upgraded HVDC+Constrained Operational Capacity+Low Wind & Solar | 7.6541 | 26.3933 | 43.8954
2031 | SIWEM_PERC | Medium Demand Growth+High Gas Supply+Increased Demand Response+Reduced Rankine Availability+Delayed Build+Upgraded HVDC+Constrained Operational Capacity+Low Wind & Solar | 4.2058 | 23.8762 | 43.4222
2032 | SIWEM_PERC | Medium Demand Growth+High Gas Supply+Increased Demand Response+Reduced Rankine Availability+Delayed Build+Upgraded HVDC+Constrained Operational Capacity+Low Wind & Solar | 2.4503 | 19.2048 | 51.2927
2033 | SIWEM_PERC | Medium Demand Growth+High Gas Supply+Increased Demand Response+Reduced Rankine Availability+Delayed Build+Upgraded HVDC+Constrained Operational Capacity+Low Wind & Solar | 0.42653 | 12.6343 | 56.8827
2034 | SIWEM_PERC | Medium Demand Growth+High Gas Supply+Increased Demand Response+Reduced Rankine Availability+Delayed Build+Upgraded HVDC+Constrained Operational Capacity+Low Wind & Solar | -1.2885 | 9.6673 | 53.2226
2035 | SIWEM_PERC | Medium Demand Growth+High Gas Supply+Increased Demand Response+Reduced Rankine Availability+Delayed Build+Upgraded HVDC+Constrained Operational Capacity+Low Wind & Solar | -2.723 | 8.052 | 51.7097
2026 | NZWEM_PERC | Medium Demand Growth+Ref Gas Supply+Methanex Stays | 17.9363 | 17.993 | 17.993
2027 | NZWEM_PERC | Medium Demand Growth+Ref Gas Supply+Methanex Stays | 13.0392 | 14.8178 | 15.1253
2028 | NZWEM_PERC | Medium Demand Growth+Ref Gas Supply+Methanex Stays | 11.1512 | 18.856 | 23.1293
2029 | NZWEM_PERC | Medium Demand Growth+Ref Gas Supply+Methanex Stays | 5.7585 | 16.3403 | 24.7125
2030 | NZWEM_PERC | Medium Demand Growth+Ref Gas Supply+Methanex Stays | 2.6898 | 14.9901 | 28.4816
2031 | NZWEM_PERC | Medium Demand Growth+Ref Gas Supply+Methanex Stays | -0.96477 | 11.0116 | 29.5833
2032 | NZWEM_PERC | Medium Demand Growth+Ref Gas Supply+Methanex Stays | -3.057 | 9.0031 | 28.0852
2033 | NZWEM_PERC | Medium Demand Growth+Ref Gas Supply+Methanex Stays | -5.3558 | 6.4039 | 26.611
2034 | NZWEM_PERC | Medium Demand Growth+Ref Gas Supply+Methanex Stays | -7.103 | 4.7712 | 24.5092
2035 | NZWEM_PERC | Medium Demand Growth+Ref Gas Supply+Methanex Stays | -8.927 | 2.7666 | 22.0626
2026 | NIWCM | Medium Demand Growth+Ref Gas Supply+Methanex Stays | 920.9691 | 921.7689 | 921.7689
2027 | NIWCM | Medium Demand Growth+Ref Gas Supply+Methanex Stays | 1076.3707 | 1108.2368 | 1112.7733
2028 | NIWCM | Medium Demand Growth+Ref Gas Supply+Methanex Stays | 1089.5103 | 1735.4791 | 1796.2242
2029 | NIWCM | Medium Demand Growth+Ref Gas Supply+Methanex Stays | 841.753 | 1732.1771 | 2055.5221
2030 | NIWCM | Medium Demand Growth+Ref Gas Supply+Methanex Stays | 587.5061 | 1601.8514 | 2121.3615
2031 | NIWCM | Medium Demand Growth+Ref Gas Supply+Methanex Stays | 410.1311 | 1442.2479 | 2212.9238
2032 | NIWCM | Medium Demand Growth+Ref Gas Supply+Methanex Stays | 245.5165 | 1298.9412 | 2118.0906
2033 | NIWCM | Medium Demand Growth+Ref Gas Supply+Methanex Stays | 55.9676 | 1114.9126 | 2011.4907
2034 | NIWCM | Medium Demand Growth+Ref Gas Supply+Methanex Stays | -111.8944 | 992.0695 | 1974.1668
2035 | NIWCM | Medium Demand Growth+Ref Gas Supply+Methanex Stays | -263.5569 | 852.1582 | 1842.2204
2026 | SIWEM_PERC | Medium Demand Growth+Ref Gas Supply+Methanex Stays | 49.1312 | 49.2915 | 49.2915
2027 | SIWEM_PERC | Medium Demand Growth+Ref Gas Supply+Methanex Stays | 34.7079 | 39.6848 | 40.5452
2028 | SIWEM_PERC | Medium Demand Growth+Ref Gas Supply+Methanex Stays | 29.3388 | 50.9208 | 61.804
2029 | SIWEM_PERC | Medium Demand Growth+Ref Gas Supply+Methanex Stays | 13.7498 | 42.7541 | 58.8026
2030 | SIWEM_PERC | Medium Demand Growth+Ref Gas Supply+Methanex Stays | 6.6467 | 38.7458 | 59.4
2031 | SIWEM_PERC | Medium Demand Growth+Ref Gas Supply+Methanex Stays | 3.1125 | 27.7402 | 58.5769
2032 | SIWEM_PERC | Medium Demand Growth+Ref Gas Supply+Methanex Stays | 1.3126 | 22.278 | 55.7227
2033 | SIWEM_PERC | Medium Demand Growth+Ref Gas Supply+Methanex Stays | -0.75867 | 15.1324 | 52.4517
2034 | SIWEM_PERC | Medium Demand Growth+Ref Gas Supply+Methanex Stays | -2.5134 | 10.6202 | 49.6588
2035 | SIWEM_PERC | Medium Demand Growth+Ref Gas Supply+Methanex Stays | -3.9808 | 7.7075 | 47.3039
2026 | NZWEM_PERC | Medium Demand Growth+Ref Gas Supply+Methanex Stays+Low Wind & Solar | 16.747 | 16.7981 | 16.7981
2027 | NZWEM_PERC | Medium Demand Growth+Ref Gas Supply+Methanex Stays+Low Wind & Solar | 11.7349 | 13.34 | 13.6175
2028 | NZWEM_PERC | Medium Demand Growth+Ref Gas Supply+Methanex Stays+Low Wind & Solar | 9.7765 | 16.7298 | 20.5863
2029 | NZWEM_PERC | Medium Demand Growth+Ref Gas Supply+Methanex Stays+Low Wind & Solar | 4.4081 | 13.9577 | 21.5134
2030 | NZWEM_PERC | Medium Demand Growth+Ref Gas Supply+Methanex Stays+Low Wind & Solar | 1.3885 | 12.536 | 24.7467
2031 | NZWEM_PERC | Medium Demand Growth+Ref Gas Supply+Methanex Stays+Low Wind & Solar | -2.223 | 8.6387 | 25.4329
2032 | NZWEM_PERC | Medium Demand Growth+Ref Gas Supply+Methanex Stays+Low Wind & Solar | -4.2866 | 6.6495 | 23.9366
2033 | NZWEM_PERC | Medium Demand Growth+Ref Gas Supply+Methanex Stays+Low Wind & Solar | -6.5547 | 4.109 | 22.4097
2034 | NZWEM_PERC | Medium Demand Growth+Ref Gas Supply+Methanex Stays+Low Wind & Solar | -8.2741 | 2.5296 | 20.4054
2035 | NZWEM_PERC | Medium Demand Growth+Ref Gas Supply+Methanex Stays+Low Wind & Solar | -10.0719 | 0.57513 | 18.0507
2026 | NIWCM | Medium Demand Growth+Ref Gas Supply+Methanex Stays+Low Wind & Solar | 920.9691 | 921.7689 | 921.7689
2027 | NIWCM | Medium Demand Growth+Ref Gas Supply+Methanex Stays+Low Wind & Solar | 1076.3707 | 1108.2368 | 1112.7733
2028 | NIWCM | Medium Demand Growth+Ref Gas Supply+Methanex Stays+Low Wind & Solar | 1089.5103 | 1735.4791 | 1796.2242
2029 | NIWCM | Medium Demand Growth+Ref Gas Supply+Methanex Stays+Low Wind & Solar | 841.753 | 1732.1771 | 2055.5221
2030 | NIWCM | Medium Demand Growth+Ref Gas Supply+Methanex Stays+Low Wind & Solar | 587.5061 | 1601.8514 | 2121.3615
2031 | NIWCM | Medium Demand Growth+Ref Gas Supply+Methanex Stays+Low Wind & Solar | 410.1311 | 1442.2479 | 2212.9238
2032 | NIWCM | Medium Demand Growth+Ref Gas Supply+Methanex Stays+Low Wind & Solar | 245.5165 | 1298.9412 | 2118.0906
2033 | NIWCM | Medium Demand Growth+Ref Gas Supply+Methanex Stays+Low Wind & Solar | 55.9676 | 1114.9126 | 2011.4907
2034 | NIWCM | Medium Demand Growth+Ref Gas Supply+Methanex Stays+Low Wind & Solar | -111.8944 | 992.0695 | 1974.1668
2035 | NIWCM | Medium Demand Growth+Ref Gas Supply+Methanex Stays+Low Wind & Solar | -263.5569 | 852.1582 | 1842.2204
2026 | SIWEM_PERC | Medium Demand Growth+Ref Gas Supply+Methanex Stays+Low Wind & Solar | 45.7649 | 45.9096 | 45.9096
2027 | SIWEM_PERC | Medium Demand Growth+Ref Gas Supply+Methanex Stays+Low Wind & Solar | 31.0581 | 35.5496 | 36.3261
2028 | SIWEM_PERC | Medium Demand Growth+Ref Gas Supply+Methanex Stays+Low Wind & Solar | 25.4881 | 44.965 | 55.7676
2029 | SIWEM_PERC | Medium Demand Growth+Ref Gas Supply+Methanex Stays+Low Wind & Solar | 10.0991 | 36.2236 | 55.3204
2030 | SIWEM_PERC | Medium Demand Growth+Ref Gas Supply+Methanex Stays+Low Wind & Solar | 5.7635 | 32.05 | 55.3849
2031 | SIWEM_PERC | Medium Demand Growth+Ref Gas Supply+Methanex Stays+Low Wind & Solar | 2.2597 | 21.2749 | 54.2585
2032 | SIWEM_PERC | Medium Demand Growth+Ref Gas Supply+Methanex Stays+Low Wind & Solar | 0.47602 | 15.8404 | 51.4863
2033 | SIWEM_PERC | Medium Demand Growth+Ref Gas Supply+Methanex Stays+Low Wind & Solar | -1.5768 | 9.3676 | 48.3088
2034 | SIWEM_PERC | Medium Demand Growth+Ref Gas Supply+Methanex Stays+Low Wind & Solar | -3.3156 | 7.4153 | 45.5967
2035 | SIWEM_PERC | Medium Demand Growth+Ref Gas Supply+Methanex Stays+Low Wind & Solar | -4.7693 | 5.7789 | 43.3109
2026 | NZWEM_PERC | Medium Demand Growth+Ref Gas Supply+Methanex Stays+Constrained Operational Capacity | 17.9363 | 17.993 | 17.993
2027 | NZWEM_PERC | Medium Demand Growth+Ref Gas Supply+Methanex Stays+Constrained Operational Capacity | 13.0392 | 14.8178 | 15.1253
2028 | NZWEM_PERC | Medium Demand Growth+Ref Gas Supply+Methanex Stays+Constrained Operational Capacity | 11.1512 | 18.856 | 23.1293
2029 | NZWEM_PERC | Medium Demand Growth+Ref Gas Supply+Methanex Stays+Constrained Operational Capacity | 5.7585 | 16.3403 | 24.7125
2030 | NZWEM_PERC | Medium Demand Growth+Ref Gas Supply+Methanex Stays+Constrained Operational Capacity | 2.6898 | 14.9901 | 28.4816
2031 | NZWEM_PERC | Medium Demand Growth+Ref Gas Supply+Methanex Stays+Constrained Operational Capacity | -0.96477 | 11.0116 | 29.5833
2032 | NZWEM_PERC | Medium Demand Growth+Ref Gas Supply+Methanex Stays+Constrained Operational Capacity | -3.057 | 9.0031 | 28.0852
2033 | NZWEM_PERC | Medium Demand Growth+Ref Gas Supply+Methanex Stays+Constrained Operational Capacity | -5.3558 | 6.4039 | 26.611
2034 | NZWEM_PERC | Medium Demand Growth+Ref Gas Supply+Methanex Stays+Constrained Operational Capacity | -7.103 | 4.7712 | 24.5092
2035 | NZWEM_PERC | Medium Demand Growth+Ref Gas Supply+Methanex Stays+Constrained Operational Capacity | -8.927 | 2.7666 | 22.0626
2026 | NIWCM | Medium Demand Growth+Ref Gas Supply+Methanex Stays+Constrained Operational Capacity | 325.6776 | 325.6776 | 325.6776
2027 | NIWCM | Medium Demand Growth+Ref Gas Supply+Methanex Stays+Constrained Operational Capacity | 454.6836 | 458.6512 | 458.6512
2028 | NIWCM | Medium Demand Growth+Ref Gas Supply+Methanex Stays+Constrained Operational Capacity | 435.8256 | 929.7399 | 937.5268
2029 | NIWCM | Medium Demand Growth+Ref Gas Supply+Methanex Stays+Constrained Operational Capacity | 170.0838 | 819.7627 | 976.2717
2030 | NIWCM | Medium Demand Growth+Ref Gas Supply+Methanex Stays+Constrained Operational Capacity | -87.289 | 649.6906 | 862.3063
2031 | NIWCM | Medium Demand Growth+Ref Gas Supply+Methanex Stays+Constrained Operational Capacity | -267.4032 | 480.9253 | 752.1464
2032 | NIWCM | Medium Demand Growth+Ref Gas Supply+Methanex Stays+Constrained Operational Capacity | -433.3615 | 319.5265 | 612.6282
2033 | NIWCM | Medium Demand Growth+Ref Gas Supply+Methanex Stays+Constrained Operational Capacity | -622.764 | 130.3566 | 435.4464
2034 | NIWCM | Medium Demand Growth+Ref Gas Supply+Methanex Stays+Constrained Operational Capacity | -792.7651 | 4.824 | 387.2187
2035 | NIWCM | Medium Demand Growth+Ref Gas Supply+Methanex Stays+Constrained Operational Capacity | -944.4174 | -136.7198 | 245.3193
2026 | SIWEM_PERC | Medium Demand Growth+Ref Gas Supply+Methanex Stays+Constrained Operational Capacity | 49.1312 | 49.2915 | 49.2915
2027 | SIWEM_PERC | Medium Demand Growth+Ref Gas Supply+Methanex Stays+Constrained Operational Capacity | 34.7079 | 39.6848 | 40.5452
2028 | SIWEM_PERC | Medium Demand Growth+Ref Gas Supply+Methanex Stays+Constrained Operational Capacity | 29.3388 | 50.9208 | 61.804
2029 | SIWEM_PERC | Medium Demand Growth+Ref Gas Supply+Methanex Stays+Constrained Operational Capacity | 13.7498 | 42.7541 | 58.8026
2030 | SIWEM_PERC | Medium Demand Growth+Ref Gas Supply+Methanex Stays+Constrained Operational Capacity | 6.6467 | 38.7458 | 59.4
2031 | SIWEM_PERC | Medium Demand Growth+Ref Gas Supply+Methanex Stays+Constrained Operational Capacity | 3.1125 | 27.7402 | 58.5769
2032 | SIWEM_PERC | Medium Demand Growth+Ref Gas Supply+Methanex Stays+Constrained Operational Capacity | 1.3126 | 22.278 | 55.7227
2033 | SIWEM_PERC | Medium Demand Growth+Ref Gas Supply+Methanex Stays+Constrained Operational Capacity | -0.75867 | 15.1324 | 52.4517
2034 | SIWEM_PERC | Medium Demand Growth+Ref Gas Supply+Methanex Stays+Constrained Operational Capacity | -2.5134 | 10.6202 | 49.6588
2035 | SIWEM_PERC | Medium Demand Growth+Ref Gas Supply+Methanex Stays+Constrained Operational Capacity | -3.9808 | 7.7075 | 47.3039
2026 | NZWEM_PERC | Medium Demand Growth+Ref Gas Supply+Methanex Stays+Constrained Operational Capacity+Low Wind & Solar | 16.747 | 16.7981 | 16.7981
2027 | NZWEM_PERC | Medium Demand Growth+Ref Gas Supply+Methanex Stays+Constrained Operational Capacity+Low Wind & Solar | 11.7349 | 13.34 | 13.6175
2028 | NZWEM_PERC | Medium Demand Growth+Ref Gas Supply+Methanex Stays+Constrained Operational Capacity+Low Wind & Solar | 9.7765 | 16.7298 | 20.5863
2029 | NZWEM_PERC | Medium Demand Growth+Ref Gas Supply+Methanex Stays+Constrained Operational Capacity+Low Wind & Solar | 4.4081 | 13.9577 | 21.5134
2030 | NZWEM_PERC | Medium Demand Growth+Ref Gas Supply+Methanex Stays+Constrained Operational Capacity+Low Wind & Solar | 1.3885 | 12.536 | 24.7467
2031 | NZWEM_PERC | Medium Demand Growth+Ref Gas Supply+Methanex Stays+Constrained Operational Capacity+Low Wind & Solar | -2.223 | 8.6387 | 25.4329
2032 | NZWEM_PERC | Medium Demand Growth+Ref Gas Supply+Methanex Stays+Constrained Operational Capacity+Low Wind & Solar | -4.2866 | 6.6495 | 23.9366
2033 | NZWEM_PERC | Medium Demand Growth+Ref Gas Supply+Methanex Stays+Constrained Operational Capacity+Low Wind & Solar | -6.5547 | 4.109 | 22.4097
2034 | NZWEM_PERC | Medium Demand Growth+Ref Gas Supply+Methanex Stays+Constrained Operational Capacity+Low Wind & Solar | -8.2741 | 2.5296 | 20.4054
2035 | NZWEM_PERC | Medium Demand Growth+Ref Gas Supply+Methanex Stays+Constrained Operational Capacity+Low Wind & Solar | -10.0719 | 0.57513 | 18.0507
2026 | NIWCM | Medium Demand Growth+Ref Gas Supply+Methanex Stays+Constrained Operational Capacity+Low Wind & Solar | 325.6776 | 325.6776 | 325.6776
2027 | NIWCM | Medium Demand Growth+Ref Gas Supply+Methanex Stays+Constrained Operational Capacity+Low Wind & Solar | 454.6836 | 458.6512 | 458.6512
2028 | NIWCM | Medium Demand Growth+Ref Gas Supply+Methanex Stays+Constrained Operational Capacity+Low Wind & Solar | 435.8256 | 929.7399 | 937.5268
2029 | NIWCM | Medium Demand Growth+Ref Gas Supply+Methanex Stays+Constrained Operational Capacity+Low Wind & Solar | 170.0838 | 819.7627 | 976.2717
2030 | NIWCM | Medium Demand Growth+Ref Gas Supply+Methanex Stays+Constrained Operational Capacity+Low Wind & Solar | -87.289 | 649.6906 | 862.3063
2031 | NIWCM | Medium Demand Growth+Ref Gas Supply+Methanex Stays+Constrained Operational Capacity+Low Wind & Solar | -267.4032 | 480.9253 | 752.1464
2032 | NIWCM | Medium Demand Growth+Ref Gas Supply+Methanex Stays+Constrained Operational Capacity+Low Wind & Solar | -433.3615 | 319.5265 | 612.6282
2033 | NIWCM | Medium Demand Growth+Ref Gas Supply+Methanex Stays+Constrained Operational Capacity+Low Wind & Solar | -622.764 | 130.3566 | 435.4464
2034 | NIWCM | Medium Demand Growth+Ref Gas Supply+Methanex Stays+Constrained Operational Capacity+Low Wind & Solar | -792.7651 | 4.824 | 387.2187
2035 | NIWCM | Medium Demand Growth+Ref Gas Supply+Methanex Stays+Constrained Operational Capacity+Low Wind & Solar | -944.4174 | -136.7198 | 245.3193
2026 | SIWEM_PERC | Medium Demand Growth+Ref Gas Supply+Methanex Stays+Constrained Operational Capacity+Low Wind & Solar | 45.7649 | 45.9096 | 45.9096
2027 | SIWEM_PERC | Medium Demand Growth+Ref Gas Supply+Methanex Stays+Constrained Operational Capacity+Low Wind & Solar | 31.0581 | 35.5496 | 36.3261
2028 | SIWEM_PERC | Medium Demand Growth+Ref Gas Supply+Methanex Stays+Constrained Operational Capacity+Low Wind & Solar | 25.4881 | 44.965 | 55.7676
2029 | SIWEM_PERC | Medium Demand Growth+Ref Gas Supply+Methanex Stays+Constrained Operational Capacity+Low Wind & Solar | 10.0991 | 36.2236 | 55.3204
2030 | SIWEM_PERC | Medium Demand Growth+Ref Gas Supply+Methanex Stays+Constrained Operational Capacity+Low Wind & Solar | 5.7635 | 32.05 | 55.3849
2031 | SIWEM_PERC | Medium Demand Growth+Ref Gas Supply+Methanex Stays+Constrained Operational Capacity+Low Wind & Solar | 2.2597 | 21.2749 | 54.2585
2032 | SIWEM_PERC | Medium Demand Growth+Ref Gas Supply+Methanex Stays+Constrained Operational Capacity+Low Wind & Solar | 0.47602 | 15.8404 | 51.4863
2033 | SIWEM_PERC | Medium Demand Growth+Ref Gas Supply+Methanex Stays+Constrained Operational Capacity+Low Wind & Solar | -1.5768 | 9.3676 | 48.3088
2034 | SIWEM_PERC | Medium Demand Growth+Ref Gas Supply+Methanex Stays+Constrained Operational Capacity+Low Wind & Solar | -3.3156 | 7.4153 | 45.5967
2035 | SIWEM_PERC | Medium Demand Growth+Ref Gas Supply+Methanex Stays+Constrained Operational Capacity+Low Wind & Solar | -4.7693 | 5.7789 | 43.3109
2026 | NZWEM_PERC | Medium Demand Growth+Ref Gas Supply+Methanex Stays+Upgraded HVDC | 17.9363 | 17.993 | 17.993
2027 | NZWEM_PERC | Medium Demand Growth+Ref Gas Supply+Methanex Stays+Upgraded HVDC | 13.0392 | 14.8178 | 15.1253
2028 | NZWEM_PERC | Medium Demand Growth+Ref Gas Supply+Methanex Stays+Upgraded HVDC | 11.1512 | 18.856 | 23.1293
2029 | NZWEM_PERC | Medium Demand Growth+Ref Gas Supply+Methanex Stays+Upgraded HVDC | 5.7585 | 16.3403 | 24.7125
2030 | NZWEM_PERC | Medium Demand Growth+Ref Gas Supply+Methanex Stays+Upgraded HVDC | 2.6898 | 14.9901 | 28.4816
2031 | NZWEM_PERC | Medium Demand Growth+Ref Gas Supply+Methanex Stays+Upgraded HVDC | -0.96477 | 11.0116 | 29.5833
2032 | NZWEM_PERC | Medium Demand Growth+Ref Gas Supply+Methanex Stays+Upgraded HVDC | -3.057 | 9.0031 | 28.0852
2033 | NZWEM_PERC | Medium Demand Growth+Ref Gas Supply+Methanex Stays+Upgraded HVDC | -5.3558 | 6.4039 | 26.611
2034 | NZWEM_PERC | Medium Demand Growth+Ref Gas Supply+Methanex Stays+Upgraded HVDC | -7.103 | 4.7712 | 24.5092
2035 | NZWEM_PERC | Medium Demand Growth+Ref Gas Supply+Methanex Stays+Upgraded HVDC | -8.927 | 2.7666 | 22.0626
2026 | NIWCM | Medium Demand Growth+Ref Gas Supply+Methanex Stays+Upgraded HVDC | 920.9691 | 921.7689 | 921.7689
2027 | NIWCM | Medium Demand Growth+Ref Gas Supply+Methanex Stays+Upgraded HVDC | 1076.3707 | 1108.2368 | 1112.7733
2028 | NIWCM | Medium Demand Growth+Ref Gas Supply+Methanex Stays+Upgraded HVDC | 1089.5103 | 1735.4791 | 1796.2242
2029 | NIWCM | Medium Demand Growth+Ref Gas Supply+Methanex Stays+Upgraded HVDC | 841.753 | 1732.1771 | 2055.5221
2030 | NIWCM | Medium Demand Growth+Ref Gas Supply+Methanex Stays+Upgraded HVDC | 587.5061 | 1601.8514 | 2121.3615
2031 | NIWCM | Medium Demand Growth+Ref Gas Supply+Methanex Stays+Upgraded HVDC | 410.1311 | 1442.2478 | 2222.5311
2032 | NIWCM | Medium Demand Growth+Ref Gas Supply+Methanex Stays+Upgraded HVDC | 245.5165 | 1298.9413 | 2117.5995
2033 | NIWCM | Medium Demand Growth+Ref Gas Supply+Methanex Stays+Upgraded HVDC | 55.9676 | 1114.9126 | 2011.5554
2034 | NIWCM | Medium Demand Growth+Ref Gas Supply+Methanex Stays+Upgraded HVDC | -111.8944 | 992.0695 | 1974.1654
2035 | NIWCM | Medium Demand Growth+Ref Gas Supply+Methanex Stays+Upgraded HVDC | -263.5569 | 852.1582 | 1842.2228
2026 | SIWEM_PERC | Medium Demand Growth+Ref Gas Supply+Methanex Stays+Upgraded HVDC | 49.1312 | 49.2915 | 49.2915
2027 | SIWEM_PERC | Medium Demand Growth+Ref Gas Supply+Methanex Stays+Upgraded HVDC | 34.7079 | 39.6848 | 40.5452
2028 | SIWEM_PERC | Medium Demand Growth+Ref Gas Supply+Methanex Stays+Upgraded HVDC | 29.3388 | 50.9208 | 62.7937
2029 | SIWEM_PERC | Medium Demand Growth+Ref Gas Supply+Methanex Stays+Upgraded HVDC | 13.7498 | 42.7541 | 65.0856
2030 | SIWEM_PERC | Medium Demand Growth+Ref Gas Supply+Methanex Stays+Upgraded HVDC | 6.6467 | 38.7458 | 74.1126
2031 | SIWEM_PERC | Medium Demand Growth+Ref Gas Supply+Methanex Stays+Upgraded HVDC | 3.1125 | 27.7402 | 76.3495
2032 | SIWEM_PERC | Medium Demand Growth+Ref Gas Supply+Methanex Stays+Upgraded HVDC | 1.3126 | 22.278 | 72.796
2033 | SIWEM_PERC | Medium Demand Growth+Ref Gas Supply+Methanex Stays+Upgraded HVDC | -0.75867 | 15.1324 | 68.9464
2034 | SIWEM_PERC | Medium Demand Growth+Ref Gas Supply+Methanex Stays+Upgraded HVDC | -2.5134 | 10.6202 | 63.603
2035 | SIWEM_PERC | Medium Demand Growth+Ref Gas Supply+Methanex Stays+Upgraded HVDC | -3.9808 | 7.7075 | 57.4858
2026 | NZWEM_PERC | Medium Demand Growth+Ref Gas Supply+Methanex Stays+Upgraded HVDC+Low Wind & Solar | 16.747 | 16.7981 | 16.7981
2027 | NZWEM_PERC | Medium Demand Growth+Ref Gas Supply+Methanex Stays+Upgraded HVDC+Low Wind & Solar | 11.7349 | 13.34 | 13.6175
2028 | NZWEM_PERC | Medium Demand Growth+Ref Gas Supply+Methanex Stays+Upgraded HVDC+Low Wind & Solar | 9.7765 | 16.7298 | 20.5863
2029 | NZWEM_PERC | Medium Demand Growth+Ref Gas Supply+Methanex Stays+Upgraded HVDC+Low Wind & Solar | 4.4081 | 13.9577 | 21.5134
2030 | NZWEM_PERC | Medium Demand Growth+Ref Gas Supply+Methanex Stays+Upgraded HVDC+Low Wind & Solar | 1.3885 | 12.536 | 24.7467
2031 | NZWEM_PERC | Medium Demand Growth+Ref Gas Supply+Methanex Stays+Upgraded HVDC+Low Wind & Solar | -2.223 | 8.6387 | 25.4329
2032 | NZWEM_PERC | Medium Demand Growth+Ref Gas Supply+Methanex Stays+Upgraded HVDC+Low Wind & Solar | -4.2866 | 6.6495 | 23.9366
2033 | NZWEM_PERC | Medium Demand Growth+Ref Gas Supply+Methanex Stays+Upgraded HVDC+Low Wind & Solar | -6.5547 | 4.109 | 22.4097
2034 | NZWEM_PERC | Medium Demand Growth+Ref Gas Supply+Methanex Stays+Upgraded HVDC+Low Wind & Solar | -8.2741 | 2.5296 | 20.4054
2035 | NZWEM_PERC | Medium Demand Growth+Ref Gas Supply+Methanex Stays+Upgraded HVDC+Low Wind & Solar | -10.0719 | 0.57513 | 18.0507
2026 | NIWCM | Medium Demand Growth+Ref Gas Supply+Methanex Stays+Upgraded HVDC+Low Wind & Solar | 920.9691 | 921.7689 | 921.7689
2027 | NIWCM | Medium Demand Growth+Ref Gas Supply+Methanex Stays+Upgraded HVDC+Low Wind & Solar | 1076.3707 | 1108.2368 | 1112.7733
2028 | NIWCM | Medium Demand Growth+Ref Gas Supply+Methanex Stays+Upgraded HVDC+Low Wind & Solar | 1089.5103 | 1735.4791 | 1796.2242
2029 | NIWCM | Medium Demand Growth+Ref Gas Supply+Methanex Stays+Upgraded HVDC+Low Wind & Solar | 841.753 | 1732.1771 | 2055.5221
2030 | NIWCM | Medium Demand Growth+Ref Gas Supply+Methanex Stays+Upgraded HVDC+Low Wind & Solar | 587.5061 | 1601.8514 | 2121.3615
2031 | NIWCM | Medium Demand Growth+Ref Gas Supply+Methanex Stays+Upgraded HVDC+Low Wind & Solar | 410.1311 | 1442.2478 | 2222.5311
2032 | NIWCM | Medium Demand Growth+Ref Gas Supply+Methanex Stays+Upgraded HVDC+Low Wind & Solar | 245.5165 | 1298.9413 | 2117.5995
2033 | NIWCM | Medium Demand Growth+Ref Gas Supply+Methanex Stays+Upgraded HVDC+Low Wind & Solar | 55.9676 | 1114.9126 | 2011.5554
2034 | NIWCM | Medium Demand Growth+Ref Gas Supply+Methanex Stays+Upgraded HVDC+Low Wind & Solar | -111.8944 | 992.0695 | 1974.1654
2035 | NIWCM | Medium Demand Growth+Ref Gas Supply+Methanex Stays+Upgraded HVDC+Low Wind & Solar | -263.5569 | 852.1582 | 1842.2228
2026 | SIWEM_PERC | Medium Demand Growth+Ref Gas Supply+Methanex Stays+Upgraded HVDC+Low Wind & Solar | 45.7649 | 45.9096 | 45.9096
2027 | SIWEM_PERC | Medium Demand Growth+Ref Gas Supply+Methanex Stays+Upgraded HVDC+Low Wind & Solar | 31.0581 | 35.5496 | 36.3261
2028 | SIWEM_PERC | Medium Demand Growth+Ref Gas Supply+Methanex Stays+Upgraded HVDC+Low Wind & Solar | 25.4881 | 44.965 | 55.7676
2029 | SIWEM_PERC | Medium Demand Growth+Ref Gas Supply+Methanex Stays+Upgraded HVDC+Low Wind & Solar | 10.0991 | 36.2236 | 56.7893
2030 | SIWEM_PERC | Medium Demand Growth+Ref Gas Supply+Methanex Stays+Upgraded HVDC+Low Wind & Solar | 5.7635 | 32.05 | 64.4739
2031 | SIWEM_PERC | Medium Demand Growth+Ref Gas Supply+Methanex Stays+Upgraded HVDC+Low Wind & Solar | 2.2597 | 21.2749 | 65.8928
2032 | SIWEM_PERC | Medium Demand Growth+Ref Gas Supply+Methanex Stays+Upgraded HVDC+Low Wind & Solar | 0.47602 | 15.8404 | 62.0842
2033 | SIWEM_PERC | Medium Demand Growth+Ref Gas Supply+Methanex Stays+Upgraded HVDC+Low Wind & Solar | -1.5768 | 9.3676 | 58.0809
2034 | SIWEM_PERC | Medium Demand Growth+Ref Gas Supply+Methanex Stays+Upgraded HVDC+Low Wind & Solar | -3.3156 | 7.4153 | 52.9494
2035 | SIWEM_PERC | Medium Demand Growth+Ref Gas Supply+Methanex Stays+Upgraded HVDC+Low Wind & Solar | -4.7693 | 5.7789 | 47.0135
2026 | NZWEM_PERC | Medium Demand Growth+Ref Gas Supply+Methanex Stays+Upgraded HVDC+Constrained Operational Capacity | 17.9363 | 17.993 | 17.993
2027 | NZWEM_PERC | Medium Demand Growth+Ref Gas Supply+Methanex Stays+Upgraded HVDC+Constrained Operational Capacity | 13.0392 | 14.8178 | 15.1253
2028 | NZWEM_PERC | Medium Demand Growth+Ref Gas Supply+Methanex Stays+Upgraded HVDC+Constrained Operational Capacity | 11.1512 | 18.856 | 23.1293
2029 | NZWEM_PERC | Medium Demand Growth+Ref Gas Supply+Methanex Stays+Upgraded HVDC+Constrained Operational Capacity | 5.7585 | 16.3403 | 24.7125
2030 | NZWEM_PERC | Medium Demand Growth+Ref Gas Supply+Methanex Stays+Upgraded HVDC+Constrained Operational Capacity | 2.6898 | 14.9901 | 28.4816
2031 | NZWEM_PERC | Medium Demand Growth+Ref Gas Supply+Methanex Stays+Upgraded HVDC+Constrained Operational Capacity | -0.96477 | 11.0116 | 29.5833
2032 | NZWEM_PERC | Medium Demand Growth+Ref Gas Supply+Methanex Stays+Upgraded HVDC+Constrained Operational Capacity | -3.057 | 9.0031 | 28.0852
2033 | NZWEM_PERC | Medium Demand Growth+Ref Gas Supply+Methanex Stays+Upgraded HVDC+Constrained Operational Capacity | -5.3558 | 6.4039 | 26.611
2034 | NZWEM_PERC | Medium Demand Growth+Ref Gas Supply+Methanex Stays+Upgraded HVDC+Constrained Operational Capacity | -7.103 | 4.7712 | 24.5092
2035 | NZWEM_PERC | Medium Demand Growth+Ref Gas Supply+Methanex Stays+Upgraded HVDC+Constrained Operational Capacity | -8.927 | 2.7666 | 22.0626
2026 | NIWCM | Medium Demand Growth+Ref Gas Supply+Methanex Stays+Upgraded HVDC+Constrained Operational Capacity | 325.6776 | 325.6776 | 325.6776
2027 | NIWCM | Medium Demand Growth+Ref Gas Supply+Methanex Stays+Upgraded HVDC+Constrained Operational Capacity | 454.6836 | 458.6512 | 458.6512
2028 | NIWCM | Medium Demand Growth+Ref Gas Supply+Methanex Stays+Upgraded HVDC+Constrained Operational Capacity | 435.8256 | 929.7399 | 937.5268
2029 | NIWCM | Medium Demand Growth+Ref Gas Supply+Methanex Stays+Upgraded HVDC+Constrained Operational Capacity | 170.0838 | 819.7627 | 976.2717
2030 | NIWCM | Medium Demand Growth+Ref Gas Supply+Methanex Stays+Upgraded HVDC+Constrained Operational Capacity | -87.289 | 649.6906 | 862.3063
2031 | NIWCM | Medium Demand Growth+Ref Gas Supply+Methanex Stays+Upgraded HVDC+Constrained Operational Capacity | -267.4032 | 480.9253 | 752.1464
2032 | NIWCM | Medium Demand Growth+Ref Gas Supply+Methanex Stays+Upgraded HVDC+Constrained Operational Capacity | -433.3615 | 319.5265 | 612.6282
2033 | NIWCM | Medium Demand Growth+Ref Gas Supply+Methanex Stays+Upgraded HVDC+Constrained Operational Capacity | -622.764 | 130.3566 | 435.4464
2034 | NIWCM | Medium Demand Growth+Ref Gas Supply+Methanex Stays+Upgraded HVDC+Constrained Operational Capacity | -792.7651 | 4.824 | 387.2187
2035 | NIWCM | Medium Demand Growth+Ref Gas Supply+Methanex Stays+Upgraded HVDC+Constrained Operational Capacity | -944.4174 | -136.7198 | 245.3193
2026 | SIWEM_PERC | Medium Demand Growth+Ref Gas Supply+Methanex Stays+Upgraded HVDC+Constrained Operational Capacity | 49.1312 | 49.2915 | 49.2915
2027 | SIWEM_PERC | Medium Demand Growth+Ref Gas Supply+Methanex Stays+Upgraded HVDC+Constrained Operational Capacity | 34.7079 | 39.6848 | 40.5452
2028 | SIWEM_PERC | Medium Demand Growth+Ref Gas Supply+Methanex Stays+Upgraded HVDC+Constrained Operational Capacity | 29.3388 | 50.9208 | 62.7937
2029 | SIWEM_PERC | Medium Demand Growth+Ref Gas Supply+Methanex Stays+Upgraded HVDC+Constrained Operational Capacity | 13.7498 | 42.7541 | 65.0856
2030 | SIWEM_PERC | Medium Demand Growth+Ref Gas Supply+Methanex Stays+Upgraded HVDC+Constrained Operational Capacity | 6.6467 | 38.7458 | 74.1126
2031 | SIWEM_PERC | Medium Demand Growth+Ref Gas Supply+Methanex Stays+Upgraded HVDC+Constrained Operational Capacity | 3.1125 | 27.7402 | 76.3495
2032 | SIWEM_PERC | Medium Demand Growth+Ref Gas Supply+Methanex Stays+Upgraded HVDC+Constrained Operational Capacity | 1.3126 | 22.278 | 72.796
2033 | SIWEM_PERC | Medium Demand Growth+Ref Gas Supply+Methanex Stays+Upgraded HVDC+Constrained Operational Capacity | -0.75867 | 15.1324 | 68.9464
2034 | SIWEM_PERC | Medium Demand Growth+Ref Gas Supply+Methanex Stays+Upgraded HVDC+Constrained Operational Capacity | -2.5134 | 10.6202 | 63.603
2035 | SIWEM_PERC | Medium Demand Growth+Ref Gas Supply+Methanex Stays+Upgraded HVDC+Constrained Operational Capacity | -3.9808 | 7.7075 | 57.4858
2026 | NZWEM_PERC | Medium Demand Growth+Ref Gas Supply+Methanex Stays+Upgraded HVDC+Constrained Operational Capacity+Low Wind & Solar | 16.747 | 16.7981 | 16.7981
2027 | NZWEM_PERC | Medium Demand Growth+Ref Gas Supply+Methanex Stays+Upgraded HVDC+Constrained Operational Capacity+Low Wind & Solar | 11.7349 | 13.34 | 13.6175
2028 | NZWEM_PERC | Medium Demand Growth+Ref Gas Supply+Methanex Stays+Upgraded HVDC+Constrained Operational Capacity+Low Wind & Solar | 9.7765 | 16.7298 | 20.5863
2029 | NZWEM_PERC | Medium Demand Growth+Ref Gas Supply+Methanex Stays+Upgraded HVDC+Constrained Operational Capacity+Low Wind & Solar | 4.4081 | 13.9577 | 21.5134
2030 | NZWEM_PERC | Medium Demand Growth+Ref Gas Supply+Methanex Stays+Upgraded HVDC+Constrained Operational Capacity+Low Wind & Solar | 1.3885 | 12.536 | 24.7467
2031 | NZWEM_PERC | Medium Demand Growth+Ref Gas Supply+Methanex Stays+Upgraded HVDC+Constrained Operational Capacity+Low Wind & Solar | -2.223 | 8.6387 | 25.4329
2032 | NZWEM_PERC | Medium Demand Growth+Ref Gas Supply+Methanex Stays+Upgraded HVDC+Constrained Operational Capacity+Low Wind & Solar | -4.2866 | 6.6495 | 23.9366
2033 | NZWEM_PERC | Medium Demand Growth+Ref Gas Supply+Methanex Stays+Upgraded HVDC+Constrained Operational Capacity+Low Wind & Solar | -6.5547 | 4.109 | 22.4097
2034 | NZWEM_PERC | Medium Demand Growth+Ref Gas Supply+Methanex Stays+Upgraded HVDC+Constrained Operational Capacity+Low Wind & Solar | -8.2741 | 2.5296 | 20.4054
2035 | NZWEM_PERC | Medium Demand Growth+Ref Gas Supply+Methanex Stays+Upgraded HVDC+Constrained Operational Capacity+Low Wind & Solar | -10.0719 | 0.57513 | 18.0507
2026 | NIWCM | Medium Demand Growth+Ref Gas Supply+Methanex Stays+Upgraded HVDC+Constrained Operational Capacity+Low Wind & Solar | 325.6776 | 325.6776 | 325.6776
2027 | NIWCM | Medium Demand Growth+Ref Gas Supply+Methanex Stays+Upgraded HVDC+Constrained Operational Capacity+Low Wind & Solar | 454.6836 | 458.6512 | 458.6512
2028 | NIWCM | Medium Demand Growth+Ref Gas Supply+Methanex Stays+Upgraded HVDC+Constrained Operational Capacity+Low Wind & Solar | 435.8256 | 929.7399 | 937.5268
2029 | NIWCM | Medium Demand Growth+Ref Gas Supply+Methanex Stays+Upgraded HVDC+Constrained Operational Capacity+Low Wind & Solar | 170.0838 | 819.7627 | 976.2717
2030 | NIWCM | Medium Demand Growth+Ref Gas Supply+Methanex Stays+Upgraded HVDC+Constrained Operational Capacity+Low Wind & Solar | -87.289 | 649.6906 | 862.3063
2031 | NIWCM | Medium Demand Growth+Ref Gas Supply+Methanex Stays+Upgraded HVDC+Constrained Operational Capacity+Low Wind & Solar | -267.4032 | 480.9253 | 752.1464
2032 | NIWCM | Medium Demand Growth+Ref Gas Supply+Methanex Stays+Upgraded HVDC+Constrained Operational Capacity+Low Wind & Solar | -433.3615 | 319.5265 | 612.6282
2033 | NIWCM | Medium Demand Growth+Ref Gas Supply+Methanex Stays+Upgraded HVDC+Constrained Operational Capacity+Low Wind & Solar | -622.764 | 130.3566 | 435.4464
2034 | NIWCM | Medium Demand Growth+Ref Gas Supply+Methanex Stays+Upgraded HVDC+Constrained Operational Capacity+Low Wind & Solar | -792.7651 | 4.824 | 387.2187
2035 | NIWCM | Medium Demand Growth+Ref Gas Supply+Methanex Stays+Upgraded HVDC+Constrained Operational Capacity+Low Wind & Solar | -944.4174 | -136.7198 | 245.3193
2026 | SIWEM_PERC | Medium Demand Growth+Ref Gas Supply+Methanex Stays+Upgraded HVDC+Constrained Operational Capacity+Low Wind & Solar | 45.7649 | 45.9096 | 45.9096
2027 | SIWEM_PERC | Medium Demand Growth+Ref Gas Supply+Methanex Stays+Upgraded HVDC+Constrained Operational Capacity+Low Wind & Solar | 31.0581 | 35.5496 | 36.3261
2028 | SIWEM_PERC | Medium Demand Growth+Ref Gas Supply+Methanex Stays+Upgraded HVDC+Constrained Operational Capacity+Low Wind & Solar | 25.4881 | 44.965 | 55.7676
2029 | SIWEM_PERC | Medium Demand Growth+Ref Gas Supply+Methanex Stays+Upgraded HVDC+Constrained Operational Capacity+Low Wind & Solar | 10.0991 | 36.2236 | 56.7893
2030 | SIWEM_PERC | Medium Demand Growth+Ref Gas Supply+Methanex Stays+Upgraded HVDC+Constrained Operational Capacity+Low Wind & Solar | 5.7635 | 32.05 | 64.4739
2031 | SIWEM_PERC | Medium Demand Growth+Ref Gas Supply+Methanex Stays+Upgraded HVDC+Constrained Operational Capacity+Low Wind & Solar | 2.2597 | 21.2749 | 65.8928
2032 | SIWEM_PERC | Medium Demand Growth+Ref Gas Supply+Methanex Stays+Upgraded HVDC+Constrained Operational Capacity+Low Wind & Solar | 0.47602 | 15.8404 | 62.0842
2033 | SIWEM_PERC | Medium Demand Growth+Ref Gas Supply+Methanex Stays+Upgraded HVDC+Constrained Operational Capacity+Low Wind & Solar | -1.5768 | 9.3676 | 58.0809
2034 | SIWEM_PERC | Medium Demand Growth+Ref Gas Supply+Methanex Stays+Upgraded HVDC+Constrained Operational Capacity+Low Wind & Solar | -3.3156 | 7.4153 | 52.9494
2035 | SIWEM_PERC | Medium Demand Growth+Ref Gas Supply+Methanex Stays+Upgraded HVDC+Constrained Operational Capacity+Low Wind & Solar | -4.7693 | 5.7789 | 47.0135
2026 | NZWEM_PERC | Medium Demand Growth+Ref Gas Supply+Methanex Stays+Delayed Build | 13.3403 | 13.3403 | 13.3403
2027 | NZWEM_PERC | Medium Demand Growth+Ref Gas Supply+Methanex Stays+Delayed Build | 5.9043 | 6.0411 | 6.2035
2028 | NZWEM_PERC | Medium Demand Growth+Ref Gas Supply+Methanex Stays+Delayed Build | 7.1774 | 8.5486 | 8.847
2029 | NZWEM_PERC | Medium Demand Growth+Ref Gas Supply+Methanex Stays+Delayed Build | 4.6949 | 7.3317 | 8.1507
2030 | NZWEM_PERC | Medium Demand Growth+Ref Gas Supply+Methanex Stays+Delayed Build | 2.6898 | 10.9511 | 17.9344
2031 | NZWEM_PERC | Medium Demand Growth+Ref Gas Supply+Methanex Stays+Delayed Build | -0.96477 | 9.8346 | 17.635
2032 | NZWEM_PERC | Medium Demand Growth+Ref Gas Supply+Methanex Stays+Delayed Build | -3.057 | 8.1109 | 20.8588
2033 | NZWEM_PERC | Medium Demand Growth+Ref Gas Supply+Methanex Stays+Delayed Build | -5.3558 | 5.6133 | 23.3101
2034 | NZWEM_PERC | Medium Demand Growth+Ref Gas Supply+Methanex Stays+Delayed Build | -7.103 | 3.9509 | 22.1256
2035 | NZWEM_PERC | Medium Demand Growth+Ref Gas Supply+Methanex Stays+Delayed Build | -8.927 | 2.3025 | 21.5985
2026 | NIWCM | Medium Demand Growth+Ref Gas Supply+Methanex Stays+Delayed Build | 628.8124 | 628.8124 | 628.8124
2027 | NIWCM | Medium Demand Growth+Ref Gas Supply+Methanex Stays+Delayed Build | 677.8105 | 679.8206 | 682.2931
2028 | NIWCM | Medium Demand Growth+Ref Gas Supply+Methanex Stays+Delayed Build | 835.4318 | 855.4229 | 859.9594
2029 | NIWCM | Medium Demand Growth+Ref Gas Supply+Methanex Stays+Delayed Build | 634.3073 | 761.4527 | 775.045
2030 | NIWCM | Medium Demand Growth+Ref Gas Supply+Methanex Stays+Delayed Build | 531.7296 | 1250.7871 | 1527.8104
2031 | NIWCM | Medium Demand Growth+Ref Gas Supply+Methanex Stays+Delayed Build | 337.1926 | 1266.4198 | 1612.631
2032 | NIWCM | Medium Demand Growth+Ref Gas Supply+Methanex Stays+Delayed Build | 172.578 | 1172.6335 | 1733.8244
2033 | NIWCM | Medium Demand Growth+Ref Gas Supply+Methanex Stays+Delayed Build | 55.9676 | 1069.8734 | 1867.049
2034 | NIWCM | Medium Demand Growth+Ref Gas Supply+Methanex Stays+Delayed Build | -111.8944 | 921.9803 | 1759.6486
2035 | NIWCM | Medium Demand Growth+Ref Gas Supply+Methanex Stays+Delayed Build | -263.5569 | 799.8262 | 1712.6594
2026 | SIWEM_PERC | Medium Demand Growth+Ref Gas Supply+Methanex Stays+Delayed Build | 36.1227 | 36.1227 | 36.1227
2027 | SIWEM_PERC | Medium Demand Growth+Ref Gas Supply+Methanex Stays+Delayed Build | 16.7358 | 16.8057 | 16.8057
2028 | SIWEM_PERC | Medium Demand Growth+Ref Gas Supply+Methanex Stays+Delayed Build | 18.2077 | 22.0484 | 22.8842
2029 | SIWEM_PERC | Medium Demand Growth+Ref Gas Supply+Methanex Stays+Delayed Build | 10.8345 | 18.0619 | 20.3066
2030 | SIWEM_PERC | Medium Demand Growth+Ref Gas Supply+Methanex Stays+Delayed Build | 6.6467 | 27.7258 | 46.7789
2031 | SIWEM_PERC | Medium Demand Growth+Ref Gas Supply+Methanex Stays+Delayed Build | 3.1125 | 24.5332 | 45.7872
2032 | SIWEM_PERC | Medium Demand Growth+Ref Gas Supply+Methanex Stays+Delayed Build | 1.3126 | 19.8376 | 51.282
2033 | SIWEM_PERC | Medium Demand Growth+Ref Gas Supply+Methanex Stays+Delayed Build | -0.75867 | 12.9634 | 52.4517
2034 | SIWEM_PERC | Medium Demand Growth+Ref Gas Supply+Methanex Stays+Delayed Build | -2.5134 | 9.3772 | 49.6588
2035 | SIWEM_PERC | Medium Demand Growth+Ref Gas Supply+Methanex Stays+Delayed Build | -3.9808 | 7.7075 | 47.3039
2026 | NZWEM_PERC | Medium Demand Growth+Ref Gas Supply+Methanex Stays+Delayed Build+Low Wind & Solar | 12.4355 | 12.4355 | 12.4355
2027 | NZWEM_PERC | Medium Demand Growth+Ref Gas Supply+Methanex Stays+Delayed Build+Low Wind & Solar | 4.9785 | 5.1021 | 5.2486
2028 | NZWEM_PERC | Medium Demand Growth+Ref Gas Supply+Methanex Stays+Delayed Build+Low Wind & Solar | 6.0349 | 7.2723 | 7.5416
2029 | NZWEM_PERC | Medium Demand Growth+Ref Gas Supply+Methanex Stays+Delayed Build+Low Wind & Solar | 3.4482 | 5.8278 | 6.5669
2030 | NZWEM_PERC | Medium Demand Growth+Ref Gas Supply+Methanex Stays+Delayed Build+Low Wind & Solar | 1.3885 | 8.8441 | 15.1462
2031 | NZWEM_PERC | Medium Demand Growth+Ref Gas Supply+Methanex Stays+Delayed Build+Low Wind & Solar | -2.223 | 7.5231 | 14.5627
2032 | NZWEM_PERC | Medium Demand Growth+Ref Gas Supply+Methanex Stays+Delayed Build+Low Wind & Solar | -4.2866 | 5.7921 | 17.3297
2033 | NZWEM_PERC | Medium Demand Growth+Ref Gas Supply+Methanex Stays+Delayed Build+Low Wind & Solar | -6.5547 | 3.3522 | 19.3552
2034 | NZWEM_PERC | Medium Demand Growth+Ref Gas Supply+Methanex Stays+Delayed Build+Low Wind & Solar | -8.2741 | 1.7092 | 18.1743
2035 | NZWEM_PERC | Medium Demand Growth+Ref Gas Supply+Methanex Stays+Delayed Build+Low Wind & Solar | -10.0719 | 0.11099 | 17.5866
2026 | NIWCM | Medium Demand Growth+Ref Gas Supply+Methanex Stays+Delayed Build+Low Wind & Solar | 628.8124 | 628.8124 | 628.8124
2027 | NIWCM | Medium Demand Growth+Ref Gas Supply+Methanex Stays+Delayed Build+Low Wind & Solar | 677.8105 | 679.8206 | 682.2931
2028 | NIWCM | Medium Demand Growth+Ref Gas Supply+Methanex Stays+Delayed Build+Low Wind & Solar | 835.4318 | 855.4229 | 859.9594
2029 | NIWCM | Medium Demand Growth+Ref Gas Supply+Methanex Stays+Delayed Build+Low Wind & Solar | 634.3073 | 761.4527 | 775.045
2030 | NIWCM | Medium Demand Growth+Ref Gas Supply+Methanex Stays+Delayed Build+Low Wind & Solar | 531.7296 | 1250.7871 | 1527.8104
2031 | NIWCM | Medium Demand Growth+Ref Gas Supply+Methanex Stays+Delayed Build+Low Wind & Solar | 337.1926 | 1266.4198 | 1612.631
2032 | NIWCM | Medium Demand Growth+Ref Gas Supply+Methanex Stays+Delayed Build+Low Wind & Solar | 172.578 | 1172.6335 | 1733.8244
2033 | NIWCM | Medium Demand Growth+Ref Gas Supply+Methanex Stays+Delayed Build+Low Wind & Solar | 55.9676 | 1069.8734 | 1867.049
2034 | NIWCM | Medium Demand Growth+Ref Gas Supply+Methanex Stays+Delayed Build+Low Wind & Solar | -111.8944 | 921.9803 | 1759.6486
2035 | NIWCM | Medium Demand Growth+Ref Gas Supply+Methanex Stays+Delayed Build+Low Wind & Solar | -263.5569 | 799.8262 | 1712.6594
2026 | SIWEM_PERC | Medium Demand Growth+Ref Gas Supply+Methanex Stays+Delayed Build+Low Wind & Solar | 33.5617 | 33.5617 | 33.5617
2027 | SIWEM_PERC | Medium Demand Growth+Ref Gas Supply+Methanex Stays+Delayed Build+Low Wind & Solar | 16.2565 | 16.3196 | 16.3196
2028 | SIWEM_PERC | Medium Demand Growth+Ref Gas Supply+Methanex Stays+Delayed Build+Low Wind & Solar | 15.9291 | 18.4734 | 19.2278
2029 | SIWEM_PERC | Medium Demand Growth+Ref Gas Supply+Methanex Stays+Delayed Build+Low Wind & Solar | 8.5658 | 13.9397 | 15.9655
2030 | SIWEM_PERC | Medium Demand Growth+Ref Gas Supply+Methanex Stays+Delayed Build+Low Wind & Solar | 5.7635 | 21.9768 | 39.1716
2031 | SIWEM_PERC | Medium Demand Growth+Ref Gas Supply+Methanex Stays+Delayed Build+Low Wind & Solar | 2.2597 | 18.235 | 37.4159
2032 | SIWEM_PERC | Medium Demand Growth+Ref Gas Supply+Methanex Stays+Delayed Build+Low Wind & Solar | 0.47602 | 13.4951 | 45.0528
2033 | SIWEM_PERC | Medium Demand Growth+Ref Gas Supply+Methanex Stays+Delayed Build+Low Wind & Solar | -1.5768 | 9.3676 | 48.3088
2034 | SIWEM_PERC | Medium Demand Growth+Ref Gas Supply+Methanex Stays+Delayed Build+Low Wind & Solar | -3.3156 | 7.4153 | 45.5967
2035 | SIWEM_PERC | Medium Demand Growth+Ref Gas Supply+Methanex Stays+Delayed Build+Low Wind & Solar | -4.7693 | 5.7789 | 43.3109
2026 | NZWEM_PERC | Medium Demand Growth+Ref Gas Supply+Methanex Stays+Delayed Build+Constrained Operational Capacity | 13.3403 | 13.3403 | 13.3403
2027 | NZWEM_PERC | Medium Demand Growth+Ref Gas Supply+Methanex Stays+Delayed Build+Constrained Operational Capacity | 5.9043 | 6.0411 | 6.2035
2028 | NZWEM_PERC | Medium Demand Growth+Ref Gas Supply+Methanex Stays+Delayed Build+Constrained Operational Capacity | 7.1774 | 8.5486 | 8.847
2029 | NZWEM_PERC | Medium Demand Growth+Ref Gas Supply+Methanex Stays+Delayed Build+Constrained Operational Capacity | 4.6949 | 7.3317 | 8.1507
2030 | NZWEM_PERC | Medium Demand Growth+Ref Gas Supply+Methanex Stays+Delayed Build+Constrained Operational Capacity | 2.6898 | 10.9511 | 17.9344
2031 | NZWEM_PERC | Medium Demand Growth+Ref Gas Supply+Methanex Stays+Delayed Build+Constrained Operational Capacity | -0.96477 | 9.8346 | 17.635
2032 | NZWEM_PERC | Medium Demand Growth+Ref Gas Supply+Methanex Stays+Delayed Build+Constrained Operational Capacity | -3.057 | 8.1109 | 20.8588
2033 | NZWEM_PERC | Medium Demand Growth+Ref Gas Supply+Methanex Stays+Delayed Build+Constrained Operational Capacity | -5.3558 | 5.6133 | 23.3101
2034 | NZWEM_PERC | Medium Demand Growth+Ref Gas Supply+Methanex Stays+Delayed Build+Constrained Operational Capacity | -7.103 | 3.9509 | 22.1256
2035 | NZWEM_PERC | Medium Demand Growth+Ref Gas Supply+Methanex Stays+Delayed Build+Constrained Operational Capacity | -8.927 | 2.3025 | 21.5985
2026 | NIWCM | Medium Demand Growth+Ref Gas Supply+Methanex Stays+Delayed Build+Constrained Operational Capacity | 94.465 | 94.465 | 94.465
2027 | NIWCM | Medium Demand Growth+Ref Gas Supply+Methanex Stays+Delayed Build+Constrained Operational Capacity | 136.5614 | 136.5614 | 136.5614
2028 | NIWCM | Medium Demand Growth+Ref Gas Supply+Methanex Stays+Delayed Build+Constrained Operational Capacity | 225.7919 | 225.7919 | 225.7919
2029 | NIWCM | Medium Demand Growth+Ref Gas Supply+Methanex Stays+Delayed Build+Constrained Operational Capacity | -10.0491 | 72.1036 | 72.1036
2030 | NIWCM | Medium Demand Growth+Ref Gas Supply+Methanex Stays+Delayed Build+Constrained Operational Capacity | -143.0655 | 368.6962 | 485.3974
2031 | NIWCM | Medium Demand Growth+Ref Gas Supply+Methanex Stays+Delayed Build+Constrained Operational Capacity | -340.3417 | 312.2533 | 470.2427
2032 | NIWCM | Medium Demand Growth+Ref Gas Supply+Methanex Stays+Delayed Build+Constrained Operational Capacity | -506.3 | 207.7988 | 421.2215
2033 | NIWCM | Medium Demand Growth+Ref Gas Supply+Methanex Stays+Delayed Build+Constrained Operational Capacity | -622.764 | 99.8974 | 373.5347
2034 | NIWCM | Medium Demand Growth+Ref Gas Supply+Methanex Stays+Delayed Build+Constrained Operational Capacity | -792.7651 | -65.2652 | 229.9005
2035 | NIWCM | Medium Demand Growth+Ref Gas Supply+Methanex Stays+Delayed Build+Constrained Operational Capacity | -944.4174 | -189.0518 | 115.7583
2026 | SIWEM_PERC | Medium Demand Growth+Ref Gas Supply+Methanex Stays+Delayed Build+Constrained Operational Capacity | 36.1227 | 36.1227 | 36.1227
2027 | SIWEM_PERC | Medium Demand Growth+Ref Gas Supply+Methanex Stays+Delayed Build+Constrained Operational Capacity | 16.7358 | 16.8057 | 16.8057
2028 | SIWEM_PERC | Medium Demand Growth+Ref Gas Supply+Methanex Stays+Delayed Build+Constrained Operational Capacity | 18.2077 | 22.0484 | 22.8842
2029 | SIWEM_PERC | Medium Demand Growth+Ref Gas Supply+Methanex Stays+Delayed Build+Constrained Operational Capacity | 10.8345 | 18.0619 | 20.3066
2030 | SIWEM_PERC | Medium Demand Growth+Ref Gas Supply+Methanex Stays+Delayed Build+Constrained Operational Capacity | 6.6467 | 27.7258 | 46.7789
2031 | SIWEM_PERC | Medium Demand Growth+Ref Gas Supply+Methanex Stays+Delayed Build+Constrained Operational Capacity | 3.1125 | 24.5332 | 45.7872
2032 | SIWEM_PERC | Medium Demand Growth+Ref Gas Supply+Methanex Stays+Delayed Build+Constrained Operational Capacity | 1.3126 | 19.8376 | 51.282
2033 | SIWEM_PERC | Medium Demand Growth+Ref Gas Supply+Methanex Stays+Delayed Build+Constrained Operational Capacity | -0.75867 | 12.9634 | 52.4517
2034 | SIWEM_PERC | Medium Demand Growth+Ref Gas Supply+Methanex Stays+Delayed Build+Constrained Operational Capacity | -2.5134 | 9.3772 | 49.6588
2035 | SIWEM_PERC | Medium Demand Growth+Ref Gas Supply+Methanex Stays+Delayed Build+Constrained Operational Capacity | -3.9808 | 7.7075 | 47.3039
2026 | NZWEM_PERC | Medium Demand Growth+Ref Gas Supply+Methanex Stays+Delayed Build+Constrained Operational Capacity+Low Wind & Solar | 12.4355 | 12.4355 | 12.4355
2027 | NZWEM_PERC | Medium Demand Growth+Ref Gas Supply+Methanex Stays+Delayed Build+Constrained Operational Capacity+Low Wind & Solar | 4.9785 | 5.1021 | 5.2486
2028 | NZWEM_PERC | Medium Demand Growth+Ref Gas Supply+Methanex Stays+Delayed Build+Constrained Operational Capacity+Low Wind & Solar | 6.0349 | 7.2723 | 7.5416
2029 | NZWEM_PERC | Medium Demand Growth+Ref Gas Supply+Methanex Stays+Delayed Build+Constrained Operational Capacity+Low Wind & Solar | 3.4482 | 5.8278 | 6.5669
2030 | NZWEM_PERC | Medium Demand Growth+Ref Gas Supply+Methanex Stays+Delayed Build+Constrained Operational Capacity+Low Wind & Solar | 1.3885 | 8.8441 | 15.1462
2031 | NZWEM_PERC | Medium Demand Growth+Ref Gas Supply+Methanex Stays+Delayed Build+Constrained Operational Capacity+Low Wind & Solar | -2.223 | 7.5231 | 14.5627
2032 | NZWEM_PERC | Medium Demand Growth+Ref Gas Supply+Methanex Stays+Delayed Build+Constrained Operational Capacity+Low Wind & Solar | -4.2866 | 5.7921 | 17.3297
2033 | NZWEM_PERC | Medium Demand Growth+Ref Gas Supply+Methanex Stays+Delayed Build+Constrained Operational Capacity+Low Wind & Solar | -6.5547 | 3.3522 | 19.3552
2034 | NZWEM_PERC | Medium Demand Growth+Ref Gas Supply+Methanex Stays+Delayed Build+Constrained Operational Capacity+Low Wind & Solar | -8.2741 | 1.7092 | 18.1743
2035 | NZWEM_PERC | Medium Demand Growth+Ref Gas Supply+Methanex Stays+Delayed Build+Constrained Operational Capacity+Low Wind & Solar | -10.0719 | 0.11099 | 17.5866
2026 | NIWCM | Medium Demand Growth+Ref Gas Supply+Methanex Stays+Delayed Build+Constrained Operational Capacity+Low Wind & Solar | 94.465 | 94.465 | 94.465
2027 | NIWCM | Medium Demand Growth+Ref Gas Supply+Methanex Stays+Delayed Build+Constrained Operational Capacity+Low Wind & Solar | 136.5614 | 136.5614 | 136.5614
2028 | NIWCM | Medium Demand Growth+Ref Gas Supply+Methanex Stays+Delayed Build+Constrained Operational Capacity+Low Wind & Solar | 225.7919 | 225.7919 | 225.7919
2029 | NIWCM | Medium Demand Growth+Ref Gas Supply+Methanex Stays+Delayed Build+Constrained Operational Capacity+Low Wind & Solar | -10.0491 | 72.1036 | 72.1036
2030 | NIWCM | Medium Demand Growth+Ref Gas Supply+Methanex Stays+Delayed Build+Constrained Operational Capacity+Low Wind & Solar | -143.0655 | 368.6962 | 485.3974
2031 | NIWCM | Medium Demand Growth+Ref Gas Supply+Methanex Stays+Delayed Build+Constrained Operational Capacity+Low Wind & Solar | -340.3417 | 312.2533 | 470.2427
2032 | NIWCM | Medium Demand Growth+Ref Gas Supply+Methanex Stays+Delayed Build+Constrained Operational Capacity+Low Wind & Solar | -506.3 | 207.7988 | 421.2215
2033 | NIWCM | Medium Demand Growth+Ref Gas Supply+Methanex Stays+Delayed Build+Constrained Operational Capacity+Low Wind & Solar | -622.764 | 99.8974 | 373.5347
2034 | NIWCM | Medium Demand Growth+Ref Gas Supply+Methanex Stays+Delayed Build+Constrained Operational Capacity+Low Wind & Solar | -792.7651 | -65.2652 | 229.9005
2035 | NIWCM | Medium Demand Growth+Ref Gas Supply+Methanex Stays+Delayed Build+Constrained Operational Capacity+Low Wind & Solar | -944.4174 | -189.0518 | 115.7583
2026 | SIWEM_PERC | Medium Demand Growth+Ref Gas Supply+Methanex Stays+Delayed Build+Constrained Operational Capacity+Low Wind & Solar | 33.5617 | 33.5617 | 33.5617
2027 | SIWEM_PERC | Medium Demand Growth+Ref Gas Supply+Methanex Stays+Delayed Build+Constrained Operational Capacity+Low Wind & Solar | 16.2565 | 16.3196 | 16.3196
2028 | SIWEM_PERC | Medium Demand Growth+Ref Gas Supply+Methanex Stays+Delayed Build+Constrained Operational Capacity+Low Wind & Solar | 15.9291 | 18.4734 | 19.2278
2029 | SIWEM_PERC | Medium Demand Growth+Ref Gas Supply+Methanex Stays+Delayed Build+Constrained Operational Capacity+Low Wind & Solar | 8.5658 | 13.9397 | 15.9655
2030 | SIWEM_PERC | Medium Demand Growth+Ref Gas Supply+Methanex Stays+Delayed Build+Constrained Operational Capacity+Low Wind & Solar | 5.7635 | 21.9768 | 39.1716
2031 | SIWEM_PERC | Medium Demand Growth+Ref Gas Supply+Methanex Stays+Delayed Build+Constrained Operational Capacity+Low Wind & Solar | 2.2597 | 18.235 | 37.4159
2032 | SIWEM_PERC | Medium Demand Growth+Ref Gas Supply+Methanex Stays+Delayed Build+Constrained Operational Capacity+Low Wind & Solar | 0.47602 | 13.4951 | 45.0528
2033 | SIWEM_PERC | Medium Demand Growth+Ref Gas Supply+Methanex Stays+Delayed Build+Constrained Operational Capacity+Low Wind & Solar | -1.5768 | 9.3676 | 48.3088
2034 | SIWEM_PERC | Medium Demand Growth+Ref Gas Supply+Methanex Stays+Delayed Build+Constrained Operational Capacity+Low Wind & Solar | -3.3156 | 7.4153 | 45.5967
2035 | SIWEM_PERC | Medium Demand Growth+Ref Gas Supply+Methanex Stays+Delayed Build+Constrained Operational Capacity+Low Wind & Solar | -4.7693 | 5.7789 | 43.3109
2026 | NZWEM_PERC | Medium Demand Growth+Ref Gas Supply+Methanex Stays+Delayed Build+Upgraded HVDC | 13.3403 | 13.3403 | 13.3403
2027 | NZWEM_PERC | Medium Demand Growth+Ref Gas Supply+Methanex Stays+Delayed Build+Upgraded HVDC | 5.9043 | 6.0411 | 6.2035
2028 | NZWEM_PERC | Medium Demand Growth+Ref Gas Supply+Methanex Stays+Delayed Build+Upgraded HVDC | 7.1774 | 8.5486 | 8.847
2029 | NZWEM_PERC | Medium Demand Growth+Ref Gas Supply+Methanex Stays+Delayed Build+Upgraded HVDC | 4.6949 | 7.3317 | 8.1507
2030 | NZWEM_PERC | Medium Demand Growth+Ref Gas Supply+Methanex Stays+Delayed Build+Upgraded HVDC | 2.6898 | 10.9511 | 17.9344
2031 | NZWEM_PERC | Medium Demand Growth+Ref Gas Supply+Methanex Stays+Delayed Build+Upgraded HVDC | -0.96477 | 9.8346 | 17.635
2032 | NZWEM_PERC | Medium Demand Growth+Ref Gas Supply+Methanex Stays+Delayed Build+Upgraded HVDC | -3.057 | 8.1109 | 20.8588
2033 | NZWEM_PERC | Medium Demand Growth+Ref Gas Supply+Methanex Stays+Delayed Build+Upgraded HVDC | -5.3558 | 5.6133 | 23.3101
2034 | NZWEM_PERC | Medium Demand Growth+Ref Gas Supply+Methanex Stays+Delayed Build+Upgraded HVDC | -7.103 | 3.9509 | 22.1256
2035 | NZWEM_PERC | Medium Demand Growth+Ref Gas Supply+Methanex Stays+Delayed Build+Upgraded HVDC | -8.927 | 2.3025 | 21.5985
2026 | NIWCM | Medium Demand Growth+Ref Gas Supply+Methanex Stays+Delayed Build+Upgraded HVDC | 628.8124 | 628.8124 | 628.8124
2027 | NIWCM | Medium Demand Growth+Ref Gas Supply+Methanex Stays+Delayed Build+Upgraded HVDC | 677.8105 | 679.8206 | 682.2931
2028 | NIWCM | Medium Demand Growth+Ref Gas Supply+Methanex Stays+Delayed Build+Upgraded HVDC | 835.4318 | 855.4229 | 859.9594
2029 | NIWCM | Medium Demand Growth+Ref Gas Supply+Methanex Stays+Delayed Build+Upgraded HVDC | 634.3073 | 761.4527 | 775.045
2030 | NIWCM | Medium Demand Growth+Ref Gas Supply+Methanex Stays+Delayed Build+Upgraded HVDC | 531.7296 | 1250.7871 | 1527.8104
2031 | NIWCM | Medium Demand Growth+Ref Gas Supply+Methanex Stays+Delayed Build+Upgraded HVDC | 337.1926 | 1266.4199 | 1612.6349
2032 | NIWCM | Medium Demand Growth+Ref Gas Supply+Methanex Stays+Delayed Build+Upgraded HVDC | 172.578 | 1172.6336 | 1733.9444
2033 | NIWCM | Medium Demand Growth+Ref Gas Supply+Methanex Stays+Delayed Build+Upgraded HVDC | 55.9676 | 1069.8734 | 1867.1137
2034 | NIWCM | Medium Demand Growth+Ref Gas Supply+Methanex Stays+Delayed Build+Upgraded HVDC | -111.8944 | 921.9803 | 1759.6472
2035 | NIWCM | Medium Demand Growth+Ref Gas Supply+Methanex Stays+Delayed Build+Upgraded HVDC | -263.5569 | 799.8262 | 1712.6618
2026 | SIWEM_PERC | Medium Demand Growth+Ref Gas Supply+Methanex Stays+Delayed Build+Upgraded HVDC | 36.1227 | 36.1227 | 36.1227
2027 | SIWEM_PERC | Medium Demand Growth+Ref Gas Supply+Methanex Stays+Delayed Build+Upgraded HVDC | 16.7358 | 16.8057 | 16.8057
2028 | SIWEM_PERC | Medium Demand Growth+Ref Gas Supply+Methanex Stays+Delayed Build+Upgraded HVDC | 18.2077 | 22.0484 | 22.8842
2029 | SIWEM_PERC | Medium Demand Growth+Ref Gas Supply+Methanex Stays+Delayed Build+Upgraded HVDC | 10.8345 | 18.0619 | 20.3066
2030 | SIWEM_PERC | Medium Demand Growth+Ref Gas Supply+Methanex Stays+Delayed Build+Upgraded HVDC | 6.6467 | 27.7258 | 46.7789
2031 | SIWEM_PERC | Medium Demand Growth+Ref Gas Supply+Methanex Stays+Delayed Build+Upgraded HVDC | 3.1125 | 24.5332 | 45.7872
2032 | SIWEM_PERC | Medium Demand Growth+Ref Gas Supply+Methanex Stays+Delayed Build+Upgraded HVDC | 1.3126 | 19.8376 | 54.3997
2033 | SIWEM_PERC | Medium Demand Growth+Ref Gas Supply+Methanex Stays+Delayed Build+Upgraded HVDC | -0.75867 | 12.9634 | 60.7004
2034 | SIWEM_PERC | Medium Demand Growth+Ref Gas Supply+Methanex Stays+Delayed Build+Upgraded HVDC | -2.5134 | 9.3772 | 57.6261
2035 | SIWEM_PERC | Medium Demand Growth+Ref Gas Supply+Methanex Stays+Delayed Build+Upgraded HVDC | -3.9808 | 7.7075 | 56.3155
2026 | NZWEM_PERC | Medium Demand Growth+Ref Gas Supply+Methanex Stays+Delayed Build+Upgraded HVDC+Low Wind & Solar | 12.4355 | 12.4355 | 12.4355
2027 | NZWEM_PERC | Medium Demand Growth+Ref Gas Supply+Methanex Stays+Delayed Build+Upgraded HVDC+Low Wind & Solar | 4.9785 | 5.1021 | 5.2486
2028 | NZWEM_PERC | Medium Demand Growth+Ref Gas Supply+Methanex Stays+Delayed Build+Upgraded HVDC+Low Wind & Solar | 6.0349 | 7.2723 | 7.5416
2029 | NZWEM_PERC | Medium Demand Growth+Ref Gas Supply+Methanex Stays+Delayed Build+Upgraded HVDC+Low Wind & Solar | 3.4482 | 5.8278 | 6.5669
2030 | NZWEM_PERC | Medium Demand Growth+Ref Gas Supply+Methanex Stays+Delayed Build+Upgraded HVDC+Low Wind & Solar | 1.3885 | 8.8441 | 15.1462
2031 | NZWEM_PERC | Medium Demand Growth+Ref Gas Supply+Methanex Stays+Delayed Build+Upgraded HVDC+Low Wind & Solar | -2.223 | 7.5231 | 14.5627
2032 | NZWEM_PERC | Medium Demand Growth+Ref Gas Supply+Methanex Stays+Delayed Build+Upgraded HVDC+Low Wind & Solar | -4.2866 | 5.7921 | 17.3297
2033 | NZWEM_PERC | Medium Demand Growth+Ref Gas Supply+Methanex Stays+Delayed Build+Upgraded HVDC+Low Wind & Solar | -6.5547 | 3.3522 | 19.3552
2034 | NZWEM_PERC | Medium Demand Growth+Ref Gas Supply+Methanex Stays+Delayed Build+Upgraded HVDC+Low Wind & Solar | -8.2741 | 1.7092 | 18.1743
2035 | NZWEM_PERC | Medium Demand Growth+Ref Gas Supply+Methanex Stays+Delayed Build+Upgraded HVDC+Low Wind & Solar | -10.0719 | 0.11099 | 17.5866
2026 | NIWCM | Medium Demand Growth+Ref Gas Supply+Methanex Stays+Delayed Build+Upgraded HVDC+Low Wind & Solar | 628.8124 | 628.8124 | 628.8124
2027 | NIWCM | Medium Demand Growth+Ref Gas Supply+Methanex Stays+Delayed Build+Upgraded HVDC+Low Wind & Solar | 677.8105 | 679.8206 | 682.2931
2028 | NIWCM | Medium Demand Growth+Ref Gas Supply+Methanex Stays+Delayed Build+Upgraded HVDC+Low Wind & Solar | 835.4318 | 855.4229 | 859.9594
2029 | NIWCM | Medium Demand Growth+Ref Gas Supply+Methanex Stays+Delayed Build+Upgraded HVDC+Low Wind & Solar | 634.3073 | 761.4527 | 775.045
2030 | NIWCM | Medium Demand Growth+Ref Gas Supply+Methanex Stays+Delayed Build+Upgraded HVDC+Low Wind & Solar | 531.7296 | 1250.7871 | 1527.8104
2031 | NIWCM | Medium Demand Growth+Ref Gas Supply+Methanex Stays+Delayed Build+Upgraded HVDC+Low Wind & Solar | 337.1926 | 1266.4199 | 1612.6349
2032 | NIWCM | Medium Demand Growth+Ref Gas Supply+Methanex Stays+Delayed Build+Upgraded HVDC+Low Wind & Solar | 172.578 | 1172.6336 | 1733.9444
2033 | NIWCM | Medium Demand Growth+Ref Gas Supply+Methanex Stays+Delayed Build+Upgraded HVDC+Low Wind & Solar | 55.9676 | 1069.8734 | 1867.1137
2034 | NIWCM | Medium Demand Growth+Ref Gas Supply+Methanex Stays+Delayed Build+Upgraded HVDC+Low Wind & Solar | -111.8944 | 921.9803 | 1759.6472
2035 | NIWCM | Medium Demand Growth+Ref Gas Supply+Methanex Stays+Delayed Build+Upgraded HVDC+Low Wind & Solar | -263.5569 | 799.8262 | 1712.6618
2026 | SIWEM_PERC | Medium Demand Growth+Ref Gas Supply+Methanex Stays+Delayed Build+Upgraded HVDC+Low Wind & Solar | 33.5617 | 33.5617 | 33.5617
2027 | SIWEM_PERC | Medium Demand Growth+Ref Gas Supply+Methanex Stays+Delayed Build+Upgraded HVDC+Low Wind & Solar | 16.2565 | 16.3196 | 16.3196
2028 | SIWEM_PERC | Medium Demand Growth+Ref Gas Supply+Methanex Stays+Delayed Build+Upgraded HVDC+Low Wind & Solar | 15.9291 | 18.4734 | 19.2278
2029 | SIWEM_PERC | Medium Demand Growth+Ref Gas Supply+Methanex Stays+Delayed Build+Upgraded HVDC+Low Wind & Solar | 8.5658 | 13.9397 | 15.9655
2030 | SIWEM_PERC | Medium Demand Growth+Ref Gas Supply+Methanex Stays+Delayed Build+Upgraded HVDC+Low Wind & Solar | 5.7635 | 21.9768 | 39.1716
2031 | SIWEM_PERC | Medium Demand Growth+Ref Gas Supply+Methanex Stays+Delayed Build+Upgraded HVDC+Low Wind & Solar | 2.2597 | 18.235 | 37.4159
2032 | SIWEM_PERC | Medium Demand Growth+Ref Gas Supply+Methanex Stays+Delayed Build+Upgraded HVDC+Low Wind & Solar | 0.47602 | 13.4951 | 45.0528
2033 | SIWEM_PERC | Medium Demand Growth+Ref Gas Supply+Methanex Stays+Delayed Build+Upgraded HVDC+Low Wind & Solar | -1.5768 | 9.3676 | 50.4506
2034 | SIWEM_PERC | Medium Demand Growth+Ref Gas Supply+Methanex Stays+Delayed Build+Upgraded HVDC+Low Wind & Solar | -3.3156 | 7.4153 | 47.3549
2035 | SIWEM_PERC | Medium Demand Growth+Ref Gas Supply+Methanex Stays+Delayed Build+Upgraded HVDC+Low Wind & Solar | -4.7693 | 5.7789 | 45.8432
2026 | NZWEM_PERC | Medium Demand Growth+Ref Gas Supply+Methanex Stays+Delayed Build+Upgraded HVDC+Constrained Operational Capacity | 13.3403 | 13.3403 | 13.3403
2027 | NZWEM_PERC | Medium Demand Growth+Ref Gas Supply+Methanex Stays+Delayed Build+Upgraded HVDC+Constrained Operational Capacity | 5.9043 | 6.0411 | 6.2035
2028 | NZWEM_PERC | Medium Demand Growth+Ref Gas Supply+Methanex Stays+Delayed Build+Upgraded HVDC+Constrained Operational Capacity | 7.1774 | 8.5486 | 8.847
2029 | NZWEM_PERC | Medium Demand Growth+Ref Gas Supply+Methanex Stays+Delayed Build+Upgraded HVDC+Constrained Operational Capacity | 4.6949 | 7.3317 | 8.1507
2030 | NZWEM_PERC | Medium Demand Growth+Ref Gas Supply+Methanex Stays+Delayed Build+Upgraded HVDC+Constrained Operational Capacity | 2.6898 | 10.9511 | 17.9344
2031 | NZWEM_PERC | Medium Demand Growth+Ref Gas Supply+Methanex Stays+Delayed Build+Upgraded HVDC+Constrained Operational Capacity | -0.96477 | 9.8346 | 17.635
2032 | NZWEM_PERC | Medium Demand Growth+Ref Gas Supply+Methanex Stays+Delayed Build+Upgraded HVDC+Constrained Operational Capacity | -3.057 | 8.1109 | 20.8588
2033 | NZWEM_PERC | Medium Demand Growth+Ref Gas Supply+Methanex Stays+Delayed Build+Upgraded HVDC+Constrained Operational Capacity | -5.3558 | 5.6133 | 23.3101
2034 | NZWEM_PERC | Medium Demand Growth+Ref Gas Supply+Methanex Stays+Delayed Build+Upgraded HVDC+Constrained Operational Capacity | -7.103 | 3.9509 | 22.1256
2035 | NZWEM_PERC | Medium Demand Growth+Ref Gas Supply+Methanex Stays+Delayed Build+Upgraded HVDC+Constrained Operational Capacity | -8.927 | 2.3025 | 21.5985
2026 | NIWCM | Medium Demand Growth+Ref Gas Supply+Methanex Stays+Delayed Build+Upgraded HVDC+Constrained Operational Capacity | 94.465 | 94.465 | 94.465
2027 | NIWCM | Medium Demand Growth+Ref Gas Supply+Methanex Stays+Delayed Build+Upgraded HVDC+Constrained Operational Capacity | 136.5614 | 136.5614 | 136.5614
2028 | NIWCM | Medium Demand Growth+Ref Gas Supply+Methanex Stays+Delayed Build+Upgraded HVDC+Constrained Operational Capacity | 225.7919 | 225.7919 | 225.7919
2029 | NIWCM | Medium Demand Growth+Ref Gas Supply+Methanex Stays+Delayed Build+Upgraded HVDC+Constrained Operational Capacity | -10.0491 | 72.1036 | 72.1036
2030 | NIWCM | Medium Demand Growth+Ref Gas Supply+Methanex Stays+Delayed Build+Upgraded HVDC+Constrained Operational Capacity | -143.0655 | 368.6962 | 485.3974
2031 | NIWCM | Medium Demand Growth+Ref Gas Supply+Methanex Stays+Delayed Build+Upgraded HVDC+Constrained Operational Capacity | -340.3417 | 312.2533 | 470.2427
2032 | NIWCM | Medium Demand Growth+Ref Gas Supply+Methanex Stays+Delayed Build+Upgraded HVDC+Constrained Operational Capacity | -506.3 | 207.7988 | 421.2215
2033 | NIWCM | Medium Demand Growth+Ref Gas Supply+Methanex Stays+Delayed Build+Upgraded HVDC+Constrained Operational Capacity | -622.764 | 99.8974 | 373.5347
2034 | NIWCM | Medium Demand Growth+Ref Gas Supply+Methanex Stays+Delayed Build+Upgraded HVDC+Constrained Operational Capacity | -792.7651 | -65.2652 | 229.9005
2035 | NIWCM | Medium Demand Growth+Ref Gas Supply+Methanex Stays+Delayed Build+Upgraded HVDC+Constrained Operational Capacity | -944.4174 | -189.0518 | 115.7583
2026 | SIWEM_PERC | Medium Demand Growth+Ref Gas Supply+Methanex Stays+Delayed Build+Upgraded HVDC+Constrained Operational Capacity | 36.1227 | 36.1227 | 36.1227
2027 | SIWEM_PERC | Medium Demand Growth+Ref Gas Supply+Methanex Stays+Delayed Build+Upgraded HVDC+Constrained Operational Capacity | 16.7358 | 16.8057 | 16.8057
2028 | SIWEM_PERC | Medium Demand Growth+Ref Gas Supply+Methanex Stays+Delayed Build+Upgraded HVDC+Constrained Operational Capacity | 18.2077 | 22.0484 | 22.8842
2029 | SIWEM_PERC | Medium Demand Growth+Ref Gas Supply+Methanex Stays+Delayed Build+Upgraded HVDC+Constrained Operational Capacity | 10.8345 | 18.0619 | 20.3066
2030 | SIWEM_PERC | Medium Demand Growth+Ref Gas Supply+Methanex Stays+Delayed Build+Upgraded HVDC+Constrained Operational Capacity | 6.6467 | 27.7258 | 46.7789
2031 | SIWEM_PERC | Medium Demand Growth+Ref Gas Supply+Methanex Stays+Delayed Build+Upgraded HVDC+Constrained Operational Capacity | 3.1125 | 24.5332 | 45.7872
2032 | SIWEM_PERC | Medium Demand Growth+Ref Gas Supply+Methanex Stays+Delayed Build+Upgraded HVDC+Constrained Operational Capacity | 1.3126 | 19.8376 | 54.3997
2033 | SIWEM_PERC | Medium Demand Growth+Ref Gas Supply+Methanex Stays+Delayed Build+Upgraded HVDC+Constrained Operational Capacity | -0.75867 | 12.9634 | 60.7004
2034 | SIWEM_PERC | Medium Demand Growth+Ref Gas Supply+Methanex Stays+Delayed Build+Upgraded HVDC+Constrained Operational Capacity | -2.5134 | 9.3772 | 57.6261
2035 | SIWEM_PERC | Medium Demand Growth+Ref Gas Supply+Methanex Stays+Delayed Build+Upgraded HVDC+Constrained Operational Capacity | -3.9808 | 7.7075 | 56.3155
2026 | NZWEM_PERC | Medium Demand Growth+Ref Gas Supply+Methanex Stays+Delayed Build+Upgraded HVDC+Constrained Operational Capacity+Low Wind & Solar | 12.4355 | 12.4355 | 12.4355
2027 | NZWEM_PERC | Medium Demand Growth+Ref Gas Supply+Methanex Stays+Delayed Build+Upgraded HVDC+Constrained Operational Capacity+Low Wind & Solar | 4.9785 | 5.1021 | 5.2486
2028 | NZWEM_PERC | Medium Demand Growth+Ref Gas Supply+Methanex Stays+Delayed Build+Upgraded HVDC+Constrained Operational Capacity+Low Wind & Solar | 6.0349 | 7.2723 | 7.5416
2029 | NZWEM_PERC | Medium Demand Growth+Ref Gas Supply+Methanex Stays+Delayed Build+Upgraded HVDC+Constrained Operational Capacity+Low Wind & Solar | 3.4482 | 5.8278 | 6.5669
2030 | NZWEM_PERC | Medium Demand Growth+Ref Gas Supply+Methanex Stays+Delayed Build+Upgraded HVDC+Constrained Operational Capacity+Low Wind & Solar | 1.3885 | 8.8441 | 15.1462
2031 | NZWEM_PERC | Medium Demand Growth+Ref Gas Supply+Methanex Stays+Delayed Build+Upgraded HVDC+Constrained Operational Capacity+Low Wind & Solar | -2.223 | 7.5231 | 14.5627
2032 | NZWEM_PERC | Medium Demand Growth+Ref Gas Supply+Methanex Stays+Delayed Build+Upgraded HVDC+Constrained Operational Capacity+Low Wind & Solar | -4.2866 | 5.7921 | 17.3297
2033 | NZWEM_PERC | Medium Demand Growth+Ref Gas Supply+Methanex Stays+Delayed Build+Upgraded HVDC+Constrained Operational Capacity+Low Wind & Solar | -6.5547 | 3.3522 | 19.3552
2034 | NZWEM_PERC | Medium Demand Growth+Ref Gas Supply+Methanex Stays+Delayed Build+Upgraded HVDC+Constrained Operational Capacity+Low Wind & Solar | -8.2741 | 1.7092 | 18.1743
2035 | NZWEM_PERC | Medium Demand Growth+Ref Gas Supply+Methanex Stays+Delayed Build+Upgraded HVDC+Constrained Operational Capacity+Low Wind & Solar | -10.0719 | 0.11099 | 17.5866
2026 | NIWCM | Medium Demand Growth+Ref Gas Supply+Methanex Stays+Delayed Build+Upgraded HVDC+Constrained Operational Capacity+Low Wind & Solar | 94.465 | 94.465 | 94.465
2027 | NIWCM | Medium Demand Growth+Ref Gas Supply+Methanex Stays+Delayed Build+Upgraded HVDC+Constrained Operational Capacity+Low Wind & Solar | 136.5614 | 136.5614 | 136.5614
2028 | NIWCM | Medium Demand Growth+Ref Gas Supply+Methanex Stays+Delayed Build+Upgraded HVDC+Constrained Operational Capacity+Low Wind & Solar | 225.7919 | 225.7919 | 225.7919
2029 | NIWCM | Medium Demand Growth+Ref Gas Supply+Methanex Stays+Delayed Build+Upgraded HVDC+Constrained Operational Capacity+Low Wind & Solar | -10.0491 | 72.1036 | 72.1036
2030 | NIWCM | Medium Demand Growth+Ref Gas Supply+Methanex Stays+Delayed Build+Upgraded HVDC+Constrained Operational Capacity+Low Wind & Solar | -143.0655 | 368.6962 | 485.3974
2031 | NIWCM | Medium Demand Growth+Ref Gas Supply+Methanex Stays+Delayed Build+Upgraded HVDC+Constrained Operational Capacity+Low Wind & Solar | -340.3417 | 312.2533 | 470.2427
2032 | NIWCM | Medium Demand Growth+Ref Gas Supply+Methanex Stays+Delayed Build+Upgraded HVDC+Constrained Operational Capacity+Low Wind & Solar | -506.3 | 207.7988 | 421.2215
2033 | NIWCM | Medium Demand Growth+Ref Gas Supply+Methanex Stays+Delayed Build+Upgraded HVDC+Constrained Operational Capacity+Low Wind & Solar | -622.764 | 99.8974 | 373.5347
2034 | NIWCM | Medium Demand Growth+Ref Gas Supply+Methanex Stays+Delayed Build+Upgraded HVDC+Constrained Operational Capacity+Low Wind & Solar | -792.7651 | -65.2652 | 229.9005
2035 | NIWCM | Medium Demand Growth+Ref Gas Supply+Methanex Stays+Delayed Build+Upgraded HVDC+Constrained Operational Capacity+Low Wind & Solar | -944.4174 | -189.0518 | 115.7583
2026 | SIWEM_PERC | Medium Demand Growth+Ref Gas Supply+Methanex Stays+Delayed Build+Upgraded HVDC+Constrained Operational Capacity+Low Wind & Solar | 33.5617 | 33.5617 | 33.5617
2027 | SIWEM_PERC | Medium Demand Growth+Ref Gas Supply+Methanex Stays+Delayed Build+Upgraded HVDC+Constrained Operational Capacity+Low Wind & Solar | 16.2565 | 16.3196 | 16.3196
2028 | SIWEM_PERC | Medium Demand Growth+Ref Gas Supply+Methanex Stays+Delayed Build+Upgraded HVDC+Constrained Operational Capacity+Low Wind & Solar | 15.9291 | 18.4734 | 19.2278
2029 | SIWEM_PERC | Medium Demand Growth+Ref Gas Supply+Methanex Stays+Delayed Build+Upgraded HVDC+Constrained Operational Capacity+Low Wind & Solar | 8.5658 | 13.9397 | 15.9655
2030 | SIWEM_PERC | Medium Demand Growth+Ref Gas Supply+Methanex Stays+Delayed Build+Upgraded HVDC+Constrained Operational Capacity+Low Wind & Solar | 5.7635 | 21.9768 | 39.1716
2031 | SIWEM_PERC | Medium Demand Growth+Ref Gas Supply+Methanex Stays+Delayed Build+Upgraded HVDC+Constrained Operational Capacity+Low Wind & Solar | 2.2597 | 18.235 | 37.4159
2032 | SIWEM_PERC | Medium Demand Growth+Ref Gas Supply+Methanex Stays+Delayed Build+Upgraded HVDC+Constrained Operational Capacity+Low Wind & Solar | 0.47602 | 13.4951 | 45.0528
2033 | SIWEM_PERC | Medium Demand Growth+Ref Gas Supply+Methanex Stays+Delayed Build+Upgraded HVDC+Constrained Operational Capacity+Low Wind & Solar | -1.5768 | 9.3676 | 50.4506
2034 | SIWEM_PERC | Medium Demand Growth+Ref Gas Supply+Methanex Stays+Delayed Build+Upgraded HVDC+Constrained Operational Capacity+Low Wind & Solar | -3.3156 | 7.4153 | 47.3549
2035 | SIWEM_PERC | Medium Demand Growth+Ref Gas Supply+Methanex Stays+Delayed Build+Upgraded HVDC+Constrained Operational Capacity+Low Wind & Solar | -4.7693 | 5.7789 | 45.8432
2026 | NZWEM_PERC | Medium Demand Growth+Ref Gas Supply+Methanex Stays+Reduced Rankine Availability | 13.8196 | 13.8763 | 13.8763
2027 | NZWEM_PERC | Medium Demand Growth+Ref Gas Supply+Methanex Stays+Reduced Rankine Availability | 5.1341 | 6.9127 | 7.2202
2028 | NZWEM_PERC | Medium Demand Growth+Ref Gas Supply+Methanex Stays+Reduced Rankine Availability | 3.4796 | 11.1844 | 15.4577
2029 | NZWEM_PERC | Medium Demand Growth+Ref Gas Supply+Methanex Stays+Reduced Rankine Availability | -1.5469 | 9.0349 | 17.4071
2030 | NZWEM_PERC | Medium Demand Growth+Ref Gas Supply+Methanex Stays+Reduced Rankine Availability | -4.3497 | 7.9506 | 21.4422
2031 | NZWEM_PERC | Medium Demand Growth+Ref Gas Supply+Methanex Stays+Reduced Rankine Availability | -7.7712 | 4.2052 | 22.7769
2032 | NZWEM_PERC | Medium Demand Growth+Ref Gas Supply+Methanex Stays+Reduced Rankine Availability | -9.7085 | 2.3517 | 21.4337
2033 | NZWEM_PERC | Medium Demand Growth+Ref Gas Supply+Methanex Stays+Reduced Rankine Availability | -11.8416 | -0.081851 | 20.1252
2034 | NZWEM_PERC | Medium Demand Growth+Ref Gas Supply+Methanex Stays+Reduced Rankine Availability | -13.4382 | -1.564 | 18.174
2035 | NZWEM_PERC | Medium Demand Growth+Ref Gas Supply+Methanex Stays+Reduced Rankine Availability | -15.1204 | -3.4267 | 15.8693
2026 | NIWCM | Medium Demand Growth+Ref Gas Supply+Methanex Stays+Reduced Rankine Availability | 920.9691 | 921.7689 | 921.7689
2027 | NIWCM | Medium Demand Growth+Ref Gas Supply+Methanex Stays+Reduced Rankine Availability | 845.9707 | 877.8368 | 882.3733
2028 | NIWCM | Medium Demand Growth+Ref Gas Supply+Methanex Stays+Reduced Rankine Availability | 859.1103 | 1505.0791 | 1565.8242
2029 | NIWCM | Medium Demand Growth+Ref Gas Supply+Methanex Stays+Reduced Rankine Availability | 611.353 | 1501.7771 | 1825.1221
2030 | NIWCM | Medium Demand Growth+Ref Gas Supply+Methanex Stays+Reduced Rankine Availability | 357.1061 | 1371.4514 | 1890.9615
2031 | NIWCM | Medium Demand Growth+Ref Gas Supply+Methanex Stays+Reduced Rankine Availability | 179.7311 | 1211.8479 | 1982.5238
2032 | NIWCM | Medium Demand Growth+Ref Gas Supply+Methanex Stays+Reduced Rankine Availability | 15.1165 | 1068.5412 | 1887.6906
2033 | NIWCM | Medium Demand Growth+Ref Gas Supply+Methanex Stays+Reduced Rankine Availability | -174.4324 | 884.5126 | 1781.0907
2034 | NIWCM | Medium Demand Growth+Ref Gas Supply+Methanex Stays+Reduced Rankine Availability | -342.2944 | 761.6695 | 1743.7668
2035 | NIWCM | Medium Demand Growth+Ref Gas Supply+Methanex Stays+Reduced Rankine Availability | -493.9569 | 621.7582 | 1611.8204
2026 | SIWEM_PERC | Medium Demand Growth+Ref Gas Supply+Methanex Stays+Reduced Rankine Availability | 37.4793 | 37.6397 | 37.6397
2027 | SIWEM_PERC | Medium Demand Growth+Ref Gas Supply+Methanex Stays+Reduced Rankine Availability | 20.3731 | 22.9227 | 22.9227
2028 | SIWEM_PERC | Medium Demand Growth+Ref Gas Supply+Methanex Stays+Reduced Rankine Availability | 18.9439 | 31.6061 | 41.4017
2029 | SIWEM_PERC | Medium Demand Growth+Ref Gas Supply+Methanex Stays+Reduced Rankine Availability | 11.0199 | 22.8187 | 45.6782
2030 | SIWEM_PERC | Medium Demand Growth+Ref Gas Supply+Methanex Stays+Reduced Rankine Availability | 6.6467 | 19.7382 | 56.3497
2031 | SIWEM_PERC | Medium Demand Growth+Ref Gas Supply+Methanex Stays+Reduced Rankine Availability | 3.1125 | 15.7534 | 58.5769
2032 | SIWEM_PERC | Medium Demand Growth+Ref Gas Supply+Methanex Stays+Reduced Rankine Availability | 1.3126 | 13.7132 | 55.7227
2033 | SIWEM_PERC | Medium Demand Growth+Ref Gas Supply+Methanex Stays+Reduced Rankine Availability | -0.75867 | 11.3685 | 52.4517
2034 | SIWEM_PERC | Medium Demand Growth+Ref Gas Supply+Methanex Stays+Reduced Rankine Availability | -2.5134 | 9.3772 | 47.5265
2035 | SIWEM_PERC | Medium Demand Growth+Ref Gas Supply+Methanex Stays+Reduced Rankine Availability | -3.9808 | 7.7075 | 41.3369
2026 | NZWEM_PERC | Medium Demand Growth+Ref Gas Supply+Methanex Stays+Reduced Rankine Availability+Low Wind & Solar | 12.6303 | 12.6814 | 12.6814
2027 | NZWEM_PERC | Medium Demand Growth+Ref Gas Supply+Methanex Stays+Reduced Rankine Availability+Low Wind & Solar | 3.8298 | 5.4349 | 5.7124
2028 | NZWEM_PERC | Medium Demand Growth+Ref Gas Supply+Methanex Stays+Reduced Rankine Availability+Low Wind & Solar | 2.1049 | 9.0582 | 12.9147
2029 | NZWEM_PERC | Medium Demand Growth+Ref Gas Supply+Methanex Stays+Reduced Rankine Availability+Low Wind & Solar | -2.8973 | 6.6523 | 14.208
2030 | NZWEM_PERC | Medium Demand Growth+Ref Gas Supply+Methanex Stays+Reduced Rankine Availability+Low Wind & Solar | -5.6509 | 5.4965 | 17.7072
2031 | NZWEM_PERC | Medium Demand Growth+Ref Gas Supply+Methanex Stays+Reduced Rankine Availability+Low Wind & Solar | -9.0294 | 1.8323 | 18.6265
2032 | NZWEM_PERC | Medium Demand Growth+Ref Gas Supply+Methanex Stays+Reduced Rankine Availability+Low Wind & Solar | -10.938 | -0.001924 | 17.2851
2033 | NZWEM_PERC | Medium Demand Growth+Ref Gas Supply+Methanex Stays+Reduced Rankine Availability+Low Wind & Solar | -13.0405 | -2.3768 | 15.9239
2034 | NZWEM_PERC | Medium Demand Growth+Ref Gas Supply+Methanex Stays+Reduced Rankine Availability+Low Wind & Solar | -14.6093 | -3.8056 | 14.0702
2035 | NZWEM_PERC | Medium Demand Growth+Ref Gas Supply+Methanex Stays+Reduced Rankine Availability+Low Wind & Solar | -16.2653 | -5.6182 | 11.8574
2026 | NIWCM | Medium Demand Growth+Ref Gas Supply+Methanex Stays+Reduced Rankine Availability+Low Wind & Solar | 920.9691 | 921.7689 | 921.7689
2027 | NIWCM | Medium Demand Growth+Ref Gas Supply+Methanex Stays+Reduced Rankine Availability+Low Wind & Solar | 845.9707 | 877.8368 | 882.3733
2028 | NIWCM | Medium Demand Growth+Ref Gas Supply+Methanex Stays+Reduced Rankine Availability+Low Wind & Solar | 859.1103 | 1505.0791 | 1565.8242
2029 | NIWCM | Medium Demand Growth+Ref Gas Supply+Methanex Stays+Reduced Rankine Availability+Low Wind & Solar | 611.353 | 1501.7771 | 1825.1221
2030 | NIWCM | Medium Demand Growth+Ref Gas Supply+Methanex Stays+Reduced Rankine Availability+Low Wind & Solar | 357.1061 | 1371.4514 | 1890.9615
2031 | NIWCM | Medium Demand Growth+Ref Gas Supply+Methanex Stays+Reduced Rankine Availability+Low Wind & Solar | 179.7311 | 1211.8479 | 1982.5238
2032 | NIWCM | Medium Demand Growth+Ref Gas Supply+Methanex Stays+Reduced Rankine Availability+Low Wind & Solar | 15.1165 | 1068.5412 | 1887.6906
2033 | NIWCM | Medium Demand Growth+Ref Gas Supply+Methanex Stays+Reduced Rankine Availability+Low Wind & Solar | -174.4324 | 884.5126 | 1781.0907
2034 | NIWCM | Medium Demand Growth+Ref Gas Supply+Methanex Stays+Reduced Rankine Availability+Low Wind & Solar | -342.2944 | 761.6695 | 1743.7668
2035 | NIWCM | Medium Demand Growth+Ref Gas Supply+Methanex Stays+Reduced Rankine Availability+Low Wind & Solar | -493.9569 | 621.7582 | 1611.8204
2026 | SIWEM_PERC | Medium Demand Growth+Ref Gas Supply+Methanex Stays+Reduced Rankine Availability+Low Wind & Solar | 34.1131 | 34.2578 | 34.2578
2027 | SIWEM_PERC | Medium Demand Growth+Ref Gas Supply+Methanex Stays+Reduced Rankine Availability+Low Wind & Solar | 19.539 | 21.8399 | 21.8399
2028 | SIWEM_PERC | Medium Demand Growth+Ref Gas Supply+Methanex Stays+Reduced Rankine Availability+Low Wind & Solar | 17.9557 | 29.3829 | 35.7927
2029 | SIWEM_PERC | Medium Demand Growth+Ref Gas Supply+Methanex Stays+Reduced Rankine Availability+Low Wind & Solar | 10.0991 | 20.7471 | 36.9095
2030 | SIWEM_PERC | Medium Demand Growth+Ref Gas Supply+Methanex Stays+Reduced Rankine Availability+Low Wind & Solar | 5.7635 | 17.5781 | 46.1591
2031 | SIWEM_PERC | Medium Demand Growth+Ref Gas Supply+Methanex Stays+Reduced Rankine Availability+Low Wind & Solar | 2.2597 | 13.6677 | 48.4888
2032 | SIWEM_PERC | Medium Demand Growth+Ref Gas Supply+Methanex Stays+Reduced Rankine Availability+Low Wind & Solar | 0.47602 | 11.6671 | 44.931
2033 | SIWEM_PERC | Medium Demand Growth+Ref Gas Supply+Methanex Stays+Reduced Rankine Availability+Low Wind & Solar | -1.5768 | 9.3676 | 41.2478
2034 | SIWEM_PERC | Medium Demand Growth+Ref Gas Supply+Methanex Stays+Reduced Rankine Availability+Low Wind & Solar | -3.3156 | 7.4153 | 36.2261
2035 | SIWEM_PERC | Medium Demand Growth+Ref Gas Supply+Methanex Stays+Reduced Rankine Availability+Low Wind & Solar | -4.7693 | 5.7789 | 30.2287
2026 | NZWEM_PERC | Medium Demand Growth+Ref Gas Supply+Methanex Stays+Reduced Rankine Availability+Constrained Operational Capacity | 13.8196 | 13.8763 | 13.8763
2027 | NZWEM_PERC | Medium Demand Growth+Ref Gas Supply+Methanex Stays+Reduced Rankine Availability+Constrained Operational Capacity | 5.1341 | 6.9127 | 7.2202
2028 | NZWEM_PERC | Medium Demand Growth+Ref Gas Supply+Methanex Stays+Reduced Rankine Availability+Constrained Operational Capacity | 3.4796 | 11.1844 | 15.4577
2029 | NZWEM_PERC | Medium Demand Growth+Ref Gas Supply+Methanex Stays+Reduced Rankine Availability+Constrained Operational Capacity | -1.5469 | 9.0349 | 17.4071
2030 | NZWEM_PERC | Medium Demand Growth+Ref Gas Supply+Methanex Stays+Reduced Rankine Availability+Constrained Operational Capacity | -4.3497 | 7.9506 | 21.4422
2031 | NZWEM_PERC | Medium Demand Growth+Ref Gas Supply+Methanex Stays+Reduced Rankine Availability+Constrained Operational Capacity | -7.7712 | 4.2052 | 22.7769
2032 | NZWEM_PERC | Medium Demand Growth+Ref Gas Supply+Methanex Stays+Reduced Rankine Availability+Constrained Operational Capacity | -9.7085 | 2.3517 | 21.4337
2033 | NZWEM_PERC | Medium Demand Growth+Ref Gas Supply+Methanex Stays+Reduced Rankine Availability+Constrained Operational Capacity | -11.8416 | -0.081851 | 20.1252
2034 | NZWEM_PERC | Medium Demand Growth+Ref Gas Supply+Methanex Stays+Reduced Rankine Availability+Constrained Operational Capacity | -13.4382 | -1.564 | 18.174
2035 | NZWEM_PERC | Medium Demand Growth+Ref Gas Supply+Methanex Stays+Reduced Rankine Availability+Constrained Operational Capacity | -15.1204 | -3.4267 | 15.8693
2026 | NIWCM | Medium Demand Growth+Ref Gas Supply+Methanex Stays+Reduced Rankine Availability+Constrained Operational Capacity | 325.6776 | 325.6776 | 325.6776
2027 | NIWCM | Medium Demand Growth+Ref Gas Supply+Methanex Stays+Reduced Rankine Availability+Constrained Operational Capacity | 224.2836 | 228.2512 | 228.2512
2028 | NIWCM | Medium Demand Growth+Ref Gas Supply+Methanex Stays+Reduced Rankine Availability+Constrained Operational Capacity | 205.4256 | 699.3399 | 707.1268
2029 | NIWCM | Medium Demand Growth+Ref Gas Supply+Methanex Stays+Reduced Rankine Availability+Constrained Operational Capacity | -60.3162 | 589.3627 | 745.8717
2030 | NIWCM | Medium Demand Growth+Ref Gas Supply+Methanex Stays+Reduced Rankine Availability+Constrained Operational Capacity | -317.689 | 419.2906 | 631.9063
2031 | NIWCM | Medium Demand Growth+Ref Gas Supply+Methanex Stays+Reduced Rankine Availability+Constrained Operational Capacity | -497.8032 | 250.5253 | 521.7464
2032 | NIWCM | Medium Demand Growth+Ref Gas Supply+Methanex Stays+Reduced Rankine Availability+Constrained Operational Capacity | -663.7615 | 89.1265 | 382.2282
2033 | NIWCM | Medium Demand Growth+Ref Gas Supply+Methanex Stays+Reduced Rankine Availability+Constrained Operational Capacity | -853.164 | -100.0434 | 205.0464
2034 | NIWCM | Medium Demand Growth+Ref Gas Supply+Methanex Stays+Reduced Rankine Availability+Constrained Operational Capacity | -1023.1651 | -225.576 | 156.8187
2035 | NIWCM | Medium Demand Growth+Ref Gas Supply+Methanex Stays+Reduced Rankine Availability+Constrained Operational Capacity | -1174.8174 | -367.1198 | 14.9193
2026 | SIWEM_PERC | Medium Demand Growth+Ref Gas Supply+Methanex Stays+Reduced Rankine Availability+Constrained Operational Capacity | 37.4793 | 37.6397 | 37.6397
2027 | SIWEM_PERC | Medium Demand Growth+Ref Gas Supply+Methanex Stays+Reduced Rankine Availability+Constrained Operational Capacity | 20.3731 | 22.9227 | 22.9227
2028 | SIWEM_PERC | Medium Demand Growth+Ref Gas Supply+Methanex Stays+Reduced Rankine Availability+Constrained Operational Capacity | 18.9439 | 31.6061 | 41.4017
2029 | SIWEM_PERC | Medium Demand Growth+Ref Gas Supply+Methanex Stays+Reduced Rankine Availability+Constrained Operational Capacity | 11.0199 | 22.8187 | 45.6782
2030 | SIWEM_PERC | Medium Demand Growth+Ref Gas Supply+Methanex Stays+Reduced Rankine Availability+Constrained Operational Capacity | 6.6467 | 19.7382 | 56.3497
2031 | SIWEM_PERC | Medium Demand Growth+Ref Gas Supply+Methanex Stays+Reduced Rankine Availability+Constrained Operational Capacity | 3.1125 | 15.7534 | 58.5769
2032 | SIWEM_PERC | Medium Demand Growth+Ref Gas Supply+Methanex Stays+Reduced Rankine Availability+Constrained Operational Capacity | 1.3126 | 13.7132 | 55.7227
2033 | SIWEM_PERC | Medium Demand Growth+Ref Gas Supply+Methanex Stays+Reduced Rankine Availability+Constrained Operational Capacity | -0.75867 | 11.3685 | 52.4517
2034 | SIWEM_PERC | Medium Demand Growth+Ref Gas Supply+Methanex Stays+Reduced Rankine Availability+Constrained Operational Capacity | -2.5134 | 9.3772 | 47.5265
2035 | SIWEM_PERC | Medium Demand Growth+Ref Gas Supply+Methanex Stays+Reduced Rankine Availability+Constrained Operational Capacity | -3.9808 | 7.7075 | 41.3369
2026 | NZWEM_PERC | Medium Demand Growth+Ref Gas Supply+Methanex Stays+Reduced Rankine Availability+Constrained Operational Capacity+Low Wind & Solar | 12.6303 | 12.6814 | 12.6814
2027 | NZWEM_PERC | Medium Demand Growth+Ref Gas Supply+Methanex Stays+Reduced Rankine Availability+Constrained Operational Capacity+Low Wind & Solar | 3.8298 | 5.4349 | 5.7124
2028 | NZWEM_PERC | Medium Demand Growth+Ref Gas Supply+Methanex Stays+Reduced Rankine Availability+Constrained Operational Capacity+Low Wind & Solar | 2.1049 | 9.0582 | 12.9147
2029 | NZWEM_PERC | Medium Demand Growth+Ref Gas Supply+Methanex Stays+Reduced Rankine Availability+Constrained Operational Capacity+Low Wind & Solar | -2.8973 | 6.6523 | 14.208
2030 | NZWEM_PERC | Medium Demand Growth+Ref Gas Supply+Methanex Stays+Reduced Rankine Availability+Constrained Operational Capacity+Low Wind & Solar | -5.6509 | 5.4965 | 17.7072
2031 | NZWEM_PERC | Medium Demand Growth+Ref Gas Supply+Methanex Stays+Reduced Rankine Availability+Constrained Operational Capacity+Low Wind & Solar | -9.0294 | 1.8323 | 18.6265
2032 | NZWEM_PERC | Medium Demand Growth+Ref Gas Supply+Methanex Stays+Reduced Rankine Availability+Constrained Operational Capacity+Low Wind & Solar | -10.938 | -0.001924 | 17.2851
2033 | NZWEM_PERC | Medium Demand Growth+Ref Gas Supply+Methanex Stays+Reduced Rankine Availability+Constrained Operational Capacity+Low Wind & Solar | -13.0405 | -2.3768 | 15.9239
2034 | NZWEM_PERC | Medium Demand Growth+Ref Gas Supply+Methanex Stays+Reduced Rankine Availability+Constrained Operational Capacity+Low Wind & Solar | -14.6093 | -3.8056 | 14.0702
2035 | NZWEM_PERC | Medium Demand Growth+Ref Gas Supply+Methanex Stays+Reduced Rankine Availability+Constrained Operational Capacity+Low Wind & Solar | -16.2653 | -5.6182 | 11.8574
2026 | NIWCM | Medium Demand Growth+Ref Gas Supply+Methanex Stays+Reduced Rankine Availability+Constrained Operational Capacity+Low Wind & Solar | 325.6776 | 325.6776 | 325.6776
2027 | NIWCM | Medium Demand Growth+Ref Gas Supply+Methanex Stays+Reduced Rankine Availability+Constrained Operational Capacity+Low Wind & Solar | 224.2836 | 228.2512 | 228.2512
2028 | NIWCM | Medium Demand Growth+Ref Gas Supply+Methanex Stays+Reduced Rankine Availability+Constrained Operational Capacity+Low Wind & Solar | 205.4256 | 699.3399 | 707.1268
2029 | NIWCM | Medium Demand Growth+Ref Gas Supply+Methanex Stays+Reduced Rankine Availability+Constrained Operational Capacity+Low Wind & Solar | -60.3162 | 589.3627 | 745.8717
2030 | NIWCM | Medium Demand Growth+Ref Gas Supply+Methanex Stays+Reduced Rankine Availability+Constrained Operational Capacity+Low Wind & Solar | -317.689 | 419.2906 | 631.9063
2031 | NIWCM | Medium Demand Growth+Ref Gas Supply+Methanex Stays+Reduced Rankine Availability+Constrained Operational Capacity+Low Wind & Solar | -497.8032 | 250.5253 | 521.7464
2032 | NIWCM | Medium Demand Growth+Ref Gas Supply+Methanex Stays+Reduced Rankine Availability+Constrained Operational Capacity+Low Wind & Solar | -663.7615 | 89.1265 | 382.2282
2033 | NIWCM | Medium Demand Growth+Ref Gas Supply+Methanex Stays+Reduced Rankine Availability+Constrained Operational Capacity+Low Wind & Solar | -853.164 | -100.0434 | 205.0464
2034 | NIWCM | Medium Demand Growth+Ref Gas Supply+Methanex Stays+Reduced Rankine Availability+Constrained Operational Capacity+Low Wind & Solar | -1023.1651 | -225.576 | 156.8187
2035 | NIWCM | Medium Demand Growth+Ref Gas Supply+Methanex Stays+Reduced Rankine Availability+Constrained Operational Capacity+Low Wind & Solar | -1174.8174 | -367.1198 | 14.9193
2026 | SIWEM_PERC | Medium Demand Growth+Ref Gas Supply+Methanex Stays+Reduced Rankine Availability+Constrained Operational Capacity+Low Wind & Solar | 34.1131 | 34.2578 | 34.2578
2027 | SIWEM_PERC | Medium Demand Growth+Ref Gas Supply+Methanex Stays+Reduced Rankine Availability+Constrained Operational Capacity+Low Wind & Solar | 19.539 | 21.8399 | 21.8399
2028 | SIWEM_PERC | Medium Demand Growth+Ref Gas Supply+Methanex Stays+Reduced Rankine Availability+Constrained Operational Capacity+Low Wind & Solar | 17.9557 | 29.3829 | 35.7927
2029 | SIWEM_PERC | Medium Demand Growth+Ref Gas Supply+Methanex Stays+Reduced Rankine Availability+Constrained Operational Capacity+Low Wind & Solar | 10.0991 | 20.7471 | 36.9095
2030 | SIWEM_PERC | Medium Demand Growth+Ref Gas Supply+Methanex Stays+Reduced Rankine Availability+Constrained Operational Capacity+Low Wind & Solar | 5.7635 | 17.5781 | 46.1591
2031 | SIWEM_PERC | Medium Demand Growth+Ref Gas Supply+Methanex Stays+Reduced Rankine Availability+Constrained Operational Capacity+Low Wind & Solar | 2.2597 | 13.6677 | 48.4888
2032 | SIWEM_PERC | Medium Demand Growth+Ref Gas Supply+Methanex Stays+Reduced Rankine Availability+Constrained Operational Capacity+Low Wind & Solar | 0.47602 | 11.6671 | 44.931
2033 | SIWEM_PERC | Medium Demand Growth+Ref Gas Supply+Methanex Stays+Reduced Rankine Availability+Constrained Operational Capacity+Low Wind & Solar | -1.5768 | 9.3676 | 41.2478
2034 | SIWEM_PERC | Medium Demand Growth+Ref Gas Supply+Methanex Stays+Reduced Rankine Availability+Constrained Operational Capacity+Low Wind & Solar | -3.3156 | 7.4153 | 36.2261
2035 | SIWEM_PERC | Medium Demand Growth+Ref Gas Supply+Methanex Stays+Reduced Rankine Availability+Constrained Operational Capacity+Low Wind & Solar | -4.7693 | 5.7789 | 30.2287
2026 | NZWEM_PERC | Medium Demand Growth+Ref Gas Supply+Methanex Stays+Reduced Rankine Availability+Upgraded HVDC | 13.8196 | 13.8763 | 13.8763
2027 | NZWEM_PERC | Medium Demand Growth+Ref Gas Supply+Methanex Stays+Reduced Rankine Availability+Upgraded HVDC | 5.1341 | 6.9127 | 7.2202
2028 | NZWEM_PERC | Medium Demand Growth+Ref Gas Supply+Methanex Stays+Reduced Rankine Availability+Upgraded HVDC | 3.4796 | 11.1844 | 15.4577
2029 | NZWEM_PERC | Medium Demand Growth+Ref Gas Supply+Methanex Stays+Reduced Rankine Availability+Upgraded HVDC | -1.5469 | 9.0349 | 17.4071
2030 | NZWEM_PERC | Medium Demand Growth+Ref Gas Supply+Methanex Stays+Reduced Rankine Availability+Upgraded HVDC | -4.3497 | 7.9506 | 21.4422
2031 | NZWEM_PERC | Medium Demand Growth+Ref Gas Supply+Methanex Stays+Reduced Rankine Availability+Upgraded HVDC | -7.7712 | 4.2052 | 22.7769
2032 | NZWEM_PERC | Medium Demand Growth+Ref Gas Supply+Methanex Stays+Reduced Rankine Availability+Upgraded HVDC | -9.7085 | 2.3517 | 21.4337
2033 | NZWEM_PERC | Medium Demand Growth+Ref Gas Supply+Methanex Stays+Reduced Rankine Availability+Upgraded HVDC | -11.8416 | -0.081851 | 20.1252
2034 | NZWEM_PERC | Medium Demand Growth+Ref Gas Supply+Methanex Stays+Reduced Rankine Availability+Upgraded HVDC | -13.4382 | -1.564 | 18.174
2035 | NZWEM_PERC | Medium Demand Growth+Ref Gas Supply+Methanex Stays+Reduced Rankine Availability+Upgraded HVDC | -15.1204 | -3.4267 | 15.8693
2026 | NIWCM | Medium Demand Growth+Ref Gas Supply+Methanex Stays+Reduced Rankine Availability+Upgraded HVDC | 920.9691 | 921.7689 | 921.7689
2027 | NIWCM | Medium Demand Growth+Ref Gas Supply+Methanex Stays+Reduced Rankine Availability+Upgraded HVDC | 845.9707 | 877.8368 | 882.3733
2028 | NIWCM | Medium Demand Growth+Ref Gas Supply+Methanex Stays+Reduced Rankine Availability+Upgraded HVDC | 859.1103 | 1505.0791 | 1565.8242
2029 | NIWCM | Medium Demand Growth+Ref Gas Supply+Methanex Stays+Reduced Rankine Availability+Upgraded HVDC | 611.353 | 1501.7771 | 1825.1221
2030 | NIWCM | Medium Demand Growth+Ref Gas Supply+Methanex Stays+Reduced Rankine Availability+Upgraded HVDC | 357.1061 | 1371.4514 | 1890.9615
2031 | NIWCM | Medium Demand Growth+Ref Gas Supply+Methanex Stays+Reduced Rankine Availability+Upgraded HVDC | 179.7311 | 1211.8478 | 1992.1311
2032 | NIWCM | Medium Demand Growth+Ref Gas Supply+Methanex Stays+Reduced Rankine Availability+Upgraded HVDC | 15.1165 | 1068.5413 | 1887.1995
2033 | NIWCM | Medium Demand Growth+Ref Gas Supply+Methanex Stays+Reduced Rankine Availability+Upgraded HVDC | -174.4324 | 884.5126 | 1781.1554
2034 | NIWCM | Medium Demand Growth+Ref Gas Supply+Methanex Stays+Reduced Rankine Availability+Upgraded HVDC | -342.2944 | 761.6695 | 1743.7654
2035 | NIWCM | Medium Demand Growth+Ref Gas Supply+Methanex Stays+Reduced Rankine Availability+Upgraded HVDC | -493.9569 | 621.7582 | 1611.8228
2026 | SIWEM_PERC | Medium Demand Growth+Ref Gas Supply+Methanex Stays+Reduced Rankine Availability+Upgraded HVDC | 37.4793 | 37.6397 | 37.6397
2027 | SIWEM_PERC | Medium Demand Growth+Ref Gas Supply+Methanex Stays+Reduced Rankine Availability+Upgraded HVDC | 20.3731 | 22.9227 | 22.9227
2028 | SIWEM_PERC | Medium Demand Growth+Ref Gas Supply+Methanex Stays+Reduced Rankine Availability+Upgraded HVDC | 18.9439 | 31.6061 | 41.4017
2029 | SIWEM_PERC | Medium Demand Growth+Ref Gas Supply+Methanex Stays+Reduced Rankine Availability+Upgraded HVDC | 11.0199 | 22.8187 | 45.6782
2030 | SIWEM_PERC | Medium Demand Growth+Ref Gas Supply+Methanex Stays+Reduced Rankine Availability+Upgraded HVDC | 6.6467 | 19.7382 | 56.3497
2031 | SIWEM_PERC | Medium Demand Growth+Ref Gas Supply+Methanex Stays+Reduced Rankine Availability+Upgraded HVDC | 3.1125 | 15.7534 | 59.6884
2032 | SIWEM_PERC | Medium Demand Growth+Ref Gas Supply+Methanex Stays+Reduced Rankine Availability+Upgraded HVDC | 1.3126 | 13.7132 | 56.2286
2033 | SIWEM_PERC | Medium Demand Growth+Ref Gas Supply+Methanex Stays+Reduced Rankine Availability+Upgraded HVDC | -0.75867 | 11.3685 | 52.7444
2034 | SIWEM_PERC | Medium Demand Growth+Ref Gas Supply+Methanex Stays+Reduced Rankine Availability+Upgraded HVDC | -2.5134 | 9.3772 | 47.5265
2035 | SIWEM_PERC | Medium Demand Growth+Ref Gas Supply+Methanex Stays+Reduced Rankine Availability+Upgraded HVDC | -3.9808 | 7.7075 | 41.3369
2026 | NZWEM_PERC | Medium Demand Growth+Ref Gas Supply+Methanex Stays+Reduced Rankine Availability+Upgraded HVDC+Low Wind & Solar | 12.6303 | 12.6814 | 12.6814
2027 | NZWEM_PERC | Medium Demand Growth+Ref Gas Supply+Methanex Stays+Reduced Rankine Availability+Upgraded HVDC+Low Wind & Solar | 3.8298 | 5.4349 | 5.7124
2028 | NZWEM_PERC | Medium Demand Growth+Ref Gas Supply+Methanex Stays+Reduced Rankine Availability+Upgraded HVDC+Low Wind & Solar | 2.1049 | 9.0582 | 12.9147
2029 | NZWEM_PERC | Medium Demand Growth+Ref Gas Supply+Methanex Stays+Reduced Rankine Availability+Upgraded HVDC+Low Wind & Solar | -2.8973 | 6.6523 | 14.208
2030 | NZWEM_PERC | Medium Demand Growth+Ref Gas Supply+Methanex Stays+Reduced Rankine Availability+Upgraded HVDC+Low Wind & Solar | -5.6509 | 5.4965 | 17.7072
2031 | NZWEM_PERC | Medium Demand Growth+Ref Gas Supply+Methanex Stays+Reduced Rankine Availability+Upgraded HVDC+Low Wind & Solar | -9.0294 | 1.8323 | 18.6265
2032 | NZWEM_PERC | Medium Demand Growth+Ref Gas Supply+Methanex Stays+Reduced Rankine Availability+Upgraded HVDC+Low Wind & Solar | -10.938 | -0.001924 | 17.2851
2033 | NZWEM_PERC | Medium Demand Growth+Ref Gas Supply+Methanex Stays+Reduced Rankine Availability+Upgraded HVDC+Low Wind & Solar | -13.0405 | -2.3768 | 15.9239
2034 | NZWEM_PERC | Medium Demand Growth+Ref Gas Supply+Methanex Stays+Reduced Rankine Availability+Upgraded HVDC+Low Wind & Solar | -14.6093 | -3.8056 | 14.0702
2035 | NZWEM_PERC | Medium Demand Growth+Ref Gas Supply+Methanex Stays+Reduced Rankine Availability+Upgraded HVDC+Low Wind & Solar | -16.2653 | -5.6182 | 11.8574
2026 | NIWCM | Medium Demand Growth+Ref Gas Supply+Methanex Stays+Reduced Rankine Availability+Upgraded HVDC+Low Wind & Solar | 920.9691 | 921.7689 | 921.7689
2027 | NIWCM | Medium Demand Growth+Ref Gas Supply+Methanex Stays+Reduced Rankine Availability+Upgraded HVDC+Low Wind & Solar | 845.9707 | 877.8368 | 882.3733
2028 | NIWCM | Medium Demand Growth+Ref Gas Supply+Methanex Stays+Reduced Rankine Availability+Upgraded HVDC+Low Wind & Solar | 859.1103 | 1505.0791 | 1565.8242
2029 | NIWCM | Medium Demand Growth+Ref Gas Supply+Methanex Stays+Reduced Rankine Availability+Upgraded HVDC+Low Wind & Solar | 611.353 | 1501.7771 | 1825.1221
2030 | NIWCM | Medium Demand Growth+Ref Gas Supply+Methanex Stays+Reduced Rankine Availability+Upgraded HVDC+Low Wind & Solar | 357.1061 | 1371.4514 | 1890.9615
2031 | NIWCM | Medium Demand Growth+Ref Gas Supply+Methanex Stays+Reduced Rankine Availability+Upgraded HVDC+Low Wind & Solar | 179.7311 | 1211.8478 | 1992.1311
2032 | NIWCM | Medium Demand Growth+Ref Gas Supply+Methanex Stays+Reduced Rankine Availability+Upgraded HVDC+Low Wind & Solar | 15.1165 | 1068.5413 | 1887.1995
2033 | NIWCM | Medium Demand Growth+Ref Gas Supply+Methanex Stays+Reduced Rankine Availability+Upgraded HVDC+Low Wind & Solar | -174.4324 | 884.5126 | 1781.1554
2034 | NIWCM | Medium Demand Growth+Ref Gas Supply+Methanex Stays+Reduced Rankine Availability+Upgraded HVDC+Low Wind & Solar | -342.2944 | 761.6695 | 1743.7654
2035 | NIWCM | Medium Demand Growth+Ref Gas Supply+Methanex Stays+Reduced Rankine Availability+Upgraded HVDC+Low Wind & Solar | -493.9569 | 621.7582 | 1611.8228
2026 | SIWEM_PERC | Medium Demand Growth+Ref Gas Supply+Methanex Stays+Reduced Rankine Availability+Upgraded HVDC+Low Wind & Solar | 34.1131 | 34.2578 | 34.2578
2027 | SIWEM_PERC | Medium Demand Growth+Ref Gas Supply+Methanex Stays+Reduced Rankine Availability+Upgraded HVDC+Low Wind & Solar | 19.539 | 21.8399 | 21.8399
2028 | SIWEM_PERC | Medium Demand Growth+Ref Gas Supply+Methanex Stays+Reduced Rankine Availability+Upgraded HVDC+Low Wind & Solar | 17.9557 | 29.3829 | 35.7927
2029 | SIWEM_PERC | Medium Demand Growth+Ref Gas Supply+Methanex Stays+Reduced Rankine Availability+Upgraded HVDC+Low Wind & Solar | 10.0991 | 20.7471 | 36.9095
2030 | SIWEM_PERC | Medium Demand Growth+Ref Gas Supply+Methanex Stays+Reduced Rankine Availability+Upgraded HVDC+Low Wind & Solar | 5.7635 | 17.5781 | 46.1591
2031 | SIWEM_PERC | Medium Demand Growth+Ref Gas Supply+Methanex Stays+Reduced Rankine Availability+Upgraded HVDC+Low Wind & Solar | 2.2597 | 13.6677 | 48.4888
2032 | SIWEM_PERC | Medium Demand Growth+Ref Gas Supply+Methanex Stays+Reduced Rankine Availability+Upgraded HVDC+Low Wind & Solar | 0.47602 | 11.6671 | 44.931
2033 | SIWEM_PERC | Medium Demand Growth+Ref Gas Supply+Methanex Stays+Reduced Rankine Availability+Upgraded HVDC+Low Wind & Solar | -1.5768 | 9.3676 | 41.2478
2034 | SIWEM_PERC | Medium Demand Growth+Ref Gas Supply+Methanex Stays+Reduced Rankine Availability+Upgraded HVDC+Low Wind & Solar | -3.3156 | 7.4153 | 36.2261
2035 | SIWEM_PERC | Medium Demand Growth+Ref Gas Supply+Methanex Stays+Reduced Rankine Availability+Upgraded HVDC+Low Wind & Solar | -4.7693 | 5.7789 | 30.2287
2026 | NZWEM_PERC | Medium Demand Growth+Ref Gas Supply+Methanex Stays+Reduced Rankine Availability+Upgraded HVDC+Constrained Operational Capacity | 13.8196 | 13.8763 | 13.8763
2027 | NZWEM_PERC | Medium Demand Growth+Ref Gas Supply+Methanex Stays+Reduced Rankine Availability+Upgraded HVDC+Constrained Operational Capacity | 5.1341 | 6.9127 | 7.2202
2028 | NZWEM_PERC | Medium Demand Growth+Ref Gas Supply+Methanex Stays+Reduced Rankine Availability+Upgraded HVDC+Constrained Operational Capacity | 3.4796 | 11.1844 | 15.4577
2029 | NZWEM_PERC | Medium Demand Growth+Ref Gas Supply+Methanex Stays+Reduced Rankine Availability+Upgraded HVDC+Constrained Operational Capacity | -1.5469 | 9.0349 | 17.4071
2030 | NZWEM_PERC | Medium Demand Growth+Ref Gas Supply+Methanex Stays+Reduced Rankine Availability+Upgraded HVDC+Constrained Operational Capacity | -4.3497 | 7.9506 | 21.4422
2031 | NZWEM_PERC | Medium Demand Growth+Ref Gas Supply+Methanex Stays+Reduced Rankine Availability+Upgraded HVDC+Constrained Operational Capacity | -7.7712 | 4.2052 | 22.7769
2032 | NZWEM_PERC | Medium Demand Growth+Ref Gas Supply+Methanex Stays+Reduced Rankine Availability+Upgraded HVDC+Constrained Operational Capacity | -9.7085 | 2.3517 | 21.4337
2033 | NZWEM_PERC | Medium Demand Growth+Ref Gas Supply+Methanex Stays+Reduced Rankine Availability+Upgraded HVDC+Constrained Operational Capacity | -11.8416 | -0.081851 | 20.1252
2034 | NZWEM_PERC | Medium Demand Growth+Ref Gas Supply+Methanex Stays+Reduced Rankine Availability+Upgraded HVDC+Constrained Operational Capacity | -13.4382 | -1.564 | 18.174
2035 | NZWEM_PERC | Medium Demand Growth+Ref Gas Supply+Methanex Stays+Reduced Rankine Availability+Upgraded HVDC+Constrained Operational Capacity | -15.1204 | -3.4267 | 15.8693
2026 | NIWCM | Medium Demand Growth+Ref Gas Supply+Methanex Stays+Reduced Rankine Availability+Upgraded HVDC+Constrained Operational Capacity | 325.6776 | 325.6776 | 325.6776
2027 | NIWCM | Medium Demand Growth+Ref Gas Supply+Methanex Stays+Reduced Rankine Availability+Upgraded HVDC+Constrained Operational Capacity | 224.2836 | 228.2512 | 228.2512
2028 | NIWCM | Medium Demand Growth+Ref Gas Supply+Methanex Stays+Reduced Rankine Availability+Upgraded HVDC+Constrained Operational Capacity | 205.4256 | 699.3399 | 707.1268
2029 | NIWCM | Medium Demand Growth+Ref Gas Supply+Methanex Stays+Reduced Rankine Availability+Upgraded HVDC+Constrained Operational Capacity | -60.3162 | 589.3627 | 745.8717
2030 | NIWCM | Medium Demand Growth+Ref Gas Supply+Methanex Stays+Reduced Rankine Availability+Upgraded HVDC+Constrained Operational Capacity | -317.689 | 419.2906 | 631.9063
2031 | NIWCM | Medium Demand Growth+Ref Gas Supply+Methanex Stays+Reduced Rankine Availability+Upgraded HVDC+Constrained Operational Capacity | -497.8032 | 250.5253 | 521.7464
2032 | NIWCM | Medium Demand Growth+Ref Gas Supply+Methanex Stays+Reduced Rankine Availability+Upgraded HVDC+Constrained Operational Capacity | -663.7615 | 89.1265 | 382.2282
2033 | NIWCM | Medium Demand Growth+Ref Gas Supply+Methanex Stays+Reduced Rankine Availability+Upgraded HVDC+Constrained Operational Capacity | -853.164 | -100.0434 | 205.0464
2034 | NIWCM | Medium Demand Growth+Ref Gas Supply+Methanex Stays+Reduced Rankine Availability+Upgraded HVDC+Constrained Operational Capacity | -1023.1651 | -225.576 | 156.8187
2035 | NIWCM | Medium Demand Growth+Ref Gas Supply+Methanex Stays+Reduced Rankine Availability+Upgraded HVDC+Constrained Operational Capacity | -1174.8174 | -367.1198 | 14.9193
2026 | SIWEM_PERC | Medium Demand Growth+Ref Gas Supply+Methanex Stays+Reduced Rankine Availability+Upgraded HVDC+Constrained Operational Capacity | 37.4793 | 37.6397 | 37.6397
2027 | SIWEM_PERC | Medium Demand Growth+Ref Gas Supply+Methanex Stays+Reduced Rankine Availability+Upgraded HVDC+Constrained Operational Capacity | 20.3731 | 22.9227 | 22.9227
2028 | SIWEM_PERC | Medium Demand Growth+Ref Gas Supply+Methanex Stays+Reduced Rankine Availability+Upgraded HVDC+Constrained Operational Capacity | 18.9439 | 31.6061 | 41.4017
2029 | SIWEM_PERC | Medium Demand Growth+Ref Gas Supply+Methanex Stays+Reduced Rankine Availability+Upgraded HVDC+Constrained Operational Capacity | 11.0199 | 22.8187 | 45.6782
2030 | SIWEM_PERC | Medium Demand Growth+Ref Gas Supply+Methanex Stays+Reduced Rankine Availability+Upgraded HVDC+Constrained Operational Capacity | 6.6467 | 19.7382 | 56.3497
2031 | SIWEM_PERC | Medium Demand Growth+Ref Gas Supply+Methanex Stays+Reduced Rankine Availability+Upgraded HVDC+Constrained Operational Capacity | 3.1125 | 15.7534 | 59.6884
2032 | SIWEM_PERC | Medium Demand Growth+Ref Gas Supply+Methanex Stays+Reduced Rankine Availability+Upgraded HVDC+Constrained Operational Capacity | 1.3126 | 13.7132 | 56.2286
2033 | SIWEM_PERC | Medium Demand Growth+Ref Gas Supply+Methanex Stays+Reduced Rankine Availability+Upgraded HVDC+Constrained Operational Capacity | -0.75867 | 11.3685 | 52.7444
2034 | SIWEM_PERC | Medium Demand Growth+Ref Gas Supply+Methanex Stays+Reduced Rankine Availability+Upgraded HVDC+Constrained Operational Capacity | -2.5134 | 9.3772 | 47.5265
2035 | SIWEM_PERC | Medium Demand Growth+Ref Gas Supply+Methanex Stays+Reduced Rankine Availability+Upgraded HVDC+Constrained Operational Capacity | -3.9808 | 7.7075 | 41.3369
2026 | NZWEM_PERC | Medium Demand Growth+Ref Gas Supply+Methanex Stays+Reduced Rankine Availability+Upgraded HVDC+Constrained Operational Capacity+Low Wind & Solar | 12.6303 | 12.6814 | 12.6814
2027 | NZWEM_PERC | Medium Demand Growth+Ref Gas Supply+Methanex Stays+Reduced Rankine Availability+Upgraded HVDC+Constrained Operational Capacity+Low Wind & Solar | 3.8298 | 5.4349 | 5.7124
2028 | NZWEM_PERC | Medium Demand Growth+Ref Gas Supply+Methanex Stays+Reduced Rankine Availability+Upgraded HVDC+Constrained Operational Capacity+Low Wind & Solar | 2.1049 | 9.0582 | 12.9147
2029 | NZWEM_PERC | Medium Demand Growth+Ref Gas Supply+Methanex Stays+Reduced Rankine Availability+Upgraded HVDC+Constrained Operational Capacity+Low Wind & Solar | -2.8973 | 6.6523 | 14.208
2030 | NZWEM_PERC | Medium Demand Growth+Ref Gas Supply+Methanex Stays+Reduced Rankine Availability+Upgraded HVDC+Constrained Operational Capacity+Low Wind & Solar | -5.6509 | 5.4965 | 17.7072
2031 | NZWEM_PERC | Medium Demand Growth+Ref Gas Supply+Methanex Stays+Reduced Rankine Availability+Upgraded HVDC+Constrained Operational Capacity+Low Wind & Solar | -9.0294 | 1.8323 | 18.6265
2032 | NZWEM_PERC | Medium Demand Growth+Ref Gas Supply+Methanex Stays+Reduced Rankine Availability+Upgraded HVDC+Constrained Operational Capacity+Low Wind & Solar | -10.938 | -0.001924 | 17.2851
2033 | NZWEM_PERC | Medium Demand Growth+Ref Gas Supply+Methanex Stays+Reduced Rankine Availability+Upgraded HVDC+Constrained Operational Capacity+Low Wind & Solar | -13.0405 | -2.3768 | 15.9239
2034 | NZWEM_PERC | Medium Demand Growth+Ref Gas Supply+Methanex Stays+Reduced Rankine Availability+Upgraded HVDC+Constrained Operational Capacity+Low Wind & Solar | -14.6093 | -3.8056 | 14.0702
2035 | NZWEM_PERC | Medium Demand Growth+Ref Gas Supply+Methanex Stays+Reduced Rankine Availability+Upgraded HVDC+Constrained Operational Capacity+Low Wind & Solar | -16.2653 | -5.6182 | 11.8574
2026 | NIWCM | Medium Demand Growth+Ref Gas Supply+Methanex Stays+Reduced Rankine Availability+Upgraded HVDC+Constrained Operational Capacity+Low Wind & Solar | 325.6776 | 325.6776 | 325.6776
2027 | NIWCM | Medium Demand Growth+Ref Gas Supply+Methanex Stays+Reduced Rankine Availability+Upgraded HVDC+Constrained Operational Capacity+Low Wind & Solar | 224.2836 | 228.2512 | 228.2512
2028 | NIWCM | Medium Demand Growth+Ref Gas Supply+Methanex Stays+Reduced Rankine Availability+Upgraded HVDC+Constrained Operational Capacity+Low Wind & Solar | 205.4256 | 699.3399 | 707.1268
2029 | NIWCM | Medium Demand Growth+Ref Gas Supply+Methanex Stays+Reduced Rankine Availability+Upgraded HVDC+Constrained Operational Capacity+Low Wind & Solar | -60.3162 | 589.3627 | 745.8717
2030 | NIWCM | Medium Demand Growth+Ref Gas Supply+Methanex Stays+Reduced Rankine Availability+Upgraded HVDC+Constrained Operational Capacity+Low Wind & Solar | -317.689 | 419.2906 | 631.9063
2031 | NIWCM | Medium Demand Growth+Ref Gas Supply+Methanex Stays+Reduced Rankine Availability+Upgraded HVDC+Constrained Operational Capacity+Low Wind & Solar | -497.8032 | 250.5253 | 521.7464
2032 | NIWCM | Medium Demand Growth+Ref Gas Supply+Methanex Stays+Reduced Rankine Availability+Upgraded HVDC+Constrained Operational Capacity+Low Wind & Solar | -663.7615 | 89.1265 | 382.2282
2033 | NIWCM | Medium Demand Growth+Ref Gas Supply+Methanex Stays+Reduced Rankine Availability+Upgraded HVDC+Constrained Operational Capacity+Low Wind & Solar | -853.164 | -100.0434 | 205.0464
2034 | NIWCM | Medium Demand Growth+Ref Gas Supply+Methanex Stays+Reduced Rankine Availability+Upgraded HVDC+Constrained Operational Capacity+Low Wind & Solar | -1023.1651 | -225.576 | 156.8187
2035 | NIWCM | Medium Demand Growth+Ref Gas Supply+Methanex Stays+Reduced Rankine Availability+Upgraded HVDC+Constrained Operational Capacity+Low Wind & Solar | -1174.8174 | -367.1198 | 14.9193
2026 | SIWEM_PERC | Medium Demand Growth+Ref Gas Supply+Methanex Stays+Reduced Rankine Availability+Upgraded HVDC+Constrained Operational Capacity+Low Wind & Solar | 34.1131 | 34.2578 | 34.2578
2027 | SIWEM_PERC | Medium Demand Growth+Ref Gas Supply+Methanex Stays+Reduced Rankine Availability+Upgraded HVDC+Constrained Operational Capacity+Low Wind & Solar | 19.539 | 21.8399 | 21.8399
2028 | SIWEM_PERC | Medium Demand Growth+Ref Gas Supply+Methanex Stays+Reduced Rankine Availability+Upgraded HVDC+Constrained Operational Capacity+Low Wind & Solar | 17.9557 | 29.3829 | 35.7927
2029 | SIWEM_PERC | Medium Demand Growth+Ref Gas Supply+Methanex Stays+Reduced Rankine Availability+Upgraded HVDC+Constrained Operational Capacity+Low Wind & Solar | 10.0991 | 20.7471 | 36.9095
2030 | SIWEM_PERC | Medium Demand Growth+Ref Gas Supply+Methanex Stays+Reduced Rankine Availability+Upgraded HVDC+Constrained Operational Capacity+Low Wind & Solar | 5.7635 | 17.5781 | 46.1591
2031 | SIWEM_PERC | Medium Demand Growth+Ref Gas Supply+Methanex Stays+Reduced Rankine Availability+Upgraded HVDC+Constrained Operational Capacity+Low Wind & Solar | 2.2597 | 13.6677 | 48.4888
2032 | SIWEM_PERC | Medium Demand Growth+Ref Gas Supply+Methanex Stays+Reduced Rankine Availability+Upgraded HVDC+Constrained Operational Capacity+Low Wind & Solar | 0.47602 | 11.6671 | 44.931
2033 | SIWEM_PERC | Medium Demand Growth+Ref Gas Supply+Methanex Stays+Reduced Rankine Availability+Upgraded HVDC+Constrained Operational Capacity+Low Wind & Solar | -1.5768 | 9.3676 | 41.2478
2034 | SIWEM_PERC | Medium Demand Growth+Ref Gas Supply+Methanex Stays+Reduced Rankine Availability+Upgraded HVDC+Constrained Operational Capacity+Low Wind & Solar | -3.3156 | 7.4153 | 36.2261
2035 | SIWEM_PERC | Medium Demand Growth+Ref Gas Supply+Methanex Stays+Reduced Rankine Availability+Upgraded HVDC+Constrained Operational Capacity+Low Wind & Solar | -4.7693 | 5.7789 | 30.2287
2026 | NZWEM_PERC | Medium Demand Growth+Ref Gas Supply+Methanex Stays+Reduced Rankine Availability+Delayed Build | 9.2236 | 9.2236 | 9.2236
2027 | NZWEM_PERC | Medium Demand Growth+Ref Gas Supply+Methanex Stays+Reduced Rankine Availability+Delayed Build | -2.0008 | -1.8639 | -1.7015
2028 | NZWEM_PERC | Medium Demand Growth+Ref Gas Supply+Methanex Stays+Reduced Rankine Availability+Delayed Build | -0.49417 | 0.87694 | 1.1753
2029 | NZWEM_PERC | Medium Demand Growth+Ref Gas Supply+Methanex Stays+Reduced Rankine Availability+Delayed Build | -2.6104 | 0.026337 | 0.8453
2030 | NZWEM_PERC | Medium Demand Growth+Ref Gas Supply+Methanex Stays+Reduced Rankine Availability+Delayed Build | -4.3497 | 3.9117 | 10.8949
2031 | NZWEM_PERC | Medium Demand Growth+Ref Gas Supply+Methanex Stays+Reduced Rankine Availability+Delayed Build | -7.7712 | 3.0282 | 10.8286
2032 | NZWEM_PERC | Medium Demand Growth+Ref Gas Supply+Methanex Stays+Reduced Rankine Availability+Delayed Build | -9.7085 | 1.4594 | 14.2073
2033 | NZWEM_PERC | Medium Demand Growth+Ref Gas Supply+Methanex Stays+Reduced Rankine Availability+Delayed Build | -11.8416 | -0.87249 | 16.8243
2034 | NZWEM_PERC | Medium Demand Growth+Ref Gas Supply+Methanex Stays+Reduced Rankine Availability+Delayed Build | -13.4382 | -2.3843 | 15.7905
2035 | NZWEM_PERC | Medium Demand Growth+Ref Gas Supply+Methanex Stays+Reduced Rankine Availability+Delayed Build | -15.1204 | -3.8909 | 15.4051
2026 | NIWCM | Medium Demand Growth+Ref Gas Supply+Methanex Stays+Reduced Rankine Availability+Delayed Build | 628.8124 | 628.8124 | 628.8124
2027 | NIWCM | Medium Demand Growth+Ref Gas Supply+Methanex Stays+Reduced Rankine Availability+Delayed Build | 447.4105 | 449.4206 | 451.8931
2028 | NIWCM | Medium Demand Growth+Ref Gas Supply+Methanex Stays+Reduced Rankine Availability+Delayed Build | 605.0318 | 625.0229 | 629.5594
2029 | NIWCM | Medium Demand Growth+Ref Gas Supply+Methanex Stays+Reduced Rankine Availability+Delayed Build | 403.9073 | 531.0527 | 544.645
2030 | NIWCM | Medium Demand Growth+Ref Gas Supply+Methanex Stays+Reduced Rankine Availability+Delayed Build | 301.3296 | 1020.3871 | 1297.4104
2031 | NIWCM | Medium Demand Growth+Ref Gas Supply+Methanex Stays+Reduced Rankine Availability+Delayed Build | 106.7926 | 1036.0198 | 1382.231
2032 | NIWCM | Medium Demand Growth+Ref Gas Supply+Methanex Stays+Reduced Rankine Availability+Delayed Build | -57.822 | 942.2335 | 1503.4244
2033 | NIWCM | Medium Demand Growth+Ref Gas Supply+Methanex Stays+Reduced Rankine Availability+Delayed Build | -174.4324 | 839.4734 | 1636.649
2034 | NIWCM | Medium Demand Growth+Ref Gas Supply+Methanex Stays+Reduced Rankine Availability+Delayed Build | -342.2944 | 691.5803 | 1529.2486
2035 | NIWCM | Medium Demand Growth+Ref Gas Supply+Methanex Stays+Reduced Rankine Availability+Delayed Build | -493.9569 | 569.4262 | 1482.2594
2026 | SIWEM_PERC | Medium Demand Growth+Ref Gas Supply+Methanex Stays+Reduced Rankine Availability+Delayed Build | 24.4709 | 24.4709 | 24.4709
2027 | SIWEM_PERC | Medium Demand Growth+Ref Gas Supply+Methanex Stays+Reduced Rankine Availability+Delayed Build | 16.7358 | 16.8057 | 16.8057
2028 | SIWEM_PERC | Medium Demand Growth+Ref Gas Supply+Methanex Stays+Reduced Rankine Availability+Delayed Build | 16.6982 | 18.6029 | 18.6029
2029 | SIWEM_PERC | Medium Demand Growth+Ref Gas Supply+Methanex Stays+Reduced Rankine Availability+Delayed Build | 9.3208 | 13.9372 | 13.9372
2030 | SIWEM_PERC | Medium Demand Growth+Ref Gas Supply+Methanex Stays+Reduced Rankine Availability+Delayed Build | 6.6467 | 17.964 | 30.0108
2031 | SIWEM_PERC | Medium Demand Growth+Ref Gas Supply+Methanex Stays+Reduced Rankine Availability+Delayed Build | 3.1125 | 14.0403 | 27.4358
2032 | SIWEM_PERC | Medium Demand Growth+Ref Gas Supply+Methanex Stays+Reduced Rankine Availability+Delayed Build | 1.3126 | 13.7132 | 36.5125
2033 | SIWEM_PERC | Medium Demand Growth+Ref Gas Supply+Methanex Stays+Reduced Rankine Availability+Delayed Build | -0.75867 | 11.3685 | 43.7179
2034 | SIWEM_PERC | Medium Demand Growth+Ref Gas Supply+Methanex Stays+Reduced Rankine Availability+Delayed Build | -2.5134 | 9.3772 | 40.9631
2035 | SIWEM_PERC | Medium Demand Growth+Ref Gas Supply+Methanex Stays+Reduced Rankine Availability+Delayed Build | -3.9808 | 7.7075 | 40.0518
2026 | NZWEM_PERC | Medium Demand Growth+Ref Gas Supply+Methanex Stays+Reduced Rankine Availability+Delayed Build+Low Wind & Solar | 8.3187 | 8.3187 | 8.3187
2027 | NZWEM_PERC | Medium Demand Growth+Ref Gas Supply+Methanex Stays+Reduced Rankine Availability+Delayed Build+Low Wind & Solar | -2.9265 | -2.803 | -2.6565
2028 | NZWEM_PERC | Medium Demand Growth+Ref Gas Supply+Methanex Stays+Reduced Rankine Availability+Delayed Build+Low Wind & Solar | -1.6367 | -0.39931 | -0.13001
2029 | NZWEM_PERC | Medium Demand Growth+Ref Gas Supply+Methanex Stays+Reduced Rankine Availability+Delayed Build+Low Wind & Solar | -3.8571 | -1.4776 | -0.73847
2030 | NZWEM_PERC | Medium Demand Growth+Ref Gas Supply+Methanex Stays+Reduced Rankine Availability+Delayed Build+Low Wind & Solar | -5.6509 | 1.8046 | 8.1067
2031 | NZWEM_PERC | Medium Demand Growth+Ref Gas Supply+Methanex Stays+Reduced Rankine Availability+Delayed Build+Low Wind & Solar | -9.0294 | 0.71664 | 7.7562
2032 | NZWEM_PERC | Medium Demand Growth+Ref Gas Supply+Methanex Stays+Reduced Rankine Availability+Delayed Build+Low Wind & Solar | -10.938 | -0.85938 | 10.6782
2033 | NZWEM_PERC | Medium Demand Growth+Ref Gas Supply+Methanex Stays+Reduced Rankine Availability+Delayed Build+Low Wind & Solar | -13.0405 | -3.1335 | 12.8695
2034 | NZWEM_PERC | Medium Demand Growth+Ref Gas Supply+Methanex Stays+Reduced Rankine Availability+Delayed Build+Low Wind & Solar | -14.6093 | -4.626 | 11.8391
2035 | NZWEM_PERC | Medium Demand Growth+Ref Gas Supply+Methanex Stays+Reduced Rankine Availability+Delayed Build+Low Wind & Solar | -16.2653 | -6.0824 | 11.3932
2026 | NIWCM | Medium Demand Growth+Ref Gas Supply+Methanex Stays+Reduced Rankine Availability+Delayed Build+Low Wind & Solar | 628.8124 | 628.8124 | 628.8124
2027 | NIWCM | Medium Demand Growth+Ref Gas Supply+Methanex Stays+Reduced Rankine Availability+Delayed Build+Low Wind & Solar | 447.4105 | 449.4206 | 451.8931
2028 | NIWCM | Medium Demand Growth+Ref Gas Supply+Methanex Stays+Reduced Rankine Availability+Delayed Build+Low Wind & Solar | 605.0318 | 625.0229 | 629.5594
2029 | NIWCM | Medium Demand Growth+Ref Gas Supply+Methanex Stays+Reduced Rankine Availability+Delayed Build+Low Wind & Solar | 403.9073 | 531.0527 | 544.645
2030 | NIWCM | Medium Demand Growth+Ref Gas Supply+Methanex Stays+Reduced Rankine Availability+Delayed Build+Low Wind & Solar | 301.3296 | 1020.3871 | 1297.4104
2031 | NIWCM | Medium Demand Growth+Ref Gas Supply+Methanex Stays+Reduced Rankine Availability+Delayed Build+Low Wind & Solar | 106.7926 | 1036.0198 | 1382.231
2032 | NIWCM | Medium Demand Growth+Ref Gas Supply+Methanex Stays+Reduced Rankine Availability+Delayed Build+Low Wind & Solar | -57.822 | 942.2335 | 1503.4244
2033 | NIWCM | Medium Demand Growth+Ref Gas Supply+Methanex Stays+Reduced Rankine Availability+Delayed Build+Low Wind & Solar | -174.4324 | 839.4734 | 1636.649
2034 | NIWCM | Medium Demand Growth+Ref Gas Supply+Methanex Stays+Reduced Rankine Availability+Delayed Build+Low Wind & Solar | -342.2944 | 691.5803 | 1529.2486
2035 | NIWCM | Medium Demand Growth+Ref Gas Supply+Methanex Stays+Reduced Rankine Availability+Delayed Build+Low Wind & Solar | -493.9569 | 569.4262 | 1482.2594
2026 | SIWEM_PERC | Medium Demand Growth+Ref Gas Supply+Methanex Stays+Reduced Rankine Availability+Delayed Build+Low Wind & Solar | 21.9099 | 21.9099 | 21.9099
2027 | SIWEM_PERC | Medium Demand Growth+Ref Gas Supply+Methanex Stays+Reduced Rankine Availability+Delayed Build+Low Wind & Solar | 16.2565 | 16.3196 | 16.3196
2028 | SIWEM_PERC | Medium Demand Growth+Ref Gas Supply+Methanex Stays+Reduced Rankine Availability+Delayed Build+Low Wind & Solar | 15.9291 | 17.648 | 17.648
2029 | SIWEM_PERC | Medium Demand Growth+Ref Gas Supply+Methanex Stays+Reduced Rankine Availability+Delayed Build+Low Wind & Solar | 8.5658 | 12.7319 | 12.7319
2030 | SIWEM_PERC | Medium Demand Growth+Ref Gas Supply+Methanex Stays+Reduced Rankine Availability+Delayed Build+Low Wind & Solar | 5.7635 | 15.977 | 26.8488
2031 | SIWEM_PERC | Medium Demand Growth+Ref Gas Supply+Methanex Stays+Reduced Rankine Availability+Delayed Build+Low Wind & Solar | 2.2597 | 12.1217 | 24.2107
2032 | SIWEM_PERC | Medium Demand Growth+Ref Gas Supply+Methanex Stays+Reduced Rankine Availability+Delayed Build+Low Wind & Solar | 0.47602 | 11.6671 | 27.9258
2033 | SIWEM_PERC | Medium Demand Growth+Ref Gas Supply+Methanex Stays+Reduced Rankine Availability+Delayed Build+Low Wind & Solar | -1.5768 | 9.3676 | 32.8688
2034 | SIWEM_PERC | Medium Demand Growth+Ref Gas Supply+Methanex Stays+Reduced Rankine Availability+Delayed Build+Low Wind & Solar | -3.3156 | 7.4153 | 30.0826
2035 | SIWEM_PERC | Medium Demand Growth+Ref Gas Supply+Methanex Stays+Reduced Rankine Availability+Delayed Build+Low Wind & Solar | -4.7693 | 5.7789 | 28.9436
2026 | NZWEM_PERC | Medium Demand Growth+Ref Gas Supply+Methanex Stays+Reduced Rankine Availability+Delayed Build+Constrained Operational Capacity | 9.2236 | 9.2236 | 9.2236
2027 | NZWEM_PERC | Medium Demand Growth+Ref Gas Supply+Methanex Stays+Reduced Rankine Availability+Delayed Build+Constrained Operational Capacity | -2.0008 | -1.8639 | -1.7015
2028 | NZWEM_PERC | Medium Demand Growth+Ref Gas Supply+Methanex Stays+Reduced Rankine Availability+Delayed Build+Constrained Operational Capacity | -0.49417 | 0.87694 | 1.1753
2029 | NZWEM_PERC | Medium Demand Growth+Ref Gas Supply+Methanex Stays+Reduced Rankine Availability+Delayed Build+Constrained Operational Capacity | -2.6104 | 0.026337 | 0.8453
2030 | NZWEM_PERC | Medium Demand Growth+Ref Gas Supply+Methanex Stays+Reduced Rankine Availability+Delayed Build+Constrained Operational Capacity | -4.3497 | 3.9117 | 10.8949
2031 | NZWEM_PERC | Medium Demand Growth+Ref Gas Supply+Methanex Stays+Reduced Rankine Availability+Delayed Build+Constrained Operational Capacity | -7.7712 | 3.0282 | 10.8286
2032 | NZWEM_PERC | Medium Demand Growth+Ref Gas Supply+Methanex Stays+Reduced Rankine Availability+Delayed Build+Constrained Operational Capacity | -9.7085 | 1.4594 | 14.2073
2033 | NZWEM_PERC | Medium Demand Growth+Ref Gas Supply+Methanex Stays+Reduced Rankine Availability+Delayed Build+Constrained Operational Capacity | -11.8416 | -0.87249 | 16.8243
2034 | NZWEM_PERC | Medium Demand Growth+Ref Gas Supply+Methanex Stays+Reduced Rankine Availability+Delayed Build+Constrained Operational Capacity | -13.4382 | -2.3843 | 15.7905
2035 | NZWEM_PERC | Medium Demand Growth+Ref Gas Supply+Methanex Stays+Reduced Rankine Availability+Delayed Build+Constrained Operational Capacity | -15.1204 | -3.8909 | 15.4051
2026 | NIWCM | Medium Demand Growth+Ref Gas Supply+Methanex Stays+Reduced Rankine Availability+Delayed Build+Constrained Operational Capacity | 94.465 | 94.465 | 94.465
2027 | NIWCM | Medium Demand Growth+Ref Gas Supply+Methanex Stays+Reduced Rankine Availability+Delayed Build+Constrained Operational Capacity | -93.8386 | -93.8386 | -93.8386
2028 | NIWCM | Medium Demand Growth+Ref Gas Supply+Methanex Stays+Reduced Rankine Availability+Delayed Build+Constrained Operational Capacity | -4.6081 | -4.6081 | -4.6081
2029 | NIWCM | Medium Demand Growth+Ref Gas Supply+Methanex Stays+Reduced Rankine Availability+Delayed Build+Constrained Operational Capacity | -240.4491 | -158.2964 | -158.2964
2030 | NIWCM | Medium Demand Growth+Ref Gas Supply+Methanex Stays+Reduced Rankine Availability+Delayed Build+Constrained Operational Capacity | -373.4655 | 138.2962 | 254.9974
2031 | NIWCM | Medium Demand Growth+Ref Gas Supply+Methanex Stays+Reduced Rankine Availability+Delayed Build+Constrained Operational Capacity | -570.7417 | 81.8533 | 239.8427
2032 | NIWCM | Medium Demand Growth+Ref Gas Supply+Methanex Stays+Reduced Rankine Availability+Delayed Build+Constrained Operational Capacity | -736.7 | -22.6012 | 190.8215
2033 | NIWCM | Medium Demand Growth+Ref Gas Supply+Methanex Stays+Reduced Rankine Availability+Delayed Build+Constrained Operational Capacity | -853.164 | -130.5026 | 143.1347
2034 | NIWCM | Medium Demand Growth+Ref Gas Supply+Methanex Stays+Reduced Rankine Availability+Delayed Build+Constrained Operational Capacity | -1023.1651 | -295.6652 | -0.49953
2035 | NIWCM | Medium Demand Growth+Ref Gas Supply+Methanex Stays+Reduced Rankine Availability+Delayed Build+Constrained Operational Capacity | -1174.8174 | -419.4518 | -114.6417
2026 | SIWEM_PERC | Medium Demand Growth+Ref Gas Supply+Methanex Stays+Reduced Rankine Availability+Delayed Build+Constrained Operational Capacity | 24.4709 | 24.4709 | 24.4709
2027 | SIWEM_PERC | Medium Demand Growth+Ref Gas Supply+Methanex Stays+Reduced Rankine Availability+Delayed Build+Constrained Operational Capacity | 16.7358 | 16.8057 | 16.8057
2028 | SIWEM_PERC | Medium Demand Growth+Ref Gas Supply+Methanex Stays+Reduced Rankine Availability+Delayed Build+Constrained Operational Capacity | 16.6982 | 18.6029 | 18.6029
2029 | SIWEM_PERC | Medium Demand Growth+Ref Gas Supply+Methanex Stays+Reduced Rankine Availability+Delayed Build+Constrained Operational Capacity | 9.3208 | 13.9372 | 13.9372
2030 | SIWEM_PERC | Medium Demand Growth+Ref Gas Supply+Methanex Stays+Reduced Rankine Availability+Delayed Build+Constrained Operational Capacity | 6.6467 | 17.964 | 30.0108
2031 | SIWEM_PERC | Medium Demand Growth+Ref Gas Supply+Methanex Stays+Reduced Rankine Availability+Delayed Build+Constrained Operational Capacity | 3.1125 | 14.0403 | 27.4358
2032 | SIWEM_PERC | Medium Demand Growth+Ref Gas Supply+Methanex Stays+Reduced Rankine Availability+Delayed Build+Constrained Operational Capacity | 1.3126 | 13.7132 | 36.5125
2033 | SIWEM_PERC | Medium Demand Growth+Ref Gas Supply+Methanex Stays+Reduced Rankine Availability+Delayed Build+Constrained Operational Capacity | -0.75867 | 11.3685 | 43.7179
2034 | SIWEM_PERC | Medium Demand Growth+Ref Gas Supply+Methanex Stays+Reduced Rankine Availability+Delayed Build+Constrained Operational Capacity | -2.5134 | 9.3772 | 40.9631
2035 | SIWEM_PERC | Medium Demand Growth+Ref Gas Supply+Methanex Stays+Reduced Rankine Availability+Delayed Build+Constrained Operational Capacity | -3.9808 | 7.7075 | 40.0518
2026 | NZWEM_PERC | Medium Demand Growth+Ref Gas Supply+Methanex Stays+Reduced Rankine Availability+Delayed Build+Constrained Operational Capacity+Low Wind & Solar | 8.3187 | 8.3187 | 8.3187
2027 | NZWEM_PERC | Medium Demand Growth+Ref Gas Supply+Methanex Stays+Reduced Rankine Availability+Delayed Build+Constrained Operational Capacity+Low Wind & Solar | -2.9265 | -2.803 | -2.6565
2028 | NZWEM_PERC | Medium Demand Growth+Ref Gas Supply+Methanex Stays+Reduced Rankine Availability+Delayed Build+Constrained Operational Capacity+Low Wind & Solar | -1.6367 | -0.39931 | -0.13001
2029 | NZWEM_PERC | Medium Demand Growth+Ref Gas Supply+Methanex Stays+Reduced Rankine Availability+Delayed Build+Constrained Operational Capacity+Low Wind & Solar | -3.8571 | -1.4776 | -0.73847
2030 | NZWEM_PERC | Medium Demand Growth+Ref Gas Supply+Methanex Stays+Reduced Rankine Availability+Delayed Build+Constrained Operational Capacity+Low Wind & Solar | -5.6509 | 1.8046 | 8.1067
2031 | NZWEM_PERC | Medium Demand Growth+Ref Gas Supply+Methanex Stays+Reduced Rankine Availability+Delayed Build+Constrained Operational Capacity+Low Wind & Solar | -9.0294 | 0.71664 | 7.7562
2032 | NZWEM_PERC | Medium Demand Growth+Ref Gas Supply+Methanex Stays+Reduced Rankine Availability+Delayed Build+Constrained Operational Capacity+Low Wind & Solar | -10.938 | -0.85938 | 10.6782
2033 | NZWEM_PERC | Medium Demand Growth+Ref Gas Supply+Methanex Stays+Reduced Rankine Availability+Delayed Build+Constrained Operational Capacity+Low Wind & Solar | -13.0405 | -3.1335 | 12.8695
2034 | NZWEM_PERC | Medium Demand Growth+Ref Gas Supply+Methanex Stays+Reduced Rankine Availability+Delayed Build+Constrained Operational Capacity+Low Wind & Solar | -14.6093 | -4.626 | 11.8391
2035 | NZWEM_PERC | Medium Demand Growth+Ref Gas Supply+Methanex Stays+Reduced Rankine Availability+Delayed Build+Constrained Operational Capacity+Low Wind & Solar | -16.2653 | -6.0824 | 11.3932
2026 | NIWCM | Medium Demand Growth+Ref Gas Supply+Methanex Stays+Reduced Rankine Availability+Delayed Build+Constrained Operational Capacity+Low Wind & Solar | 94.465 | 94.465 | 94.465
2027 | NIWCM | Medium Demand Growth+Ref Gas Supply+Methanex Stays+Reduced Rankine Availability+Delayed Build+Constrained Operational Capacity+Low Wind & Solar | -93.8386 | -93.8386 | -93.8386
2028 | NIWCM | Medium Demand Growth+Ref Gas Supply+Methanex Stays+Reduced Rankine Availability+Delayed Build+Constrained Operational Capacity+Low Wind & Solar | -4.6081 | -4.6081 | -4.6081
2029 | NIWCM | Medium Demand Growth+Ref Gas Supply+Methanex Stays+Reduced Rankine Availability+Delayed Build+Constrained Operational Capacity+Low Wind & Solar | -240.4491 | -158.2964 | -158.2964
2030 | NIWCM | Medium Demand Growth+Ref Gas Supply+Methanex Stays+Reduced Rankine Availability+Delayed Build+Constrained Operational Capacity+Low Wind & Solar | -373.4655 | 138.2962 | 254.9974
2031 | NIWCM | Medium Demand Growth+Ref Gas Supply+Methanex Stays+Reduced Rankine Availability+Delayed Build+Constrained Operational Capacity+Low Wind & Solar | -570.7417 | 81.8533 | 239.8427
2032 | NIWCM | Medium Demand Growth+Ref Gas Supply+Methanex Stays+Reduced Rankine Availability+Delayed Build+Constrained Operational Capacity+Low Wind & Solar | -736.7 | -22.6012 | 190.8215
2033 | NIWCM | Medium Demand Growth+Ref Gas Supply+Methanex Stays+Reduced Rankine Availability+Delayed Build+Constrained Operational Capacity+Low Wind & Solar | -853.164 | -130.5026 | 143.1347
2034 | NIWCM | Medium Demand Growth+Ref Gas Supply+Methanex Stays+Reduced Rankine Availability+Delayed Build+Constrained Operational Capacity+Low Wind & Solar | -1023.1651 | -295.6652 | -0.49953
2035 | NIWCM | Medium Demand Growth+Ref Gas Supply+Methanex Stays+Reduced Rankine Availability+Delayed Build+Constrained Operational Capacity+Low Wind & Solar | -1174.8174 | -419.4518 | -114.6417
2026 | SIWEM_PERC | Medium Demand Growth+Ref Gas Supply+Methanex Stays+Reduced Rankine Availability+Delayed Build+Constrained Operational Capacity+Low Wind & Solar | 21.9099 | 21.9099 | 21.9099
2027 | SIWEM_PERC | Medium Demand Growth+Ref Gas Supply+Methanex Stays+Reduced Rankine Availability+Delayed Build+Constrained Operational Capacity+Low Wind & Solar | 16.2565 | 16.3196 | 16.3196
2028 | SIWEM_PERC | Medium Demand Growth+Ref Gas Supply+Methanex Stays+Reduced Rankine Availability+Delayed Build+Constrained Operational Capacity+Low Wind & Solar | 15.9291 | 17.648 | 17.648
2029 | SIWEM_PERC | Medium Demand Growth+Ref Gas Supply+Methanex Stays+Reduced Rankine Availability+Delayed Build+Constrained Operational Capacity+Low Wind & Solar | 8.5658 | 12.7319 | 12.7319
2030 | SIWEM_PERC | Medium Demand Growth+Ref Gas Supply+Methanex Stays+Reduced Rankine Availability+Delayed Build+Constrained Operational Capacity+Low Wind & Solar | 5.7635 | 15.977 | 26.8488
2031 | SIWEM_PERC | Medium Demand Growth+Ref Gas Supply+Methanex Stays+Reduced Rankine Availability+Delayed Build+Constrained Operational Capacity+Low Wind & Solar | 2.2597 | 12.1217 | 24.2107
2032 | SIWEM_PERC | Medium Demand Growth+Ref Gas Supply+Methanex Stays+Reduced Rankine Availability+Delayed Build+Constrained Operational Capacity+Low Wind & Solar | 0.47602 | 11.6671 | 27.9258
2033 | SIWEM_PERC | Medium Demand Growth+Ref Gas Supply+Methanex Stays+Reduced Rankine Availability+Delayed Build+Constrained Operational Capacity+Low Wind & Solar | -1.5768 | 9.3676 | 32.8688
2034 | SIWEM_PERC | Medium Demand Growth+Ref Gas Supply+Methanex Stays+Reduced Rankine Availability+Delayed Build+Constrained Operational Capacity+Low Wind & Solar | -3.3156 | 7.4153 | 30.0826
2035 | SIWEM_PERC | Medium Demand Growth+Ref Gas Supply+Methanex Stays+Reduced Rankine Availability+Delayed Build+Constrained Operational Capacity+Low Wind & Solar | -4.7693 | 5.7789 | 28.9436
2026 | NZWEM_PERC | Medium Demand Growth+Ref Gas Supply+Methanex Stays+Reduced Rankine Availability+Delayed Build+Upgraded HVDC | 9.2236 | 9.2236 | 9.2236
2027 | NZWEM_PERC | Medium Demand Growth+Ref Gas Supply+Methanex Stays+Reduced Rankine Availability+Delayed Build+Upgraded HVDC | -2.0008 | -1.8639 | -1.7015
2028 | NZWEM_PERC | Medium Demand Growth+Ref Gas Supply+Methanex Stays+Reduced Rankine Availability+Delayed Build+Upgraded HVDC | -0.49417 | 0.87694 | 1.1753
2029 | NZWEM_PERC | Medium Demand Growth+Ref Gas Supply+Methanex Stays+Reduced Rankine Availability+Delayed Build+Upgraded HVDC | -2.6104 | 0.026337 | 0.8453
2030 | NZWEM_PERC | Medium Demand Growth+Ref Gas Supply+Methanex Stays+Reduced Rankine Availability+Delayed Build+Upgraded HVDC | -4.3497 | 3.9117 | 10.8949
2031 | NZWEM_PERC | Medium Demand Growth+Ref Gas Supply+Methanex Stays+Reduced Rankine Availability+Delayed Build+Upgraded HVDC | -7.7712 | 3.0282 | 10.8286
2032 | NZWEM_PERC | Medium Demand Growth+Ref Gas Supply+Methanex Stays+Reduced Rankine Availability+Delayed Build+Upgraded HVDC | -9.7085 | 1.4594 | 14.2073
2033 | NZWEM_PERC | Medium Demand Growth+Ref Gas Supply+Methanex Stays+Reduced Rankine Availability+Delayed Build+Upgraded HVDC | -11.8416 | -0.87249 | 16.8243
2034 | NZWEM_PERC | Medium Demand Growth+Ref Gas Supply+Methanex Stays+Reduced Rankine Availability+Delayed Build+Upgraded HVDC | -13.4382 | -2.3843 | 15.7905
2035 | NZWEM_PERC | Medium Demand Growth+Ref Gas Supply+Methanex Stays+Reduced Rankine Availability+Delayed Build+Upgraded HVDC | -15.1204 | -3.8909 | 15.4051
2026 | NIWCM | Medium Demand Growth+Ref Gas Supply+Methanex Stays+Reduced Rankine Availability+Delayed Build+Upgraded HVDC | 628.8124 | 628.8124 | 628.8124
2027 | NIWCM | Medium Demand Growth+Ref Gas Supply+Methanex Stays+Reduced Rankine Availability+Delayed Build+Upgraded HVDC | 447.4105 | 449.4206 | 451.8931
2028 | NIWCM | Medium Demand Growth+Ref Gas Supply+Methanex Stays+Reduced Rankine Availability+Delayed Build+Upgraded HVDC | 605.0318 | 625.0229 | 629.5594
2029 | NIWCM | Medium Demand Growth+Ref Gas Supply+Methanex Stays+Reduced Rankine Availability+Delayed Build+Upgraded HVDC | 403.9073 | 531.0527 | 544.645
2030 | NIWCM | Medium Demand Growth+Ref Gas Supply+Methanex Stays+Reduced Rankine Availability+Delayed Build+Upgraded HVDC | 301.3296 | 1020.3871 | 1297.4104
2031 | NIWCM | Medium Demand Growth+Ref Gas Supply+Methanex Stays+Reduced Rankine Availability+Delayed Build+Upgraded HVDC | 106.7926 | 1036.0199 | 1382.2349
2032 | NIWCM | Medium Demand Growth+Ref Gas Supply+Methanex Stays+Reduced Rankine Availability+Delayed Build+Upgraded HVDC | -57.822 | 942.2336 | 1503.5444
2033 | NIWCM | Medium Demand Growth+Ref Gas Supply+Methanex Stays+Reduced Rankine Availability+Delayed Build+Upgraded HVDC | -174.4324 | 839.4734 | 1636.7137
2034 | NIWCM | Medium Demand Growth+Ref Gas Supply+Methanex Stays+Reduced Rankine Availability+Delayed Build+Upgraded HVDC | -342.2944 | 691.5803 | 1529.2472
2035 | NIWCM | Medium Demand Growth+Ref Gas Supply+Methanex Stays+Reduced Rankine Availability+Delayed Build+Upgraded HVDC | -493.9569 | 569.4262 | 1482.2618
2026 | SIWEM_PERC | Medium Demand Growth+Ref Gas Supply+Methanex Stays+Reduced Rankine Availability+Delayed Build+Upgraded HVDC | 24.4709 | 24.4709 | 24.4709
2027 | SIWEM_PERC | Medium Demand Growth+Ref Gas Supply+Methanex Stays+Reduced Rankine Availability+Delayed Build+Upgraded HVDC | 16.7358 | 16.8057 | 16.8057
2028 | SIWEM_PERC | Medium Demand Growth+Ref Gas Supply+Methanex Stays+Reduced Rankine Availability+Delayed Build+Upgraded HVDC | 16.6982 | 18.6029 | 18.6029
2029 | SIWEM_PERC | Medium Demand Growth+Ref Gas Supply+Methanex Stays+Reduced Rankine Availability+Delayed Build+Upgraded HVDC | 9.3208 | 13.9372 | 13.9372
2030 | SIWEM_PERC | Medium Demand Growth+Ref Gas Supply+Methanex Stays+Reduced Rankine Availability+Delayed Build+Upgraded HVDC | 6.6467 | 17.964 | 30.0108
2031 | SIWEM_PERC | Medium Demand Growth+Ref Gas Supply+Methanex Stays+Reduced Rankine Availability+Delayed Build+Upgraded HVDC | 3.1125 | 14.0403 | 27.4358
2032 | SIWEM_PERC | Medium Demand Growth+Ref Gas Supply+Methanex Stays+Reduced Rankine Availability+Delayed Build+Upgraded HVDC | 1.3126 | 13.7132 | 36.5125
2033 | SIWEM_PERC | Medium Demand Growth+Ref Gas Supply+Methanex Stays+Reduced Rankine Availability+Delayed Build+Upgraded HVDC | -0.75867 | 11.3685 | 43.7179
2034 | SIWEM_PERC | Medium Demand Growth+Ref Gas Supply+Methanex Stays+Reduced Rankine Availability+Delayed Build+Upgraded HVDC | -2.5134 | 9.3772 | 40.9631
2035 | SIWEM_PERC | Medium Demand Growth+Ref Gas Supply+Methanex Stays+Reduced Rankine Availability+Delayed Build+Upgraded HVDC | -3.9808 | 7.7075 | 40.0518
2026 | NZWEM_PERC | Medium Demand Growth+Ref Gas Supply+Methanex Stays+Reduced Rankine Availability+Delayed Build+Upgraded HVDC+Low Wind & Solar | 8.3187 | 8.3187 | 8.3187
2027 | NZWEM_PERC | Medium Demand Growth+Ref Gas Supply+Methanex Stays+Reduced Rankine Availability+Delayed Build+Upgraded HVDC+Low Wind & Solar | -2.9265 | -2.803 | -2.6565
2028 | NZWEM_PERC | Medium Demand Growth+Ref Gas Supply+Methanex Stays+Reduced Rankine Availability+Delayed Build+Upgraded HVDC+Low Wind & Solar | -1.6367 | -0.39931 | -0.13001
2029 | NZWEM_PERC | Medium Demand Growth+Ref Gas Supply+Methanex Stays+Reduced Rankine Availability+Delayed Build+Upgraded HVDC+Low Wind & Solar | -3.8571 | -1.4776 | -0.73847
2030 | NZWEM_PERC | Medium Demand Growth+Ref Gas Supply+Methanex Stays+Reduced Rankine Availability+Delayed Build+Upgraded HVDC+Low Wind & Solar | -5.6509 | 1.8046 | 8.1067
2031 | NZWEM_PERC | Medium Demand Growth+Ref Gas Supply+Methanex Stays+Reduced Rankine Availability+Delayed Build+Upgraded HVDC+Low Wind & Solar | -9.0294 | 0.71664 | 7.7562
2032 | NZWEM_PERC | Medium Demand Growth+Ref Gas Supply+Methanex Stays+Reduced Rankine Availability+Delayed Build+Upgraded HVDC+Low Wind & Solar | -10.938 | -0.85938 | 10.6782
2033 | NZWEM_PERC | Medium Demand Growth+Ref Gas Supply+Methanex Stays+Reduced Rankine Availability+Delayed Build+Upgraded HVDC+Low Wind & Solar | -13.0405 | -3.1335 | 12.8695
2034 | NZWEM_PERC | Medium Demand Growth+Ref Gas Supply+Methanex Stays+Reduced Rankine Availability+Delayed Build+Upgraded HVDC+Low Wind & Solar | -14.6093 | -4.626 | 11.8391
2035 | NZWEM_PERC | Medium Demand Growth+Ref Gas Supply+Methanex Stays+Reduced Rankine Availability+Delayed Build+Upgraded HVDC+Low Wind & Solar | -16.2653 | -6.0824 | 11.3932
2026 | NIWCM | Medium Demand Growth+Ref Gas Supply+Methanex Stays+Reduced Rankine Availability+Delayed Build+Upgraded HVDC+Low Wind & Solar | 628.8124 | 628.8124 | 628.8124
2027 | NIWCM | Medium Demand Growth+Ref Gas Supply+Methanex Stays+Reduced Rankine Availability+Delayed Build+Upgraded HVDC+Low Wind & Solar | 447.4105 | 449.4206 | 451.8931
2028 | NIWCM | Medium Demand Growth+Ref Gas Supply+Methanex Stays+Reduced Rankine Availability+Delayed Build+Upgraded HVDC+Low Wind & Solar | 605.0318 | 625.0229 | 629.5594
2029 | NIWCM | Medium Demand Growth+Ref Gas Supply+Methanex Stays+Reduced Rankine Availability+Delayed Build+Upgraded HVDC+Low Wind & Solar | 403.9073 | 531.0527 | 544.645
2030 | NIWCM | Medium Demand Growth+Ref Gas Supply+Methanex Stays+Reduced Rankine Availability+Delayed Build+Upgraded HVDC+Low Wind & Solar | 301.3296 | 1020.3871 | 1297.4104
2031 | NIWCM | Medium Demand Growth+Ref Gas Supply+Methanex Stays+Reduced Rankine Availability+Delayed Build+Upgraded HVDC+Low Wind & Solar | 106.7926 | 1036.0199 | 1382.2349
2032 | NIWCM | Medium Demand Growth+Ref Gas Supply+Methanex Stays+Reduced Rankine Availability+Delayed Build+Upgraded HVDC+Low Wind & Solar | -57.822 | 942.2336 | 1503.5444
2033 | NIWCM | Medium Demand Growth+Ref Gas Supply+Methanex Stays+Reduced Rankine Availability+Delayed Build+Upgraded HVDC+Low Wind & Solar | -174.4324 | 839.4734 | 1636.7137
2034 | NIWCM | Medium Demand Growth+Ref Gas Supply+Methanex Stays+Reduced Rankine Availability+Delayed Build+Upgraded HVDC+Low Wind & Solar | -342.2944 | 691.5803 | 1529.2472
2035 | NIWCM | Medium Demand Growth+Ref Gas Supply+Methanex Stays+Reduced Rankine Availability+Delayed Build+Upgraded HVDC+Low Wind & Solar | -493.9569 | 569.4262 | 1482.2618
2026 | SIWEM_PERC | Medium Demand Growth+Ref Gas Supply+Methanex Stays+Reduced Rankine Availability+Delayed Build+Upgraded HVDC+Low Wind & Solar | 21.9099 | 21.9099 | 21.9099
2027 | SIWEM_PERC | Medium Demand Growth+Ref Gas Supply+Methanex Stays+Reduced Rankine Availability+Delayed Build+Upgraded HVDC+Low Wind & Solar | 16.2565 | 16.3196 | 16.3196
2028 | SIWEM_PERC | Medium Demand Growth+Ref Gas Supply+Methanex Stays+Reduced Rankine Availability+Delayed Build+Upgraded HVDC+Low Wind & Solar | 15.9291 | 17.648 | 17.648
2029 | SIWEM_PERC | Medium Demand Growth+Ref Gas Supply+Methanex Stays+Reduced Rankine Availability+Delayed Build+Upgraded HVDC+Low Wind & Solar | 8.5658 | 12.7319 | 12.7319
2030 | SIWEM_PERC | Medium Demand Growth+Ref Gas Supply+Methanex Stays+Reduced Rankine Availability+Delayed Build+Upgraded HVDC+Low Wind & Solar | 5.7635 | 15.977 | 26.8488
2031 | SIWEM_PERC | Medium Demand Growth+Ref Gas Supply+Methanex Stays+Reduced Rankine Availability+Delayed Build+Upgraded HVDC+Low Wind & Solar | 2.2597 | 12.1217 | 24.2107
2032 | SIWEM_PERC | Medium Demand Growth+Ref Gas Supply+Methanex Stays+Reduced Rankine Availability+Delayed Build+Upgraded HVDC+Low Wind & Solar | 0.47602 | 11.6671 | 27.9258
2033 | SIWEM_PERC | Medium Demand Growth+Ref Gas Supply+Methanex Stays+Reduced Rankine Availability+Delayed Build+Upgraded HVDC+Low Wind & Solar | -1.5768 | 9.3676 | 32.8688
2034 | SIWEM_PERC | Medium Demand Growth+Ref Gas Supply+Methanex Stays+Reduced Rankine Availability+Delayed Build+Upgraded HVDC+Low Wind & Solar | -3.3156 | 7.4153 | 30.0826
2035 | SIWEM_PERC | Medium Demand Growth+Ref Gas Supply+Methanex Stays+Reduced Rankine Availability+Delayed Build+Upgraded HVDC+Low Wind & Solar | -4.7693 | 5.7789 | 28.9436
2026 | NZWEM_PERC | Medium Demand Growth+Ref Gas Supply+Methanex Stays+Reduced Rankine Availability+Delayed Build+Upgraded HVDC+Constrained Operational Capacity | 9.2236 | 9.2236 | 9.2236
2027 | NZWEM_PERC | Medium Demand Growth+Ref Gas Supply+Methanex Stays+Reduced Rankine Availability+Delayed Build+Upgraded HVDC+Constrained Operational Capacity | -2.0008 | -1.8639 | -1.7015
2028 | NZWEM_PERC | Medium Demand Growth+Ref Gas Supply+Methanex Stays+Reduced Rankine Availability+Delayed Build+Upgraded HVDC+Constrained Operational Capacity | -0.49417 | 0.87694 | 1.1753
2029 | NZWEM_PERC | Medium Demand Growth+Ref Gas Supply+Methanex Stays+Reduced Rankine Availability+Delayed Build+Upgraded HVDC+Constrained Operational Capacity | -2.6104 | 0.026337 | 0.8453
2030 | NZWEM_PERC | Medium Demand Growth+Ref Gas Supply+Methanex Stays+Reduced Rankine Availability+Delayed Build+Upgraded HVDC+Constrained Operational Capacity | -4.3497 | 3.9117 | 10.8949
2031 | NZWEM_PERC | Medium Demand Growth+Ref Gas Supply+Methanex Stays+Reduced Rankine Availability+Delayed Build+Upgraded HVDC+Constrained Operational Capacity | -7.7712 | 3.0282 | 10.8286
2032 | NZWEM_PERC | Medium Demand Growth+Ref Gas Supply+Methanex Stays+Reduced Rankine Availability+Delayed Build+Upgraded HVDC+Constrained Operational Capacity | -9.7085 | 1.4594 | 14.2073
2033 | NZWEM_PERC | Medium Demand Growth+Ref Gas Supply+Methanex Stays+Reduced Rankine Availability+Delayed Build+Upgraded HVDC+Constrained Operational Capacity | -11.8416 | -0.87249 | 16.8243
2034 | NZWEM_PERC | Medium Demand Growth+Ref Gas Supply+Methanex Stays+Reduced Rankine Availability+Delayed Build+Upgraded HVDC+Constrained Operational Capacity | -13.4382 | -2.3843 | 15.7905
2035 | NZWEM_PERC | Medium Demand Growth+Ref Gas Supply+Methanex Stays+Reduced Rankine Availability+Delayed Build+Upgraded HVDC+Constrained Operational Capacity | -15.1204 | -3.8909 | 15.4051
2026 | NIWCM | Medium Demand Growth+Ref Gas Supply+Methanex Stays+Reduced Rankine Availability+Delayed Build+Upgraded HVDC+Constrained Operational Capacity | 94.465 | 94.465 | 94.465
2027 | NIWCM | Medium Demand Growth+Ref Gas Supply+Methanex Stays+Reduced Rankine Availability+Delayed Build+Upgraded HVDC+Constrained Operational Capacity | -93.8386 | -93.8386 | -93.8386
2028 | NIWCM | Medium Demand Growth+Ref Gas Supply+Methanex Stays+Reduced Rankine Availability+Delayed Build+Upgraded HVDC+Constrained Operational Capacity | -4.6081 | -4.6081 | -4.6081
2029 | NIWCM | Medium Demand Growth+Ref Gas Supply+Methanex Stays+Reduced Rankine Availability+Delayed Build+Upgraded HVDC+Constrained Operational Capacity | -240.4491 | -158.2964 | -158.2964
2030 | NIWCM | Medium Demand Growth+Ref Gas Supply+Methanex Stays+Reduced Rankine Availability+Delayed Build+Upgraded HVDC+Constrained Operational Capacity | -373.4655 | 138.2962 | 254.9974
2031 | NIWCM | Medium Demand Growth+Ref Gas Supply+Methanex Stays+Reduced Rankine Availability+Delayed Build+Upgraded HVDC+Constrained Operational Capacity | -570.7417 | 81.8533 | 239.8427
2032 | NIWCM | Medium Demand Growth+Ref Gas Supply+Methanex Stays+Reduced Rankine Availability+Delayed Build+Upgraded HVDC+Constrained Operational Capacity | -736.7 | -22.6012 | 190.8215
2033 | NIWCM | Medium Demand Growth+Ref Gas Supply+Methanex Stays+Reduced Rankine Availability+Delayed Build+Upgraded HVDC+Constrained Operational Capacity | -853.164 | -130.5026 | 143.1347
2034 | NIWCM | Medium Demand Growth+Ref Gas Supply+Methanex Stays+Reduced Rankine Availability+Delayed Build+Upgraded HVDC+Constrained Operational Capacity | -1023.1651 | -295.6652 | -0.49953
2035 | NIWCM | Medium Demand Growth+Ref Gas Supply+Methanex Stays+Reduced Rankine Availability+Delayed Build+Upgraded HVDC+Constrained Operational Capacity | -1174.8174 | -419.4518 | -114.6417
2026 | SIWEM_PERC | Medium Demand Growth+Ref Gas Supply+Methanex Stays+Reduced Rankine Availability+Delayed Build+Upgraded HVDC+Constrained Operational Capacity | 24.4709 | 24.4709 | 24.4709
2027 | SIWEM_PERC | Medium Demand Growth+Ref Gas Supply+Methanex Stays+Reduced Rankine Availability+Delayed Build+Upgraded HVDC+Constrained Operational Capacity | 16.7358 | 16.8057 | 16.8057
2028 | SIWEM_PERC | Medium Demand Growth+Ref Gas Supply+Methanex Stays+Reduced Rankine Availability+Delayed Build+Upgraded HVDC+Constrained Operational Capacity | 16.6982 | 18.6029 | 18.6029
2029 | SIWEM_PERC | Medium Demand Growth+Ref Gas Supply+Methanex Stays+Reduced Rankine Availability+Delayed Build+Upgraded HVDC+Constrained Operational Capacity | 9.3208 | 13.9372 | 13.9372
2030 | SIWEM_PERC | Medium Demand Growth+Ref Gas Supply+Methanex Stays+Reduced Rankine Availability+Delayed Build+Upgraded HVDC+Constrained Operational Capacity | 6.6467 | 17.964 | 30.0108
2031 | SIWEM_PERC | Medium Demand Growth+Ref Gas Supply+Methanex Stays+Reduced Rankine Availability+Delayed Build+Upgraded HVDC+Constrained Operational Capacity | 3.1125 | 14.0403 | 27.4358
2032 | SIWEM_PERC | Medium Demand Growth+Ref Gas Supply+Methanex Stays+Reduced Rankine Availability+Delayed Build+Upgraded HVDC+Constrained Operational Capacity | 1.3126 | 13.7132 | 36.5125
2033 | SIWEM_PERC | Medium Demand Growth+Ref Gas Supply+Methanex Stays+Reduced Rankine Availability+Delayed Build+Upgraded HVDC+Constrained Operational Capacity | -0.75867 | 11.3685 | 43.7179
2034 | SIWEM_PERC | Medium Demand Growth+Ref Gas Supply+Methanex Stays+Reduced Rankine Availability+Delayed Build+Upgraded HVDC+Constrained Operational Capacity | -2.5134 | 9.3772 | 40.9631
2035 | SIWEM_PERC | Medium Demand Growth+Ref Gas Supply+Methanex Stays+Reduced Rankine Availability+Delayed Build+Upgraded HVDC+Constrained Operational Capacity | -3.9808 | 7.7075 | 40.0518
2026 | NZWEM_PERC | Medium Demand Growth+Ref Gas Supply+Methanex Stays+Reduced Rankine Availability+Delayed Build+Upgraded HVDC+Constrained Operational Capacity+Low Wind & Solar | 8.3187 | 8.3187 | 8.3187
2027 | NZWEM_PERC | Medium Demand Growth+Ref Gas Supply+Methanex Stays+Reduced Rankine Availability+Delayed Build+Upgraded HVDC+Constrained Operational Capacity+Low Wind & Solar | -2.9265 | -2.803 | -2.6565
2028 | NZWEM_PERC | Medium Demand Growth+Ref Gas Supply+Methanex Stays+Reduced Rankine Availability+Delayed Build+Upgraded HVDC+Constrained Operational Capacity+Low Wind & Solar | -1.6367 | -0.39931 | -0.13001
2029 | NZWEM_PERC | Medium Demand Growth+Ref Gas Supply+Methanex Stays+Reduced Rankine Availability+Delayed Build+Upgraded HVDC+Constrained Operational Capacity+Low Wind & Solar | -3.8571 | -1.4776 | -0.73847
2030 | NZWEM_PERC | Medium Demand Growth+Ref Gas Supply+Methanex Stays+Reduced Rankine Availability+Delayed Build+Upgraded HVDC+Constrained Operational Capacity+Low Wind & Solar | -5.6509 | 1.8046 | 8.1067
2031 | NZWEM_PERC | Medium Demand Growth+Ref Gas Supply+Methanex Stays+Reduced Rankine Availability+Delayed Build+Upgraded HVDC+Constrained Operational Capacity+Low Wind & Solar | -9.0294 | 0.71664 | 7.7562
2032 | NZWEM_PERC | Medium Demand Growth+Ref Gas Supply+Methanex Stays+Reduced Rankine Availability+Delayed Build+Upgraded HVDC+Constrained Operational Capacity+Low Wind & Solar | -10.938 | -0.85938 | 10.6782
2033 | NZWEM_PERC | Medium Demand Growth+Ref Gas Supply+Methanex Stays+Reduced Rankine Availability+Delayed Build+Upgraded HVDC+Constrained Operational Capacity+Low Wind & Solar | -13.0405 | -3.1335 | 12.8695
2034 | NZWEM_PERC | Medium Demand Growth+Ref Gas Supply+Methanex Stays+Reduced Rankine Availability+Delayed Build+Upgraded HVDC+Constrained Operational Capacity+Low Wind & Solar | -14.6093 | -4.626 | 11.8391
2035 | NZWEM_PERC | Medium Demand Growth+Ref Gas Supply+Methanex Stays+Reduced Rankine Availability+Delayed Build+Upgraded HVDC+Constrained Operational Capacity+Low Wind & Solar | -16.2653 | -6.0824 | 11.3932
2026 | NIWCM | Medium Demand Growth+Ref Gas Supply+Methanex Stays+Reduced Rankine Availability+Delayed Build+Upgraded HVDC+Constrained Operational Capacity+Low Wind & Solar | 94.465 | 94.465 | 94.465
2027 | NIWCM | Medium Demand Growth+Ref Gas Supply+Methanex Stays+Reduced Rankine Availability+Delayed Build+Upgraded HVDC+Constrained Operational Capacity+Low Wind & Solar | -93.8386 | -93.8386 | -93.8386
2028 | NIWCM | Medium Demand Growth+Ref Gas Supply+Methanex Stays+Reduced Rankine Availability+Delayed Build+Upgraded HVDC+Constrained Operational Capacity+Low Wind & Solar | -4.6081 | -4.6081 | -4.6081
2029 | NIWCM | Medium Demand Growth+Ref Gas Supply+Methanex Stays+Reduced Rankine Availability+Delayed Build+Upgraded HVDC+Constrained Operational Capacity+Low Wind & Solar | -240.4491 | -158.2964 | -158.2964
2030 | NIWCM | Medium Demand Growth+Ref Gas Supply+Methanex Stays+Reduced Rankine Availability+Delayed Build+Upgraded HVDC+Constrained Operational Capacity+Low Wind & Solar | -373.4655 | 138.2962 | 254.9974
2031 | NIWCM | Medium Demand Growth+Ref Gas Supply+Methanex Stays+Reduced Rankine Availability+Delayed Build+Upgraded HVDC+Constrained Operational Capacity+Low Wind & Solar | -570.7417 | 81.8533 | 239.8427
2032 | NIWCM | Medium Demand Growth+Ref Gas Supply+Methanex Stays+Reduced Rankine Availability+Delayed Build+Upgraded HVDC+Constrained Operational Capacity+Low Wind & Solar | -736.7 | -22.6012 | 190.8215
2033 | NIWCM | Medium Demand Growth+Ref Gas Supply+Methanex Stays+Reduced Rankine Availability+Delayed Build+Upgraded HVDC+Constrained Operational Capacity+Low Wind & Solar | -853.164 | -130.5026 | 143.1347
2034 | NIWCM | Medium Demand Growth+Ref Gas Supply+Methanex Stays+Reduced Rankine Availability+Delayed Build+Upgraded HVDC+Constrained Operational Capacity+Low Wind & Solar | -1023.1651 | -295.6652 | -0.49953
2035 | NIWCM | Medium Demand Growth+Ref Gas Supply+Methanex Stays+Reduced Rankine Availability+Delayed Build+Upgraded HVDC+Constrained Operational Capacity+Low Wind & Solar | -1174.8174 | -419.4518 | -114.6417
2026 | SIWEM_PERC | Medium Demand Growth+Ref Gas Supply+Methanex Stays+Reduced Rankine Availability+Delayed Build+Upgraded HVDC+Constrained Operational Capacity+Low Wind & Solar | 21.9099 | 21.9099 | 21.9099
2027 | SIWEM_PERC | Medium Demand Growth+Ref Gas Supply+Methanex Stays+Reduced Rankine Availability+Delayed Build+Upgraded HVDC+Constrained Operational Capacity+Low Wind & Solar | 16.2565 | 16.3196 | 16.3196
2028 | SIWEM_PERC | Medium Demand Growth+Ref Gas Supply+Methanex Stays+Reduced Rankine Availability+Delayed Build+Upgraded HVDC+Constrained Operational Capacity+Low Wind & Solar | 15.9291 | 17.648 | 17.648
2029 | SIWEM_PERC | Medium Demand Growth+Ref Gas Supply+Methanex Stays+Reduced Rankine Availability+Delayed Build+Upgraded HVDC+Constrained Operational Capacity+Low Wind & Solar | 8.5658 | 12.7319 | 12.7319
2030 | SIWEM_PERC | Medium Demand Growth+Ref Gas Supply+Methanex Stays+Reduced Rankine Availability+Delayed Build+Upgraded HVDC+Constrained Operational Capacity+Low Wind & Solar | 5.7635 | 15.977 | 26.8488
2031 | SIWEM_PERC | Medium Demand Growth+Ref Gas Supply+Methanex Stays+Reduced Rankine Availability+Delayed Build+Upgraded HVDC+Constrained Operational Capacity+Low Wind & Solar | 2.2597 | 12.1217 | 24.2107
2032 | SIWEM_PERC | Medium Demand Growth+Ref Gas Supply+Methanex Stays+Reduced Rankine Availability+Delayed Build+Upgraded HVDC+Constrained Operational Capacity+Low Wind & Solar | 0.47602 | 11.6671 | 27.9258
2033 | SIWEM_PERC | Medium Demand Growth+Ref Gas Supply+Methanex Stays+Reduced Rankine Availability+Delayed Build+Upgraded HVDC+Constrained Operational Capacity+Low Wind & Solar | -1.5768 | 9.3676 | 32.8688
2034 | SIWEM_PERC | Medium Demand Growth+Ref Gas Supply+Methanex Stays+Reduced Rankine Availability+Delayed Build+Upgraded HVDC+Constrained Operational Capacity+Low Wind & Solar | -3.3156 | 7.4153 | 30.0826
2035 | SIWEM_PERC | Medium Demand Growth+Ref Gas Supply+Methanex Stays+Reduced Rankine Availability+Delayed Build+Upgraded HVDC+Constrained Operational Capacity+Low Wind & Solar | -4.7693 | 5.7789 | 28.9436
2026 | NZWEM_PERC | Medium Demand Growth+Ref Gas Supply+Methanex Stays+Increased Demand Response | 18.5411 | 18.5981 | 18.5981
2027 | NZWEM_PERC | Medium Demand Growth+Ref Gas Supply+Methanex Stays+Increased Demand Response | 13.6189 | 15.4066 | 15.7156
2028 | NZWEM_PERC | Medium Demand Growth+Ref Gas Supply+Methanex Stays+Increased Demand Response | 11.7213 | 19.4655 | 23.7607
2029 | NZWEM_PERC | Medium Demand Growth+Ref Gas Supply+Methanex Stays+Increased Demand Response | 6.3009 | 16.9369 | 25.352
2030 | NZWEM_PERC | Medium Demand Growth+Ref Gas Supply+Methanex Stays+Increased Demand Response | 3.2164 | 15.5798 | 29.1405
2031 | NZWEM_PERC | Medium Demand Growth+Ref Gas Supply+Methanex Stays+Increased Demand Response | -0.45689 | 11.5809 | 30.2478
2032 | NZWEM_PERC | Medium Demand Growth+Ref Gas Supply+Methanex Stays+Increased Demand Response | -2.5599 | 9.5621 | 28.742
2033 | NZWEM_PERC | Medium Demand Growth+Ref Gas Supply+Methanex Stays+Increased Demand Response | -4.8704 | 6.9496 | 27.2603
2034 | NZWEM_PERC | Medium Demand Growth+Ref Gas Supply+Methanex Stays+Increased Demand Response | -6.6266 | 5.3085 | 25.1477
2035 | NZWEM_PERC | Medium Demand Growth+Ref Gas Supply+Methanex Stays+Increased Demand Response | -8.46 | 3.2936 | 22.6886
2026 | NIWCM | Medium Demand Growth+Ref Gas Supply+Methanex Stays+Increased Demand Response | 1066.7284 | 1067.5282 | 1067.5282
2027 | NIWCM | Medium Demand Growth+Ref Gas Supply+Methanex Stays+Increased Demand Response | 1257.8828 | 1288.8253 | 1293.3618
2028 | NIWCM | Medium Demand Growth+Ref Gas Supply+Methanex Stays+Increased Demand Response | 1276.6847 | 1884.5216 | 1922.8368
2029 | NIWCM | Medium Demand Growth+Ref Gas Supply+Methanex Stays+Increased Demand Response | 1049.2947 | 1927.8168 | 2201.0383
2030 | NIWCM | Medium Demand Growth+Ref Gas Supply+Methanex Stays+Increased Demand Response | 804.9243 | 1804.235 | 2257.1317
2031 | NIWCM | Medium Demand Growth+Ref Gas Supply+Methanex Stays+Increased Demand Response | 637.8662 | 1658.4112 | 2363.1836
2032 | NIWCM | Medium Demand Growth+Ref Gas Supply+Methanex Stays+Increased Demand Response | 479.3549 | 1524.8896 | 2294.3757
2033 | NIWCM | Medium Demand Growth+Ref Gas Supply+Methanex Stays+Increased Demand Response | 297.5751 | 1347.4941 | 2219.4295
2034 | NIWCM | Medium Demand Growth+Ref Gas Supply+Methanex Stays+Increased Demand Response | 135.4698 | 1231.9917 | 2196.4338
2035 | NIWCM | Medium Demand Growth+Ref Gas Supply+Methanex Stays+Increased Demand Response | -11.5938 | 1098.5111 | 2069.3599
2026 | SIWEM_PERC | Medium Demand Growth+Ref Gas Supply+Methanex Stays+Increased Demand Response | 50.7379 | 50.9 | 50.9
2027 | SIWEM_PERC | Medium Demand Growth+Ref Gas Supply+Methanex Stays+Increased Demand Response | 36.434 | 41.4747 | 42.3461
2028 | SIWEM_PERC | Medium Demand Growth+Ref Gas Supply+Methanex Stays+Increased Demand Response | 31.1375 | 53.0196 | 64.0543
2029 | SIWEM_PERC | Medium Demand Growth+Ref Gas Supply+Methanex Stays+Increased Demand Response | 15.621 | 45.1024 | 61.4149
2030 | SIWEM_PERC | Medium Demand Growth+Ref Gas Supply+Methanex Stays+Increased Demand Response | 8.553 | 41.2259 | 62.2493
2031 | SIWEM_PERC | Medium Demand Growth+Ref Gas Supply+Methanex Stays+Increased Demand Response | 5.0748 | 30.1712 | 61.5948
2032 | SIWEM_PERC | Medium Demand Growth+Ref Gas Supply+Methanex Stays+Increased Demand Response | 3.3033 | 24.6807 | 58.7826
2033 | SIWEM_PERC | Medium Demand Growth+Ref Gas Supply+Methanex Stays+Increased Demand Response | 1.2613 | 17.4758 | 55.5548
2034 | SIWEM_PERC | Medium Demand Growth+Ref Gas Supply+Methanex Stays+Increased Demand Response | -0.46956 | 12.9394 | 52.7964
2035 | SIWEM_PERC | Medium Demand Growth+Ref Gas Supply+Methanex Stays+Increased Demand Response | -1.9175 | 10.022 | 50.4692
2026 | NZWEM_PERC | Medium Demand Growth+Ref Gas Supply+Methanex Stays+Increased Demand Response+Low Wind & Solar | 17.3457 | 17.3971 | 17.3971
2027 | NZWEM_PERC | Medium Demand Growth+Ref Gas Supply+Methanex Stays+Increased Demand Response+Low Wind & Solar | 12.3079 | 13.9212 | 14.2001
2028 | NZWEM_PERC | Medium Demand Growth+Ref Gas Supply+Methanex Stays+Increased Demand Response+Low Wind & Solar | 10.3395 | 17.3284 | 21.2047
2029 | NZWEM_PERC | Medium Demand Growth+Ref Gas Supply+Methanex Stays+Increased Demand Response+Low Wind & Solar | 4.9435 | 14.5421 | 22.1365
2030 | NZWEM_PERC | Medium Demand Growth+Ref Gas Supply+Methanex Stays+Increased Demand Response+Low Wind & Solar | 1.9085 | 13.1131 | 25.3864
2031 | NZWEM_PERC | Medium Demand Growth+Ref Gas Supply+Methanex Stays+Increased Demand Response+Low Wind & Solar | -1.7216 | 9.1959 | 26.0762
2032 | NZWEM_PERC | Medium Demand Growth+Ref Gas Supply+Methanex Stays+Increased Demand Response+Low Wind & Solar | -3.7957 | 7.1965 | 24.5722
2033 | NZWEM_PERC | Medium Demand Growth+Ref Gas Supply+Methanex Stays+Increased Demand Response+Low Wind & Solar | -6.0755 | 4.6429 | 23.0374
2034 | NZWEM_PERC | Medium Demand Growth+Ref Gas Supply+Methanex Stays+Increased Demand Response+Low Wind & Solar | -7.8037 | 3.0554 | 21.0228
2035 | NZWEM_PERC | Medium Demand Growth+Ref Gas Supply+Methanex Stays+Increased Demand Response+Low Wind & Solar | -9.6107 | 1.0909 | 18.6561
2026 | NIWCM | Medium Demand Growth+Ref Gas Supply+Methanex Stays+Increased Demand Response+Low Wind & Solar | 1066.7284 | 1067.5282 | 1067.5282
2027 | NIWCM | Medium Demand Growth+Ref Gas Supply+Methanex Stays+Increased Demand Response+Low Wind & Solar | 1257.8828 | 1288.8253 | 1293.3618
2028 | NIWCM | Medium Demand Growth+Ref Gas Supply+Methanex Stays+Increased Demand Response+Low Wind & Solar | 1276.6847 | 1884.5216 | 1922.8368
2029 | NIWCM | Medium Demand Growth+Ref Gas Supply+Methanex Stays+Increased Demand Response+Low Wind & Solar | 1049.2947 | 1927.8168 | 2201.0383
2030 | NIWCM | Medium Demand Growth+Ref Gas Supply+Methanex Stays+Increased Demand Response+Low Wind & Solar | 804.9243 | 1804.235 | 2257.1317
2031 | NIWCM | Medium Demand Growth+Ref Gas Supply+Methanex Stays+Increased Demand Response+Low Wind & Solar | 637.8662 | 1658.4112 | 2363.1836
2032 | NIWCM | Medium Demand Growth+Ref Gas Supply+Methanex Stays+Increased Demand Response+Low Wind & Solar | 479.3549 | 1524.8896 | 2294.3757
2033 | NIWCM | Medium Demand Growth+Ref Gas Supply+Methanex Stays+Increased Demand Response+Low Wind & Solar | 297.5751 | 1347.4941 | 2219.4295
2034 | NIWCM | Medium Demand Growth+Ref Gas Supply+Methanex Stays+Increased Demand Response+Low Wind & Solar | 135.4698 | 1231.9917 | 2196.4338
2035 | NIWCM | Medium Demand Growth+Ref Gas Supply+Methanex Stays+Increased Demand Response+Low Wind & Solar | -11.5938 | 1098.5111 | 2069.3599
2026 | SIWEM_PERC | Medium Demand Growth+Ref Gas Supply+Methanex Stays+Increased Demand Response+Low Wind & Solar | 47.3353 | 47.4816 | 47.4816
2027 | SIWEM_PERC | Medium Demand Growth+Ref Gas Supply+Methanex Stays+Increased Demand Response+Low Wind & Solar | 32.7375 | 37.2865 | 38.0729
2028 | SIWEM_PERC | Medium Demand Growth+Ref Gas Supply+Methanex Stays+Increased Demand Response+Low Wind & Solar | 27.2332 | 46.981 | 57.9339
2029 | SIWEM_PERC | Medium Demand Growth+Ref Gas Supply+Methanex Stays+Increased Demand Response+Low Wind & Solar | 11.9103 | 38.4645 | 57.8754
2030 | SIWEM_PERC | Medium Demand Growth+Ref Gas Supply+Methanex Stays+Increased Demand Response+Low Wind & Solar | 7.6541 | 34.4104 | 58.1624
2031 | SIWEM_PERC | Medium Demand Growth+Ref Gas Supply+Methanex Stays+Increased Demand Response+Low Wind & Solar | 4.2058 | 23.5828 | 57.1942
2032 | SIWEM_PERC | Medium Demand Growth+Ref Gas Supply+Methanex Stays+Increased Demand Response+Low Wind & Solar | 2.4503 | 18.1167 | 54.463
2033 | SIWEM_PERC | Medium Demand Growth+Ref Gas Supply+Methanex Stays+Increased Demand Response+Low Wind & Solar | 0.42653 | 11.5937 | 51.3275
2034 | SIWEM_PERC | Medium Demand Growth+Ref Gas Supply+Methanex Stays+Increased Demand Response+Low Wind & Solar | -1.2885 | 9.6673 | 48.6492
2035 | SIWEM_PERC | Medium Demand Growth+Ref Gas Supply+Methanex Stays+Increased Demand Response+Low Wind & Solar | -2.723 | 8.052 | 46.3905
2026 | NZWEM_PERC | Medium Demand Growth+Ref Gas Supply+Methanex Stays+Increased Demand Response+Constrained Operational Capacity | 18.5411 | 18.5981 | 18.5981
2027 | NZWEM_PERC | Medium Demand Growth+Ref Gas Supply+Methanex Stays+Increased Demand Response+Constrained Operational Capacity | 13.6189 | 15.4066 | 15.7156
2028 | NZWEM_PERC | Medium Demand Growth+Ref Gas Supply+Methanex Stays+Increased Demand Response+Constrained Operational Capacity | 11.7213 | 19.4655 | 23.7607
2029 | NZWEM_PERC | Medium Demand Growth+Ref Gas Supply+Methanex Stays+Increased Demand Response+Constrained Operational Capacity | 6.3009 | 16.9369 | 25.352
2030 | NZWEM_PERC | Medium Demand Growth+Ref Gas Supply+Methanex Stays+Increased Demand Response+Constrained Operational Capacity | 3.2164 | 15.5798 | 29.1405
2031 | NZWEM_PERC | Medium Demand Growth+Ref Gas Supply+Methanex Stays+Increased Demand Response+Constrained Operational Capacity | -0.45689 | 11.5809 | 30.2478
2032 | NZWEM_PERC | Medium Demand Growth+Ref Gas Supply+Methanex Stays+Increased Demand Response+Constrained Operational Capacity | -2.5599 | 9.5621 | 28.742
2033 | NZWEM_PERC | Medium Demand Growth+Ref Gas Supply+Methanex Stays+Increased Demand Response+Constrained Operational Capacity | -4.8704 | 6.9496 | 27.2603
2034 | NZWEM_PERC | Medium Demand Growth+Ref Gas Supply+Methanex Stays+Increased Demand Response+Constrained Operational Capacity | -6.6266 | 5.3085 | 25.1477
2035 | NZWEM_PERC | Medium Demand Growth+Ref Gas Supply+Methanex Stays+Increased Demand Response+Constrained Operational Capacity | -8.46 | 3.2936 | 22.6886
2026 | NIWCM | Medium Demand Growth+Ref Gas Supply+Methanex Stays+Increased Demand Response+Constrained Operational Capacity | 496.3733 | 496.3733 | 496.3733
2027 | NIWCM | Medium Demand Growth+Ref Gas Supply+Methanex Stays+Increased Demand Response+Constrained Operational Capacity | 636.4987 | 640.4165 | 640.4165
2028 | NIWCM | Medium Demand Growth+Ref Gas Supply+Methanex Stays+Increased Demand Response+Constrained Operational Capacity | 629.9312 | 1117.416 | 1124.8439
2029 | NIWCM | Medium Demand Growth+Ref Gas Supply+Methanex Stays+Increased Demand Response+Constrained Operational Capacity | 380.392 | 1027.7241 | 1184.1439
2030 | NIWCM | Medium Demand Growth+Ref Gas Supply+Methanex Stays+Increased Demand Response+Constrained Operational Capacity | 133.5101 | 866.4545 | 1077.4421
2031 | NIWCM | Medium Demand Growth+Ref Gas Supply+Methanex Stays+Increased Demand Response+Constrained Operational Capacity | -36.6708 | 708.458 | 977.2019
2032 | NIWCM | Medium Demand Growth+Ref Gas Supply+Methanex Stays+Increased Demand Response+Constrained Operational Capacity | -196.3164 | 552.9828 | 844.6374
2033 | NIWCM | Medium Demand Growth+Ref Gas Supply+Methanex Stays+Increased Demand Response+Constrained Operational Capacity | -380.16 | 371.361 | 674.1267
2034 | NIWCM | Medium Demand Growth+Ref Gas Supply+Methanex Stays+Increased Demand Response+Constrained Operational Capacity | -543.3908 | 252.1537 | 632.527
2035 | NIWCM | Medium Demand Growth+Ref Gas Supply+Methanex Stays+Increased Demand Response+Constrained Operational Capacity | -690.1769 | 115.1578 | 496.7385
2026 | SIWEM_PERC | Medium Demand Growth+Ref Gas Supply+Methanex Stays+Increased Demand Response+Constrained Operational Capacity | 50.7379 | 50.9 | 50.9
2027 | SIWEM_PERC | Medium Demand Growth+Ref Gas Supply+Methanex Stays+Increased Demand Response+Constrained Operational Capacity | 36.434 | 41.4747 | 42.3461
2028 | SIWEM_PERC | Medium Demand Growth+Ref Gas Supply+Methanex Stays+Increased Demand Response+Constrained Operational Capacity | 31.1375 | 53.0196 | 64.0543
2029 | SIWEM_PERC | Medium Demand Growth+Ref Gas Supply+Methanex Stays+Increased Demand Response+Constrained Operational Capacity | 15.621 | 45.1024 | 61.4149
2030 | SIWEM_PERC | Medium Demand Growth+Ref Gas Supply+Methanex Stays+Increased Demand Response+Constrained Operational Capacity | 8.553 | 41.2259 | 62.2493
2031 | SIWEM_PERC | Medium Demand Growth+Ref Gas Supply+Methanex Stays+Increased Demand Response+Constrained Operational Capacity | 5.0748 | 30.1712 | 61.5948
2032 | SIWEM_PERC | Medium Demand Growth+Ref Gas Supply+Methanex Stays+Increased Demand Response+Constrained Operational Capacity | 3.3033 | 24.6807 | 58.7826
2033 | SIWEM_PERC | Medium Demand Growth+Ref Gas Supply+Methanex Stays+Increased Demand Response+Constrained Operational Capacity | 1.2613 | 17.4758 | 55.5548
2034 | SIWEM_PERC | Medium Demand Growth+Ref Gas Supply+Methanex Stays+Increased Demand Response+Constrained Operational Capacity | -0.46956 | 12.9394 | 52.7964
2035 | SIWEM_PERC | Medium Demand Growth+Ref Gas Supply+Methanex Stays+Increased Demand Response+Constrained Operational Capacity | -1.9175 | 10.022 | 50.4692
2026 | NZWEM_PERC | Medium Demand Growth+Ref Gas Supply+Methanex Stays+Increased Demand Response+Constrained Operational Capacity+Low Wind & Solar | 17.3457 | 17.3971 | 17.3971
2027 | NZWEM_PERC | Medium Demand Growth+Ref Gas Supply+Methanex Stays+Increased Demand Response+Constrained Operational Capacity+Low Wind & Solar | 12.3079 | 13.9212 | 14.2001
2028 | NZWEM_PERC | Medium Demand Growth+Ref Gas Supply+Methanex Stays+Increased Demand Response+Constrained Operational Capacity+Low Wind & Solar | 10.3395 | 17.3284 | 21.2047
2029 | NZWEM_PERC | Medium Demand Growth+Ref Gas Supply+Methanex Stays+Increased Demand Response+Constrained Operational Capacity+Low Wind & Solar | 4.9435 | 14.5421 | 22.1365
2030 | NZWEM_PERC | Medium Demand Growth+Ref Gas Supply+Methanex Stays+Increased Demand Response+Constrained Operational Capacity+Low Wind & Solar | 1.9085 | 13.1131 | 25.3864
2031 | NZWEM_PERC | Medium Demand Growth+Ref Gas Supply+Methanex Stays+Increased Demand Response+Constrained Operational Capacity+Low Wind & Solar | -1.7216 | 9.1959 | 26.0762
2032 | NZWEM_PERC | Medium Demand Growth+Ref Gas Supply+Methanex Stays+Increased Demand Response+Constrained Operational Capacity+Low Wind & Solar | -3.7957 | 7.1965 | 24.5722
2033 | NZWEM_PERC | Medium Demand Growth+Ref Gas Supply+Methanex Stays+Increased Demand Response+Constrained Operational Capacity+Low Wind & Solar | -6.0755 | 4.6429 | 23.0374
2034 | NZWEM_PERC | Medium Demand Growth+Ref Gas Supply+Methanex Stays+Increased Demand Response+Constrained Operational Capacity+Low Wind & Solar | -7.8037 | 3.0554 | 21.0228
2035 | NZWEM_PERC | Medium Demand Growth+Ref Gas Supply+Methanex Stays+Increased Demand Response+Constrained Operational Capacity+Low Wind & Solar | -9.6107 | 1.0909 | 18.6561
2026 | NIWCM | Medium Demand Growth+Ref Gas Supply+Methanex Stays+Increased Demand Response+Constrained Operational Capacity+Low Wind & Solar | 496.3733 | 496.3733 | 496.3733
2027 | NIWCM | Medium Demand Growth+Ref Gas Supply+Methanex Stays+Increased Demand Response+Constrained Operational Capacity+Low Wind & Solar | 636.4987 | 640.4165 | 640.4165
2028 | NIWCM | Medium Demand Growth+Ref Gas Supply+Methanex Stays+Increased Demand Response+Constrained Operational Capacity+Low Wind & Solar | 629.9312 | 1117.416 | 1124.8439
2029 | NIWCM | Medium Demand Growth+Ref Gas Supply+Methanex Stays+Increased Demand Response+Constrained Operational Capacity+Low Wind & Solar | 380.392 | 1027.7241 | 1184.1439
2030 | NIWCM | Medium Demand Growth+Ref Gas Supply+Methanex Stays+Increased Demand Response+Constrained Operational Capacity+Low Wind & Solar | 133.5101 | 866.4545 | 1077.4421
2031 | NIWCM | Medium Demand Growth+Ref Gas Supply+Methanex Stays+Increased Demand Response+Constrained Operational Capacity+Low Wind & Solar | -36.6708 | 708.458 | 977.2019
2032 | NIWCM | Medium Demand Growth+Ref Gas Supply+Methanex Stays+Increased Demand Response+Constrained Operational Capacity+Low Wind & Solar | -196.3164 | 552.9828 | 844.6374
2033 | NIWCM | Medium Demand Growth+Ref Gas Supply+Methanex Stays+Increased Demand Response+Constrained Operational Capacity+Low Wind & Solar | -380.16 | 371.361 | 674.1267
2034 | NIWCM | Medium Demand Growth+Ref Gas Supply+Methanex Stays+Increased Demand Response+Constrained Operational Capacity+Low Wind & Solar | -543.3908 | 252.1537 | 632.527
2035 | NIWCM | Medium Demand Growth+Ref Gas Supply+Methanex Stays+Increased Demand Response+Constrained Operational Capacity+Low Wind & Solar | -690.1769 | 115.1578 | 496.7385
2026 | SIWEM_PERC | Medium Demand Growth+Ref Gas Supply+Methanex Stays+Increased Demand Response+Constrained Operational Capacity+Low Wind & Solar | 47.3353 | 47.4816 | 47.4816
2027 | SIWEM_PERC | Medium Demand Growth+Ref Gas Supply+Methanex Stays+Increased Demand Response+Constrained Operational Capacity+Low Wind & Solar | 32.7375 | 37.2865 | 38.0729
2028 | SIWEM_PERC | Medium Demand Growth+Ref Gas Supply+Methanex Stays+Increased Demand Response+Constrained Operational Capacity+Low Wind & Solar | 27.2332 | 46.981 | 57.9339
2029 | SIWEM_PERC | Medium Demand Growth+Ref Gas Supply+Methanex Stays+Increased Demand Response+Constrained Operational Capacity+Low Wind & Solar | 11.9103 | 38.4645 | 57.8754
2030 | SIWEM_PERC | Medium Demand Growth+Ref Gas Supply+Methanex Stays+Increased Demand Response+Constrained Operational Capacity+Low Wind & Solar | 7.6541 | 34.4104 | 58.1624
2031 | SIWEM_PERC | Medium Demand Growth+Ref Gas Supply+Methanex Stays+Increased Demand Response+Constrained Operational Capacity+Low Wind & Solar | 4.2058 | 23.5828 | 57.1942
2032 | SIWEM_PERC | Medium Demand Growth+Ref Gas Supply+Methanex Stays+Increased Demand Response+Constrained Operational Capacity+Low Wind & Solar | 2.4503 | 18.1167 | 54.463
2033 | SIWEM_PERC | Medium Demand Growth+Ref Gas Supply+Methanex Stays+Increased Demand Response+Constrained Operational Capacity+Low Wind & Solar | 0.42653 | 11.5937 | 51.3275
2034 | SIWEM_PERC | Medium Demand Growth+Ref Gas Supply+Methanex Stays+Increased Demand Response+Constrained Operational Capacity+Low Wind & Solar | -1.2885 | 9.6673 | 48.6492
2035 | SIWEM_PERC | Medium Demand Growth+Ref Gas Supply+Methanex Stays+Increased Demand Response+Constrained Operational Capacity+Low Wind & Solar | -2.723 | 8.052 | 46.3905
2026 | NZWEM_PERC | Medium Demand Growth+Ref Gas Supply+Methanex Stays+Increased Demand Response+Upgraded HVDC | 18.5411 | 18.5981 | 18.5981
2027 | NZWEM_PERC | Medium Demand Growth+Ref Gas Supply+Methanex Stays+Increased Demand Response+Upgraded HVDC | 13.6189 | 15.4066 | 15.7156
2028 | NZWEM_PERC | Medium Demand Growth+Ref Gas Supply+Methanex Stays+Increased Demand Response+Upgraded HVDC | 11.7213 | 19.4655 | 23.7607
2029 | NZWEM_PERC | Medium Demand Growth+Ref Gas Supply+Methanex Stays+Increased Demand Response+Upgraded HVDC | 6.3009 | 16.9369 | 25.352
2030 | NZWEM_PERC | Medium Demand Growth+Ref Gas Supply+Methanex Stays+Increased Demand Response+Upgraded HVDC | 3.2164 | 15.5798 | 29.1405
2031 | NZWEM_PERC | Medium Demand Growth+Ref Gas Supply+Methanex Stays+Increased Demand Response+Upgraded HVDC | -0.45689 | 11.5809 | 30.2478
2032 | NZWEM_PERC | Medium Demand Growth+Ref Gas Supply+Methanex Stays+Increased Demand Response+Upgraded HVDC | -2.5599 | 9.5621 | 28.742
2033 | NZWEM_PERC | Medium Demand Growth+Ref Gas Supply+Methanex Stays+Increased Demand Response+Upgraded HVDC | -4.8704 | 6.9496 | 27.2603
2034 | NZWEM_PERC | Medium Demand Growth+Ref Gas Supply+Methanex Stays+Increased Demand Response+Upgraded HVDC | -6.6266 | 5.3085 | 25.1477
2035 | NZWEM_PERC | Medium Demand Growth+Ref Gas Supply+Methanex Stays+Increased Demand Response+Upgraded HVDC | -8.46 | 3.2936 | 22.6886
2026 | NIWCM | Medium Demand Growth+Ref Gas Supply+Methanex Stays+Increased Demand Response+Upgraded HVDC | 1066.7284 | 1067.5282 | 1067.5282
2027 | NIWCM | Medium Demand Growth+Ref Gas Supply+Methanex Stays+Increased Demand Response+Upgraded HVDC | 1257.8828 | 1288.8253 | 1293.3618
2028 | NIWCM | Medium Demand Growth+Ref Gas Supply+Methanex Stays+Increased Demand Response+Upgraded HVDC | 1276.6847 | 1884.5216 | 1922.8368
2029 | NIWCM | Medium Demand Growth+Ref Gas Supply+Methanex Stays+Increased Demand Response+Upgraded HVDC | 1049.2947 | 1927.8168 | 2201.0383
2030 | NIWCM | Medium Demand Growth+Ref Gas Supply+Methanex Stays+Increased Demand Response+Upgraded HVDC | 804.9243 | 1804.235 | 2257.1317
2031 | NIWCM | Medium Demand Growth+Ref Gas Supply+Methanex Stays+Increased Demand Response+Upgraded HVDC | 637.8662 | 1658.4183 | 2434.2183
2032 | NIWCM | Medium Demand Growth+Ref Gas Supply+Methanex Stays+Increased Demand Response+Upgraded HVDC | 479.3549 | 1524.8883 | 2333.0629
2033 | NIWCM | Medium Demand Growth+Ref Gas Supply+Methanex Stays+Increased Demand Response+Upgraded HVDC | 297.5751 | 1347.4939 | 2227.5098
2034 | NIWCM | Medium Demand Growth+Ref Gas Supply+Methanex Stays+Increased Demand Response+Upgraded HVDC | 135.4698 | 1231.9918 | 2195.9357
2035 | NIWCM | Medium Demand Growth+Ref Gas Supply+Methanex Stays+Increased Demand Response+Upgraded HVDC | -11.5938 | 1098.5111 | 2069.5385
2026 | SIWEM_PERC | Medium Demand Growth+Ref Gas Supply+Methanex Stays+Increased Demand Response+Upgraded HVDC | 50.7379 | 50.9 | 50.9
2027 | SIWEM_PERC | Medium Demand Growth+Ref Gas Supply+Methanex Stays+Increased Demand Response+Upgraded HVDC | 36.434 | 41.4747 | 42.3461
2028 | SIWEM_PERC | Medium Demand Growth+Ref Gas Supply+Methanex Stays+Increased Demand Response+Upgraded HVDC | 31.1375 | 53.0196 | 65.0577
2029 | SIWEM_PERC | Medium Demand Growth+Ref Gas Supply+Methanex Stays+Increased Demand Response+Upgraded HVDC | 15.621 | 45.1024 | 67.8013
2030 | SIWEM_PERC | Medium Demand Growth+Ref Gas Supply+Methanex Stays+Increased Demand Response+Upgraded HVDC | 8.553 | 41.2259 | 77.2249
2031 | SIWEM_PERC | Medium Demand Growth+Ref Gas Supply+Methanex Stays+Increased Demand Response+Upgraded HVDC | 5.0748 | 30.1712 | 79.7056
2032 | SIWEM_PERC | Medium Demand Growth+Ref Gas Supply+Methanex Stays+Increased Demand Response+Upgraded HVDC | 3.3033 | 24.6807 | 76.1914
2033 | SIWEM_PERC | Medium Demand Growth+Ref Gas Supply+Methanex Stays+Increased Demand Response+Upgraded HVDC | 1.2613 | 17.4758 | 72.3852
2034 | SIWEM_PERC | Medium Demand Growth+Ref Gas Supply+Methanex Stays+Increased Demand Response+Upgraded HVDC | -0.46956 | 12.9394 | 67.0329
2035 | SIWEM_PERC | Medium Demand Growth+Ref Gas Supply+Methanex Stays+Increased Demand Response+Upgraded HVDC | -1.9175 | 10.022 | 60.87
2026 | NZWEM_PERC | Medium Demand Growth+Ref Gas Supply+Methanex Stays+Increased Demand Response+Upgraded HVDC+Low Wind & Solar | 17.3457 | 17.3971 | 17.3971
2027 | NZWEM_PERC | Medium Demand Growth+Ref Gas Supply+Methanex Stays+Increased Demand Response+Upgraded HVDC+Low Wind & Solar | 12.3079 | 13.9212 | 14.2001
2028 | NZWEM_PERC | Medium Demand Growth+Ref Gas Supply+Methanex Stays+Increased Demand Response+Upgraded HVDC+Low Wind & Solar | 10.3395 | 17.3284 | 21.2047
2029 | NZWEM_PERC | Medium Demand Growth+Ref Gas Supply+Methanex Stays+Increased Demand Response+Upgraded HVDC+Low Wind & Solar | 4.9435 | 14.5421 | 22.1365
2030 | NZWEM_PERC | Medium Demand Growth+Ref Gas Supply+Methanex Stays+Increased Demand Response+Upgraded HVDC+Low Wind & Solar | 1.9085 | 13.1131 | 25.3864
2031 | NZWEM_PERC | Medium Demand Growth+Ref Gas Supply+Methanex Stays+Increased Demand Response+Upgraded HVDC+Low Wind & Solar | -1.7216 | 9.1959 | 26.0762
2032 | NZWEM_PERC | Medium Demand Growth+Ref Gas Supply+Methanex Stays+Increased Demand Response+Upgraded HVDC+Low Wind & Solar | -3.7957 | 7.1965 | 24.5722
2033 | NZWEM_PERC | Medium Demand Growth+Ref Gas Supply+Methanex Stays+Increased Demand Response+Upgraded HVDC+Low Wind & Solar | -6.0755 | 4.6429 | 23.0374
2034 | NZWEM_PERC | Medium Demand Growth+Ref Gas Supply+Methanex Stays+Increased Demand Response+Upgraded HVDC+Low Wind & Solar | -7.8037 | 3.0554 | 21.0228
2035 | NZWEM_PERC | Medium Demand Growth+Ref Gas Supply+Methanex Stays+Increased Demand Response+Upgraded HVDC+Low Wind & Solar | -9.6107 | 1.0909 | 18.6561
2026 | NIWCM | Medium Demand Growth+Ref Gas Supply+Methanex Stays+Increased Demand Response+Upgraded HVDC+Low Wind & Solar | 1066.7284 | 1067.5282 | 1067.5282
2027 | NIWCM | Medium Demand Growth+Ref Gas Supply+Methanex Stays+Increased Demand Response+Upgraded HVDC+Low Wind & Solar | 1257.8828 | 1288.8253 | 1293.3618
2028 | NIWCM | Medium Demand Growth+Ref Gas Supply+Methanex Stays+Increased Demand Response+Upgraded HVDC+Low Wind & Solar | 1276.6847 | 1884.5216 | 1922.8368
2029 | NIWCM | Medium Demand Growth+Ref Gas Supply+Methanex Stays+Increased Demand Response+Upgraded HVDC+Low Wind & Solar | 1049.2947 | 1927.8168 | 2201.0383
2030 | NIWCM | Medium Demand Growth+Ref Gas Supply+Methanex Stays+Increased Demand Response+Upgraded HVDC+Low Wind & Solar | 804.9243 | 1804.235 | 2257.1317
2031 | NIWCM | Medium Demand Growth+Ref Gas Supply+Methanex Stays+Increased Demand Response+Upgraded HVDC+Low Wind & Solar | 637.8662 | 1658.4183 | 2434.2183
2032 | NIWCM | Medium Demand Growth+Ref Gas Supply+Methanex Stays+Increased Demand Response+Upgraded HVDC+Low Wind & Solar | 479.3549 | 1524.8883 | 2333.0629
2033 | NIWCM | Medium Demand Growth+Ref Gas Supply+Methanex Stays+Increased Demand Response+Upgraded HVDC+Low Wind & Solar | 297.5751 | 1347.4939 | 2227.5098
2034 | NIWCM | Medium Demand Growth+Ref Gas Supply+Methanex Stays+Increased Demand Response+Upgraded HVDC+Low Wind & Solar | 135.4698 | 1231.9918 | 2195.9357
2035 | NIWCM | Medium Demand Growth+Ref Gas Supply+Methanex Stays+Increased Demand Response+Upgraded HVDC+Low Wind & Solar | -11.5938 | 1098.5111 | 2069.5385
2026 | SIWEM_PERC | Medium Demand Growth+Ref Gas Supply+Methanex Stays+Increased Demand Response+Upgraded HVDC+Low Wind & Solar | 47.3353 | 47.4816 | 47.4816
2027 | SIWEM_PERC | Medium Demand Growth+Ref Gas Supply+Methanex Stays+Increased Demand Response+Upgraded HVDC+Low Wind & Solar | 32.7375 | 37.2865 | 38.0729
2028 | SIWEM_PERC | Medium Demand Growth+Ref Gas Supply+Methanex Stays+Increased Demand Response+Upgraded HVDC+Low Wind & Solar | 27.2332 | 46.981 | 57.9339
2029 | SIWEM_PERC | Medium Demand Growth+Ref Gas Supply+Methanex Stays+Increased Demand Response+Upgraded HVDC+Low Wind & Solar | 11.9103 | 38.4645 | 59.3685
2030 | SIWEM_PERC | Medium Demand Growth+Ref Gas Supply+Methanex Stays+Increased Demand Response+Upgraded HVDC+Low Wind & Solar | 7.6541 | 34.4104 | 67.4139
2031 | SIWEM_PERC | Medium Demand Growth+Ref Gas Supply+Methanex Stays+Increased Demand Response+Upgraded HVDC+Low Wind & Solar | 4.2058 | 23.5828 | 69.0499
2032 | SIWEM_PERC | Medium Demand Growth+Ref Gas Supply+Methanex Stays+Increased Demand Response+Upgraded HVDC+Low Wind & Solar | 2.4503 | 18.1167 | 65.2691
2033 | SIWEM_PERC | Medium Demand Growth+Ref Gas Supply+Methanex Stays+Increased Demand Response+Upgraded HVDC+Low Wind & Solar | 0.42653 | 11.5937 | 61.2985
2034 | SIWEM_PERC | Medium Demand Growth+Ref Gas Supply+Methanex Stays+Increased Demand Response+Upgraded HVDC+Low Wind & Solar | -1.2885 | 9.6673 | 56.156
2035 | SIWEM_PERC | Medium Demand Growth+Ref Gas Supply+Methanex Stays+Increased Demand Response+Upgraded HVDC+Low Wind & Solar | -2.723 | 8.052 | 50.1726
2026 | NZWEM_PERC | Medium Demand Growth+Ref Gas Supply+Methanex Stays+Increased Demand Response+Upgraded HVDC+Constrained Operational Capacity | 18.5411 | 18.5981 | 18.5981
2027 | NZWEM_PERC | Medium Demand Growth+Ref Gas Supply+Methanex Stays+Increased Demand Response+Upgraded HVDC+Constrained Operational Capacity | 13.6189 | 15.4066 | 15.7156
2028 | NZWEM_PERC | Medium Demand Growth+Ref Gas Supply+Methanex Stays+Increased Demand Response+Upgraded HVDC+Constrained Operational Capacity | 11.7213 | 19.4655 | 23.7607
2029 | NZWEM_PERC | Medium Demand Growth+Ref Gas Supply+Methanex Stays+Increased Demand Response+Upgraded HVDC+Constrained Operational Capacity | 6.3009 | 16.9369 | 25.352
2030 | NZWEM_PERC | Medium Demand Growth+Ref Gas Supply+Methanex Stays+Increased Demand Response+Upgraded HVDC+Constrained Operational Capacity | 3.2164 | 15.5798 | 29.1405
2031 | NZWEM_PERC | Medium Demand Growth+Ref Gas Supply+Methanex Stays+Increased Demand Response+Upgraded HVDC+Constrained Operational Capacity | -0.45689 | 11.5809 | 30.2478
2032 | NZWEM_PERC | Medium Demand Growth+Ref Gas Supply+Methanex Stays+Increased Demand Response+Upgraded HVDC+Constrained Operational Capacity | -2.5599 | 9.5621 | 28.742
2033 | NZWEM_PERC | Medium Demand Growth+Ref Gas Supply+Methanex Stays+Increased Demand Response+Upgraded HVDC+Constrained Operational Capacity | -4.8704 | 6.9496 | 27.2603
2034 | NZWEM_PERC | Medium Demand Growth+Ref Gas Supply+Methanex Stays+Increased Demand Response+Upgraded HVDC+Constrained Operational Capacity | -6.6266 | 5.3085 | 25.1477
2035 | NZWEM_PERC | Medium Demand Growth+Ref Gas Supply+Methanex Stays+Increased Demand Response+Upgraded HVDC+Constrained Operational Capacity | -8.46 | 3.2936 | 22.6886
2026 | NIWCM | Medium Demand Growth+Ref Gas Supply+Methanex Stays+Increased Demand Response+Upgraded HVDC+Constrained Operational Capacity | 496.3733 | 496.3733 | 496.3733
2027 | NIWCM | Medium Demand Growth+Ref Gas Supply+Methanex Stays+Increased Demand Response+Upgraded HVDC+Constrained Operational Capacity | 636.4987 | 640.4165 | 640.4165
2028 | NIWCM | Medium Demand Growth+Ref Gas Supply+Methanex Stays+Increased Demand Response+Upgraded HVDC+Constrained Operational Capacity | 629.9312 | 1117.416 | 1124.8439
2029 | NIWCM | Medium Demand Growth+Ref Gas Supply+Methanex Stays+Increased Demand Response+Upgraded HVDC+Constrained Operational Capacity | 380.392 | 1027.7241 | 1184.1439
2030 | NIWCM | Medium Demand Growth+Ref Gas Supply+Methanex Stays+Increased Demand Response+Upgraded HVDC+Constrained Operational Capacity | 133.5101 | 866.4545 | 1077.4421
2031 | NIWCM | Medium Demand Growth+Ref Gas Supply+Methanex Stays+Increased Demand Response+Upgraded HVDC+Constrained Operational Capacity | -36.6708 | 708.458 | 977.202
2032 | NIWCM | Medium Demand Growth+Ref Gas Supply+Methanex Stays+Increased Demand Response+Upgraded HVDC+Constrained Operational Capacity | -196.3164 | 552.9828 | 844.6374
2033 | NIWCM | Medium Demand Growth+Ref Gas Supply+Methanex Stays+Increased Demand Response+Upgraded HVDC+Constrained Operational Capacity | -380.16 | 371.361 | 674.1267
2034 | NIWCM | Medium Demand Growth+Ref Gas Supply+Methanex Stays+Increased Demand Response+Upgraded HVDC+Constrained Operational Capacity | -543.3908 | 252.1537 | 632.527
2035 | NIWCM | Medium Demand Growth+Ref Gas Supply+Methanex Stays+Increased Demand Response+Upgraded HVDC+Constrained Operational Capacity | -690.1769 | 115.1578 | 496.7385
2026 | SIWEM_PERC | Medium Demand Growth+Ref Gas Supply+Methanex Stays+Increased Demand Response+Upgraded HVDC+Constrained Operational Capacity | 50.7379 | 50.9 | 50.9
2027 | SIWEM_PERC | Medium Demand Growth+Ref Gas Supply+Methanex Stays+Increased Demand Response+Upgraded HVDC+Constrained Operational Capacity | 36.434 | 41.4747 | 42.3461
2028 | SIWEM_PERC | Medium Demand Growth+Ref Gas Supply+Methanex Stays+Increased Demand Response+Upgraded HVDC+Constrained Operational Capacity | 31.1375 | 53.0196 | 65.0577
2029 | SIWEM_PERC | Medium Demand Growth+Ref Gas Supply+Methanex Stays+Increased Demand Response+Upgraded HVDC+Constrained Operational Capacity | 15.621 | 45.1024 | 67.8013
2030 | SIWEM_PERC | Medium Demand Growth+Ref Gas Supply+Methanex Stays+Increased Demand Response+Upgraded HVDC+Constrained Operational Capacity | 8.553 | 41.2259 | 77.2249
2031 | SIWEM_PERC | Medium Demand Growth+Ref Gas Supply+Methanex Stays+Increased Demand Response+Upgraded HVDC+Constrained Operational Capacity | 5.0748 | 30.1712 | 79.7056
2032 | SIWEM_PERC | Medium Demand Growth+Ref Gas Supply+Methanex Stays+Increased Demand Response+Upgraded HVDC+Constrained Operational Capacity | 3.3033 | 24.6807 | 76.1914
2033 | SIWEM_PERC | Medium Demand Growth+Ref Gas Supply+Methanex Stays+Increased Demand Response+Upgraded HVDC+Constrained Operational Capacity | 1.2613 | 17.4758 | 72.3852
2034 | SIWEM_PERC | Medium Demand Growth+Ref Gas Supply+Methanex Stays+Increased Demand Response+Upgraded HVDC+Constrained Operational Capacity | -0.46956 | 12.9394 | 67.0329
2035 | SIWEM_PERC | Medium Demand Growth+Ref Gas Supply+Methanex Stays+Increased Demand Response+Upgraded HVDC+Constrained Operational Capacity | -1.9175 | 10.022 | 60.87
2026 | NZWEM_PERC | Medium Demand Growth+Ref Gas Supply+Methanex Stays+Increased Demand Response+Upgraded HVDC+Constrained Operational Capacity+Low Wind & Solar | 17.3457 | 17.3971 | 17.3971
2027 | NZWEM_PERC | Medium Demand Growth+Ref Gas Supply+Methanex Stays+Increased Demand Response+Upgraded HVDC+Constrained Operational Capacity+Low Wind & Solar | 12.3079 | 13.9212 | 14.2001
2028 | NZWEM_PERC | Medium Demand Growth+Ref Gas Supply+Methanex Stays+Increased Demand Response+Upgraded HVDC+Constrained Operational Capacity+Low Wind & Solar | 10.3395 | 17.3284 | 21.2047
2029 | NZWEM_PERC | Medium Demand Growth+Ref Gas Supply+Methanex Stays+Increased Demand Response+Upgraded HVDC+Constrained Operational Capacity+Low Wind & Solar | 4.9435 | 14.5421 | 22.1365
2030 | NZWEM_PERC | Medium Demand Growth+Ref Gas Supply+Methanex Stays+Increased Demand Response+Upgraded HVDC+Constrained Operational Capacity+Low Wind & Solar | 1.9085 | 13.1131 | 25.3864
2031 | NZWEM_PERC | Medium Demand Growth+Ref Gas Supply+Methanex Stays+Increased Demand Response+Upgraded HVDC+Constrained Operational Capacity+Low Wind & Solar | -1.7216 | 9.1959 | 26.0762
2032 | NZWEM_PERC | Medium Demand Growth+Ref Gas Supply+Methanex Stays+Increased Demand Response+Upgraded HVDC+Constrained Operational Capacity+Low Wind & Solar | -3.7957 | 7.1965 | 24.5722
2033 | NZWEM_PERC | Medium Demand Growth+Ref Gas Supply+Methanex Stays+Increased Demand Response+Upgraded HVDC+Constrained Operational Capacity+Low Wind & Solar | -6.0755 | 4.6429 | 23.0374
2034 | NZWEM_PERC | Medium Demand Growth+Ref Gas Supply+Methanex Stays+Increased Demand Response+Upgraded HVDC+Constrained Operational Capacity+Low Wind & Solar | -7.8037 | 3.0554 | 21.0228
2035 | NZWEM_PERC | Medium Demand Growth+Ref Gas Supply+Methanex Stays+Increased Demand Response+Upgraded HVDC+Constrained Operational Capacity+Low Wind & Solar | -9.6107 | 1.0909 | 18.6561
2026 | NIWCM | Medium Demand Growth+Ref Gas Supply+Methanex Stays+Increased Demand Response+Upgraded HVDC+Constrained Operational Capacity+Low Wind & Solar | 496.3733 | 496.3733 | 496.3733
2027 | NIWCM | Medium Demand Growth+Ref Gas Supply+Methanex Stays+Increased Demand Response+Upgraded HVDC+Constrained Operational Capacity+Low Wind & Solar | 636.4987 | 640.4165 | 640.4165
2028 | NIWCM | Medium Demand Growth+Ref Gas Supply+Methanex Stays+Increased Demand Response+Upgraded HVDC+Constrained Operational Capacity+Low Wind & Solar | 629.9312 | 1117.416 | 1124.8439
2029 | NIWCM | Medium Demand Growth+Ref Gas Supply+Methanex Stays+Increased Demand Response+Upgraded HVDC+Constrained Operational Capacity+Low Wind & Solar | 380.392 | 1027.7241 | 1184.1439
2030 | NIWCM | Medium Demand Growth+Ref Gas Supply+Methanex Stays+Increased Demand Response+Upgraded HVDC+Constrained Operational Capacity+Low Wind & Solar | 133.5101 | 866.4545 | 1077.4421
2031 | NIWCM | Medium Demand Growth+Ref Gas Supply+Methanex Stays+Increased Demand Response+Upgraded HVDC+Constrained Operational Capacity+Low Wind & Solar | -36.6708 | 708.458 | 977.202
2032 | NIWCM | Medium Demand Growth+Ref Gas Supply+Methanex Stays+Increased Demand Response+Upgraded HVDC+Constrained Operational Capacity+Low Wind & Solar | -196.3164 | 552.9828 | 844.6374
2033 | NIWCM | Medium Demand Growth+Ref Gas Supply+Methanex Stays+Increased Demand Response+Upgraded HVDC+Constrained Operational Capacity+Low Wind & Solar | -380.16 | 371.361 | 674.1267
2034 | NIWCM | Medium Demand Growth+Ref Gas Supply+Methanex Stays+Increased Demand Response+Upgraded HVDC+Constrained Operational Capacity+Low Wind & Solar | -543.3908 | 252.1537 | 632.527
2035 | NIWCM | Medium Demand Growth+Ref Gas Supply+Methanex Stays+Increased Demand Response+Upgraded HVDC+Constrained Operational Capacity+Low Wind & Solar | -690.1769 | 115.1578 | 496.7385
2026 | SIWEM_PERC | Medium Demand Growth+Ref Gas Supply+Methanex Stays+Increased Demand Response+Upgraded HVDC+Constrained Operational Capacity+Low Wind & Solar | 47.3353 | 47.4816 | 47.4816
2027 | SIWEM_PERC | Medium Demand Growth+Ref Gas Supply+Methanex Stays+Increased Demand Response+Upgraded HVDC+Constrained Operational Capacity+Low Wind & Solar | 32.7375 | 37.2865 | 38.0729
2028 | SIWEM_PERC | Medium Demand Growth+Ref Gas Supply+Methanex Stays+Increased Demand Response+Upgraded HVDC+Constrained Operational Capacity+Low Wind & Solar | 27.2332 | 46.981 | 57.9339
2029 | SIWEM_PERC | Medium Demand Growth+Ref Gas Supply+Methanex Stays+Increased Demand Response+Upgraded HVDC+Constrained Operational Capacity+Low Wind & Solar | 11.9103 | 38.4645 | 59.3685
2030 | SIWEM_PERC | Medium Demand Growth+Ref Gas Supply+Methanex Stays+Increased Demand Response+Upgraded HVDC+Constrained Operational Capacity+Low Wind & Solar | 7.6541 | 34.4104 | 67.4139
2031 | SIWEM_PERC | Medium Demand Growth+Ref Gas Supply+Methanex Stays+Increased Demand Response+Upgraded HVDC+Constrained Operational Capacity+Low Wind & Solar | 4.2058 | 23.5828 | 69.0499
2032 | SIWEM_PERC | Medium Demand Growth+Ref Gas Supply+Methanex Stays+Increased Demand Response+Upgraded HVDC+Constrained Operational Capacity+Low Wind & Solar | 2.4503 | 18.1167 | 65.2691
2033 | SIWEM_PERC | Medium Demand Growth+Ref Gas Supply+Methanex Stays+Increased Demand Response+Upgraded HVDC+Constrained Operational Capacity+Low Wind & Solar | 0.42653 | 11.5937 | 61.2985
2034 | SIWEM_PERC | Medium Demand Growth+Ref Gas Supply+Methanex Stays+Increased Demand Response+Upgraded HVDC+Constrained Operational Capacity+Low Wind & Solar | -1.2885 | 9.6673 | 56.156
2035 | SIWEM_PERC | Medium Demand Growth+Ref Gas Supply+Methanex Stays+Increased Demand Response+Upgraded HVDC+Constrained Operational Capacity+Low Wind & Solar | -2.723 | 8.052 | 50.1726
2026 | NZWEM_PERC | Medium Demand Growth+Ref Gas Supply+Methanex Stays+Increased Demand Response+Delayed Build | 13.9215 | 13.9215 | 13.9215
2027 | NZWEM_PERC | Medium Demand Growth+Ref Gas Supply+Methanex Stays+Increased Demand Response+Delayed Build | 6.4474 | 6.5849 | 6.7482
2028 | NZWEM_PERC | Medium Demand Growth+Ref Gas Supply+Methanex Stays+Increased Demand Response+Delayed Build | 7.7271 | 9.1052 | 9.4051
2029 | NZWEM_PERC | Medium Demand Growth+Ref Gas Supply+Methanex Stays+Increased Demand Response+Delayed Build | 5.2318 | 7.8821 | 8.7053
2030 | NZWEM_PERC | Medium Demand Growth+Ref Gas Supply+Methanex Stays+Increased Demand Response+Delayed Build | 3.2164 | 11.5201 | 18.5391
2031 | NZWEM_PERC | Medium Demand Growth+Ref Gas Supply+Methanex Stays+Increased Demand Response+Delayed Build | -0.45689 | 10.3978 | 18.2382
2032 | NZWEM_PERC | Medium Demand Growth+Ref Gas Supply+Methanex Stays+Increased Demand Response+Delayed Build | -2.5599 | 8.6653 | 21.4785
2033 | NZWEM_PERC | Medium Demand Growth+Ref Gas Supply+Methanex Stays+Increased Demand Response+Delayed Build | -4.8704 | 6.1549 | 23.9424
2034 | NZWEM_PERC | Medium Demand Growth+Ref Gas Supply+Methanex Stays+Increased Demand Response+Delayed Build | -6.6266 | 4.484 | 22.7519
2035 | NZWEM_PERC | Medium Demand Growth+Ref Gas Supply+Methanex Stays+Increased Demand Response+Delayed Build | -8.46 | 2.8271 | 22.2221
2026 | NIWCM | Medium Demand Growth+Ref Gas Supply+Methanex Stays+Increased Demand Response+Delayed Build | 796.8961 | 796.8961 | 796.8961
2027 | NIWCM | Medium Demand Growth+Ref Gas Supply+Methanex Stays+Increased Demand Response+Delayed Build | 859.3691 | 861.3799 | 863.8524
2028 | NIWCM | Medium Demand Growth+Ref Gas Supply+Methanex Stays+Increased Demand Response+Delayed Build | 1022.5709 | 1042.514 | 1047.0505
2029 | NIWCM | Medium Demand Growth+Ref Gas Supply+Methanex Stays+Increased Demand Response+Delayed Build | 842.1767 | 968.6908 | 982.2831
2030 | NIWCM | Medium Demand Growth+Ref Gas Supply+Methanex Stays+Increased Demand Response+Delayed Build | 749.1478 | 1456.8637 | 1724.1237
2031 | NIWCM | Medium Demand Growth+Ref Gas Supply+Methanex Stays+Increased Demand Response+Delayed Build | 564.9277 | 1488.2476 | 1821.5687
2032 | NIWCM | Medium Demand Growth+Ref Gas Supply+Methanex Stays+Increased Demand Response+Delayed Build | 406.4164 | 1398.5819 | 1935.1651
2033 | NIWCM | Medium Demand Growth+Ref Gas Supply+Methanex Stays+Increased Demand Response+Delayed Build | 297.5751 | 1302.4549 | 2074.9878
2034 | NIWCM | Medium Demand Growth+Ref Gas Supply+Methanex Stays+Increased Demand Response+Delayed Build | 135.4698 | 1161.9025 | 1981.9156
2035 | NIWCM | Medium Demand Growth+Ref Gas Supply+Methanex Stays+Increased Demand Response+Delayed Build | -11.5938 | 1046.1791 | 1939.7989
2026 | SIWEM_PERC | Medium Demand Growth+Ref Gas Supply+Methanex Stays+Increased Demand Response+Delayed Build | 37.5893 | 37.5893 | 37.5893
2027 | SIWEM_PERC | Medium Demand Growth+Ref Gas Supply+Methanex Stays+Increased Demand Response+Delayed Build | 18.2316 | 18.3024 | 18.3024
2028 | SIWEM_PERC | Medium Demand Growth+Ref Gas Supply+Methanex Stays+Increased Demand Response+Delayed Build | 19.8516 | 23.7457 | 24.5932
2029 | SIWEM_PERC | Medium Demand Growth+Ref Gas Supply+Methanex Stays+Increased Demand Response+Delayed Build | 12.6578 | 20.004 | 22.2857
2030 | SIWEM_PERC | Medium Demand Growth+Ref Gas Supply+Methanex Stays+Increased Demand Response+Delayed Build | 8.553 | 30.0089 | 49.4026
2031 | SIWEM_PERC | Medium Demand Growth+Ref Gas Supply+Methanex Stays+Increased Demand Response+Delayed Build | 5.0748 | 26.9032 | 48.5616
2032 | SIWEM_PERC | Medium Demand Growth+Ref Gas Supply+Methanex Stays+Increased Demand Response+Delayed Build | 3.3033 | 22.1923 | 54.2546
2033 | SIWEM_PERC | Medium Demand Growth+Ref Gas Supply+Methanex Stays+Increased Demand Response+Delayed Build | 1.2613 | 15.2627 | 55.5548
2034 | SIWEM_PERC | Medium Demand Growth+Ref Gas Supply+Methanex Stays+Increased Demand Response+Delayed Build | -0.46956 | 11.6703 | 52.7964
2035 | SIWEM_PERC | Medium Demand Growth+Ref Gas Supply+Methanex Stays+Increased Demand Response+Delayed Build | -1.9175 | 10.022 | 50.4692
2026 | NZWEM_PERC | Medium Demand Growth+Ref Gas Supply+Methanex Stays+Increased Demand Response+Delayed Build+Low Wind & Solar | 13.0121 | 13.0121 | 13.0121
2027 | NZWEM_PERC | Medium Demand Growth+Ref Gas Supply+Methanex Stays+Increased Demand Response+Delayed Build+Low Wind & Solar | 5.5169 | 5.641 | 5.7883
2028 | NZWEM_PERC | Medium Demand Growth+Ref Gas Supply+Methanex Stays+Increased Demand Response+Delayed Build+Low Wind & Solar | 6.5787 | 7.8224 | 8.0931
2029 | NZWEM_PERC | Medium Demand Growth+Ref Gas Supply+Methanex Stays+Increased Demand Response+Delayed Build+Low Wind & Solar | 3.9787 | 6.3705 | 7.1134
2030 | NZWEM_PERC | Medium Demand Growth+Ref Gas Supply+Methanex Stays+Increased Demand Response+Delayed Build+Low Wind & Solar | 1.9085 | 9.4023 | 15.7367
2031 | NZWEM_PERC | Medium Demand Growth+Ref Gas Supply+Methanex Stays+Increased Demand Response+Delayed Build+Low Wind & Solar | -1.7216 | 8.0745 | 15.1502
2032 | NZWEM_PERC | Medium Demand Growth+Ref Gas Supply+Methanex Stays+Increased Demand Response+Delayed Build+Low Wind & Solar | -3.7957 | 6.3346 | 17.9313
2033 | NZWEM_PERC | Medium Demand Growth+Ref Gas Supply+Methanex Stays+Increased Demand Response+Delayed Build+Low Wind & Solar | -6.0755 | 3.8822 | 19.9673
2034 | NZWEM_PERC | Medium Demand Growth+Ref Gas Supply+Methanex Stays+Increased Demand Response+Delayed Build+Low Wind & Solar | -7.8037 | 2.2308 | 18.7803
2035 | NZWEM_PERC | Medium Demand Growth+Ref Gas Supply+Methanex Stays+Increased Demand Response+Delayed Build+Low Wind & Solar | -9.6107 | 0.62438 | 18.1896
2026 | NIWCM | Medium Demand Growth+Ref Gas Supply+Methanex Stays+Increased Demand Response+Delayed Build+Low Wind & Solar | 796.8961 | 796.8961 | 796.8961
2027 | NIWCM | Medium Demand Growth+Ref Gas Supply+Methanex Stays+Increased Demand Response+Delayed Build+Low Wind & Solar | 859.3691 | 861.3799 | 863.8524
2028 | NIWCM | Medium Demand Growth+Ref Gas Supply+Methanex Stays+Increased Demand Response+Delayed Build+Low Wind & Solar | 1022.5709 | 1042.514 | 1047.0505
2029 | NIWCM | Medium Demand Growth+Ref Gas Supply+Methanex Stays+Increased Demand Response+Delayed Build+Low Wind & Solar | 842.1767 | 968.6908 | 982.2831
2030 | NIWCM | Medium Demand Growth+Ref Gas Supply+Methanex Stays+Increased Demand Response+Delayed Build+Low Wind & Solar | 749.1478 | 1456.8637 | 1724.1237
2031 | NIWCM | Medium Demand Growth+Ref Gas Supply+Methanex Stays+Increased Demand Response+Delayed Build+Low Wind & Solar | 564.9277 | 1488.2476 | 1821.5687
2032 | NIWCM | Medium Demand Growth+Ref Gas Supply+Methanex Stays+Increased Demand Response+Delayed Build+Low Wind & Solar | 406.4164 | 1398.5819 | 1935.1651
2033 | NIWCM | Medium Demand Growth+Ref Gas Supply+Methanex Stays+Increased Demand Response+Delayed Build+Low Wind & Solar | 297.5751 | 1302.4549 | 2074.9878
2034 | NIWCM | Medium Demand Growth+Ref Gas Supply+Methanex Stays+Increased Demand Response+Delayed Build+Low Wind & Solar | 135.4698 | 1161.9025 | 1981.9156
2035 | NIWCM | Medium Demand Growth+Ref Gas Supply+Methanex Stays+Increased Demand Response+Delayed Build+Low Wind & Solar | -11.5938 | 1046.1791 | 1939.7989
2026 | SIWEM_PERC | Medium Demand Growth+Ref Gas Supply+Methanex Stays+Increased Demand Response+Delayed Build+Low Wind & Solar | 35.0007 | 35.0007 | 35.0007
2027 | SIWEM_PERC | Medium Demand Growth+Ref Gas Supply+Methanex Stays+Increased Demand Response+Delayed Build+Low Wind & Solar | 17.7461 | 17.81 | 17.81
2028 | SIWEM_PERC | Medium Demand Growth+Ref Gas Supply+Methanex Stays+Increased Demand Response+Delayed Build+Low Wind & Solar | 17.5413 | 20.121 | 20.8859
2029 | SIWEM_PERC | Medium Demand Growth+Ref Gas Supply+Methanex Stays+Increased Demand Response+Delayed Build+Low Wind & Solar | 10.3517 | 15.814 | 17.8732
2030 | SIWEM_PERC | Medium Demand Growth+Ref Gas Supply+Methanex Stays+Increased Demand Response+Delayed Build+Low Wind & Solar | 7.6541 | 24.1572 | 41.6594
2031 | SIWEM_PERC | Medium Demand Growth+Ref Gas Supply+Methanex Stays+Increased Demand Response+Delayed Build+Low Wind & Solar | 4.2058 | 20.4851 | 40.0311
2032 | SIWEM_PERC | Medium Demand Growth+Ref Gas Supply+Methanex Stays+Increased Demand Response+Delayed Build+Low Wind & Solar | 2.4503 | 15.7252 | 47.903
2033 | SIWEM_PERC | Medium Demand Growth+Ref Gas Supply+Methanex Stays+Increased Demand Response+Delayed Build+Low Wind & Solar | 0.42653 | 11.5937 | 51.3275
2034 | SIWEM_PERC | Medium Demand Growth+Ref Gas Supply+Methanex Stays+Increased Demand Response+Delayed Build+Low Wind & Solar | -1.2885 | 9.6673 | 48.6492
2035 | SIWEM_PERC | Medium Demand Growth+Ref Gas Supply+Methanex Stays+Increased Demand Response+Delayed Build+Low Wind & Solar | -2.723 | 8.052 | 46.3905
2026 | NZWEM_PERC | Medium Demand Growth+Ref Gas Supply+Methanex Stays+Increased Demand Response+Delayed Build+Constrained Operational Capacity | 13.9215 | 13.9215 | 13.9215
2027 | NZWEM_PERC | Medium Demand Growth+Ref Gas Supply+Methanex Stays+Increased Demand Response+Delayed Build+Constrained Operational Capacity | 6.4474 | 6.5849 | 6.7482
2028 | NZWEM_PERC | Medium Demand Growth+Ref Gas Supply+Methanex Stays+Increased Demand Response+Delayed Build+Constrained Operational Capacity | 7.7271 | 9.1052 | 9.4051
2029 | NZWEM_PERC | Medium Demand Growth+Ref Gas Supply+Methanex Stays+Increased Demand Response+Delayed Build+Constrained Operational Capacity | 5.2318 | 7.8821 | 8.7053
2030 | NZWEM_PERC | Medium Demand Growth+Ref Gas Supply+Methanex Stays+Increased Demand Response+Delayed Build+Constrained Operational Capacity | 3.2164 | 11.5201 | 18.5391
2031 | NZWEM_PERC | Medium Demand Growth+Ref Gas Supply+Methanex Stays+Increased Demand Response+Delayed Build+Constrained Operational Capacity | -0.45689 | 10.3978 | 18.2382
2032 | NZWEM_PERC | Medium Demand Growth+Ref Gas Supply+Methanex Stays+Increased Demand Response+Delayed Build+Constrained Operational Capacity | -2.5599 | 8.6653 | 21.4785
2033 | NZWEM_PERC | Medium Demand Growth+Ref Gas Supply+Methanex Stays+Increased Demand Response+Delayed Build+Constrained Operational Capacity | -4.8704 | 6.1549 | 23.9424
2034 | NZWEM_PERC | Medium Demand Growth+Ref Gas Supply+Methanex Stays+Increased Demand Response+Delayed Build+Constrained Operational Capacity | -6.6266 | 4.484 | 22.7519
2035 | NZWEM_PERC | Medium Demand Growth+Ref Gas Supply+Methanex Stays+Increased Demand Response+Delayed Build+Constrained Operational Capacity | -8.46 | 2.8271 | 22.2221
2026 | NIWCM | Medium Demand Growth+Ref Gas Supply+Methanex Stays+Increased Demand Response+Delayed Build+Constrained Operational Capacity | 267.5718 | 267.5718 | 267.5718
2027 | NIWCM | Medium Demand Growth+Ref Gas Supply+Methanex Stays+Increased Demand Response+Delayed Build+Constrained Operational Capacity | 319.5849 | 319.5849 | 319.5849
2028 | NIWCM | Medium Demand Growth+Ref Gas Supply+Methanex Stays+Increased Demand Response+Delayed Build+Constrained Operational Capacity | 420.4947 | 420.4947 | 420.4947
2029 | NIWCM | Medium Demand Growth+Ref Gas Supply+Methanex Stays+Increased Demand Response+Delayed Build+Constrained Operational Capacity | 200.4765 | 282.5493 | 282.5493
2030 | NIWCM | Medium Demand Growth+Ref Gas Supply+Methanex Stays+Increased Demand Response+Delayed Build+Constrained Operational Capacity | 77.7336 | 588.2799 | 703.8375
2031 | NIWCM | Medium Demand Growth+Ref Gas Supply+Methanex Stays+Increased Demand Response+Delayed Build+Constrained Operational Capacity | -109.6093 | 541.1512 | 698.4428
2032 | NIWCM | Medium Demand Growth+Ref Gas Supply+Methanex Stays+Increased Demand Response+Delayed Build+Constrained Operational Capacity | -269.2549 | 441.2551 | 653.7141
2033 | NIWCM | Medium Demand Growth+Ref Gas Supply+Methanex Stays+Increased Demand Response+Delayed Build+Constrained Operational Capacity | -380.16 | 340.9018 | 612.215
2034 | NIWCM | Medium Demand Growth+Ref Gas Supply+Methanex Stays+Increased Demand Response+Delayed Build+Constrained Operational Capacity | -543.3908 | 182.0645 | 475.2088
2035 | NIWCM | Medium Demand Growth+Ref Gas Supply+Methanex Stays+Increased Demand Response+Delayed Build+Constrained Operational Capacity | -690.1769 | 62.8258 | 367.1775
2026 | SIWEM_PERC | Medium Demand Growth+Ref Gas Supply+Methanex Stays+Increased Demand Response+Delayed Build+Constrained Operational Capacity | 37.5893 | 37.5893 | 37.5893
2027 | SIWEM_PERC | Medium Demand Growth+Ref Gas Supply+Methanex Stays+Increased Demand Response+Delayed Build+Constrained Operational Capacity | 18.2316 | 18.3024 | 18.3024
2028 | SIWEM_PERC | Medium Demand Growth+Ref Gas Supply+Methanex Stays+Increased Demand Response+Delayed Build+Constrained Operational Capacity | 19.8516 | 23.7457 | 24.5932
2029 | SIWEM_PERC | Medium Demand Growth+Ref Gas Supply+Methanex Stays+Increased Demand Response+Delayed Build+Constrained Operational Capacity | 12.6578 | 20.004 | 22.2857
2030 | SIWEM_PERC | Medium Demand Growth+Ref Gas Supply+Methanex Stays+Increased Demand Response+Delayed Build+Constrained Operational Capacity | 8.553 | 30.0089 | 49.4026
2031 | SIWEM_PERC | Medium Demand Growth+Ref Gas Supply+Methanex Stays+Increased Demand Response+Delayed Build+Constrained Operational Capacity | 5.0748 | 26.9032 | 48.5616
2032 | SIWEM_PERC | Medium Demand Growth+Ref Gas Supply+Methanex Stays+Increased Demand Response+Delayed Build+Constrained Operational Capacity | 3.3033 | 22.1923 | 54.2546
2033 | SIWEM_PERC | Medium Demand Growth+Ref Gas Supply+Methanex Stays+Increased Demand Response+Delayed Build+Constrained Operational Capacity | 1.2613 | 15.2627 | 55.5548
2034 | SIWEM_PERC | Medium Demand Growth+Ref Gas Supply+Methanex Stays+Increased Demand Response+Delayed Build+Constrained Operational Capacity | -0.46956 | 11.6703 | 52.7964
2035 | SIWEM_PERC | Medium Demand Growth+Ref Gas Supply+Methanex Stays+Increased Demand Response+Delayed Build+Constrained Operational Capacity | -1.9175 | 10.022 | 50.4692
2026 | NZWEM_PERC | Medium Demand Growth+Ref Gas Supply+Methanex Stays+Increased Demand Response+Delayed Build+Constrained Operational Capacity+Low Wind & Solar | 13.0121 | 13.0121 | 13.0121
2027 | NZWEM_PERC | Medium Demand Growth+Ref Gas Supply+Methanex Stays+Increased Demand Response+Delayed Build+Constrained Operational Capacity+Low Wind & Solar | 5.5169 | 5.641 | 5.7883
2028 | NZWEM_PERC | Medium Demand Growth+Ref Gas Supply+Methanex Stays+Increased Demand Response+Delayed Build+Constrained Operational Capacity+Low Wind & Solar | 6.5787 | 7.8224 | 8.0931
2029 | NZWEM_PERC | Medium Demand Growth+Ref Gas Supply+Methanex Stays+Increased Demand Response+Delayed Build+Constrained Operational Capacity+Low Wind & Solar | 3.9787 | 6.3705 | 7.1134
2030 | NZWEM_PERC | Medium Demand Growth+Ref Gas Supply+Methanex Stays+Increased Demand Response+Delayed Build+Constrained Operational Capacity+Low Wind & Solar | 1.9085 | 9.4023 | 15.7367
2031 | NZWEM_PERC | Medium Demand Growth+Ref Gas Supply+Methanex Stays+Increased Demand Response+Delayed Build+Constrained Operational Capacity+Low Wind & Solar | -1.7216 | 8.0745 | 15.1502
2032 | NZWEM_PERC | Medium Demand Growth+Ref Gas Supply+Methanex Stays+Increased Demand Response+Delayed Build+Constrained Operational Capacity+Low Wind & Solar | -3.7957 | 6.3346 | 17.9313
2033 | NZWEM_PERC | Medium Demand Growth+Ref Gas Supply+Methanex Stays+Increased Demand Response+Delayed Build+Constrained Operational Capacity+Low Wind & Solar | -6.0755 | 3.8822 | 19.9673
2034 | NZWEM_PERC | Medium Demand Growth+Ref Gas Supply+Methanex Stays+Increased Demand Response+Delayed Build+Constrained Operational Capacity+Low Wind & Solar | -7.8037 | 2.2308 | 18.7803
2035 | NZWEM_PERC | Medium Demand Growth+Ref Gas Supply+Methanex Stays+Increased Demand Response+Delayed Build+Constrained Operational Capacity+Low Wind & Solar | -9.6107 | 0.62438 | 18.1896
2026 | NIWCM | Medium Demand Growth+Ref Gas Supply+Methanex Stays+Increased Demand Response+Delayed Build+Constrained Operational Capacity+Low Wind & Solar | 267.5718 | 267.5718 | 267.5718
2027 | NIWCM | Medium Demand Growth+Ref Gas Supply+Methanex Stays+Increased Demand Response+Delayed Build+Constrained Operational Capacity+Low Wind & Solar | 319.5849 | 319.5849 | 319.5849
2028 | NIWCM | Medium Demand Growth+Ref Gas Supply+Methanex Stays+Increased Demand Response+Delayed Build+Constrained Operational Capacity+Low Wind & Solar | 420.4947 | 420.4947 | 420.4947
2029 | NIWCM | Medium Demand Growth+Ref Gas Supply+Methanex Stays+Increased Demand Response+Delayed Build+Constrained Operational Capacity+Low Wind & Solar | 200.4765 | 282.5493 | 282.5493
2030 | NIWCM | Medium Demand Growth+Ref Gas Supply+Methanex Stays+Increased Demand Response+Delayed Build+Constrained Operational Capacity+Low Wind & Solar | 77.7336 | 588.2799 | 703.8375
2031 | NIWCM | Medium Demand Growth+Ref Gas Supply+Methanex Stays+Increased Demand Response+Delayed Build+Constrained Operational Capacity+Low Wind & Solar | -109.6093 | 541.1512 | 698.4428
2032 | NIWCM | Medium Demand Growth+Ref Gas Supply+Methanex Stays+Increased Demand Response+Delayed Build+Constrained Operational Capacity+Low Wind & Solar | -269.2549 | 441.2551 | 653.7141
2033 | NIWCM | Medium Demand Growth+Ref Gas Supply+Methanex Stays+Increased Demand Response+Delayed Build+Constrained Operational Capacity+Low Wind & Solar | -380.16 | 340.9018 | 612.215
2034 | NIWCM | Medium Demand Growth+Ref Gas Supply+Methanex Stays+Increased Demand Response+Delayed Build+Constrained Operational Capacity+Low Wind & Solar | -543.3908 | 182.0645 | 475.2088
2035 | NIWCM | Medium Demand Growth+Ref Gas Supply+Methanex Stays+Increased Demand Response+Delayed Build+Constrained Operational Capacity+Low Wind & Solar | -690.1769 | 62.8258 | 367.1775
2026 | SIWEM_PERC | Medium Demand Growth+Ref Gas Supply+Methanex Stays+Increased Demand Response+Delayed Build+Constrained Operational Capacity+Low Wind & Solar | 35.0007 | 35.0007 | 35.0007
2027 | SIWEM_PERC | Medium Demand Growth+Ref Gas Supply+Methanex Stays+Increased Demand Response+Delayed Build+Constrained Operational Capacity+Low Wind & Solar | 17.7461 | 17.81 | 17.81
2028 | SIWEM_PERC | Medium Demand Growth+Ref Gas Supply+Methanex Stays+Increased Demand Response+Delayed Build+Constrained Operational Capacity+Low Wind & Solar | 17.5413 | 20.121 | 20.8859
2029 | SIWEM_PERC | Medium Demand Growth+Ref Gas Supply+Methanex Stays+Increased Demand Response+Delayed Build+Constrained Operational Capacity+Low Wind & Solar | 10.3517 | 15.814 | 17.8732
2030 | SIWEM_PERC | Medium Demand Growth+Ref Gas Supply+Methanex Stays+Increased Demand Response+Delayed Build+Constrained Operational Capacity+Low Wind & Solar | 7.6541 | 24.1572 | 41.6594
2031 | SIWEM_PERC | Medium Demand Growth+Ref Gas Supply+Methanex Stays+Increased Demand Response+Delayed Build+Constrained Operational Capacity+Low Wind & Solar | 4.2058 | 20.4851 | 40.0311
2032 | SIWEM_PERC | Medium Demand Growth+Ref Gas Supply+Methanex Stays+Increased Demand Response+Delayed Build+Constrained Operational Capacity+Low Wind & Solar | 2.4503 | 15.7252 | 47.903
2033 | SIWEM_PERC | Medium Demand Growth+Ref Gas Supply+Methanex Stays+Increased Demand Response+Delayed Build+Constrained Operational Capacity+Low Wind & Solar | 0.42653 | 11.5937 | 51.3275
2034 | SIWEM_PERC | Medium Demand Growth+Ref Gas Supply+Methanex Stays+Increased Demand Response+Delayed Build+Constrained Operational Capacity+Low Wind & Solar | -1.2885 | 9.6673 | 48.6492
2035 | SIWEM_PERC | Medium Demand Growth+Ref Gas Supply+Methanex Stays+Increased Demand Response+Delayed Build+Constrained Operational Capacity+Low Wind & Solar | -2.723 | 8.052 | 46.3905
2026 | NZWEM_PERC | Medium Demand Growth+Ref Gas Supply+Methanex Stays+Increased Demand Response+Delayed Build+Upgraded HVDC | 13.9215 | 13.9215 | 13.9215
2027 | NZWEM_PERC | Medium Demand Growth+Ref Gas Supply+Methanex Stays+Increased Demand Response+Delayed Build+Upgraded HVDC | 6.4474 | 6.5849 | 6.7482
2028 | NZWEM_PERC | Medium Demand Growth+Ref Gas Supply+Methanex Stays+Increased Demand Response+Delayed Build+Upgraded HVDC | 7.7271 | 9.1052 | 9.4051
2029 | NZWEM_PERC | Medium Demand Growth+Ref Gas Supply+Methanex Stays+Increased Demand Response+Delayed Build+Upgraded HVDC | 5.2318 | 7.8821 | 8.7053
2030 | NZWEM_PERC | Medium Demand Growth+Ref Gas Supply+Methanex Stays+Increased Demand Response+Delayed Build+Upgraded HVDC | 3.2164 | 11.5201 | 18.5391
2031 | NZWEM_PERC | Medium Demand Growth+Ref Gas Supply+Methanex Stays+Increased Demand Response+Delayed Build+Upgraded HVDC | -0.45689 | 10.3978 | 18.2382
2032 | NZWEM_PERC | Medium Demand Growth+Ref Gas Supply+Methanex Stays+Increased Demand Response+Delayed Build+Upgraded HVDC | -2.5599 | 8.6653 | 21.4785
2033 | NZWEM_PERC | Medium Demand Growth+Ref Gas Supply+Methanex Stays+Increased Demand Response+Delayed Build+Upgraded HVDC | -4.8704 | 6.1549 | 23.9424
2034 | NZWEM_PERC | Medium Demand Growth+Ref Gas Supply+Methanex Stays+Increased Demand Response+Delayed Build+Upgraded HVDC | -6.6266 | 4.484 | 22.7519
2035 | NZWEM_PERC | Medium Demand Growth+Ref Gas Supply+Methanex Stays+Increased Demand Response+Delayed Build+Upgraded HVDC | -8.46 | 2.8271 | 22.2221
2026 | NIWCM | Medium Demand Growth+Ref Gas Supply+Methanex Stays+Increased Demand Response+Delayed Build+Upgraded HVDC | 796.8961 | 796.8961 | 796.8961
2027 | NIWCM | Medium Demand Growth+Ref Gas Supply+Methanex Stays+Increased Demand Response+Delayed Build+Upgraded HVDC | 859.3691 | 861.3799 | 863.8524
2028 | NIWCM | Medium Demand Growth+Ref Gas Supply+Methanex Stays+Increased Demand Response+Delayed Build+Upgraded HVDC | 1022.5709 | 1042.514 | 1047.0505
2029 | NIWCM | Medium Demand Growth+Ref Gas Supply+Methanex Stays+Increased Demand Response+Delayed Build+Upgraded HVDC | 842.1767 | 968.6908 | 982.2831
2030 | NIWCM | Medium Demand Growth+Ref Gas Supply+Methanex Stays+Increased Demand Response+Delayed Build+Upgraded HVDC | 749.1478 | 1456.8637 | 1724.1237
2031 | NIWCM | Medium Demand Growth+Ref Gas Supply+Methanex Stays+Increased Demand Response+Delayed Build+Upgraded HVDC | 564.9277 | 1488.2484 | 1821.7348
2032 | NIWCM | Medium Demand Growth+Ref Gas Supply+Methanex Stays+Increased Demand Response+Delayed Build+Upgraded HVDC | 406.4164 | 1398.5806 | 1945.0813
2033 | NIWCM | Medium Demand Growth+Ref Gas Supply+Methanex Stays+Increased Demand Response+Delayed Build+Upgraded HVDC | 297.5751 | 1302.4547 | 2083.0681
2034 | NIWCM | Medium Demand Growth+Ref Gas Supply+Methanex Stays+Increased Demand Response+Delayed Build+Upgraded HVDC | 135.4698 | 1161.9026 | 1981.4175
2035 | NIWCM | Medium Demand Growth+Ref Gas Supply+Methanex Stays+Increased Demand Response+Delayed Build+Upgraded HVDC | -11.5938 | 1046.1791 | 1939.9775
2026 | SIWEM_PERC | Medium Demand Growth+Ref Gas Supply+Methanex Stays+Increased Demand Response+Delayed Build+Upgraded HVDC | 37.5893 | 37.5893 | 37.5893
2027 | SIWEM_PERC | Medium Demand Growth+Ref Gas Supply+Methanex Stays+Increased Demand Response+Delayed Build+Upgraded HVDC | 18.2316 | 18.3024 | 18.3024
2028 | SIWEM_PERC | Medium Demand Growth+Ref Gas Supply+Methanex Stays+Increased Demand Response+Delayed Build+Upgraded HVDC | 19.8516 | 23.7457 | 24.5932
2029 | SIWEM_PERC | Medium Demand Growth+Ref Gas Supply+Methanex Stays+Increased Demand Response+Delayed Build+Upgraded HVDC | 12.6578 | 20.004 | 22.2857
2030 | SIWEM_PERC | Medium Demand Growth+Ref Gas Supply+Methanex Stays+Increased Demand Response+Delayed Build+Upgraded HVDC | 8.553 | 30.0089 | 49.4026
2031 | SIWEM_PERC | Medium Demand Growth+Ref Gas Supply+Methanex Stays+Increased Demand Response+Delayed Build+Upgraded HVDC | 5.0748 | 26.9032 | 48.5616
2032 | SIWEM_PERC | Medium Demand Growth+Ref Gas Supply+Methanex Stays+Increased Demand Response+Delayed Build+Upgraded HVDC | 3.3033 | 22.1923 | 57.4335
2033 | SIWEM_PERC | Medium Demand Growth+Ref Gas Supply+Methanex Stays+Increased Demand Response+Delayed Build+Upgraded HVDC | 1.2613 | 15.2627 | 63.9714
2034 | SIWEM_PERC | Medium Demand Growth+Ref Gas Supply+Methanex Stays+Increased Demand Response+Delayed Build+Upgraded HVDC | -0.46956 | 11.6703 | 60.9308
2035 | SIWEM_PERC | Medium Demand Growth+Ref Gas Supply+Methanex Stays+Increased Demand Response+Delayed Build+Upgraded HVDC | -1.9175 | 10.022 | 59.6745
2026 | NZWEM_PERC | Medium Demand Growth+Ref Gas Supply+Methanex Stays+Increased Demand Response+Delayed Build+Upgraded HVDC+Low Wind & Solar | 13.0121 | 13.0121 | 13.0121
2027 | NZWEM_PERC | Medium Demand Growth+Ref Gas Supply+Methanex Stays+Increased Demand Response+Delayed Build+Upgraded HVDC+Low Wind & Solar | 5.5169 | 5.641 | 5.7883
2028 | NZWEM_PERC | Medium Demand Growth+Ref Gas Supply+Methanex Stays+Increased Demand Response+Delayed Build+Upgraded HVDC+Low Wind & Solar | 6.5787 | 7.8224 | 8.0931
2029 | NZWEM_PERC | Medium Demand Growth+Ref Gas Supply+Methanex Stays+Increased Demand Response+Delayed Build+Upgraded HVDC+Low Wind & Solar | 3.9787 | 6.3705 | 7.1134
2030 | NZWEM_PERC | Medium Demand Growth+Ref Gas Supply+Methanex Stays+Increased Demand Response+Delayed Build+Upgraded HVDC+Low Wind & Solar | 1.9085 | 9.4023 | 15.7367
2031 | NZWEM_PERC | Medium Demand Growth+Ref Gas Supply+Methanex Stays+Increased Demand Response+Delayed Build+Upgraded HVDC+Low Wind & Solar | -1.7216 | 8.0745 | 15.1502
2032 | NZWEM_PERC | Medium Demand Growth+Ref Gas Supply+Methanex Stays+Increased Demand Response+Delayed Build+Upgraded HVDC+Low Wind & Solar | -3.7957 | 6.3346 | 17.9313
2033 | NZWEM_PERC | Medium Demand Growth+Ref Gas Supply+Methanex Stays+Increased Demand Response+Delayed Build+Upgraded HVDC+Low Wind & Solar | -6.0755 | 3.8822 | 19.9673
2034 | NZWEM_PERC | Medium Demand Growth+Ref Gas Supply+Methanex Stays+Increased Demand Response+Delayed Build+Upgraded HVDC+Low Wind & Solar | -7.8037 | 2.2308 | 18.7803
2035 | NZWEM_PERC | Medium Demand Growth+Ref Gas Supply+Methanex Stays+Increased Demand Response+Delayed Build+Upgraded HVDC+Low Wind & Solar | -9.6107 | 0.62438 | 18.1896
2026 | NIWCM | Medium Demand Growth+Ref Gas Supply+Methanex Stays+Increased Demand Response+Delayed Build+Upgraded HVDC+Low Wind & Solar | 796.8961 | 796.8961 | 796.8961
2027 | NIWCM | Medium Demand Growth+Ref Gas Supply+Methanex Stays+Increased Demand Response+Delayed Build+Upgraded HVDC+Low Wind & Solar | 859.3691 | 861.3799 | 863.8524
2028 | NIWCM | Medium Demand Growth+Ref Gas Supply+Methanex Stays+Increased Demand Response+Delayed Build+Upgraded HVDC+Low Wind & Solar | 1022.5709 | 1042.514 | 1047.0505
2029 | NIWCM | Medium Demand Growth+Ref Gas Supply+Methanex Stays+Increased Demand Response+Delayed Build+Upgraded HVDC+Low Wind & Solar | 842.1767 | 968.6908 | 982.2831
2030 | NIWCM | Medium Demand Growth+Ref Gas Supply+Methanex Stays+Increased Demand Response+Delayed Build+Upgraded HVDC+Low Wind & Solar | 749.1478 | 1456.8637 | 1724.1237
2031 | NIWCM | Medium Demand Growth+Ref Gas Supply+Methanex Stays+Increased Demand Response+Delayed Build+Upgraded HVDC+Low Wind & Solar | 564.9277 | 1488.2484 | 1821.7348
2032 | NIWCM | Medium Demand Growth+Ref Gas Supply+Methanex Stays+Increased Demand Response+Delayed Build+Upgraded HVDC+Low Wind & Solar | 406.4164 | 1398.5806 | 1945.0813
2033 | NIWCM | Medium Demand Growth+Ref Gas Supply+Methanex Stays+Increased Demand Response+Delayed Build+Upgraded HVDC+Low Wind & Solar | 297.5751 | 1302.4547 | 2083.0681
2034 | NIWCM | Medium Demand Growth+Ref Gas Supply+Methanex Stays+Increased Demand Response+Delayed Build+Upgraded HVDC+Low Wind & Solar | 135.4698 | 1161.9026 | 1981.4175
2035 | NIWCM | Medium Demand Growth+Ref Gas Supply+Methanex Stays+Increased Demand Response+Delayed Build+Upgraded HVDC+Low Wind & Solar | -11.5938 | 1046.1791 | 1939.9775
2026 | SIWEM_PERC | Medium Demand Growth+Ref Gas Supply+Methanex Stays+Increased Demand Response+Delayed Build+Upgraded HVDC+Low Wind & Solar | 35.0007 | 35.0007 | 35.0007
2027 | SIWEM_PERC | Medium Demand Growth+Ref Gas Supply+Methanex Stays+Increased Demand Response+Delayed Build+Upgraded HVDC+Low Wind & Solar | 17.7461 | 17.81 | 17.81
2028 | SIWEM_PERC | Medium Demand Growth+Ref Gas Supply+Methanex Stays+Increased Demand Response+Delayed Build+Upgraded HVDC+Low Wind & Solar | 17.5413 | 20.121 | 20.8859
2029 | SIWEM_PERC | Medium Demand Growth+Ref Gas Supply+Methanex Stays+Increased Demand Response+Delayed Build+Upgraded HVDC+Low Wind & Solar | 10.3517 | 15.814 | 17.8732
2030 | SIWEM_PERC | Medium Demand Growth+Ref Gas Supply+Methanex Stays+Increased Demand Response+Delayed Build+Upgraded HVDC+Low Wind & Solar | 7.6541 | 24.1572 | 41.6594
2031 | SIWEM_PERC | Medium Demand Growth+Ref Gas Supply+Methanex Stays+Increased Demand Response+Delayed Build+Upgraded HVDC+Low Wind & Solar | 4.2058 | 20.4851 | 40.0311
2032 | SIWEM_PERC | Medium Demand Growth+Ref Gas Supply+Methanex Stays+Increased Demand Response+Delayed Build+Upgraded HVDC+Low Wind & Solar | 2.4503 | 15.7252 | 47.903
2033 | SIWEM_PERC | Medium Demand Growth+Ref Gas Supply+Methanex Stays+Increased Demand Response+Delayed Build+Upgraded HVDC+Low Wind & Solar | 0.42653 | 11.5937 | 53.5129
2034 | SIWEM_PERC | Medium Demand Growth+Ref Gas Supply+Methanex Stays+Increased Demand Response+Delayed Build+Upgraded HVDC+Low Wind & Solar | -1.2885 | 9.6673 | 50.4442
2035 | SIWEM_PERC | Medium Demand Growth+Ref Gas Supply+Methanex Stays+Increased Demand Response+Delayed Build+Upgraded HVDC+Low Wind & Solar | -2.723 | 8.052 | 48.9772
2026 | NZWEM_PERC | Medium Demand Growth+Ref Gas Supply+Methanex Stays+Increased Demand Response+Delayed Build+Upgraded HVDC+Constrained Operational Capacity | 13.9215 | 13.9215 | 13.9215
2027 | NZWEM_PERC | Medium Demand Growth+Ref Gas Supply+Methanex Stays+Increased Demand Response+Delayed Build+Upgraded HVDC+Constrained Operational Capacity | 6.4474 | 6.5849 | 6.7482
2028 | NZWEM_PERC | Medium Demand Growth+Ref Gas Supply+Methanex Stays+Increased Demand Response+Delayed Build+Upgraded HVDC+Constrained Operational Capacity | 7.7271 | 9.1052 | 9.4051
2029 | NZWEM_PERC | Medium Demand Growth+Ref Gas Supply+Methanex Stays+Increased Demand Response+Delayed Build+Upgraded HVDC+Constrained Operational Capacity | 5.2318 | 7.8821 | 8.7053
2030 | NZWEM_PERC | Medium Demand Growth+Ref Gas Supply+Methanex Stays+Increased Demand Response+Delayed Build+Upgraded HVDC+Constrained Operational Capacity | 3.2164 | 11.5201 | 18.5391
2031 | NZWEM_PERC | Medium Demand Growth+Ref Gas Supply+Methanex Stays+Increased Demand Response+Delayed Build+Upgraded HVDC+Constrained Operational Capacity | -0.45689 | 10.3978 | 18.2382
2032 | NZWEM_PERC | Medium Demand Growth+Ref Gas Supply+Methanex Stays+Increased Demand Response+Delayed Build+Upgraded HVDC+Constrained Operational Capacity | -2.5599 | 8.6653 | 21.4785
2033 | NZWEM_PERC | Medium Demand Growth+Ref Gas Supply+Methanex Stays+Increased Demand Response+Delayed Build+Upgraded HVDC+Constrained Operational Capacity | -4.8704 | 6.1549 | 23.9424
2034 | NZWEM_PERC | Medium Demand Growth+Ref Gas Supply+Methanex Stays+Increased Demand Response+Delayed Build+Upgraded HVDC+Constrained Operational Capacity | -6.6266 | 4.484 | 22.7519
2035 | NZWEM_PERC | Medium Demand Growth+Ref Gas Supply+Methanex Stays+Increased Demand Response+Delayed Build+Upgraded HVDC+Constrained Operational Capacity | -8.46 | 2.8271 | 22.2221
2026 | NIWCM | Medium Demand Growth+Ref Gas Supply+Methanex Stays+Increased Demand Response+Delayed Build+Upgraded HVDC+Constrained Operational Capacity | 267.5718 | 267.5718 | 267.5718
2027 | NIWCM | Medium Demand Growth+Ref Gas Supply+Methanex Stays+Increased Demand Response+Delayed Build+Upgraded HVDC+Constrained Operational Capacity | 319.5849 | 319.5849 | 319.5849
2028 | NIWCM | Medium Demand Growth+Ref Gas Supply+Methanex Stays+Increased Demand Response+Delayed Build+Upgraded HVDC+Constrained Operational Capacity | 420.4947 | 420.4947 | 420.4947
2029 | NIWCM | Medium Demand Growth+Ref Gas Supply+Methanex Stays+Increased Demand Response+Delayed Build+Upgraded HVDC+Constrained Operational Capacity | 200.4765 | 282.5493 | 282.5493
2030 | NIWCM | Medium Demand Growth+Ref Gas Supply+Methanex Stays+Increased Demand Response+Delayed Build+Upgraded HVDC+Constrained Operational Capacity | 77.7336 | 588.2799 | 703.8375
2031 | NIWCM | Medium Demand Growth+Ref Gas Supply+Methanex Stays+Increased Demand Response+Delayed Build+Upgraded HVDC+Constrained Operational Capacity | -109.6093 | 541.1512 | 698.4428
2032 | NIWCM | Medium Demand Growth+Ref Gas Supply+Methanex Stays+Increased Demand Response+Delayed Build+Upgraded HVDC+Constrained Operational Capacity | -269.2549 | 441.2551 | 653.7141
2033 | NIWCM | Medium Demand Growth+Ref Gas Supply+Methanex Stays+Increased Demand Response+Delayed Build+Upgraded HVDC+Constrained Operational Capacity | -380.16 | 340.9018 | 612.215
2034 | NIWCM | Medium Demand Growth+Ref Gas Supply+Methanex Stays+Increased Demand Response+Delayed Build+Upgraded HVDC+Constrained Operational Capacity | -543.3908 | 182.0645 | 475.2088
2035 | NIWCM | Medium Demand Growth+Ref Gas Supply+Methanex Stays+Increased Demand Response+Delayed Build+Upgraded HVDC+Constrained Operational Capacity | -690.1769 | 62.8258 | 367.1775
2026 | SIWEM_PERC | Medium Demand Growth+Ref Gas Supply+Methanex Stays+Increased Demand Response+Delayed Build+Upgraded HVDC+Constrained Operational Capacity | 37.5893 | 37.5893 | 37.5893
2027 | SIWEM_PERC | Medium Demand Growth+Ref Gas Supply+Methanex Stays+Increased Demand Response+Delayed Build+Upgraded HVDC+Constrained Operational Capacity | 18.2316 | 18.3024 | 18.3024
2028 | SIWEM_PERC | Medium Demand Growth+Ref Gas Supply+Methanex Stays+Increased Demand Response+Delayed Build+Upgraded HVDC+Constrained Operational Capacity | 19.8516 | 23.7457 | 24.5932
2029 | SIWEM_PERC | Medium Demand Growth+Ref Gas Supply+Methanex Stays+Increased Demand Response+Delayed Build+Upgraded HVDC+Constrained Operational Capacity | 12.6578 | 20.004 | 22.2857
2030 | SIWEM_PERC | Medium Demand Growth+Ref Gas Supply+Methanex Stays+Increased Demand Response+Delayed Build+Upgraded HVDC+Constrained Operational Capacity | 8.553 | 30.0089 | 49.4026
2031 | SIWEM_PERC | Medium Demand Growth+Ref Gas Supply+Methanex Stays+Increased Demand Response+Delayed Build+Upgraded HVDC+Constrained Operational Capacity | 5.0748 | 26.9032 | 48.5616
2032 | SIWEM_PERC | Medium Demand Growth+Ref Gas Supply+Methanex Stays+Increased Demand Response+Delayed Build+Upgraded HVDC+Constrained Operational Capacity | 3.3033 | 22.1923 | 57.4335
2033 | SIWEM_PERC | Medium Demand Growth+Ref Gas Supply+Methanex Stays+Increased Demand Response+Delayed Build+Upgraded HVDC+Constrained Operational Capacity | 1.2613 | 15.2627 | 63.9714
2034 | SIWEM_PERC | Medium Demand Growth+Ref Gas Supply+Methanex Stays+Increased Demand Response+Delayed Build+Upgraded HVDC+Constrained Operational Capacity | -0.46956 | 11.6703 | 60.9308
2035 | SIWEM_PERC | Medium Demand Growth+Ref Gas Supply+Methanex Stays+Increased Demand Response+Delayed Build+Upgraded HVDC+Constrained Operational Capacity | -1.9175 | 10.022 | 59.6745
2026 | NZWEM_PERC | Medium Demand Growth+Ref Gas Supply+Methanex Stays+Increased Demand Response+Delayed Build+Upgraded HVDC+Constrained Operational Capacity+Low Wind & Solar | 13.0121 | 13.0121 | 13.0121
2027 | NZWEM_PERC | Medium Demand Growth+Ref Gas Supply+Methanex Stays+Increased Demand Response+Delayed Build+Upgraded HVDC+Constrained Operational Capacity+Low Wind & Solar | 5.5169 | 5.641 | 5.7883
2028 | NZWEM_PERC | Medium Demand Growth+Ref Gas Supply+Methanex Stays+Increased Demand Response+Delayed Build+Upgraded HVDC+Constrained Operational Capacity+Low Wind & Solar | 6.5787 | 7.8224 | 8.0931
2029 | NZWEM_PERC | Medium Demand Growth+Ref Gas Supply+Methanex Stays+Increased Demand Response+Delayed Build+Upgraded HVDC+Constrained Operational Capacity+Low Wind & Solar | 3.9787 | 6.3705 | 7.1134
2030 | NZWEM_PERC | Medium Demand Growth+Ref Gas Supply+Methanex Stays+Increased Demand Response+Delayed Build+Upgraded HVDC+Constrained Operational Capacity+Low Wind & Solar | 1.9085 | 9.4023 | 15.7367
2031 | NZWEM_PERC | Medium Demand Growth+Ref Gas Supply+Methanex Stays+Increased Demand Response+Delayed Build+Upgraded HVDC+Constrained Operational Capacity+Low Wind & Solar | -1.7216 | 8.0745 | 15.1502
2032 | NZWEM_PERC | Medium Demand Growth+Ref Gas Supply+Methanex Stays+Increased Demand Response+Delayed Build+Upgraded HVDC+Constrained Operational Capacity+Low Wind & Solar | -3.7957 | 6.3346 | 17.9313
2033 | NZWEM_PERC | Medium Demand Growth+Ref Gas Supply+Methanex Stays+Increased Demand Response+Delayed Build+Upgraded HVDC+Constrained Operational Capacity+Low Wind & Solar | -6.0755 | 3.8822 | 19.9673
2034 | NZWEM_PERC | Medium Demand Growth+Ref Gas Supply+Methanex Stays+Increased Demand Response+Delayed Build+Upgraded HVDC+Constrained Operational Capacity+Low Wind & Solar | -7.8037 | 2.2308 | 18.7803
2035 | NZWEM_PERC | Medium Demand Growth+Ref Gas Supply+Methanex Stays+Increased Demand Response+Delayed Build+Upgraded HVDC+Constrained Operational Capacity+Low Wind & Solar | -9.6107 | 0.62438 | 18.1896
2026 | NIWCM | Medium Demand Growth+Ref Gas Supply+Methanex Stays+Increased Demand Response+Delayed Build+Upgraded HVDC+Constrained Operational Capacity+Low Wind & Solar | 267.5718 | 267.5718 | 267.5718
2027 | NIWCM | Medium Demand Growth+Ref Gas Supply+Methanex Stays+Increased Demand Response+Delayed Build+Upgraded HVDC+Constrained Operational Capacity+Low Wind & Solar | 319.5849 | 319.5849 | 319.5849
2028 | NIWCM | Medium Demand Growth+Ref Gas Supply+Methanex Stays+Increased Demand Response+Delayed Build+Upgraded HVDC+Constrained Operational Capacity+Low Wind & Solar | 420.4947 | 420.4947 | 420.4947
2029 | NIWCM | Medium Demand Growth+Ref Gas Supply+Methanex Stays+Increased Demand Response+Delayed Build+Upgraded HVDC+Constrained Operational Capacity+Low Wind & Solar | 200.4765 | 282.5493 | 282.5493
2030 | NIWCM | Medium Demand Growth+Ref Gas Supply+Methanex Stays+Increased Demand Response+Delayed Build+Upgraded HVDC+Constrained Operational Capacity+Low Wind & Solar | 77.7336 | 588.2799 | 703.8375
2031 | NIWCM | Medium Demand Growth+Ref Gas Supply+Methanex Stays+Increased Demand Response+Delayed Build+Upgraded HVDC+Constrained Operational Capacity+Low Wind & Solar | -109.6093 | 541.1512 | 698.4428
2032 | NIWCM | Medium Demand Growth+Ref Gas Supply+Methanex Stays+Increased Demand Response+Delayed Build+Upgraded HVDC+Constrained Operational Capacity+Low Wind & Solar | -269.2549 | 441.2551 | 653.7141
2033 | NIWCM | Medium Demand Growth+Ref Gas Supply+Methanex Stays+Increased Demand Response+Delayed Build+Upgraded HVDC+Constrained Operational Capacity+Low Wind & Solar | -380.16 | 340.9018 | 612.215
2034 | NIWCM | Medium Demand Growth+Ref Gas Supply+Methanex Stays+Increased Demand Response+Delayed Build+Upgraded HVDC+Constrained Operational Capacity+Low Wind & Solar | -543.3908 | 182.0645 | 475.2088
2035 | NIWCM | Medium Demand Growth+Ref Gas Supply+Methanex Stays+Increased Demand Response+Delayed Build+Upgraded HVDC+Constrained Operational Capacity+Low Wind & Solar | -690.1769 | 62.8258 | 367.1775
2026 | SIWEM_PERC | Medium Demand Growth+Ref Gas Supply+Methanex Stays+Increased Demand Response+Delayed Build+Upgraded HVDC+Constrained Operational Capacity+Low Wind & Solar | 35.0007 | 35.0007 | 35.0007
2027 | SIWEM_PERC | Medium Demand Growth+Ref Gas Supply+Methanex Stays+Increased Demand Response+Delayed Build+Upgraded HVDC+Constrained Operational Capacity+Low Wind & Solar | 17.7461 | 17.81 | 17.81
2028 | SIWEM_PERC | Medium Demand Growth+Ref Gas Supply+Methanex Stays+Increased Demand Response+Delayed Build+Upgraded HVDC+Constrained Operational Capacity+Low Wind & Solar | 17.5413 | 20.121 | 20.8859
2029 | SIWEM_PERC | Medium Demand Growth+Ref Gas Supply+Methanex Stays+Increased Demand Response+Delayed Build+Upgraded HVDC+Constrained Operational Capacity+Low Wind & Solar | 10.3517 | 15.814 | 17.8732
2030 | SIWEM_PERC | Medium Demand Growth+Ref Gas Supply+Methanex Stays+Increased Demand Response+Delayed Build+Upgraded HVDC+Constrained Operational Capacity+Low Wind & Solar | 7.6541 | 24.1572 | 41.6594
2031 | SIWEM_PERC | Medium Demand Growth+Ref Gas Supply+Methanex Stays+Increased Demand Response+Delayed Build+Upgraded HVDC+Constrained Operational Capacity+Low Wind & Solar | 4.2058 | 20.4851 | 40.0311
2032 | SIWEM_PERC | Medium Demand Growth+Ref Gas Supply+Methanex Stays+Increased Demand Response+Delayed Build+Upgraded HVDC+Constrained Operational Capacity+Low Wind & Solar | 2.4503 | 15.7252 | 47.903
2033 | SIWEM_PERC | Medium Demand Growth+Ref Gas Supply+Methanex Stays+Increased Demand Response+Delayed Build+Upgraded HVDC+Constrained Operational Capacity+Low Wind & Solar | 0.42653 | 11.5937 | 53.5129
2034 | SIWEM_PERC | Medium Demand Growth+Ref Gas Supply+Methanex Stays+Increased Demand Response+Delayed Build+Upgraded HVDC+Constrained Operational Capacity+Low Wind & Solar | -1.2885 | 9.6673 | 50.4442
2035 | SIWEM_PERC | Medium Demand Growth+Ref Gas Supply+Methanex Stays+Increased Demand Response+Delayed Build+Upgraded HVDC+Constrained Operational Capacity+Low Wind & Solar | -2.723 | 8.052 | 48.9772
2026 | NZWEM_PERC | Medium Demand Growth+Ref Gas Supply+Methanex Stays+Increased Demand Response+Reduced Rankine Availability | 14.4033 | 14.4602 | 14.4602
2027 | NZWEM_PERC | Medium Demand Growth+Ref Gas Supply+Methanex Stays+Increased Demand Response+Reduced Rankine Availability | 5.6733 | 7.461 | 7.77
2028 | NZWEM_PERC | Medium Demand Growth+Ref Gas Supply+Methanex Stays+Increased Demand Response+Reduced Rankine Availability | 4.0103 | 11.7545 | 16.0498
2029 | NZWEM_PERC | Medium Demand Growth+Ref Gas Supply+Methanex Stays+Increased Demand Response+Reduced Rankine Availability | -1.042 | 9.594 | 18.0092
2030 | NZWEM_PERC | Medium Demand Growth+Ref Gas Supply+Methanex Stays+Increased Demand Response+Reduced Rankine Availability | -3.8591 | 8.5042 | 22.0649
2031 | NZWEM_PERC | Medium Demand Growth+Ref Gas Supply+Methanex Stays+Increased Demand Response+Reduced Rankine Availability | -7.2982 | 4.7395 | 23.4065
2032 | NZWEM_PERC | Medium Demand Growth+Ref Gas Supply+Methanex Stays+Increased Demand Response+Reduced Rankine Availability | -9.2454 | 2.8765 | 22.0565
2033 | NZWEM_PERC | Medium Demand Growth+Ref Gas Supply+Methanex Stays+Increased Demand Response+Reduced Rankine Availability | -11.3895 | 0.43055 | 20.7412
2034 | NZWEM_PERC | Medium Demand Growth+Ref Gas Supply+Methanex Stays+Increased Demand Response+Reduced Rankine Availability | -12.9943 | -1.0592 | 18.78
2035 | NZWEM_PERC | Medium Demand Growth+Ref Gas Supply+Methanex Stays+Increased Demand Response+Reduced Rankine Availability | -14.6851 | -2.9315 | 16.4635
2026 | NIWCM | Medium Demand Growth+Ref Gas Supply+Methanex Stays+Increased Demand Response+Reduced Rankine Availability | 1066.7284 | 1067.5282 | 1067.5282
2027 | NIWCM | Medium Demand Growth+Ref Gas Supply+Methanex Stays+Increased Demand Response+Reduced Rankine Availability | 1027.4828 | 1058.4253 | 1062.9618
2028 | NIWCM | Medium Demand Growth+Ref Gas Supply+Methanex Stays+Increased Demand Response+Reduced Rankine Availability | 1046.2847 | 1654.1216 | 1692.4368
2029 | NIWCM | Medium Demand Growth+Ref Gas Supply+Methanex Stays+Increased Demand Response+Reduced Rankine Availability | 818.8947 | 1697.4168 | 1970.6383
2030 | NIWCM | Medium Demand Growth+Ref Gas Supply+Methanex Stays+Increased Demand Response+Reduced Rankine Availability | 574.5243 | 1573.835 | 2026.7317
2031 | NIWCM | Medium Demand Growth+Ref Gas Supply+Methanex Stays+Increased Demand Response+Reduced Rankine Availability | 407.4662 | 1428.0112 | 2132.7836
2032 | NIWCM | Medium Demand Growth+Ref Gas Supply+Methanex Stays+Increased Demand Response+Reduced Rankine Availability | 248.9549 | 1294.4896 | 2063.9757
2033 | NIWCM | Medium Demand Growth+Ref Gas Supply+Methanex Stays+Increased Demand Response+Reduced Rankine Availability | 67.1751 | 1117.0941 | 1989.0295
2034 | NIWCM | Medium Demand Growth+Ref Gas Supply+Methanex Stays+Increased Demand Response+Reduced Rankine Availability | -94.9302 | 1001.5917 | 1966.0338
2035 | NIWCM | Medium Demand Growth+Ref Gas Supply+Methanex Stays+Increased Demand Response+Reduced Rankine Availability | -241.9938 | 868.1111 | 1838.9599
2026 | SIWEM_PERC | Medium Demand Growth+Ref Gas Supply+Methanex Stays+Increased Demand Response+Reduced Rankine Availability | 38.9605 | 39.1226 | 39.1226
2027 | SIWEM_PERC | Medium Demand Growth+Ref Gas Supply+Methanex Stays+Increased Demand Response+Reduced Rankine Availability | 21.9156 | 24.4978 | 24.4978
2028 | SIWEM_PERC | Medium Demand Growth+Ref Gas Supply+Methanex Stays+Increased Demand Response+Reduced Rankine Availability | 20.598 | 33.4363 | 43.3681
2029 | SIWEM_PERC | Medium Demand Growth+Ref Gas Supply+Methanex Stays+Increased Demand Response+Reduced Rankine Availability | 12.8462 | 24.839 | 48.0747
2030 | SIWEM_PERC | Medium Demand Growth+Ref Gas Supply+Methanex Stays+Increased Demand Response+Reduced Rankine Availability | 8.553 | 21.8785 | 59.1445
2031 | SIWEM_PERC | Medium Demand Growth+Ref Gas Supply+Methanex Stays+Increased Demand Response+Reduced Rankine Availability | 5.0748 | 17.9563 | 61.5948
2032 | SIWEM_PERC | Medium Demand Growth+Ref Gas Supply+Methanex Stays+Increased Demand Response+Reduced Rankine Availability | 3.3033 | 15.9476 | 58.7826
2033 | SIWEM_PERC | Medium Demand Growth+Ref Gas Supply+Methanex Stays+Increased Demand Response+Reduced Rankine Availability | 1.2613 | 13.6353 | 55.5548
2034 | SIWEM_PERC | Medium Demand Growth+Ref Gas Supply+Methanex Stays+Increased Demand Response+Reduced Rankine Availability | -0.46956 | 11.6703 | 50.6194
2035 | SIWEM_PERC | Medium Demand Growth+Ref Gas Supply+Methanex Stays+Increased Demand Response+Reduced Rankine Availability | -1.9175 | 10.022 | 44.374
2026 | NZWEM_PERC | Medium Demand Growth+Ref Gas Supply+Methanex Stays+Increased Demand Response+Reduced Rankine Availability+Low Wind & Solar | 13.2079 | 13.2592 | 13.2592
2027 | NZWEM_PERC | Medium Demand Growth+Ref Gas Supply+Methanex Stays+Increased Demand Response+Reduced Rankine Availability+Low Wind & Solar | 4.3623 | 5.9756 | 6.2545
2028 | NZWEM_PERC | Medium Demand Growth+Ref Gas Supply+Methanex Stays+Increased Demand Response+Reduced Rankine Availability+Low Wind & Solar | 2.6285 | 9.6174 | 13.4937
2029 | NZWEM_PERC | Medium Demand Growth+Ref Gas Supply+Methanex Stays+Increased Demand Response+Reduced Rankine Availability+Low Wind & Solar | -2.3993 | 7.1993 | 14.7937
2030 | NZWEM_PERC | Medium Demand Growth+Ref Gas Supply+Methanex Stays+Increased Demand Response+Reduced Rankine Availability+Low Wind & Solar | -5.1671 | 6.0376 | 18.3108
2031 | NZWEM_PERC | Medium Demand Growth+Ref Gas Supply+Methanex Stays+Increased Demand Response+Reduced Rankine Availability+Low Wind & Solar | -8.5629 | 2.3545 | 19.2348
2032 | NZWEM_PERC | Medium Demand Growth+Ref Gas Supply+Methanex Stays+Increased Demand Response+Reduced Rankine Availability+Low Wind & Solar | -10.4813 | 0.51089 | 17.8866
2033 | NZWEM_PERC | Medium Demand Growth+Ref Gas Supply+Methanex Stays+Increased Demand Response+Reduced Rankine Availability+Low Wind & Solar | -12.5945 | -1.8762 | 16.5184
2034 | NZWEM_PERC | Medium Demand Growth+Ref Gas Supply+Methanex Stays+Increased Demand Response+Reduced Rankine Availability+Low Wind & Solar | -14.1714 | -3.3123 | 14.6552
2035 | NZWEM_PERC | Medium Demand Growth+Ref Gas Supply+Methanex Stays+Increased Demand Response+Reduced Rankine Availability+Low Wind & Solar | -15.8359 | -5.1342 | 12.431
2026 | NIWCM | Medium Demand Growth+Ref Gas Supply+Methanex Stays+Increased Demand Response+Reduced Rankine Availability+Low Wind & Solar | 1066.7284 | 1067.5282 | 1067.5282
2027 | NIWCM | Medium Demand Growth+Ref Gas Supply+Methanex Stays+Increased Demand Response+Reduced Rankine Availability+Low Wind & Solar | 1027.4828 | 1058.4253 | 1062.9618
2028 | NIWCM | Medium Demand Growth+Ref Gas Supply+Methanex Stays+Increased Demand Response+Reduced Rankine Availability+Low Wind & Solar | 1046.2847 | 1654.1216 | 1692.4368
2029 | NIWCM | Medium Demand Growth+Ref Gas Supply+Methanex Stays+Increased Demand Response+Reduced Rankine Availability+Low Wind & Solar | 818.8947 | 1697.4168 | 1970.6383
2030 | NIWCM | Medium Demand Growth+Ref Gas Supply+Methanex Stays+Increased Demand Response+Reduced Rankine Availability+Low Wind & Solar | 574.5243 | 1573.835 | 2026.7317
2031 | NIWCM | Medium Demand Growth+Ref Gas Supply+Methanex Stays+Increased Demand Response+Reduced Rankine Availability+Low Wind & Solar | 407.4662 | 1428.0112 | 2132.7836
2032 | NIWCM | Medium Demand Growth+Ref Gas Supply+Methanex Stays+Increased Demand Response+Reduced Rankine Availability+Low Wind & Solar | 248.9549 | 1294.4896 | 2063.9757
2033 | NIWCM | Medium Demand Growth+Ref Gas Supply+Methanex Stays+Increased Demand Response+Reduced Rankine Availability+Low Wind & Solar | 67.1751 | 1117.0941 | 1989.0295
2034 | NIWCM | Medium Demand Growth+Ref Gas Supply+Methanex Stays+Increased Demand Response+Reduced Rankine Availability+Low Wind & Solar | -94.9302 | 1001.5917 | 1966.0338
2035 | NIWCM | Medium Demand Growth+Ref Gas Supply+Methanex Stays+Increased Demand Response+Reduced Rankine Availability+Low Wind & Solar | -241.9938 | 868.1111 | 1838.9599
2026 | SIWEM_PERC | Medium Demand Growth+Ref Gas Supply+Methanex Stays+Increased Demand Response+Reduced Rankine Availability+Low Wind & Solar | 35.558 | 35.7042 | 35.7042
2027 | SIWEM_PERC | Medium Demand Growth+Ref Gas Supply+Methanex Stays+Increased Demand Response+Reduced Rankine Availability+Low Wind & Solar | 21.0708 | 23.4011 | 23.4011
2028 | SIWEM_PERC | Medium Demand Growth+Ref Gas Supply+Methanex Stays+Increased Demand Response+Reduced Rankine Availability+Low Wind & Solar | 19.5962 | 31.1823 | 37.6812
2029 | SIWEM_PERC | Medium Demand Growth+Ref Gas Supply+Methanex Stays+Increased Demand Response+Reduced Rankine Availability+Low Wind & Solar | 11.9103 | 22.7334 | 39.1617
2030 | SIWEM_PERC | Medium Demand Growth+Ref Gas Supply+Methanex Stays+Increased Demand Response+Reduced Rankine Availability+Low Wind & Solar | 7.6541 | 19.6798 | 48.7717
2031 | SIWEM_PERC | Medium Demand Growth+Ref Gas Supply+Methanex Stays+Increased Demand Response+Reduced Rankine Availability+Low Wind & Solar | 4.2058 | 15.8309 | 51.3147
2032 | SIWEM_PERC | Medium Demand Growth+Ref Gas Supply+Methanex Stays+Increased Demand Response+Reduced Rankine Availability+Low Wind & Solar | 2.4503 | 13.8614 | 47.7789
2033 | SIWEM_PERC | Medium Demand Growth+Ref Gas Supply+Methanex Stays+Increased Demand Response+Reduced Rankine Availability+Low Wind & Solar | 0.42653 | 11.5937 | 44.1228
2034 | SIWEM_PERC | Medium Demand Growth+Ref Gas Supply+Methanex Stays+Increased Demand Response+Reduced Rankine Availability+Low Wind & Solar | -1.2885 | 9.6673 | 39.0821
2035 | SIWEM_PERC | Medium Demand Growth+Ref Gas Supply+Methanex Stays+Increased Demand Response+Reduced Rankine Availability+Low Wind & Solar | -2.723 | 8.052 | 33.0272
2026 | NZWEM_PERC | Medium Demand Growth+Ref Gas Supply+Methanex Stays+Increased Demand Response+Reduced Rankine Availability+Constrained Operational Capacity | 14.4033 | 14.4602 | 14.4602
2027 | NZWEM_PERC | Medium Demand Growth+Ref Gas Supply+Methanex Stays+Increased Demand Response+Reduced Rankine Availability+Constrained Operational Capacity | 5.6733 | 7.461 | 7.77
2028 | NZWEM_PERC | Medium Demand Growth+Ref Gas Supply+Methanex Stays+Increased Demand Response+Reduced Rankine Availability+Constrained Operational Capacity | 4.0103 | 11.7545 | 16.0498
2029 | NZWEM_PERC | Medium Demand Growth+Ref Gas Supply+Methanex Stays+Increased Demand Response+Reduced Rankine Availability+Constrained Operational Capacity | -1.042 | 9.594 | 18.0092
2030 | NZWEM_PERC | Medium Demand Growth+Ref Gas Supply+Methanex Stays+Increased Demand Response+Reduced Rankine Availability+Constrained Operational Capacity | -3.8591 | 8.5042 | 22.0649
2031 | NZWEM_PERC | Medium Demand Growth+Ref Gas Supply+Methanex Stays+Increased Demand Response+Reduced Rankine Availability+Constrained Operational Capacity | -7.2982 | 4.7395 | 23.4065
2032 | NZWEM_PERC | Medium Demand Growth+Ref Gas Supply+Methanex Stays+Increased Demand Response+Reduced Rankine Availability+Constrained Operational Capacity | -9.2454 | 2.8765 | 22.0565
2033 | NZWEM_PERC | Medium Demand Growth+Ref Gas Supply+Methanex Stays+Increased Demand Response+Reduced Rankine Availability+Constrained Operational Capacity | -11.3895 | 0.43055 | 20.7412
2034 | NZWEM_PERC | Medium Demand Growth+Ref Gas Supply+Methanex Stays+Increased Demand Response+Reduced Rankine Availability+Constrained Operational Capacity | -12.9943 | -1.0592 | 18.78
2035 | NZWEM_PERC | Medium Demand Growth+Ref Gas Supply+Methanex Stays+Increased Demand Response+Reduced Rankine Availability+Constrained Operational Capacity | -14.6851 | -2.9315 | 16.4635
2026 | NIWCM | Medium Demand Growth+Ref Gas Supply+Methanex Stays+Increased Demand Response+Reduced Rankine Availability+Constrained Operational Capacity | 496.3733 | 496.3733 | 496.3733
2027 | NIWCM | Medium Demand Growth+Ref Gas Supply+Methanex Stays+Increased Demand Response+Reduced Rankine Availability+Constrained Operational Capacity | 406.0987 | 410.0165 | 410.0165
2028 | NIWCM | Medium Demand Growth+Ref Gas Supply+Methanex Stays+Increased Demand Response+Reduced Rankine Availability+Constrained Operational Capacity | 399.5312 | 887.016 | 894.4439
2029 | NIWCM | Medium Demand Growth+Ref Gas Supply+Methanex Stays+Increased Demand Response+Reduced Rankine Availability+Constrained Operational Capacity | 149.992 | 797.3241 | 953.7439
2030 | NIWCM | Medium Demand Growth+Ref Gas Supply+Methanex Stays+Increased Demand Response+Reduced Rankine Availability+Constrained Operational Capacity | -96.8899 | 636.0545 | 847.0421
2031 | NIWCM | Medium Demand Growth+Ref Gas Supply+Methanex Stays+Increased Demand Response+Reduced Rankine Availability+Constrained Operational Capacity | -267.0708 | 478.058 | 746.8019
2032 | NIWCM | Medium Demand Growth+Ref Gas Supply+Methanex Stays+Increased Demand Response+Reduced Rankine Availability+Constrained Operational Capacity | -426.7164 | 322.5828 | 614.2374
2033 | NIWCM | Medium Demand Growth+Ref Gas Supply+Methanex Stays+Increased Demand Response+Reduced Rankine Availability+Constrained Operational Capacity | -610.56 | 140.961 | 443.7267
2034 | NIWCM | Medium Demand Growth+Ref Gas Supply+Methanex Stays+Increased Demand Response+Reduced Rankine Availability+Constrained Operational Capacity | -773.7908 | 21.7537 | 402.127
2035 | NIWCM | Medium Demand Growth+Ref Gas Supply+Methanex Stays+Increased Demand Response+Reduced Rankine Availability+Constrained Operational Capacity | -920.5769 | -115.2422 | 266.3385
2026 | SIWEM_PERC | Medium Demand Growth+Ref Gas Supply+Methanex Stays+Increased Demand Response+Reduced Rankine Availability+Constrained Operational Capacity | 38.9605 | 39.1226 | 39.1226
2027 | SIWEM_PERC | Medium Demand Growth+Ref Gas Supply+Methanex Stays+Increased Demand Response+Reduced Rankine Availability+Constrained Operational Capacity | 21.9156 | 24.4978 | 24.4978
2028 | SIWEM_PERC | Medium Demand Growth+Ref Gas Supply+Methanex Stays+Increased Demand Response+Reduced Rankine Availability+Constrained Operational Capacity | 20.598 | 33.4363 | 43.3681
2029 | SIWEM_PERC | Medium Demand Growth+Ref Gas Supply+Methanex Stays+Increased Demand Response+Reduced Rankine Availability+Constrained Operational Capacity | 12.8462 | 24.839 | 48.0747
2030 | SIWEM_PERC | Medium Demand Growth+Ref Gas Supply+Methanex Stays+Increased Demand Response+Reduced Rankine Availability+Constrained Operational Capacity | 8.553 | 21.8785 | 59.1445
2031 | SIWEM_PERC | Medium Demand Growth+Ref Gas Supply+Methanex Stays+Increased Demand Response+Reduced Rankine Availability+Constrained Operational Capacity | 5.0748 | 17.9563 | 61.5948
2032 | SIWEM_PERC | Medium Demand Growth+Ref Gas Supply+Methanex Stays+Increased Demand Response+Reduced Rankine Availability+Constrained Operational Capacity | 3.3033 | 15.9476 | 58.7826
2033 | SIWEM_PERC | Medium Demand Growth+Ref Gas Supply+Methanex Stays+Increased Demand Response+Reduced Rankine Availability+Constrained Operational Capacity | 1.2613 | 13.6353 | 55.5548
2034 | SIWEM_PERC | Medium Demand Growth+Ref Gas Supply+Methanex Stays+Increased Demand Response+Reduced Rankine Availability+Constrained Operational Capacity | -0.46956 | 11.6703 | 50.6194
2035 | SIWEM_PERC | Medium Demand Growth+Ref Gas Supply+Methanex Stays+Increased Demand Response+Reduced Rankine Availability+Constrained Operational Capacity | -1.9175 | 10.022 | 44.374
2026 | NZWEM_PERC | Medium Demand Growth+Ref Gas Supply+Methanex Stays+Increased Demand Response+Reduced Rankine Availability+Constrained Operational Capacity+Low Wind & Solar | 13.2079 | 13.2592 | 13.2592
2027 | NZWEM_PERC | Medium Demand Growth+Ref Gas Supply+Methanex Stays+Increased Demand Response+Reduced Rankine Availability+Constrained Operational Capacity+Low Wind & Solar | 4.3623 | 5.9756 | 6.2545
2028 | NZWEM_PERC | Medium Demand Growth+Ref Gas Supply+Methanex Stays+Increased Demand Response+Reduced Rankine Availability+Constrained Operational Capacity+Low Wind & Solar | 2.6285 | 9.6174 | 13.4937
2029 | NZWEM_PERC | Medium Demand Growth+Ref Gas Supply+Methanex Stays+Increased Demand Response+Reduced Rankine Availability+Constrained Operational Capacity+Low Wind & Solar | -2.3993 | 7.1993 | 14.7937
2030 | NZWEM_PERC | Medium Demand Growth+Ref Gas Supply+Methanex Stays+Increased Demand Response+Reduced Rankine Availability+Constrained Operational Capacity+Low Wind & Solar | -5.1671 | 6.0376 | 18.3108
2031 | NZWEM_PERC | Medium Demand Growth+Ref Gas Supply+Methanex Stays+Increased Demand Response+Reduced Rankine Availability+Constrained Operational Capacity+Low Wind & Solar | -8.5629 | 2.3545 | 19.2348
2032 | NZWEM_PERC | Medium Demand Growth+Ref Gas Supply+Methanex Stays+Increased Demand Response+Reduced Rankine Availability+Constrained Operational Capacity+Low Wind & Solar | -10.4813 | 0.51089 | 17.8866
2033 | NZWEM_PERC | Medium Demand Growth+Ref Gas Supply+Methanex Stays+Increased Demand Response+Reduced Rankine Availability+Constrained Operational Capacity+Low Wind & Solar | -12.5945 | -1.8762 | 16.5184
2034 | NZWEM_PERC | Medium Demand Growth+Ref Gas Supply+Methanex Stays+Increased Demand Response+Reduced Rankine Availability+Constrained Operational Capacity+Low Wind & Solar | -14.1714 | -3.3123 | 14.6552
2035 | NZWEM_PERC | Medium Demand Growth+Ref Gas Supply+Methanex Stays+Increased Demand Response+Reduced Rankine Availability+Constrained Operational Capacity+Low Wind & Solar | -15.8359 | -5.1342 | 12.431
2026 | NIWCM | Medium Demand Growth+Ref Gas Supply+Methanex Stays+Increased Demand Response+Reduced Rankine Availability+Constrained Operational Capacity+Low Wind & Solar | 496.3733 | 496.3733 | 496.3733
2027 | NIWCM | Medium Demand Growth+Ref Gas Supply+Methanex Stays+Increased Demand Response+Reduced Rankine Availability+Constrained Operational Capacity+Low Wind & Solar | 406.0987 | 410.0165 | 410.0165
2028 | NIWCM | Medium Demand Growth+Ref Gas Supply+Methanex Stays+Increased Demand Response+Reduced Rankine Availability+Constrained Operational Capacity+Low Wind & Solar | 399.5312 | 887.016 | 894.4439
2029 | NIWCM | Medium Demand Growth+Ref Gas Supply+Methanex Stays+Increased Demand Response+Reduced Rankine Availability+Constrained Operational Capacity+Low Wind & Solar | 149.992 | 797.3241 | 953.7439
2030 | NIWCM | Medium Demand Growth+Ref Gas Supply+Methanex Stays+Increased Demand Response+Reduced Rankine Availability+Constrained Operational Capacity+Low Wind & Solar | -96.8899 | 636.0545 | 847.0421
2031 | NIWCM | Medium Demand Growth+Ref Gas Supply+Methanex Stays+Increased Demand Response+Reduced Rankine Availability+Constrained Operational Capacity+Low Wind & Solar | -267.0708 | 478.058 | 746.8019
2032 | NIWCM | Medium Demand Growth+Ref Gas Supply+Methanex Stays+Increased Demand Response+Reduced Rankine Availability+Constrained Operational Capacity+Low Wind & Solar | -426.7164 | 322.5828 | 614.2374
2033 | NIWCM | Medium Demand Growth+Ref Gas Supply+Methanex Stays+Increased Demand Response+Reduced Rankine Availability+Constrained Operational Capacity+Low Wind & Solar | -610.56 | 140.961 | 443.7267
2034 | NIWCM | Medium Demand Growth+Ref Gas Supply+Methanex Stays+Increased Demand Response+Reduced Rankine Availability+Constrained Operational Capacity+Low Wind & Solar | -773.7908 | 21.7537 | 402.127
2035 | NIWCM | Medium Demand Growth+Ref Gas Supply+Methanex Stays+Increased Demand Response+Reduced Rankine Availability+Constrained Operational Capacity+Low Wind & Solar | -920.5769 | -115.2422 | 266.3385
2026 | SIWEM_PERC | Medium Demand Growth+Ref Gas Supply+Methanex Stays+Increased Demand Response+Reduced Rankine Availability+Constrained Operational Capacity+Low Wind & Solar | 35.558 | 35.7042 | 35.7042
2027 | SIWEM_PERC | Medium Demand Growth+Ref Gas Supply+Methanex Stays+Increased Demand Response+Reduced Rankine Availability+Constrained Operational Capacity+Low Wind & Solar | 21.0708 | 23.4011 | 23.4011
2028 | SIWEM_PERC | Medium Demand Growth+Ref Gas Supply+Methanex Stays+Increased Demand Response+Reduced Rankine Availability+Constrained Operational Capacity+Low Wind & Solar | 19.5962 | 31.1823 | 37.6812
2029 | SIWEM_PERC | Medium Demand Growth+Ref Gas Supply+Methanex Stays+Increased Demand Response+Reduced Rankine Availability+Constrained Operational Capacity+Low Wind & Solar | 11.9103 | 22.7334 | 39.1617
2030 | SIWEM_PERC | Medium Demand Growth+Ref Gas Supply+Methanex Stays+Increased Demand Response+Reduced Rankine Availability+Constrained Operational Capacity+Low Wind & Solar | 7.6541 | 19.6798 | 48.7717
2031 | SIWEM_PERC | Medium Demand Growth+Ref Gas Supply+Methanex Stays+Increased Demand Response+Reduced Rankine Availability+Constrained Operational Capacity+Low Wind & Solar | 4.2058 | 15.8309 | 51.3147
2032 | SIWEM_PERC | Medium Demand Growth+Ref Gas Supply+Methanex Stays+Increased Demand Response+Reduced Rankine Availability+Constrained Operational Capacity+Low Wind & Solar | 2.4503 | 13.8614 | 47.7789
2033 | SIWEM_PERC | Medium Demand Growth+Ref Gas Supply+Methanex Stays+Increased Demand Response+Reduced Rankine Availability+Constrained Operational Capacity+Low Wind & Solar | 0.42653 | 11.5937 | 44.1228
2034 | SIWEM_PERC | Medium Demand Growth+Ref Gas Supply+Methanex Stays+Increased Demand Response+Reduced Rankine Availability+Constrained Operational Capacity+Low Wind & Solar | -1.2885 | 9.6673 | 39.0821
2035 | SIWEM_PERC | Medium Demand Growth+Ref Gas Supply+Methanex Stays+Increased Demand Response+Reduced Rankine Availability+Constrained Operational Capacity+Low Wind & Solar | -2.723 | 8.052 | 33.0272
2026 | NZWEM_PERC | Medium Demand Growth+Ref Gas Supply+Methanex Stays+Increased Demand Response+Reduced Rankine Availability+Upgraded HVDC | 14.4033 | 14.4602 | 14.4602
2027 | NZWEM_PERC | Medium Demand Growth+Ref Gas Supply+Methanex Stays+Increased Demand Response+Reduced Rankine Availability+Upgraded HVDC | 5.6733 | 7.461 | 7.77
2028 | NZWEM_PERC | Medium Demand Growth+Ref Gas Supply+Methanex Stays+Increased Demand Response+Reduced Rankine Availability+Upgraded HVDC | 4.0103 | 11.7545 | 16.0498
2029 | NZWEM_PERC | Medium Demand Growth+Ref Gas Supply+Methanex Stays+Increased Demand Response+Reduced Rankine Availability+Upgraded HVDC | -1.042 | 9.594 | 18.0092
2030 | NZWEM_PERC | Medium Demand Growth+Ref Gas Supply+Methanex Stays+Increased Demand Response+Reduced Rankine Availability+Upgraded HVDC | -3.8591 | 8.5042 | 22.0649
2031 | NZWEM_PERC | Medium Demand Growth+Ref Gas Supply+Methanex Stays+Increased Demand Response+Reduced Rankine Availability+Upgraded HVDC | -7.2982 | 4.7395 | 23.4065
2032 | NZWEM_PERC | Medium Demand Growth+Ref Gas Supply+Methanex Stays+Increased Demand Response+Reduced Rankine Availability+Upgraded HVDC | -9.2454 | 2.8765 | 22.0565
2033 | NZWEM_PERC | Medium Demand Growth+Ref Gas Supply+Methanex Stays+Increased Demand Response+Reduced Rankine Availability+Upgraded HVDC | -11.3895 | 0.43055 | 20.7412
2034 | NZWEM_PERC | Medium Demand Growth+Ref Gas Supply+Methanex Stays+Increased Demand Response+Reduced Rankine Availability+Upgraded HVDC | -12.9943 | -1.0592 | 18.78
2035 | NZWEM_PERC | Medium Demand Growth+Ref Gas Supply+Methanex Stays+Increased Demand Response+Reduced Rankine Availability+Upgraded HVDC | -14.6851 | -2.9315 | 16.4635
2026 | NIWCM | Medium Demand Growth+Ref Gas Supply+Methanex Stays+Increased Demand Response+Reduced Rankine Availability+Upgraded HVDC | 1066.7284 | 1067.5282 | 1067.5282
2027 | NIWCM | Medium Demand Growth+Ref Gas Supply+Methanex Stays+Increased Demand Response+Reduced Rankine Availability+Upgraded HVDC | 1027.4828 | 1058.4253 | 1062.9618
2028 | NIWCM | Medium Demand Growth+Ref Gas Supply+Methanex Stays+Increased Demand Response+Reduced Rankine Availability+Upgraded HVDC | 1046.2847 | 1654.1216 | 1692.4368
2029 | NIWCM | Medium Demand Growth+Ref Gas Supply+Methanex Stays+Increased Demand Response+Reduced Rankine Availability+Upgraded HVDC | 818.8947 | 1697.4168 | 1970.6383
2030 | NIWCM | Medium Demand Growth+Ref Gas Supply+Methanex Stays+Increased Demand Response+Reduced Rankine Availability+Upgraded HVDC | 574.5243 | 1573.835 | 2026.7317
2031 | NIWCM | Medium Demand Growth+Ref Gas Supply+Methanex Stays+Increased Demand Response+Reduced Rankine Availability+Upgraded HVDC | 407.4662 | 1428.0183 | 2203.8183
2032 | NIWCM | Medium Demand Growth+Ref Gas Supply+Methanex Stays+Increased Demand Response+Reduced Rankine Availability+Upgraded HVDC | 248.9549 | 1294.4883 | 2102.6629
2033 | NIWCM | Medium Demand Growth+Ref Gas Supply+Methanex Stays+Increased Demand Response+Reduced Rankine Availability+Upgraded HVDC | 67.1751 | 1117.0939 | 1997.1098
2034 | NIWCM | Medium Demand Growth+Ref Gas Supply+Methanex Stays+Increased Demand Response+Reduced Rankine Availability+Upgraded HVDC | -94.9302 | 1001.5918 | 1965.5357
2035 | NIWCM | Medium Demand Growth+Ref Gas Supply+Methanex Stays+Increased Demand Response+Reduced Rankine Availability+Upgraded HVDC | -241.9938 | 868.1111 | 1839.1385
2026 | SIWEM_PERC | Medium Demand Growth+Ref Gas Supply+Methanex Stays+Increased Demand Response+Reduced Rankine Availability+Upgraded HVDC | 38.9605 | 39.1226 | 39.1226
2027 | SIWEM_PERC | Medium Demand Growth+Ref Gas Supply+Methanex Stays+Increased Demand Response+Reduced Rankine Availability+Upgraded HVDC | 21.9156 | 24.4978 | 24.4978
2028 | SIWEM_PERC | Medium Demand Growth+Ref Gas Supply+Methanex Stays+Increased Demand Response+Reduced Rankine Availability+Upgraded HVDC | 20.598 | 33.4363 | 43.3681
2029 | SIWEM_PERC | Medium Demand Growth+Ref Gas Supply+Methanex Stays+Increased Demand Response+Reduced Rankine Availability+Upgraded HVDC | 12.8462 | 24.839 | 48.0747
2030 | SIWEM_PERC | Medium Demand Growth+Ref Gas Supply+Methanex Stays+Increased Demand Response+Reduced Rankine Availability+Upgraded HVDC | 8.553 | 21.8785 | 59.1445
2031 | SIWEM_PERC | Medium Demand Growth+Ref Gas Supply+Methanex Stays+Increased Demand Response+Reduced Rankine Availability+Upgraded HVDC | 5.0748 | 17.9563 | 62.7274
2032 | SIWEM_PERC | Medium Demand Growth+Ref Gas Supply+Methanex Stays+Increased Demand Response+Reduced Rankine Availability+Upgraded HVDC | 3.3033 | 15.9476 | 59.2985
2033 | SIWEM_PERC | Medium Demand Growth+Ref Gas Supply+Methanex Stays+Increased Demand Response+Reduced Rankine Availability+Upgraded HVDC | 1.2613 | 13.6353 | 55.8534
2034 | SIWEM_PERC | Medium Demand Growth+Ref Gas Supply+Methanex Stays+Increased Demand Response+Reduced Rankine Availability+Upgraded HVDC | -0.46956 | 11.6703 | 50.6194
2035 | SIWEM_PERC | Medium Demand Growth+Ref Gas Supply+Methanex Stays+Increased Demand Response+Reduced Rankine Availability+Upgraded HVDC | -1.9175 | 10.022 | 44.374
2026 | NZWEM_PERC | Medium Demand Growth+Ref Gas Supply+Methanex Stays+Increased Demand Response+Reduced Rankine Availability+Upgraded HVDC+Low Wind & Solar | 13.2079 | 13.2592 | 13.2592
2027 | NZWEM_PERC | Medium Demand Growth+Ref Gas Supply+Methanex Stays+Increased Demand Response+Reduced Rankine Availability+Upgraded HVDC+Low Wind & Solar | 4.3623 | 5.9756 | 6.2545
2028 | NZWEM_PERC | Medium Demand Growth+Ref Gas Supply+Methanex Stays+Increased Demand Response+Reduced Rankine Availability+Upgraded HVDC+Low Wind & Solar | 2.6285 | 9.6174 | 13.4937
2029 | NZWEM_PERC | Medium Demand Growth+Ref Gas Supply+Methanex Stays+Increased Demand Response+Reduced Rankine Availability+Upgraded HVDC+Low Wind & Solar | -2.3993 | 7.1993 | 14.7937
2030 | NZWEM_PERC | Medium Demand Growth+Ref Gas Supply+Methanex Stays+Increased Demand Response+Reduced Rankine Availability+Upgraded HVDC+Low Wind & Solar | -5.1671 | 6.0376 | 18.3108
2031 | NZWEM_PERC | Medium Demand Growth+Ref Gas Supply+Methanex Stays+Increased Demand Response+Reduced Rankine Availability+Upgraded HVDC+Low Wind & Solar | -8.5629 | 2.3545 | 19.2348
2032 | NZWEM_PERC | Medium Demand Growth+Ref Gas Supply+Methanex Stays+Increased Demand Response+Reduced Rankine Availability+Upgraded HVDC+Low Wind & Solar | -10.4813 | 0.51089 | 17.8866
2033 | NZWEM_PERC | Medium Demand Growth+Ref Gas Supply+Methanex Stays+Increased Demand Response+Reduced Rankine Availability+Upgraded HVDC+Low Wind & Solar | -12.5945 | -1.8762 | 16.5184
2034 | NZWEM_PERC | Medium Demand Growth+Ref Gas Supply+Methanex Stays+Increased Demand Response+Reduced Rankine Availability+Upgraded HVDC+Low Wind & Solar | -14.1714 | -3.3123 | 14.6552
2035 | NZWEM_PERC | Medium Demand Growth+Ref Gas Supply+Methanex Stays+Increased Demand Response+Reduced Rankine Availability+Upgraded HVDC+Low Wind & Solar | -15.8359 | -5.1342 | 12.431
2026 | NIWCM | Medium Demand Growth+Ref Gas Supply+Methanex Stays+Increased Demand Response+Reduced Rankine Availability+Upgraded HVDC+Low Wind & Solar | 1066.7284 | 1067.5282 | 1067.5282
2027 | NIWCM | Medium Demand Growth+Ref Gas Supply+Methanex Stays+Increased Demand Response+Reduced Rankine Availability+Upgraded HVDC+Low Wind & Solar | 1027.4828 | 1058.4253 | 1062.9618
2028 | NIWCM | Medium Demand Growth+Ref Gas Supply+Methanex Stays+Increased Demand Response+Reduced Rankine Availability+Upgraded HVDC+Low Wind & Solar | 1046.2847 | 1654.1216 | 1692.4368
2029 | NIWCM | Medium Demand Growth+Ref Gas Supply+Methanex Stays+Increased Demand Response+Reduced Rankine Availability+Upgraded HVDC+Low Wind & Solar | 818.8947 | 1697.4168 | 1970.6383
2030 | NIWCM | Medium Demand Growth+Ref Gas Supply+Methanex Stays+Increased Demand Response+Reduced Rankine Availability+Upgraded HVDC+Low Wind & Solar | 574.5243 | 1573.835 | 2026.7317
2031 | NIWCM | Medium Demand Growth+Ref Gas Supply+Methanex Stays+Increased Demand Response+Reduced Rankine Availability+Upgraded HVDC+Low Wind & Solar | 407.4662 | 1428.0183 | 2203.8183
2032 | NIWCM | Medium Demand Growth+Ref Gas Supply+Methanex Stays+Increased Demand Response+Reduced Rankine Availability+Upgraded HVDC+Low Wind & Solar | 248.9549 | 1294.4883 | 2102.6629
2033 | NIWCM | Medium Demand Growth+Ref Gas Supply+Methanex Stays+Increased Demand Response+Reduced Rankine Availability+Upgraded HVDC+Low Wind & Solar | 67.1751 | 1117.0939 | 1997.1098
2034 | NIWCM | Medium Demand Growth+Ref Gas Supply+Methanex Stays+Increased Demand Response+Reduced Rankine Availability+Upgraded HVDC+Low Wind & Solar | -94.9302 | 1001.5918 | 1965.5357
2035 | NIWCM | Medium Demand Growth+Ref Gas Supply+Methanex Stays+Increased Demand Response+Reduced Rankine Availability+Upgraded HVDC+Low Wind & Solar | -241.9938 | 868.1111 | 1839.1385
2026 | SIWEM_PERC | Medium Demand Growth+Ref Gas Supply+Methanex Stays+Increased Demand Response+Reduced Rankine Availability+Upgraded HVDC+Low Wind & Solar | 35.558 | 35.7042 | 35.7042
2027 | SIWEM_PERC | Medium Demand Growth+Ref Gas Supply+Methanex Stays+Increased Demand Response+Reduced Rankine Availability+Upgraded HVDC+Low Wind & Solar | 21.0708 | 23.4011 | 23.4011
2028 | SIWEM_PERC | Medium Demand Growth+Ref Gas Supply+Methanex Stays+Increased Demand Response+Reduced Rankine Availability+Upgraded HVDC+Low Wind & Solar | 19.5962 | 31.1823 | 37.6812
2029 | SIWEM_PERC | Medium Demand Growth+Ref Gas Supply+Methanex Stays+Increased Demand Response+Reduced Rankine Availability+Upgraded HVDC+Low Wind & Solar | 11.9103 | 22.7334 | 39.1617
2030 | SIWEM_PERC | Medium Demand Growth+Ref Gas Supply+Methanex Stays+Increased Demand Response+Reduced Rankine Availability+Upgraded HVDC+Low Wind & Solar | 7.6541 | 19.6798 | 48.7717
2031 | SIWEM_PERC | Medium Demand Growth+Ref Gas Supply+Methanex Stays+Increased Demand Response+Reduced Rankine Availability+Upgraded HVDC+Low Wind & Solar | 4.2058 | 15.8309 | 51.3147
2032 | SIWEM_PERC | Medium Demand Growth+Ref Gas Supply+Methanex Stays+Increased Demand Response+Reduced Rankine Availability+Upgraded HVDC+Low Wind & Solar | 2.4503 | 13.8614 | 47.7789
2033 | SIWEM_PERC | Medium Demand Growth+Ref Gas Supply+Methanex Stays+Increased Demand Response+Reduced Rankine Availability+Upgraded HVDC+Low Wind & Solar | 0.42653 | 11.5937 | 44.1228
2034 | SIWEM_PERC | Medium Demand Growth+Ref Gas Supply+Methanex Stays+Increased Demand Response+Reduced Rankine Availability+Upgraded HVDC+Low Wind & Solar | -1.2885 | 9.6673 | 39.0821
2035 | SIWEM_PERC | Medium Demand Growth+Ref Gas Supply+Methanex Stays+Increased Demand Response+Reduced Rankine Availability+Upgraded HVDC+Low Wind & Solar | -2.723 | 8.052 | 33.0272
2026 | NZWEM_PERC | Medium Demand Growth+Ref Gas Supply+Methanex Stays+Increased Demand Response+Reduced Rankine Availability+Upgraded HVDC+Constrained Operational Capacity | 14.4033 | 14.4602 | 14.4602
2027 | NZWEM_PERC | Medium Demand Growth+Ref Gas Supply+Methanex Stays+Increased Demand Response+Reduced Rankine Availability+Upgraded HVDC+Constrained Operational Capacity | 5.6733 | 7.461 | 7.77
2028 | NZWEM_PERC | Medium Demand Growth+Ref Gas Supply+Methanex Stays+Increased Demand Response+Reduced Rankine Availability+Upgraded HVDC+Constrained Operational Capacity | 4.0103 | 11.7545 | 16.0498
2029 | NZWEM_PERC | Medium Demand Growth+Ref Gas Supply+Methanex Stays+Increased Demand Response+Reduced Rankine Availability+Upgraded HVDC+Constrained Operational Capacity | -1.042 | 9.594 | 18.0092
2030 | NZWEM_PERC | Medium Demand Growth+Ref Gas Supply+Methanex Stays+Increased Demand Response+Reduced Rankine Availability+Upgraded HVDC+Constrained Operational Capacity | -3.8591 | 8.5042 | 22.0649
2031 | NZWEM_PERC | Medium Demand Growth+Ref Gas Supply+Methanex Stays+Increased Demand Response+Reduced Rankine Availability+Upgraded HVDC+Constrained Operational Capacity | -7.2982 | 4.7395 | 23.4065
2032 | NZWEM_PERC | Medium Demand Growth+Ref Gas Supply+Methanex Stays+Increased Demand Response+Reduced Rankine Availability+Upgraded HVDC+Constrained Operational Capacity | -9.2454 | 2.8765 | 22.0565
2033 | NZWEM_PERC | Medium Demand Growth+Ref Gas Supply+Methanex Stays+Increased Demand Response+Reduced Rankine Availability+Upgraded HVDC+Constrained Operational Capacity | -11.3895 | 0.43055 | 20.7412
2034 | NZWEM_PERC | Medium Demand Growth+Ref Gas Supply+Methanex Stays+Increased Demand Response+Reduced Rankine Availability+Upgraded HVDC+Constrained Operational Capacity | -12.9943 | -1.0592 | 18.78
2035 | NZWEM_PERC | Medium Demand Growth+Ref Gas Supply+Methanex Stays+Increased Demand Response+Reduced Rankine Availability+Upgraded HVDC+Constrained Operational Capacity | -14.6851 | -2.9315 | 16.4635
2026 | NIWCM | Medium Demand Growth+Ref Gas Supply+Methanex Stays+Increased Demand Response+Reduced Rankine Availability+Upgraded HVDC+Constrained Operational Capacity | 496.3733 | 496.3733 | 496.3733
2027 | NIWCM | Medium Demand Growth+Ref Gas Supply+Methanex Stays+Increased Demand Response+Reduced Rankine Availability+Upgraded HVDC+Constrained Operational Capacity | 406.0987 | 410.0165 | 410.0165
2028 | NIWCM | Medium Demand Growth+Ref Gas Supply+Methanex Stays+Increased Demand Response+Reduced Rankine Availability+Upgraded HVDC+Constrained Operational Capacity | 399.5312 | 887.016 | 894.4439
2029 | NIWCM | Medium Demand Growth+Ref Gas Supply+Methanex Stays+Increased Demand Response+Reduced Rankine Availability+Upgraded HVDC+Constrained Operational Capacity | 149.992 | 797.3241 | 953.7439
2030 | NIWCM | Medium Demand Growth+Ref Gas Supply+Methanex Stays+Increased Demand Response+Reduced Rankine Availability+Upgraded HVDC+Constrained Operational Capacity | -96.8899 | 636.0545 | 847.0421
2031 | NIWCM | Medium Demand Growth+Ref Gas Supply+Methanex Stays+Increased Demand Response+Reduced Rankine Availability+Upgraded HVDC+Constrained Operational Capacity | -267.0708 | 478.058 | 746.802
2032 | NIWCM | Medium Demand Growth+Ref Gas Supply+Methanex Stays+Increased Demand Response+Reduced Rankine Availability+Upgraded HVDC+Constrained Operational Capacity | -426.7164 | 322.5828 | 614.2374
2033 | NIWCM | Medium Demand Growth+Ref Gas Supply+Methanex Stays+Increased Demand Response+Reduced Rankine Availability+Upgraded HVDC+Constrained Operational Capacity | -610.56 | 140.961 | 443.7267
2034 | NIWCM | Medium Demand Growth+Ref Gas Supply+Methanex Stays+Increased Demand Response+Reduced Rankine Availability+Upgraded HVDC+Constrained Operational Capacity | -773.7908 | 21.7537 | 402.127
2035 | NIWCM | Medium Demand Growth+Ref Gas Supply+Methanex Stays+Increased Demand Response+Reduced Rankine Availability+Upgraded HVDC+Constrained Operational Capacity | -920.5769 | -115.2422 | 266.3385
2026 | SIWEM_PERC | Medium Demand Growth+Ref Gas Supply+Methanex Stays+Increased Demand Response+Reduced Rankine Availability+Upgraded HVDC+Constrained Operational Capacity | 38.9605 | 39.1226 | 39.1226
2027 | SIWEM_PERC | Medium Demand Growth+Ref Gas Supply+Methanex Stays+Increased Demand Response+Reduced Rankine Availability+Upgraded HVDC+Constrained Operational Capacity | 21.9156 | 24.4978 | 24.4978
2028 | SIWEM_PERC | Medium Demand Growth+Ref Gas Supply+Methanex Stays+Increased Demand Response+Reduced Rankine Availability+Upgraded HVDC+Constrained Operational Capacity | 20.598 | 33.4363 | 43.3681
2029 | SIWEM_PERC | Medium Demand Growth+Ref Gas Supply+Methanex Stays+Increased Demand Response+Reduced Rankine Availability+Upgraded HVDC+Constrained Operational Capacity | 12.8462 | 24.839 | 48.0747
2030 | SIWEM_PERC | Medium Demand Growth+Ref Gas Supply+Methanex Stays+Increased Demand Response+Reduced Rankine Availability+Upgraded HVDC+Constrained Operational Capacity | 8.553 | 21.8785 | 59.1445
2031 | SIWEM_PERC | Medium Demand Growth+Ref Gas Supply+Methanex Stays+Increased Demand Response+Reduced Rankine Availability+Upgraded HVDC+Constrained Operational Capacity | 5.0748 | 17.9563 | 62.7274
2032 | SIWEM_PERC | Medium Demand Growth+Ref Gas Supply+Methanex Stays+Increased Demand Response+Reduced Rankine Availability+Upgraded HVDC+Constrained Operational Capacity | 3.3033 | 15.9476 | 59.2985
2033 | SIWEM_PERC | Medium Demand Growth+Ref Gas Supply+Methanex Stays+Increased Demand Response+Reduced Rankine Availability+Upgraded HVDC+Constrained Operational Capacity | 1.2613 | 13.6353 | 55.8534
2034 | SIWEM_PERC | Medium Demand Growth+Ref Gas Supply+Methanex Stays+Increased Demand Response+Reduced Rankine Availability+Upgraded HVDC+Constrained Operational Capacity | -0.46956 | 11.6703 | 50.6194
2035 | SIWEM_PERC | Medium Demand Growth+Ref Gas Supply+Methanex Stays+Increased Demand Response+Reduced Rankine Availability+Upgraded HVDC+Constrained Operational Capacity | -1.9175 | 10.022 | 44.374
2026 | NZWEM_PERC | Medium Demand Growth+Ref Gas Supply+Methanex Stays+Increased Demand Response+Reduced Rankine Availability+Upgraded HVDC+Constrained Operational Capacity+Low Wind & Solar | 13.2079 | 13.2592 | 13.2592
2027 | NZWEM_PERC | Medium Demand Growth+Ref Gas Supply+Methanex Stays+Increased Demand Response+Reduced Rankine Availability+Upgraded HVDC+Constrained Operational Capacity+Low Wind & Solar | 4.3623 | 5.9756 | 6.2545
2028 | NZWEM_PERC | Medium Demand Growth+Ref Gas Supply+Methanex Stays+Increased Demand Response+Reduced Rankine Availability+Upgraded HVDC+Constrained Operational Capacity+Low Wind & Solar | 2.6285 | 9.6174 | 13.4937
2029 | NZWEM_PERC | Medium Demand Growth+Ref Gas Supply+Methanex Stays+Increased Demand Response+Reduced Rankine Availability+Upgraded HVDC+Constrained Operational Capacity+Low Wind & Solar | -2.3993 | 7.1993 | 14.7937
2030 | NZWEM_PERC | Medium Demand Growth+Ref Gas Supply+Methanex Stays+Increased Demand Response+Reduced Rankine Availability+Upgraded HVDC+Constrained Operational Capacity+Low Wind & Solar | -5.1671 | 6.0376 | 18.3108
2031 | NZWEM_PERC | Medium Demand Growth+Ref Gas Supply+Methanex Stays+Increased Demand Response+Reduced Rankine Availability+Upgraded HVDC+Constrained Operational Capacity+Low Wind & Solar | -8.5629 | 2.3545 | 19.2348
2032 | NZWEM_PERC | Medium Demand Growth+Ref Gas Supply+Methanex Stays+Increased Demand Response+Reduced Rankine Availability+Upgraded HVDC+Constrained Operational Capacity+Low Wind & Solar | -10.4813 | 0.51089 | 17.8866
2033 | NZWEM_PERC | Medium Demand Growth+Ref Gas Supply+Methanex Stays+Increased Demand Response+Reduced Rankine Availability+Upgraded HVDC+Constrained Operational Capacity+Low Wind & Solar | -12.5945 | -1.8762 | 16.5184
2034 | NZWEM_PERC | Medium Demand Growth+Ref Gas Supply+Methanex Stays+Increased Demand Response+Reduced Rankine Availability+Upgraded HVDC+Constrained Operational Capacity+Low Wind & Solar | -14.1714 | -3.3123 | 14.6552
2035 | NZWEM_PERC | Medium Demand Growth+Ref Gas Supply+Methanex Stays+Increased Demand Response+Reduced Rankine Availability+Upgraded HVDC+Constrained Operational Capacity+Low Wind & Solar | -15.8359 | -5.1342 | 12.431
2026 | NIWCM | Medium Demand Growth+Ref Gas Supply+Methanex Stays+Increased Demand Response+Reduced Rankine Availability+Upgraded HVDC+Constrained Operational Capacity+Low Wind & Solar | 496.3733 | 496.3733 | 496.3733
2027 | NIWCM | Medium Demand Growth+Ref Gas Supply+Methanex Stays+Increased Demand Response+Reduced Rankine Availability+Upgraded HVDC+Constrained Operational Capacity+Low Wind & Solar | 406.0987 | 410.0165 | 410.0165
2028 | NIWCM | Medium Demand Growth+Ref Gas Supply+Methanex Stays+Increased Demand Response+Reduced Rankine Availability+Upgraded HVDC+Constrained Operational Capacity+Low Wind & Solar | 399.5312 | 887.016 | 894.4439
2029 | NIWCM | Medium Demand Growth+Ref Gas Supply+Methanex Stays+Increased Demand Response+Reduced Rankine Availability+Upgraded HVDC+Constrained Operational Capacity+Low Wind & Solar | 149.992 | 797.3241 | 953.7439
2030 | NIWCM | Medium Demand Growth+Ref Gas Supply+Methanex Stays+Increased Demand Response+Reduced Rankine Availability+Upgraded HVDC+Constrained Operational Capacity+Low Wind & Solar | -96.8899 | 636.0545 | 847.0421
2031 | NIWCM | Medium Demand Growth+Ref Gas Supply+Methanex Stays+Increased Demand Response+Reduced Rankine Availability+Upgraded HVDC+Constrained Operational Capacity+Low Wind & Solar | -267.0708 | 478.058 | 746.802
2032 | NIWCM | Medium Demand Growth+Ref Gas Supply+Methanex Stays+Increased Demand Response+Reduced Rankine Availability+Upgraded HVDC+Constrained Operational Capacity+Low Wind & Solar | -426.7164 | 322.5828 | 614.2374
2033 | NIWCM | Medium Demand Growth+Ref Gas Supply+Methanex Stays+Increased Demand Response+Reduced Rankine Availability+Upgraded HVDC+Constrained Operational Capacity+Low Wind & Solar | -610.56 | 140.961 | 443.7267
2034 | NIWCM | Medium Demand Growth+Ref Gas Supply+Methanex Stays+Increased Demand Response+Reduced Rankine Availability+Upgraded HVDC+Constrained Operational Capacity+Low Wind & Solar | -773.7908 | 21.7537 | 402.127
2035 | NIWCM | Medium Demand Growth+Ref Gas Supply+Methanex Stays+Increased Demand Response+Reduced Rankine Availability+Upgraded HVDC+Constrained Operational Capacity+Low Wind & Solar | -920.5769 | -115.2422 | 266.3385
2026 | SIWEM_PERC | Medium Demand Growth+Ref Gas Supply+Methanex Stays+Increased Demand Response+Reduced Rankine Availability+Upgraded HVDC+Constrained Operational Capacity+Low Wind & Solar | 35.558 | 35.7042 | 35.7042
2027 | SIWEM_PERC | Medium Demand Growth+Ref Gas Supply+Methanex Stays+Increased Demand Response+Reduced Rankine Availability+Upgraded HVDC+Constrained Operational Capacity+Low Wind & Solar | 21.0708 | 23.4011 | 23.4011
2028 | SIWEM_PERC | Medium Demand Growth+Ref Gas Supply+Methanex Stays+Increased Demand Response+Reduced Rankine Availability+Upgraded HVDC+Constrained Operational Capacity+Low Wind & Solar | 19.5962 | 31.1823 | 37.6812
2029 | SIWEM_PERC | Medium Demand Growth+Ref Gas Supply+Methanex Stays+Increased Demand Response+Reduced Rankine Availability+Upgraded HVDC+Constrained Operational Capacity+Low Wind & Solar | 11.9103 | 22.7334 | 39.1617
2030 | SIWEM_PERC | Medium Demand Growth+Ref Gas Supply+Methanex Stays+Increased Demand Response+Reduced Rankine Availability+Upgraded HVDC+Constrained Operational Capacity+Low Wind & Solar | 7.6541 | 19.6798 | 48.7717
2031 | SIWEM_PERC | Medium Demand Growth+Ref Gas Supply+Methanex Stays+Increased Demand Response+Reduced Rankine Availability+Upgraded HVDC+Constrained Operational Capacity+Low Wind & Solar | 4.2058 | 15.8309 | 51.3147
2032 | SIWEM_PERC | Medium Demand Growth+Ref Gas Supply+Methanex Stays+Increased Demand Response+Reduced Rankine Availability+Upgraded HVDC+Constrained Operational Capacity+Low Wind & Solar | 2.4503 | 13.8614 | 47.7789
2033 | SIWEM_PERC | Medium Demand Growth+Ref Gas Supply+Methanex Stays+Increased Demand Response+Reduced Rankine Availability+Upgraded HVDC+Constrained Operational Capacity+Low Wind & Solar | 0.42653 | 11.5937 | 44.1228
2034 | SIWEM_PERC | Medium Demand Growth+Ref Gas Supply+Methanex Stays+Increased Demand Response+Reduced Rankine Availability+Upgraded HVDC+Constrained Operational Capacity+Low Wind & Solar | -1.2885 | 9.6673 | 39.0821
2035 | SIWEM_PERC | Medium Demand Growth+Ref Gas Supply+Methanex Stays+Increased Demand Response+Reduced Rankine Availability+Upgraded HVDC+Constrained Operational Capacity+Low Wind & Solar | -2.723 | 8.052 | 33.0272
2026 | NZWEM_PERC | Medium Demand Growth+Ref Gas Supply+Methanex Stays+Increased Demand Response+Reduced Rankine Availability+Delayed Build | 9.7837 | 9.7837 | 9.7837
2027 | NZWEM_PERC | Medium Demand Growth+Ref Gas Supply+Methanex Stays+Increased Demand Response+Reduced Rankine Availability+Delayed Build | -1.4982 | -1.3607 | -1.1975
2028 | NZWEM_PERC | Medium Demand Growth+Ref Gas Supply+Methanex Stays+Increased Demand Response+Reduced Rankine Availability+Delayed Build | 0.016114 | 1.3943 | 1.6942
2029 | NZWEM_PERC | Medium Demand Growth+Ref Gas Supply+Methanex Stays+Increased Demand Response+Reduced Rankine Availability+Delayed Build | -2.111 | 0.53929 | 1.3625
2030 | NZWEM_PERC | Medium Demand Growth+Ref Gas Supply+Methanex Stays+Increased Demand Response+Reduced Rankine Availability+Delayed Build | -3.8591 | 4.4446 | 11.4636
2031 | NZWEM_PERC | Medium Demand Growth+Ref Gas Supply+Methanex Stays+Increased Demand Response+Reduced Rankine Availability+Delayed Build | -7.2982 | 3.5565 | 11.3969
2032 | NZWEM_PERC | Medium Demand Growth+Ref Gas Supply+Methanex Stays+Increased Demand Response+Reduced Rankine Availability+Delayed Build | -9.2454 | 1.9797 | 14.793
2033 | NZWEM_PERC | Medium Demand Growth+Ref Gas Supply+Methanex Stays+Increased Demand Response+Reduced Rankine Availability+Delayed Build | -11.3895 | -0.36415 | 17.4234
2034 | NZWEM_PERC | Medium Demand Growth+Ref Gas Supply+Methanex Stays+Increased Demand Response+Reduced Rankine Availability+Delayed Build | -12.9943 | -1.8837 | 16.3843
2035 | NZWEM_PERC | Medium Demand Growth+Ref Gas Supply+Methanex Stays+Increased Demand Response+Reduced Rankine Availability+Delayed Build | -14.6851 | -3.398 | 15.997
2026 | NIWCM | Medium Demand Growth+Ref Gas Supply+Methanex Stays+Increased Demand Response+Reduced Rankine Availability+Delayed Build | 796.8961 | 796.8961 | 796.8961
2027 | NIWCM | Medium Demand Growth+Ref Gas Supply+Methanex Stays+Increased Demand Response+Reduced Rankine Availability+Delayed Build | 628.9691 | 630.9799 | 633.4524
2028 | NIWCM | Medium Demand Growth+Ref Gas Supply+Methanex Stays+Increased Demand Response+Reduced Rankine Availability+Delayed Build | 792.1709 | 812.114 | 816.6505
2029 | NIWCM | Medium Demand Growth+Ref Gas Supply+Methanex Stays+Increased Demand Response+Reduced Rankine Availability+Delayed Build | 611.7767 | 738.2908 | 751.8831
2030 | NIWCM | Medium Demand Growth+Ref Gas Supply+Methanex Stays+Increased Demand Response+Reduced Rankine Availability+Delayed Build | 518.7478 | 1226.4637 | 1493.7237
2031 | NIWCM | Medium Demand Growth+Ref Gas Supply+Methanex Stays+Increased Demand Response+Reduced Rankine Availability+Delayed Build | 334.5277 | 1257.8476 | 1591.1687
2032 | NIWCM | Medium Demand Growth+Ref Gas Supply+Methanex Stays+Increased Demand Response+Reduced Rankine Availability+Delayed Build | 176.0164 | 1168.1819 | 1704.7651
2033 | NIWCM | Medium Demand Growth+Ref Gas Supply+Methanex Stays+Increased Demand Response+Reduced Rankine Availability+Delayed Build | 67.1751 | 1072.0549 | 1844.5878
2034 | NIWCM | Medium Demand Growth+Ref Gas Supply+Methanex Stays+Increased Demand Response+Reduced Rankine Availability+Delayed Build | -94.9302 | 931.5025 | 1751.5156
2035 | NIWCM | Medium Demand Growth+Ref Gas Supply+Methanex Stays+Increased Demand Response+Reduced Rankine Availability+Delayed Build | -241.9938 | 815.7791 | 1709.3989
2026 | SIWEM_PERC | Medium Demand Growth+Ref Gas Supply+Methanex Stays+Increased Demand Response+Reduced Rankine Availability+Delayed Build | 25.8119 | 25.8119 | 25.8119
2027 | SIWEM_PERC | Medium Demand Growth+Ref Gas Supply+Methanex Stays+Increased Demand Response+Reduced Rankine Availability+Delayed Build | 18.2316 | 18.3024 | 18.3024
2028 | SIWEM_PERC | Medium Demand Growth+Ref Gas Supply+Methanex Stays+Increased Demand Response+Reduced Rankine Availability+Delayed Build | 18.3211 | 20.2523 | 20.2523
2029 | SIWEM_PERC | Medium Demand Growth+Ref Gas Supply+Methanex Stays+Increased Demand Response+Reduced Rankine Availability+Delayed Build | 11.1191 | 15.8115 | 15.8115
2030 | SIWEM_PERC | Medium Demand Growth+Ref Gas Supply+Methanex Stays+Increased Demand Response+Reduced Rankine Availability+Delayed Build | 8.553 | 20.0726 | 32.3348
2031 | SIWEM_PERC | Medium Demand Growth+Ref Gas Supply+Methanex Stays+Increased Demand Response+Reduced Rankine Availability+Delayed Build | 5.0748 | 16.2105 | 29.861
2032 | SIWEM_PERC | Medium Demand Growth+Ref Gas Supply+Methanex Stays+Increased Demand Response+Reduced Rankine Availability+Delayed Build | 3.3033 | 15.9476 | 39.1949
2033 | SIWEM_PERC | Medium Demand Growth+Ref Gas Supply+Methanex Stays+Increased Demand Response+Reduced Rankine Availability+Delayed Build | 1.2613 | 13.6353 | 46.6432
2034 | SIWEM_PERC | Medium Demand Growth+Ref Gas Supply+Methanex Stays+Increased Demand Response+Reduced Rankine Availability+Delayed Build | -0.46956 | 11.6703 | 43.9185
2035 | SIWEM_PERC | Medium Demand Growth+Ref Gas Supply+Methanex Stays+Increased Demand Response+Reduced Rankine Availability+Delayed Build | -1.9175 | 10.022 | 43.0613
2026 | NZWEM_PERC | Medium Demand Growth+Ref Gas Supply+Methanex Stays+Increased Demand Response+Reduced Rankine Availability+Delayed Build+Low Wind & Solar | 8.8742 | 8.8742 | 8.8742
2027 | NZWEM_PERC | Medium Demand Growth+Ref Gas Supply+Methanex Stays+Increased Demand Response+Reduced Rankine Availability+Delayed Build+Low Wind & Solar | -2.4287 | -2.3046 | -2.1573
2028 | NZWEM_PERC | Medium Demand Growth+Ref Gas Supply+Methanex Stays+Increased Demand Response+Reduced Rankine Availability+Delayed Build+Low Wind & Solar | -1.1323 | 0.11147 | 0.38214
2029 | NZWEM_PERC | Medium Demand Growth+Ref Gas Supply+Methanex Stays+Increased Demand Response+Reduced Rankine Availability+Delayed Build+Low Wind & Solar | -3.3641 | -0.97231 | -0.22943
2030 | NZWEM_PERC | Medium Demand Growth+Ref Gas Supply+Methanex Stays+Increased Demand Response+Reduced Rankine Availability+Delayed Build+Low Wind & Solar | -5.1671 | 2.3267 | 8.6611
2031 | NZWEM_PERC | Medium Demand Growth+Ref Gas Supply+Methanex Stays+Increased Demand Response+Reduced Rankine Availability+Delayed Build+Low Wind & Solar | -8.5629 | 1.2331 | 8.3088
2032 | NZWEM_PERC | Medium Demand Growth+Ref Gas Supply+Methanex Stays+Increased Demand Response+Reduced Rankine Availability+Delayed Build+Low Wind & Solar | -10.4813 | -0.35097 | 11.2458
2033 | NZWEM_PERC | Medium Demand Growth+Ref Gas Supply+Methanex Stays+Increased Demand Response+Reduced Rankine Availability+Delayed Build+Low Wind & Solar | -12.5945 | -2.6368 | 13.4483
2034 | NZWEM_PERC | Medium Demand Growth+Ref Gas Supply+Methanex Stays+Increased Demand Response+Reduced Rankine Availability+Delayed Build+Low Wind & Solar | -14.1714 | -4.1369 | 12.4127
2035 | NZWEM_PERC | Medium Demand Growth+Ref Gas Supply+Methanex Stays+Increased Demand Response+Reduced Rankine Availability+Delayed Build+Low Wind & Solar | -15.8359 | -5.6007 | 11.9645
2026 | NIWCM | Medium Demand Growth+Ref Gas Supply+Methanex Stays+Increased Demand Response+Reduced Rankine Availability+Delayed Build+Low Wind & Solar | 796.8961 | 796.8961 | 796.8961
2027 | NIWCM | Medium Demand Growth+Ref Gas Supply+Methanex Stays+Increased Demand Response+Reduced Rankine Availability+Delayed Build+Low Wind & Solar | 628.9691 | 630.9799 | 633.4524
2028 | NIWCM | Medium Demand Growth+Ref Gas Supply+Methanex Stays+Increased Demand Response+Reduced Rankine Availability+Delayed Build+Low Wind & Solar | 792.1709 | 812.114 | 816.6505
2029 | NIWCM | Medium Demand Growth+Ref Gas Supply+Methanex Stays+Increased Demand Response+Reduced Rankine Availability+Delayed Build+Low Wind & Solar | 611.7767 | 738.2908 | 751.8831
2030 | NIWCM | Medium Demand Growth+Ref Gas Supply+Methanex Stays+Increased Demand Response+Reduced Rankine Availability+Delayed Build+Low Wind & Solar | 518.7478 | 1226.4637 | 1493.7237
2031 | NIWCM | Medium Demand Growth+Ref Gas Supply+Methanex Stays+Increased Demand Response+Reduced Rankine Availability+Delayed Build+Low Wind & Solar | 334.5277 | 1257.8476 | 1591.1687
2032 | NIWCM | Medium Demand Growth+Ref Gas Supply+Methanex Stays+Increased Demand Response+Reduced Rankine Availability+Delayed Build+Low Wind & Solar | 176.0164 | 1168.1819 | 1704.7651
2033 | NIWCM | Medium Demand Growth+Ref Gas Supply+Methanex Stays+Increased Demand Response+Reduced Rankine Availability+Delayed Build+Low Wind & Solar | 67.1751 | 1072.0549 | 1844.5878
2034 | NIWCM | Medium Demand Growth+Ref Gas Supply+Methanex Stays+Increased Demand Response+Reduced Rankine Availability+Delayed Build+Low Wind & Solar | -94.9302 | 931.5025 | 1751.5156
2035 | NIWCM | Medium Demand Growth+Ref Gas Supply+Methanex Stays+Increased Demand Response+Reduced Rankine Availability+Delayed Build+Low Wind & Solar | -241.9938 | 815.7791 | 1709.3989
2026 | SIWEM_PERC | Medium Demand Growth+Ref Gas Supply+Methanex Stays+Increased Demand Response+Reduced Rankine Availability+Delayed Build+Low Wind & Solar | 23.2233 | 23.2233 | 23.2233
2027 | SIWEM_PERC | Medium Demand Growth+Ref Gas Supply+Methanex Stays+Increased Demand Response+Reduced Rankine Availability+Delayed Build+Low Wind & Solar | 17.7461 | 17.81 | 17.81
2028 | SIWEM_PERC | Medium Demand Growth+Ref Gas Supply+Methanex Stays+Increased Demand Response+Reduced Rankine Availability+Delayed Build+Low Wind & Solar | 17.5413 | 19.2841 | 19.2841
2029 | SIWEM_PERC | Medium Demand Growth+Ref Gas Supply+Methanex Stays+Increased Demand Response+Reduced Rankine Availability+Delayed Build+Low Wind & Solar | 10.3517 | 14.5864 | 14.5864
2030 | SIWEM_PERC | Medium Demand Growth+Ref Gas Supply+Methanex Stays+Increased Demand Response+Reduced Rankine Availability+Delayed Build+Low Wind & Solar | 7.6541 | 18.0501 | 29.1163
2031 | SIWEM_PERC | Medium Demand Growth+Ref Gas Supply+Methanex Stays+Increased Demand Response+Reduced Rankine Availability+Delayed Build+Low Wind & Solar | 4.2058 | 14.2554 | 26.5745
2032 | SIWEM_PERC | Medium Demand Growth+Ref Gas Supply+Methanex Stays+Increased Demand Response+Reduced Rankine Availability+Delayed Build+Low Wind & Solar | 2.4503 | 13.8614 | 30.4395
2033 | SIWEM_PERC | Medium Demand Growth+Ref Gas Supply+Methanex Stays+Increased Demand Response+Reduced Rankine Availability+Delayed Build+Low Wind & Solar | 0.42653 | 11.5937 | 35.5733
2034 | SIWEM_PERC | Medium Demand Growth+Ref Gas Supply+Methanex Stays+Increased Demand Response+Reduced Rankine Availability+Delayed Build+Low Wind & Solar | -1.2885 | 9.6673 | 32.8098
2035 | SIWEM_PERC | Medium Demand Growth+Ref Gas Supply+Methanex Stays+Increased Demand Response+Reduced Rankine Availability+Delayed Build+Low Wind & Solar | -2.723 | 8.052 | 31.7144
2026 | NZWEM_PERC | Medium Demand Growth+Ref Gas Supply+Methanex Stays+Increased Demand Response+Reduced Rankine Availability+Delayed Build+Constrained Operational Capacity | 9.7837 | 9.7837 | 9.7837
2027 | NZWEM_PERC | Medium Demand Growth+Ref Gas Supply+Methanex Stays+Increased Demand Response+Reduced Rankine Availability+Delayed Build+Constrained Operational Capacity | -1.4982 | -1.3607 | -1.1975
2028 | NZWEM_PERC | Medium Demand Growth+Ref Gas Supply+Methanex Stays+Increased Demand Response+Reduced Rankine Availability+Delayed Build+Constrained Operational Capacity | 0.016114 | 1.3943 | 1.6942
2029 | NZWEM_PERC | Medium Demand Growth+Ref Gas Supply+Methanex Stays+Increased Demand Response+Reduced Rankine Availability+Delayed Build+Constrained Operational Capacity | -2.111 | 0.53929 | 1.3625
2030 | NZWEM_PERC | Medium Demand Growth+Ref Gas Supply+Methanex Stays+Increased Demand Response+Reduced Rankine Availability+Delayed Build+Constrained Operational Capacity | -3.8591 | 4.4446 | 11.4636
2031 | NZWEM_PERC | Medium Demand Growth+Ref Gas Supply+Methanex Stays+Increased Demand Response+Reduced Rankine Availability+Delayed Build+Constrained Operational Capacity | -7.2982 | 3.5565 | 11.3969
2032 | NZWEM_PERC | Medium Demand Growth+Ref Gas Supply+Methanex Stays+Increased Demand Response+Reduced Rankine Availability+Delayed Build+Constrained Operational Capacity | -9.2454 | 1.9797 | 14.793
2033 | NZWEM_PERC | Medium Demand Growth+Ref Gas Supply+Methanex Stays+Increased Demand Response+Reduced Rankine Availability+Delayed Build+Constrained Operational Capacity | -11.3895 | -0.36415 | 17.4234
2034 | NZWEM_PERC | Medium Demand Growth+Ref Gas Supply+Methanex Stays+Increased Demand Response+Reduced Rankine Availability+Delayed Build+Constrained Operational Capacity | -12.9943 | -1.8837 | 16.3843
2035 | NZWEM_PERC | Medium Demand Growth+Ref Gas Supply+Methanex Stays+Increased Demand Response+Reduced Rankine Availability+Delayed Build+Constrained Operational Capacity | -14.6851 | -3.398 | 15.997
2026 | NIWCM | Medium Demand Growth+Ref Gas Supply+Methanex Stays+Increased Demand Response+Reduced Rankine Availability+Delayed Build+Constrained Operational Capacity | 267.5718 | 267.5718 | 267.5718
2027 | NIWCM | Medium Demand Growth+Ref Gas Supply+Methanex Stays+Increased Demand Response+Reduced Rankine Availability+Delayed Build+Constrained Operational Capacity | 89.1849 | 89.1849 | 89.1849
2028 | NIWCM | Medium Demand Growth+Ref Gas Supply+Methanex Stays+Increased Demand Response+Reduced Rankine Availability+Delayed Build+Constrained Operational Capacity | 190.0947 | 190.0947 | 190.0947
2029 | NIWCM | Medium Demand Growth+Ref Gas Supply+Methanex Stays+Increased Demand Response+Reduced Rankine Availability+Delayed Build+Constrained Operational Capacity | -29.9235 | 52.1493 | 52.1493
2030 | NIWCM | Medium Demand Growth+Ref Gas Supply+Methanex Stays+Increased Demand Response+Reduced Rankine Availability+Delayed Build+Constrained Operational Capacity | -152.6664 | 357.8799 | 473.4375
2031 | NIWCM | Medium Demand Growth+Ref Gas Supply+Methanex Stays+Increased Demand Response+Reduced Rankine Availability+Delayed Build+Constrained Operational Capacity | -340.0093 | 310.7512 | 468.0428
2032 | NIWCM | Medium Demand Growth+Ref Gas Supply+Methanex Stays+Increased Demand Response+Reduced Rankine Availability+Delayed Build+Constrained Operational Capacity | -499.6549 | 210.8551 | 423.3141
2033 | NIWCM | Medium Demand Growth+Ref Gas Supply+Methanex Stays+Increased Demand Response+Reduced Rankine Availability+Delayed Build+Constrained Operational Capacity | -610.56 | 110.5018 | 381.815
2034 | NIWCM | Medium Demand Growth+Ref Gas Supply+Methanex Stays+Increased Demand Response+Reduced Rankine Availability+Delayed Build+Constrained Operational Capacity | -773.7908 | -48.3355 | 244.8088
2035 | NIWCM | Medium Demand Growth+Ref Gas Supply+Methanex Stays+Increased Demand Response+Reduced Rankine Availability+Delayed Build+Constrained Operational Capacity | -920.5769 | -167.5742 | 136.7775
2026 | SIWEM_PERC | Medium Demand Growth+Ref Gas Supply+Methanex Stays+Increased Demand Response+Reduced Rankine Availability+Delayed Build+Constrained Operational Capacity | 25.8119 | 25.8119 | 25.8119
2027 | SIWEM_PERC | Medium Demand Growth+Ref Gas Supply+Methanex Stays+Increased Demand Response+Reduced Rankine Availability+Delayed Build+Constrained Operational Capacity | 18.2316 | 18.3024 | 18.3024
2028 | SIWEM_PERC | Medium Demand Growth+Ref Gas Supply+Methanex Stays+Increased Demand Response+Reduced Rankine Availability+Delayed Build+Constrained Operational Capacity | 18.3211 | 20.2523 | 20.2523
2029 | SIWEM_PERC | Medium Demand Growth+Ref Gas Supply+Methanex Stays+Increased Demand Response+Reduced Rankine Availability+Delayed Build+Constrained Operational Capacity | 11.1191 | 15.8115 | 15.8115
2030 | SIWEM_PERC | Medium Demand Growth+Ref Gas Supply+Methanex Stays+Increased Demand Response+Reduced Rankine Availability+Delayed Build+Constrained Operational Capacity | 8.553 | 20.0726 | 32.3348
2031 | SIWEM_PERC | Medium Demand Growth+Ref Gas Supply+Methanex Stays+Increased Demand Response+Reduced Rankine Availability+Delayed Build+Constrained Operational Capacity | 5.0748 | 16.2105 | 29.861
2032 | SIWEM_PERC | Medium Demand Growth+Ref Gas Supply+Methanex Stays+Increased Demand Response+Reduced Rankine Availability+Delayed Build+Constrained Operational Capacity | 3.3033 | 15.9476 | 39.1949
2033 | SIWEM_PERC | Medium Demand Growth+Ref Gas Supply+Methanex Stays+Increased Demand Response+Reduced Rankine Availability+Delayed Build+Constrained Operational Capacity | 1.2613 | 13.6353 | 46.6432
2034 | SIWEM_PERC | Medium Demand Growth+Ref Gas Supply+Methanex Stays+Increased Demand Response+Reduced Rankine Availability+Delayed Build+Constrained Operational Capacity | -0.46956 | 11.6703 | 43.9185
2035 | SIWEM_PERC | Medium Demand Growth+Ref Gas Supply+Methanex Stays+Increased Demand Response+Reduced Rankine Availability+Delayed Build+Constrained Operational Capacity | -1.9175 | 10.022 | 43.0613
2026 | NZWEM_PERC | Medium Demand Growth+Ref Gas Supply+Methanex Stays+Increased Demand Response+Reduced Rankine Availability+Delayed Build+Constrained Operational Capacity+Low Wind & Solar | 8.8742 | 8.8742 | 8.8742
2027 | NZWEM_PERC | Medium Demand Growth+Ref Gas Supply+Methanex Stays+Increased Demand Response+Reduced Rankine Availability+Delayed Build+Constrained Operational Capacity+Low Wind & Solar | -2.4287 | -2.3046 | -2.1573
2028 | NZWEM_PERC | Medium Demand Growth+Ref Gas Supply+Methanex Stays+Increased Demand Response+Reduced Rankine Availability+Delayed Build+Constrained Operational Capacity+Low Wind & Solar | -1.1323 | 0.11147 | 0.38214
2029 | NZWEM_PERC | Medium Demand Growth+Ref Gas Supply+Methanex Stays+Increased Demand Response+Reduced Rankine Availability+Delayed Build+Constrained Operational Capacity+Low Wind & Solar | -3.3641 | -0.97231 | -0.22943
2030 | NZWEM_PERC | Medium Demand Growth+Ref Gas Supply+Methanex Stays+Increased Demand Response+Reduced Rankine Availability+Delayed Build+Constrained Operational Capacity+Low Wind & Solar | -5.1671 | 2.3267 | 8.6611
2031 | NZWEM_PERC | Medium Demand Growth+Ref Gas Supply+Methanex Stays+Increased Demand Response+Reduced Rankine Availability+Delayed Build+Constrained Operational Capacity+Low Wind & Solar | -8.5629 | 1.2331 | 8.3088
2032 | NZWEM_PERC | Medium Demand Growth+Ref Gas Supply+Methanex Stays+Increased Demand Response+Reduced Rankine Availability+Delayed Build+Constrained Operational Capacity+Low Wind & Solar | -10.4813 | -0.35097 | 11.2458
2033 | NZWEM_PERC | Medium Demand Growth+Ref Gas Supply+Methanex Stays+Increased Demand Response+Reduced Rankine Availability+Delayed Build+Constrained Operational Capacity+Low Wind & Solar | -12.5945 | -2.6368 | 13.4483
2034 | NZWEM_PERC | Medium Demand Growth+Ref Gas Supply+Methanex Stays+Increased Demand Response+Reduced Rankine Availability+Delayed Build+Constrained Operational Capacity+Low Wind & Solar | -14.1714 | -4.1369 | 12.4127
2035 | NZWEM_PERC | Medium Demand Growth+Ref Gas Supply+Methanex Stays+Increased Demand Response+Reduced Rankine Availability+Delayed Build+Constrained Operational Capacity+Low Wind & Solar | -15.8359 | -5.6007 | 11.9645
2026 | NIWCM | Medium Demand Growth+Ref Gas Supply+Methanex Stays+Increased Demand Response+Reduced Rankine Availability+Delayed Build+Constrained Operational Capacity+Low Wind & Solar | 267.5718 | 267.5718 | 267.5718
2027 | NIWCM | Medium Demand Growth+Ref Gas Supply+Methanex Stays+Increased Demand Response+Reduced Rankine Availability+Delayed Build+Constrained Operational Capacity+Low Wind & Solar | 89.1849 | 89.1849 | 89.1849
2028 | NIWCM | Medium Demand Growth+Ref Gas Supply+Methanex Stays+Increased Demand Response+Reduced Rankine Availability+Delayed Build+Constrained Operational Capacity+Low Wind & Solar | 190.0947 | 190.0947 | 190.0947
2029 | NIWCM | Medium Demand Growth+Ref Gas Supply+Methanex Stays+Increased Demand Response+Reduced Rankine Availability+Delayed Build+Constrained Operational Capacity+Low Wind & Solar | -29.9235 | 52.1493 | 52.1493
2030 | NIWCM | Medium Demand Growth+Ref Gas Supply+Methanex Stays+Increased Demand Response+Reduced Rankine Availability+Delayed Build+Constrained Operational Capacity+Low Wind & Solar | -152.6664 | 357.8799 | 473.4375
2031 | NIWCM | Medium Demand Growth+Ref Gas Supply+Methanex Stays+Increased Demand Response+Reduced Rankine Availability+Delayed Build+Constrained Operational Capacity+Low Wind & Solar | -340.0093 | 310.7512 | 468.0428
2032 | NIWCM | Medium Demand Growth+Ref Gas Supply+Methanex Stays+Increased Demand Response+Reduced Rankine Availability+Delayed Build+Constrained Operational Capacity+Low Wind & Solar | -499.6549 | 210.8551 | 423.3141
2033 | NIWCM | Medium Demand Growth+Ref Gas Supply+Methanex Stays+Increased Demand Response+Reduced Rankine Availability+Delayed Build+Constrained Operational Capacity+Low Wind & Solar | -610.56 | 110.5018 | 381.815
2034 | NIWCM | Medium Demand Growth+Ref Gas Supply+Methanex Stays+Increased Demand Response+Reduced Rankine Availability+Delayed Build+Constrained Operational Capacity+Low Wind & Solar | -773.7908 | -48.3355 | 244.8088
2035 | NIWCM | Medium Demand Growth+Ref Gas Supply+Methanex Stays+Increased Demand Response+Reduced Rankine Availability+Delayed Build+Constrained Operational Capacity+Low Wind & Solar | -920.5769 | -167.5742 | 136.7775
2026 | SIWEM_PERC | Medium Demand Growth+Ref Gas Supply+Methanex Stays+Increased Demand Response+Reduced Rankine Availability+Delayed Build+Constrained Operational Capacity+Low Wind & Solar | 23.2233 | 23.2233 | 23.2233
2027 | SIWEM_PERC | Medium Demand Growth+Ref Gas Supply+Methanex Stays+Increased Demand Response+Reduced Rankine Availability+Delayed Build+Constrained Operational Capacity+Low Wind & Solar | 17.7461 | 17.81 | 17.81
2028 | SIWEM_PERC | Medium Demand Growth+Ref Gas Supply+Methanex Stays+Increased Demand Response+Reduced Rankine Availability+Delayed Build+Constrained Operational Capacity+Low Wind & Solar | 17.5413 | 19.2841 | 19.2841
2029 | SIWEM_PERC | Medium Demand Growth+Ref Gas Supply+Methanex Stays+Increased Demand Response+Reduced Rankine Availability+Delayed Build+Constrained Operational Capacity+Low Wind & Solar | 10.3517 | 14.5864 | 14.5864
2030 | SIWEM_PERC | Medium Demand Growth+Ref Gas Supply+Methanex Stays+Increased Demand Response+Reduced Rankine Availability+Delayed Build+Constrained Operational Capacity+Low Wind & Solar | 7.6541 | 18.0501 | 29.1163
2031 | SIWEM_PERC | Medium Demand Growth+Ref Gas Supply+Methanex Stays+Increased Demand Response+Reduced Rankine Availability+Delayed Build+Constrained Operational Capacity+Low Wind & Solar | 4.2058 | 14.2554 | 26.5745
2032 | SIWEM_PERC | Medium Demand Growth+Ref Gas Supply+Methanex Stays+Increased Demand Response+Reduced Rankine Availability+Delayed Build+Constrained Operational Capacity+Low Wind & Solar | 2.4503 | 13.8614 | 30.4395
2033 | SIWEM_PERC | Medium Demand Growth+Ref Gas Supply+Methanex Stays+Increased Demand Response+Reduced Rankine Availability+Delayed Build+Constrained Operational Capacity+Low Wind & Solar | 0.42653 | 11.5937 | 35.5733
2034 | SIWEM_PERC | Medium Demand Growth+Ref Gas Supply+Methanex Stays+Increased Demand Response+Reduced Rankine Availability+Delayed Build+Constrained Operational Capacity+Low Wind & Solar | -1.2885 | 9.6673 | 32.8098
2035 | SIWEM_PERC | Medium Demand Growth+Ref Gas Supply+Methanex Stays+Increased Demand Response+Reduced Rankine Availability+Delayed Build+Constrained Operational Capacity+Low Wind & Solar | -2.723 | 8.052 | 31.7144
2026 | NZWEM_PERC | Medium Demand Growth+Ref Gas Supply+Methanex Stays+Increased Demand Response+Reduced Rankine Availability+Delayed Build+Upgraded HVDC | 9.7837 | 9.7837 | 9.7837
2027 | NZWEM_PERC | Medium Demand Growth+Ref Gas Supply+Methanex Stays+Increased Demand Response+Reduced Rankine Availability+Delayed Build+Upgraded HVDC | -1.4982 | -1.3607 | -1.1975
2028 | NZWEM_PERC | Medium Demand Growth+Ref Gas Supply+Methanex Stays+Increased Demand Response+Reduced Rankine Availability+Delayed Build+Upgraded HVDC | 0.016114 | 1.3943 | 1.6942
2029 | NZWEM_PERC | Medium Demand Growth+Ref Gas Supply+Methanex Stays+Increased Demand Response+Reduced Rankine Availability+Delayed Build+Upgraded HVDC | -2.111 | 0.53929 | 1.3625
2030 | NZWEM_PERC | Medium Demand Growth+Ref Gas Supply+Methanex Stays+Increased Demand Response+Reduced Rankine Availability+Delayed Build+Upgraded HVDC | -3.8591 | 4.4446 | 11.4636
2031 | NZWEM_PERC | Medium Demand Growth+Ref Gas Supply+Methanex Stays+Increased Demand Response+Reduced Rankine Availability+Delayed Build+Upgraded HVDC | -7.2982 | 3.5565 | 11.3969
2032 | NZWEM_PERC | Medium Demand Growth+Ref Gas Supply+Methanex Stays+Increased Demand Response+Reduced Rankine Availability+Delayed Build+Upgraded HVDC | -9.2454 | 1.9797 | 14.793
2033 | NZWEM_PERC | Medium Demand Growth+Ref Gas Supply+Methanex Stays+Increased Demand Response+Reduced Rankine Availability+Delayed Build+Upgraded HVDC | -11.3895 | -0.36415 | 17.4234
2034 | NZWEM_PERC | Medium Demand Growth+Ref Gas Supply+Methanex Stays+Increased Demand Response+Reduced Rankine Availability+Delayed Build+Upgraded HVDC | -12.9943 | -1.8837 | 16.3843
2035 | NZWEM_PERC | Medium Demand Growth+Ref Gas Supply+Methanex Stays+Increased Demand Response+Reduced Rankine Availability+Delayed Build+Upgraded HVDC | -14.6851 | -3.398 | 15.997
2026 | NIWCM | Medium Demand Growth+Ref Gas Supply+Methanex Stays+Increased Demand Response+Reduced Rankine Availability+Delayed Build+Upgraded HVDC | 796.8961 | 796.8961 | 796.8961
2027 | NIWCM | Medium Demand Growth+Ref Gas Supply+Methanex Stays+Increased Demand Response+Reduced Rankine Availability+Delayed Build+Upgraded HVDC | 628.9691 | 630.9799 | 633.4524
2028 | NIWCM | Medium Demand Growth+Ref Gas Supply+Methanex Stays+Increased Demand Response+Reduced Rankine Availability+Delayed Build+Upgraded HVDC | 792.1709 | 812.114 | 816.6505
2029 | NIWCM | Medium Demand Growth+Ref Gas Supply+Methanex Stays+Increased Demand Response+Reduced Rankine Availability+Delayed Build+Upgraded HVDC | 611.7767 | 738.2908 | 751.8831
2030 | NIWCM | Medium Demand Growth+Ref Gas Supply+Methanex Stays+Increased Demand Response+Reduced Rankine Availability+Delayed Build+Upgraded HVDC | 518.7478 | 1226.4637 | 1493.7237
2031 | NIWCM | Medium Demand Growth+Ref Gas Supply+Methanex Stays+Increased Demand Response+Reduced Rankine Availability+Delayed Build+Upgraded HVDC | 334.5277 | 1257.8484 | 1591.3348
2032 | NIWCM | Medium Demand Growth+Ref Gas Supply+Methanex Stays+Increased Demand Response+Reduced Rankine Availability+Delayed Build+Upgraded HVDC | 176.0164 | 1168.1806 | 1714.6813
2033 | NIWCM | Medium Demand Growth+Ref Gas Supply+Methanex Stays+Increased Demand Response+Reduced Rankine Availability+Delayed Build+Upgraded HVDC | 67.1751 | 1072.0547 | 1852.6681
2034 | NIWCM | Medium Demand Growth+Ref Gas Supply+Methanex Stays+Increased Demand Response+Reduced Rankine Availability+Delayed Build+Upgraded HVDC | -94.9302 | 931.5026 | 1751.0175
2035 | NIWCM | Medium Demand Growth+Ref Gas Supply+Methanex Stays+Increased Demand Response+Reduced Rankine Availability+Delayed Build+Upgraded HVDC | -241.9938 | 815.7791 | 1709.5775
2026 | SIWEM_PERC | Medium Demand Growth+Ref Gas Supply+Methanex Stays+Increased Demand Response+Reduced Rankine Availability+Delayed Build+Upgraded HVDC | 25.8119 | 25.8119 | 25.8119
2027 | SIWEM_PERC | Medium Demand Growth+Ref Gas Supply+Methanex Stays+Increased Demand Response+Reduced Rankine Availability+Delayed Build+Upgraded HVDC | 18.2316 | 18.3024 | 18.3024
2028 | SIWEM_PERC | Medium Demand Growth+Ref Gas Supply+Methanex Stays+Increased Demand Response+Reduced Rankine Availability+Delayed Build+Upgraded HVDC | 18.3211 | 20.2523 | 20.2523
2029 | SIWEM_PERC | Medium Demand Growth+Ref Gas Supply+Methanex Stays+Increased Demand Response+Reduced Rankine Availability+Delayed Build+Upgraded HVDC | 11.1191 | 15.8115 | 15.8115
2030 | SIWEM_PERC | Medium Demand Growth+Ref Gas Supply+Methanex Stays+Increased Demand Response+Reduced Rankine Availability+Delayed Build+Upgraded HVDC | 8.553 | 20.0726 | 32.3348
2031 | SIWEM_PERC | Medium Demand Growth+Ref Gas Supply+Methanex Stays+Increased Demand Response+Reduced Rankine Availability+Delayed Build+Upgraded HVDC | 5.0748 | 16.2105 | 29.861
2032 | SIWEM_PERC | Medium Demand Growth+Ref Gas Supply+Methanex Stays+Increased Demand Response+Reduced Rankine Availability+Delayed Build+Upgraded HVDC | 3.3033 | 15.9476 | 39.1949
2033 | SIWEM_PERC | Medium Demand Growth+Ref Gas Supply+Methanex Stays+Increased Demand Response+Reduced Rankine Availability+Delayed Build+Upgraded HVDC | 1.2613 | 13.6353 | 46.6432
2034 | SIWEM_PERC | Medium Demand Growth+Ref Gas Supply+Methanex Stays+Increased Demand Response+Reduced Rankine Availability+Delayed Build+Upgraded HVDC | -0.46956 | 11.6703 | 43.9185
2035 | SIWEM_PERC | Medium Demand Growth+Ref Gas Supply+Methanex Stays+Increased Demand Response+Reduced Rankine Availability+Delayed Build+Upgraded HVDC | -1.9175 | 10.022 | 43.0613
2026 | NZWEM_PERC | Medium Demand Growth+Ref Gas Supply+Methanex Stays+Increased Demand Response+Reduced Rankine Availability+Delayed Build+Upgraded HVDC+Low Wind & Solar | 8.8742 | 8.8742 | 8.8742
2027 | NZWEM_PERC | Medium Demand Growth+Ref Gas Supply+Methanex Stays+Increased Demand Response+Reduced Rankine Availability+Delayed Build+Upgraded HVDC+Low Wind & Solar | -2.4287 | -2.3046 | -2.1573
2028 | NZWEM_PERC | Medium Demand Growth+Ref Gas Supply+Methanex Stays+Increased Demand Response+Reduced Rankine Availability+Delayed Build+Upgraded HVDC+Low Wind & Solar | -1.1323 | 0.11147 | 0.38214
2029 | NZWEM_PERC | Medium Demand Growth+Ref Gas Supply+Methanex Stays+Increased Demand Response+Reduced Rankine Availability+Delayed Build+Upgraded HVDC+Low Wind & Solar | -3.3641 | -0.97231 | -0.22943
2030 | NZWEM_PERC | Medium Demand Growth+Ref Gas Supply+Methanex Stays+Increased Demand Response+Reduced Rankine Availability+Delayed Build+Upgraded HVDC+Low Wind & Solar | -5.1671 | 2.3267 | 8.6611
2031 | NZWEM_PERC | Medium Demand Growth+Ref Gas Supply+Methanex Stays+Increased Demand Response+Reduced Rankine Availability+Delayed Build+Upgraded HVDC+Low Wind & Solar | -8.5629 | 1.2331 | 8.3088
2032 | NZWEM_PERC | Medium Demand Growth+Ref Gas Supply+Methanex Stays+Increased Demand Response+Reduced Rankine Availability+Delayed Build+Upgraded HVDC+Low Wind & Solar | -10.4813 | -0.35097 | 11.2458
2033 | NZWEM_PERC | Medium Demand Growth+Ref Gas Supply+Methanex Stays+Increased Demand Response+Reduced Rankine Availability+Delayed Build+Upgraded HVDC+Low Wind & Solar | -12.5945 | -2.6368 | 13.4483
2034 | NZWEM_PERC | Medium Demand Growth+Ref Gas Supply+Methanex Stays+Increased Demand Response+Reduced Rankine Availability+Delayed Build+Upgraded HVDC+Low Wind & Solar | -14.1714 | -4.1369 | 12.4127
2035 | NZWEM_PERC | Medium Demand Growth+Ref Gas Supply+Methanex Stays+Increased Demand Response+Reduced Rankine Availability+Delayed Build+Upgraded HVDC+Low Wind & Solar | -15.8359 | -5.6007 | 11.9645
2026 | NIWCM | Medium Demand Growth+Ref Gas Supply+Methanex Stays+Increased Demand Response+Reduced Rankine Availability+Delayed Build+Upgraded HVDC+Low Wind & Solar | 796.8961 | 796.8961 | 796.8961
2027 | NIWCM | Medium Demand Growth+Ref Gas Supply+Methanex Stays+Increased Demand Response+Reduced Rankine Availability+Delayed Build+Upgraded HVDC+Low Wind & Solar | 628.9691 | 630.9799 | 633.4524
2028 | NIWCM | Medium Demand Growth+Ref Gas Supply+Methanex Stays+Increased Demand Response+Reduced Rankine Availability+Delayed Build+Upgraded HVDC+Low Wind & Solar | 792.1709 | 812.114 | 816.6505
2029 | NIWCM | Medium Demand Growth+Ref Gas Supply+Methanex Stays+Increased Demand Response+Reduced Rankine Availability+Delayed Build+Upgraded HVDC+Low Wind & Solar | 611.7767 | 738.2908 | 751.8831
2030 | NIWCM | Medium Demand Growth+Ref Gas Supply+Methanex Stays+Increased Demand Response+Reduced Rankine Availability+Delayed Build+Upgraded HVDC+Low Wind & Solar | 518.7478 | 1226.4637 | 1493.7237
2031 | NIWCM | Medium Demand Growth+Ref Gas Supply+Methanex Stays+Increased Demand Response+Reduced Rankine Availability+Delayed Build+Upgraded HVDC+Low Wind & Solar | 334.5277 | 1257.8484 | 1591.3348
2032 | NIWCM | Medium Demand Growth+Ref Gas Supply+Methanex Stays+Increased Demand Response+Reduced Rankine Availability+Delayed Build+Upgraded HVDC+Low Wind & Solar | 176.0164 | 1168.1806 | 1714.6813
2033 | NIWCM | Medium Demand Growth+Ref Gas Supply+Methanex Stays+Increased Demand Response+Reduced Rankine Availability+Delayed Build+Upgraded HVDC+Low Wind & Solar | 67.1751 | 1072.0547 | 1852.6681
2034 | NIWCM | Medium Demand Growth+Ref Gas Supply+Methanex Stays+Increased Demand Response+Reduced Rankine Availability+Delayed Build+Upgraded HVDC+Low Wind & Solar | -94.9302 | 931.5026 | 1751.0175
2035 | NIWCM | Medium Demand Growth+Ref Gas Supply+Methanex Stays+Increased Demand Response+Reduced Rankine Availability+Delayed Build+Upgraded HVDC+Low Wind & Solar | -241.9938 | 815.7791 | 1709.5775
2026 | SIWEM_PERC | Medium Demand Growth+Ref Gas Supply+Methanex Stays+Increased Demand Response+Reduced Rankine Availability+Delayed Build+Upgraded HVDC+Low Wind & Solar | 23.2233 | 23.2233 | 23.2233
2027 | SIWEM_PERC | Medium Demand Growth+Ref Gas Supply+Methanex Stays+Increased Demand Response+Reduced Rankine Availability+Delayed Build+Upgraded HVDC+Low Wind & Solar | 17.7461 | 17.81 | 17.81
2028 | SIWEM_PERC | Medium Demand Growth+Ref Gas Supply+Methanex Stays+Increased Demand Response+Reduced Rankine Availability+Delayed Build+Upgraded HVDC+Low Wind & Solar | 17.5413 | 19.2841 | 19.2841
2029 | SIWEM_PERC | Medium Demand Growth+Ref Gas Supply+Methanex Stays+Increased Demand Response+Reduced Rankine Availability+Delayed Build+Upgraded HVDC+Low Wind & Solar | 10.3517 | 14.5864 | 14.5864
2030 | SIWEM_PERC | Medium Demand Growth+Ref Gas Supply+Methanex Stays+Increased Demand Response+Reduced Rankine Availability+Delayed Build+Upgraded HVDC+Low Wind & Solar | 7.6541 | 18.0501 | 29.1163
2031 | SIWEM_PERC | Medium Demand Growth+Ref Gas Supply+Methanex Stays+Increased Demand Response+Reduced Rankine Availability+Delayed Build+Upgraded HVDC+Low Wind & Solar | 4.2058 | 14.2554 | 26.5745
2032 | SIWEM_PERC | Medium Demand Growth+Ref Gas Supply+Methanex Stays+Increased Demand Response+Reduced Rankine Availability+Delayed Build+Upgraded HVDC+Low Wind & Solar | 2.4503 | 13.8614 | 30.4395
2033 | SIWEM_PERC | Medium Demand Growth+Ref Gas Supply+Methanex Stays+Increased Demand Response+Reduced Rankine Availability+Delayed Build+Upgraded HVDC+Low Wind & Solar | 0.42653 | 11.5937 | 35.5733
2034 | SIWEM_PERC | Medium Demand Growth+Ref Gas Supply+Methanex Stays+Increased Demand Response+Reduced Rankine Availability+Delayed Build+Upgraded HVDC+Low Wind & Solar | -1.2885 | 9.6673 | 32.8098
2035 | SIWEM_PERC | Medium Demand Growth+Ref Gas Supply+Methanex Stays+Increased Demand Response+Reduced Rankine Availability+Delayed Build+Upgraded HVDC+Low Wind & Solar | -2.723 | 8.052 | 31.7144
2026 | NZWEM_PERC | Medium Demand Growth+Ref Gas Supply+Methanex Stays+Increased Demand Response+Reduced Rankine Availability+Delayed Build+Upgraded HVDC+Constrained Operational Capacity | 9.7837 | 9.7837 | 9.7837
2027 | NZWEM_PERC | Medium Demand Growth+Ref Gas Supply+Methanex Stays+Increased Demand Response+Reduced Rankine Availability+Delayed Build+Upgraded HVDC+Constrained Operational Capacity | -1.4982 | -1.3607 | -1.1975
2028 | NZWEM_PERC | Medium Demand Growth+Ref Gas Supply+Methanex Stays+Increased Demand Response+Reduced Rankine Availability+Delayed Build+Upgraded HVDC+Constrained Operational Capacity | 0.016114 | 1.3943 | 1.6942
2029 | NZWEM_PERC | Medium Demand Growth+Ref Gas Supply+Methanex Stays+Increased Demand Response+Reduced Rankine Availability+Delayed Build+Upgraded HVDC+Constrained Operational Capacity | -2.111 | 0.53929 | 1.3625
2030 | NZWEM_PERC | Medium Demand Growth+Ref Gas Supply+Methanex Stays+Increased Demand Response+Reduced Rankine Availability+Delayed Build+Upgraded HVDC+Constrained Operational Capacity | -3.8591 | 4.4446 | 11.4636
2031 | NZWEM_PERC | Medium Demand Growth+Ref Gas Supply+Methanex Stays+Increased Demand Response+Reduced Rankine Availability+Delayed Build+Upgraded HVDC+Constrained Operational Capacity | -7.2982 | 3.5565 | 11.3969
2032 | NZWEM_PERC | Medium Demand Growth+Ref Gas Supply+Methanex Stays+Increased Demand Response+Reduced Rankine Availability+Delayed Build+Upgraded HVDC+Constrained Operational Capacity | -9.2454 | 1.9797 | 14.793
2033 | NZWEM_PERC | Medium Demand Growth+Ref Gas Supply+Methanex Stays+Increased Demand Response+Reduced Rankine Availability+Delayed Build+Upgraded HVDC+Constrained Operational Capacity | -11.3895 | -0.36415 | 17.4234
2034 | NZWEM_PERC | Medium Demand Growth+Ref Gas Supply+Methanex Stays+Increased Demand Response+Reduced Rankine Availability+Delayed Build+Upgraded HVDC+Constrained Operational Capacity | -12.9943 | -1.8837 | 16.3843
2035 | NZWEM_PERC | Medium Demand Growth+Ref Gas Supply+Methanex Stays+Increased Demand Response+Reduced Rankine Availability+Delayed Build+Upgraded HVDC+Constrained Operational Capacity | -14.6851 | -3.398 | 15.997
2026 | NIWCM | Medium Demand Growth+Ref Gas Supply+Methanex Stays+Increased Demand Response+Reduced Rankine Availability+Delayed Build+Upgraded HVDC+Constrained Operational Capacity | 267.5718 | 267.5718 | 267.5718
2027 | NIWCM | Medium Demand Growth+Ref Gas Supply+Methanex Stays+Increased Demand Response+Reduced Rankine Availability+Delayed Build+Upgraded HVDC+Constrained Operational Capacity | 89.1849 | 89.1849 | 89.1849
2028 | NIWCM | Medium Demand Growth+Ref Gas Supply+Methanex Stays+Increased Demand Response+Reduced Rankine Availability+Delayed Build+Upgraded HVDC+Constrained Operational Capacity | 190.0947 | 190.0947 | 190.0947
2029 | NIWCM | Medium Demand Growth+Ref Gas Supply+Methanex Stays+Increased Demand Response+Reduced Rankine Availability+Delayed Build+Upgraded HVDC+Constrained Operational Capacity | -29.9235 | 52.1493 | 52.1493
2030 | NIWCM | Medium Demand Growth+Ref Gas Supply+Methanex Stays+Increased Demand Response+Reduced Rankine Availability+Delayed Build+Upgraded HVDC+Constrained Operational Capacity | -152.6664 | 357.8799 | 473.4375
2031 | NIWCM | Medium Demand Growth+Ref Gas Supply+Methanex Stays+Increased Demand Response+Reduced Rankine Availability+Delayed Build+Upgraded HVDC+Constrained Operational Capacity | -340.0093 | 310.7512 | 468.0428
2032 | NIWCM | Medium Demand Growth+Ref Gas Supply+Methanex Stays+Increased Demand Response+Reduced Rankine Availability+Delayed Build+Upgraded HVDC+Constrained Operational Capacity | -499.6549 | 210.8551 | 423.3141
2033 | NIWCM | Medium Demand Growth+Ref Gas Supply+Methanex Stays+Increased Demand Response+Reduced Rankine Availability+Delayed Build+Upgraded HVDC+Constrained Operational Capacity | -610.56 | 110.5018 | 381.815
2034 | NIWCM | Medium Demand Growth+Ref Gas Supply+Methanex Stays+Increased Demand Response+Reduced Rankine Availability+Delayed Build+Upgraded HVDC+Constrained Operational Capacity | -773.7908 | -48.3355 | 244.8088
2035 | NIWCM | Medium Demand Growth+Ref Gas Supply+Methanex Stays+Increased Demand Response+Reduced Rankine Availability+Delayed Build+Upgraded HVDC+Constrained Operational Capacity | -920.5769 | -167.5742 | 136.7775
2026 | SIWEM_PERC | Medium Demand Growth+Ref Gas Supply+Methanex Stays+Increased Demand Response+Reduced Rankine Availability+Delayed Build+Upgraded HVDC+Constrained Operational Capacity | 25.8119 | 25.8119 | 25.8119
2027 | SIWEM_PERC | Medium Demand Growth+Ref Gas Supply+Methanex Stays+Increased Demand Response+Reduced Rankine Availability+Delayed Build+Upgraded HVDC+Constrained Operational Capacity | 18.2316 | 18.3024 | 18.3024
2028 | SIWEM_PERC | Medium Demand Growth+Ref Gas Supply+Methanex Stays+Increased Demand Response+Reduced Rankine Availability+Delayed Build+Upgraded HVDC+Constrained Operational Capacity | 18.3211 | 20.2523 | 20.2523
2029 | SIWEM_PERC | Medium Demand Growth+Ref Gas Supply+Methanex Stays+Increased Demand Response+Reduced Rankine Availability+Delayed Build+Upgraded HVDC+Constrained Operational Capacity | 11.1191 | 15.8115 | 15.8115
2030 | SIWEM_PERC | Medium Demand Growth+Ref Gas Supply+Methanex Stays+Increased Demand Response+Reduced Rankine Availability+Delayed Build+Upgraded HVDC+Constrained Operational Capacity | 8.553 | 20.0726 | 32.3348
2031 | SIWEM_PERC | Medium Demand Growth+Ref Gas Supply+Methanex Stays+Increased Demand Response+Reduced Rankine Availability+Delayed Build+Upgraded HVDC+Constrained Operational Capacity | 5.0748 | 16.2105 | 29.861
2032 | SIWEM_PERC | Medium Demand Growth+Ref Gas Supply+Methanex Stays+Increased Demand Response+Reduced Rankine Availability+Delayed Build+Upgraded HVDC+Constrained Operational Capacity | 3.3033 | 15.9476 | 39.1949
2033 | SIWEM_PERC | Medium Demand Growth+Ref Gas Supply+Methanex Stays+Increased Demand Response+Reduced Rankine Availability+Delayed Build+Upgraded HVDC+Constrained Operational Capacity | 1.2613 | 13.6353 | 46.6432
2034 | SIWEM_PERC | Medium Demand Growth+Ref Gas Supply+Methanex Stays+Increased Demand Response+Reduced Rankine Availability+Delayed Build+Upgraded HVDC+Constrained Operational Capacity | -0.46956 | 11.6703 | 43.9185
2035 | SIWEM_PERC | Medium Demand Growth+Ref Gas Supply+Methanex Stays+Increased Demand Response+Reduced Rankine Availability+Delayed Build+Upgraded HVDC+Constrained Operational Capacity | -1.9175 | 10.022 | 43.0613
2026 | NZWEM_PERC | Medium Demand Growth+Ref Gas Supply+Methanex Stays+Increased Demand Response+Reduced Rankine Availability+Delayed Build+Upgraded HVDC+Constrained Operational Capacity+Low Wind & Solar | 8.8742 | 8.8742 | 8.8742
2027 | NZWEM_PERC | Medium Demand Growth+Ref Gas Supply+Methanex Stays+Increased Demand Response+Reduced Rankine Availability+Delayed Build+Upgraded HVDC+Constrained Operational Capacity+Low Wind & Solar | -2.4287 | -2.3046 | -2.1573
2028 | NZWEM_PERC | Medium Demand Growth+Ref Gas Supply+Methanex Stays+Increased Demand Response+Reduced Rankine Availability+Delayed Build+Upgraded HVDC+Constrained Operational Capacity+Low Wind & Solar | -1.1323 | 0.11147 | 0.38214
2029 | NZWEM_PERC | Medium Demand Growth+Ref Gas Supply+Methanex Stays+Increased Demand Response+Reduced Rankine Availability+Delayed Build+Upgraded HVDC+Constrained Operational Capacity+Low Wind & Solar | -3.3641 | -0.97231 | -0.22943
2030 | NZWEM_PERC | Medium Demand Growth+Ref Gas Supply+Methanex Stays+Increased Demand Response+Reduced Rankine Availability+Delayed Build+Upgraded HVDC+Constrained Operational Capacity+Low Wind & Solar | -5.1671 | 2.3267 | 8.6611
2031 | NZWEM_PERC | Medium Demand Growth+Ref Gas Supply+Methanex Stays+Increased Demand Response+Reduced Rankine Availability+Delayed Build+Upgraded HVDC+Constrained Operational Capacity+Low Wind & Solar | -8.5629 | 1.2331 | 8.3088
2032 | NZWEM_PERC | Medium Demand Growth+Ref Gas Supply+Methanex Stays+Increased Demand Response+Reduced Rankine Availability+Delayed Build+Upgraded HVDC+Constrained Operational Capacity+Low Wind & Solar | -10.4813 | -0.35097 | 11.2458
2033 | NZWEM_PERC | Medium Demand Growth+Ref Gas Supply+Methanex Stays+Increased Demand Response+Reduced Rankine Availability+Delayed Build+Upgraded HVDC+Constrained Operational Capacity+Low Wind & Solar | -12.5945 | -2.6368 | 13.4483
2034 | NZWEM_PERC | Medium Demand Growth+Ref Gas Supply+Methanex Stays+Increased Demand Response+Reduced Rankine Availability+Delayed Build+Upgraded HVDC+Constrained Operational Capacity+Low Wind & Solar | -14.1714 | -4.1369 | 12.4127
2035 | NZWEM_PERC | Medium Demand Growth+Ref Gas Supply+Methanex Stays+Increased Demand Response+Reduced Rankine Availability+Delayed Build+Upgraded HVDC+Constrained Operational Capacity+Low Wind & Solar | -15.8359 | -5.6007 | 11.9645
2026 | NIWCM | Medium Demand Growth+Ref Gas Supply+Methanex Stays+Increased Demand Response+Reduced Rankine Availability+Delayed Build+Upgraded HVDC+Constrained Operational Capacity+Low Wind & Solar | 267.5718 | 267.5718 | 267.5718
2027 | NIWCM | Medium Demand Growth+Ref Gas Supply+Methanex Stays+Increased Demand Response+Reduced Rankine Availability+Delayed Build+Upgraded HVDC+Constrained Operational Capacity+Low Wind & Solar | 89.1849 | 89.1849 | 89.1849
2028 | NIWCM | Medium Demand Growth+Ref Gas Supply+Methanex Stays+Increased Demand Response+Reduced Rankine Availability+Delayed Build+Upgraded HVDC+Constrained Operational Capacity+Low Wind & Solar | 190.0947 | 190.0947 | 190.0947
2029 | NIWCM | Medium Demand Growth+Ref Gas Supply+Methanex Stays+Increased Demand Response+Reduced Rankine Availability+Delayed Build+Upgraded HVDC+Constrained Operational Capacity+Low Wind & Solar | -29.9235 | 52.1493 | 52.1493
2030 | NIWCM | Medium Demand Growth+Ref Gas Supply+Methanex Stays+Increased Demand Response+Reduced Rankine Availability+Delayed Build+Upgraded HVDC+Constrained Operational Capacity+Low Wind & Solar | -152.6664 | 357.8799 | 473.4375
2031 | NIWCM | Medium Demand Growth+Ref Gas Supply+Methanex Stays+Increased Demand Response+Reduced Rankine Availability+Delayed Build+Upgraded HVDC+Constrained Operational Capacity+Low Wind & Solar | -340.0093 | 310.7512 | 468.0428
2032 | NIWCM | Medium Demand Growth+Ref Gas Supply+Methanex Stays+Increased Demand Response+Reduced Rankine Availability+Delayed Build+Upgraded HVDC+Constrained Operational Capacity+Low Wind & Solar | -499.6549 | 210.8551 | 423.3141
2033 | NIWCM | Medium Demand Growth+Ref Gas Supply+Methanex Stays+Increased Demand Response+Reduced Rankine Availability+Delayed Build+Upgraded HVDC+Constrained Operational Capacity+Low Wind & Solar | -610.56 | 110.5018 | 381.815
2034 | NIWCM | Medium Demand Growth+Ref Gas Supply+Methanex Stays+Increased Demand Response+Reduced Rankine Availability+Delayed Build+Upgraded HVDC+Constrained Operational Capacity+Low Wind & Solar | -773.7908 | -48.3355 | 244.8088
2035 | NIWCM | Medium Demand Growth+Ref Gas Supply+Methanex Stays+Increased Demand Response+Reduced Rankine Availability+Delayed Build+Upgraded HVDC+Constrained Operational Capacity+Low Wind & Solar | -920.5769 | -167.5742 | 136.7775
2026 | SIWEM_PERC | Medium Demand Growth+Ref Gas Supply+Methanex Stays+Increased Demand Response+Reduced Rankine Availability+Delayed Build+Upgraded HVDC+Constrained Operational Capacity+Low Wind & Solar | 23.2233 | 23.2233 | 23.2233
2027 | SIWEM_PERC | Medium Demand Growth+Ref Gas Supply+Methanex Stays+Increased Demand Response+Reduced Rankine Availability+Delayed Build+Upgraded HVDC+Constrained Operational Capacity+Low Wind & Solar | 17.7461 | 17.81 | 17.81
2028 | SIWEM_PERC | Medium Demand Growth+Ref Gas Supply+Methanex Stays+Increased Demand Response+Reduced Rankine Availability+Delayed Build+Upgraded HVDC+Constrained Operational Capacity+Low Wind & Solar | 17.5413 | 19.2841 | 19.2841
2029 | SIWEM_PERC | Medium Demand Growth+Ref Gas Supply+Methanex Stays+Increased Demand Response+Reduced Rankine Availability+Delayed Build+Upgraded HVDC+Constrained Operational Capacity+Low Wind & Solar | 10.3517 | 14.5864 | 14.5864
2030 | SIWEM_PERC | Medium Demand Growth+Ref Gas Supply+Methanex Stays+Increased Demand Response+Reduced Rankine Availability+Delayed Build+Upgraded HVDC+Constrained Operational Capacity+Low Wind & Solar | 7.6541 | 18.0501 | 29.1163
2031 | SIWEM_PERC | Medium Demand Growth+Ref Gas Supply+Methanex Stays+Increased Demand Response+Reduced Rankine Availability+Delayed Build+Upgraded HVDC+Constrained Operational Capacity+Low Wind & Solar | 4.2058 | 14.2554 | 26.5745
2032 | SIWEM_PERC | Medium Demand Growth+Ref Gas Supply+Methanex Stays+Increased Demand Response+Reduced Rankine Availability+Delayed Build+Upgraded HVDC+Constrained Operational Capacity+Low Wind & Solar | 2.4503 | 13.8614 | 30.4395
2033 | SIWEM_PERC | Medium Demand Growth+Ref Gas Supply+Methanex Stays+Increased Demand Response+Reduced Rankine Availability+Delayed Build+Upgraded HVDC+Constrained Operational Capacity+Low Wind & Solar | 0.42653 | 11.5937 | 35.5733
2034 | SIWEM_PERC | Medium Demand Growth+Ref Gas Supply+Methanex Stays+Increased Demand Response+Reduced Rankine Availability+Delayed Build+Upgraded HVDC+Constrained Operational Capacity+Low Wind & Solar | -1.2885 | 9.6673 | 32.8098
2035 | SIWEM_PERC | Medium Demand Growth+Ref Gas Supply+Methanex Stays+Increased Demand Response+Reduced Rankine Availability+Delayed Build+Upgraded HVDC+Constrained Operational Capacity+Low Wind & Solar | -2.723 | 8.052 | 31.7144
2026 | NZWEM_PERC | Medium Demand Growth+Expected Future Gas Supply+Methanex Stays | 17.9363 | 17.993 | 17.993
2027 | NZWEM_PERC | Medium Demand Growth+Expected Future Gas Supply+Methanex Stays | 13.0392 | 14.8178 | 15.1253
2028 | NZWEM_PERC | Medium Demand Growth+Expected Future Gas Supply+Methanex Stays | 11.1512 | 18.856 | 23.1293
2029 | NZWEM_PERC | Medium Demand Growth+Expected Future Gas Supply+Methanex Stays | 5.7585 | 16.3403 | 24.7125
2030 | NZWEM_PERC | Medium Demand Growth+Expected Future Gas Supply+Methanex Stays | 2.6898 | 14.9901 | 28.4816
2031 | NZWEM_PERC | Medium Demand Growth+Expected Future Gas Supply+Methanex Stays | -0.96477 | 11.0116 | 29.5833
2032 | NZWEM_PERC | Medium Demand Growth+Expected Future Gas Supply+Methanex Stays | -3.057 | 9.0031 | 28.0852
2033 | NZWEM_PERC | Medium Demand Growth+Expected Future Gas Supply+Methanex Stays | -5.3558 | 6.4039 | 26.611
2034 | NZWEM_PERC | Medium Demand Growth+Expected Future Gas Supply+Methanex Stays | -7.103 | 4.7712 | 24.5092
2035 | NZWEM_PERC | Medium Demand Growth+Expected Future Gas Supply+Methanex Stays | -8.927 | 2.7666 | 22.0626
2026 | NIWCM | Medium Demand Growth+Expected Future Gas Supply+Methanex Stays | 920.9691 | 921.7689 | 921.7689
2027 | NIWCM | Medium Demand Growth+Expected Future Gas Supply+Methanex Stays | 1076.3707 | 1108.2368 | 1112.7733
2028 | NIWCM | Medium Demand Growth+Expected Future Gas Supply+Methanex Stays | 1089.5103 | 1735.4791 | 1796.2242
2029 | NIWCM | Medium Demand Growth+Expected Future Gas Supply+Methanex Stays | 841.753 | 1732.1771 | 2055.5221
2030 | NIWCM | Medium Demand Growth+Expected Future Gas Supply+Methanex Stays | 587.5061 | 1601.8514 | 2121.3615
2031 | NIWCM | Medium Demand Growth+Expected Future Gas Supply+Methanex Stays | 410.1311 | 1442.2479 | 2212.9238
2032 | NIWCM | Medium Demand Growth+Expected Future Gas Supply+Methanex Stays | 245.5165 | 1298.9412 | 2118.0906
2033 | NIWCM | Medium Demand Growth+Expected Future Gas Supply+Methanex Stays | 55.9676 | 1114.9126 | 2011.4907
2034 | NIWCM | Medium Demand Growth+Expected Future Gas Supply+Methanex Stays | -111.8944 | 992.0695 | 1974.1668
2035 | NIWCM | Medium Demand Growth+Expected Future Gas Supply+Methanex Stays | -263.5569 | 852.1582 | 1842.2204
2026 | SIWEM_PERC | Medium Demand Growth+Expected Future Gas Supply+Methanex Stays | 49.1312 | 49.2915 | 49.2915
2027 | SIWEM_PERC | Medium Demand Growth+Expected Future Gas Supply+Methanex Stays | 34.7079 | 39.6848 | 40.5452
2028 | SIWEM_PERC | Medium Demand Growth+Expected Future Gas Supply+Methanex Stays | 29.3388 | 50.9208 | 61.804
2029 | SIWEM_PERC | Medium Demand Growth+Expected Future Gas Supply+Methanex Stays | 13.7498 | 42.7541 | 58.8026
2030 | SIWEM_PERC | Medium Demand Growth+Expected Future Gas Supply+Methanex Stays | 6.6467 | 38.7458 | 59.4
2031 | SIWEM_PERC | Medium Demand Growth+Expected Future Gas Supply+Methanex Stays | 3.1125 | 27.7402 | 58.5769
2032 | SIWEM_PERC | Medium Demand Growth+Expected Future Gas Supply+Methanex Stays | 1.3126 | 22.278 | 55.7227
2033 | SIWEM_PERC | Medium Demand Growth+Expected Future Gas Supply+Methanex Stays | -0.75867 | 15.1324 | 52.4517
2034 | SIWEM_PERC | Medium Demand Growth+Expected Future Gas Supply+Methanex Stays | -2.5134 | 10.6202 | 49.6588
2035 | SIWEM_PERC | Medium Demand Growth+Expected Future Gas Supply+Methanex Stays | -3.9808 | 7.7075 | 47.3039
2026 | NZWEM_PERC | Medium Demand Growth+Expected Future Gas Supply+Methanex Stays+Low Wind & Solar | 16.747 | 16.7981 | 16.7981
2027 | NZWEM_PERC | Medium Demand Growth+Expected Future Gas Supply+Methanex Stays+Low Wind & Solar | 11.7349 | 13.34 | 13.6175
2028 | NZWEM_PERC | Medium Demand Growth+Expected Future Gas Supply+Methanex Stays+Low Wind & Solar | 9.7765 | 16.7298 | 20.5863
2029 | NZWEM_PERC | Medium Demand Growth+Expected Future Gas Supply+Methanex Stays+Low Wind & Solar | 4.4081 | 13.9577 | 21.5134
2030 | NZWEM_PERC | Medium Demand Growth+Expected Future Gas Supply+Methanex Stays+Low Wind & Solar | 1.3885 | 12.536 | 24.7467
2031 | NZWEM_PERC | Medium Demand Growth+Expected Future Gas Supply+Methanex Stays+Low Wind & Solar | -2.223 | 8.6387 | 25.4329
2032 | NZWEM_PERC | Medium Demand Growth+Expected Future Gas Supply+Methanex Stays+Low Wind & Solar | -4.2866 | 6.6495 | 23.9366
2033 | NZWEM_PERC | Medium Demand Growth+Expected Future Gas Supply+Methanex Stays+Low Wind & Solar | -6.5547 | 4.109 | 22.4097
2034 | NZWEM_PERC | Medium Demand Growth+Expected Future Gas Supply+Methanex Stays+Low Wind & Solar | -8.2741 | 2.5296 | 20.4054
2035 | NZWEM_PERC | Medium Demand Growth+Expected Future Gas Supply+Methanex Stays+Low Wind & Solar | -10.0719 | 0.57513 | 18.0507
2026 | NIWCM | Medium Demand Growth+Expected Future Gas Supply+Methanex Stays+Low Wind & Solar | 920.9691 | 921.7689 | 921.7689
2027 | NIWCM | Medium Demand Growth+Expected Future Gas Supply+Methanex Stays+Low Wind & Solar | 1076.3707 | 1108.2368 | 1112.7733
2028 | NIWCM | Medium Demand Growth+Expected Future Gas Supply+Methanex Stays+Low Wind & Solar | 1089.5103 | 1735.4791 | 1796.2242
2029 | NIWCM | Medium Demand Growth+Expected Future Gas Supply+Methanex Stays+Low Wind & Solar | 841.753 | 1732.1771 | 2055.5221
2030 | NIWCM | Medium Demand Growth+Expected Future Gas Supply+Methanex Stays+Low Wind & Solar | 587.5061 | 1601.8514 | 2121.3615
2031 | NIWCM | Medium Demand Growth+Expected Future Gas Supply+Methanex Stays+Low Wind & Solar | 410.1311 | 1442.2479 | 2212.9238
2032 | NIWCM | Medium Demand Growth+Expected Future Gas Supply+Methanex Stays+Low Wind & Solar | 245.5165 | 1298.9412 | 2118.0906
2033 | NIWCM | Medium Demand Growth+Expected Future Gas Supply+Methanex Stays+Low Wind & Solar | 55.9676 | 1114.9126 | 2011.4907
2034 | NIWCM | Medium Demand Growth+Expected Future Gas Supply+Methanex Stays+Low Wind & Solar | -111.8944 | 992.0695 | 1974.1668
2035 | NIWCM | Medium Demand Growth+Expected Future Gas Supply+Methanex Stays+Low Wind & Solar | -263.5569 | 852.1582 | 1842.2204
2026 | SIWEM_PERC | Medium Demand Growth+Expected Future Gas Supply+Methanex Stays+Low Wind & Solar | 45.7649 | 45.9096 | 45.9096
2027 | SIWEM_PERC | Medium Demand Growth+Expected Future Gas Supply+Methanex Stays+Low Wind & Solar | 31.0581 | 35.5496 | 36.3261
2028 | SIWEM_PERC | Medium Demand Growth+Expected Future Gas Supply+Methanex Stays+Low Wind & Solar | 25.4881 | 44.965 | 55.7676
2029 | SIWEM_PERC | Medium Demand Growth+Expected Future Gas Supply+Methanex Stays+Low Wind & Solar | 10.0991 | 36.2236 | 55.3204
2030 | SIWEM_PERC | Medium Demand Growth+Expected Future Gas Supply+Methanex Stays+Low Wind & Solar | 5.7635 | 32.05 | 55.3849
2031 | SIWEM_PERC | Medium Demand Growth+Expected Future Gas Supply+Methanex Stays+Low Wind & Solar | 2.2597 | 21.2749 | 54.2585
2032 | SIWEM_PERC | Medium Demand Growth+Expected Future Gas Supply+Methanex Stays+Low Wind & Solar | 0.47602 | 15.8404 | 51.4863
2033 | SIWEM_PERC | Medium Demand Growth+Expected Future Gas Supply+Methanex Stays+Low Wind & Solar | -1.5768 | 9.3676 | 48.3088
2034 | SIWEM_PERC | Medium Demand Growth+Expected Future Gas Supply+Methanex Stays+Low Wind & Solar | -3.3156 | 7.4153 | 45.5967
2035 | SIWEM_PERC | Medium Demand Growth+Expected Future Gas Supply+Methanex Stays+Low Wind & Solar | -4.7693 | 5.7789 | 43.3109
2026 | NZWEM_PERC | Medium Demand Growth+Expected Future Gas Supply+Methanex Stays+Constrained Operational Capacity | 17.9363 | 17.993 | 17.993
2027 | NZWEM_PERC | Medium Demand Growth+Expected Future Gas Supply+Methanex Stays+Constrained Operational Capacity | 13.0392 | 14.8178 | 15.1253
2028 | NZWEM_PERC | Medium Demand Growth+Expected Future Gas Supply+Methanex Stays+Constrained Operational Capacity | 11.1512 | 18.856 | 23.1293
2029 | NZWEM_PERC | Medium Demand Growth+Expected Future Gas Supply+Methanex Stays+Constrained Operational Capacity | 5.7585 | 16.3403 | 24.7125
2030 | NZWEM_PERC | Medium Demand Growth+Expected Future Gas Supply+Methanex Stays+Constrained Operational Capacity | 2.6898 | 14.9901 | 28.4816
2031 | NZWEM_PERC | Medium Demand Growth+Expected Future Gas Supply+Methanex Stays+Constrained Operational Capacity | -0.96477 | 11.0116 | 29.5833
2032 | NZWEM_PERC | Medium Demand Growth+Expected Future Gas Supply+Methanex Stays+Constrained Operational Capacity | -3.057 | 9.0031 | 28.0852
2033 | NZWEM_PERC | Medium Demand Growth+Expected Future Gas Supply+Methanex Stays+Constrained Operational Capacity | -5.3558 | 6.4039 | 26.611
2034 | NZWEM_PERC | Medium Demand Growth+Expected Future Gas Supply+Methanex Stays+Constrained Operational Capacity | -7.103 | 4.7712 | 24.5092
2035 | NZWEM_PERC | Medium Demand Growth+Expected Future Gas Supply+Methanex Stays+Constrained Operational Capacity | -8.927 | 2.7666 | 22.0626
2026 | NIWCM | Medium Demand Growth+Expected Future Gas Supply+Methanex Stays+Constrained Operational Capacity | 325.6776 | 325.6776 | 325.6776
2027 | NIWCM | Medium Demand Growth+Expected Future Gas Supply+Methanex Stays+Constrained Operational Capacity | 454.6836 | 458.6512 | 458.6512
2028 | NIWCM | Medium Demand Growth+Expected Future Gas Supply+Methanex Stays+Constrained Operational Capacity | 435.8256 | 929.7399 | 937.5268
2029 | NIWCM | Medium Demand Growth+Expected Future Gas Supply+Methanex Stays+Constrained Operational Capacity | 170.0838 | 819.7627 | 976.2717
2030 | NIWCM | Medium Demand Growth+Expected Future Gas Supply+Methanex Stays+Constrained Operational Capacity | -87.289 | 649.6906 | 862.3063
2031 | NIWCM | Medium Demand Growth+Expected Future Gas Supply+Methanex Stays+Constrained Operational Capacity | -267.4032 | 480.9253 | 752.1464
2032 | NIWCM | Medium Demand Growth+Expected Future Gas Supply+Methanex Stays+Constrained Operational Capacity | -433.3615 | 319.5265 | 612.6282
2033 | NIWCM | Medium Demand Growth+Expected Future Gas Supply+Methanex Stays+Constrained Operational Capacity | -622.764 | 130.3566 | 435.4464
2034 | NIWCM | Medium Demand Growth+Expected Future Gas Supply+Methanex Stays+Constrained Operational Capacity | -792.7651 | 4.824 | 387.2187
2035 | NIWCM | Medium Demand Growth+Expected Future Gas Supply+Methanex Stays+Constrained Operational Capacity | -944.4174 | -136.7198 | 245.3193
2026 | SIWEM_PERC | Medium Demand Growth+Expected Future Gas Supply+Methanex Stays+Constrained Operational Capacity | 49.1312 | 49.2915 | 49.2915
2027 | SIWEM_PERC | Medium Demand Growth+Expected Future Gas Supply+Methanex Stays+Constrained Operational Capacity | 34.7079 | 39.6848 | 40.5452
2028 | SIWEM_PERC | Medium Demand Growth+Expected Future Gas Supply+Methanex Stays+Constrained Operational Capacity | 29.3388 | 50.9208 | 61.804
2029 | SIWEM_PERC | Medium Demand Growth+Expected Future Gas Supply+Methanex Stays+Constrained Operational Capacity | 13.7498 | 42.7541 | 58.8026
2030 | SIWEM_PERC | Medium Demand Growth+Expected Future Gas Supply+Methanex Stays+Constrained Operational Capacity | 6.6467 | 38.7458 | 59.4
2031 | SIWEM_PERC | Medium Demand Growth+Expected Future Gas Supply+Methanex Stays+Constrained Operational Capacity | 3.1125 | 27.7402 | 58.5769
2032 | SIWEM_PERC | Medium Demand Growth+Expected Future Gas Supply+Methanex Stays+Constrained Operational Capacity | 1.3126 | 22.278 | 55.7227
2033 | SIWEM_PERC | Medium Demand Growth+Expected Future Gas Supply+Methanex Stays+Constrained Operational Capacity | -0.75867 | 15.1324 | 52.4517
2034 | SIWEM_PERC | Medium Demand Growth+Expected Future Gas Supply+Methanex Stays+Constrained Operational Capacity | -2.5134 | 10.6202 | 49.6588
2035 | SIWEM_PERC | Medium Demand Growth+Expected Future Gas Supply+Methanex Stays+Constrained Operational Capacity | -3.9808 | 7.7075 | 47.3039
2026 | NZWEM_PERC | Medium Demand Growth+Expected Future Gas Supply+Methanex Stays+Constrained Operational Capacity+Low Wind & Solar | 16.747 | 16.7981 | 16.7981
2027 | NZWEM_PERC | Medium Demand Growth+Expected Future Gas Supply+Methanex Stays+Constrained Operational Capacity+Low Wind & Solar | 11.7349 | 13.34 | 13.6175
2028 | NZWEM_PERC | Medium Demand Growth+Expected Future Gas Supply+Methanex Stays+Constrained Operational Capacity+Low Wind & Solar | 9.7765 | 16.7298 | 20.5863
2029 | NZWEM_PERC | Medium Demand Growth+Expected Future Gas Supply+Methanex Stays+Constrained Operational Capacity+Low Wind & Solar | 4.4081 | 13.9577 | 21.5134
2030 | NZWEM_PERC | Medium Demand Growth+Expected Future Gas Supply+Methanex Stays+Constrained Operational Capacity+Low Wind & Solar | 1.3885 | 12.536 | 24.7467
2031 | NZWEM_PERC | Medium Demand Growth+Expected Future Gas Supply+Methanex Stays+Constrained Operational Capacity+Low Wind & Solar | -2.223 | 8.6387 | 25.4329
2032 | NZWEM_PERC | Medium Demand Growth+Expected Future Gas Supply+Methanex Stays+Constrained Operational Capacity+Low Wind & Solar | -4.2866 | 6.6495 | 23.9366
2033 | NZWEM_PERC | Medium Demand Growth+Expected Future Gas Supply+Methanex Stays+Constrained Operational Capacity+Low Wind & Solar | -6.5547 | 4.109 | 22.4097
2034 | NZWEM_PERC | Medium Demand Growth+Expected Future Gas Supply+Methanex Stays+Constrained Operational Capacity+Low Wind & Solar | -8.2741 | 2.5296 | 20.4054
2035 | NZWEM_PERC | Medium Demand Growth+Expected Future Gas Supply+Methanex Stays+Constrained Operational Capacity+Low Wind & Solar | -10.0719 | 0.57513 | 18.0507
2026 | NIWCM | Medium Demand Growth+Expected Future Gas Supply+Methanex Stays+Constrained Operational Capacity+Low Wind & Solar | 325.6776 | 325.6776 | 325.6776
2027 | NIWCM | Medium Demand Growth+Expected Future Gas Supply+Methanex Stays+Constrained Operational Capacity+Low Wind & Solar | 454.6836 | 458.6512 | 458.6512
2028 | NIWCM | Medium Demand Growth+Expected Future Gas Supply+Methanex Stays+Constrained Operational Capacity+Low Wind & Solar | 435.8256 | 929.7399 | 937.5268
2029 | NIWCM | Medium Demand Growth+Expected Future Gas Supply+Methanex Stays+Constrained Operational Capacity+Low Wind & Solar | 170.0838 | 819.7627 | 976.2717
2030 | NIWCM | Medium Demand Growth+Expected Future Gas Supply+Methanex Stays+Constrained Operational Capacity+Low Wind & Solar | -87.289 | 649.6906 | 862.3063
2031 | NIWCM | Medium Demand Growth+Expected Future Gas Supply+Methanex Stays+Constrained Operational Capacity+Low Wind & Solar | -267.4032 | 480.9253 | 752.1464
2032 | NIWCM | Medium Demand Growth+Expected Future Gas Supply+Methanex Stays+Constrained Operational Capacity+Low Wind & Solar | -433.3615 | 319.5265 | 612.6282
2033 | NIWCM | Medium Demand Growth+Expected Future Gas Supply+Methanex Stays+Constrained Operational Capacity+Low Wind & Solar | -622.764 | 130.3566 | 435.4464
2034 | NIWCM | Medium Demand Growth+Expected Future Gas Supply+Methanex Stays+Constrained Operational Capacity+Low Wind & Solar | -792.7651 | 4.824 | 387.2187
2035 | NIWCM | Medium Demand Growth+Expected Future Gas Supply+Methanex Stays+Constrained Operational Capacity+Low Wind & Solar | -944.4174 | -136.7198 | 245.3193
2026 | SIWEM_PERC | Medium Demand Growth+Expected Future Gas Supply+Methanex Stays+Constrained Operational Capacity+Low Wind & Solar | 45.7649 | 45.9096 | 45.9096
2027 | SIWEM_PERC | Medium Demand Growth+Expected Future Gas Supply+Methanex Stays+Constrained Operational Capacity+Low Wind & Solar | 31.0581 | 35.5496 | 36.3261
2028 | SIWEM_PERC | Medium Demand Growth+Expected Future Gas Supply+Methanex Stays+Constrained Operational Capacity+Low Wind & Solar | 25.4881 | 44.965 | 55.7676
2029 | SIWEM_PERC | Medium Demand Growth+Expected Future Gas Supply+Methanex Stays+Constrained Operational Capacity+Low Wind & Solar | 10.0991 | 36.2236 | 55.3204
2030 | SIWEM_PERC | Medium Demand Growth+Expected Future Gas Supply+Methanex Stays+Constrained Operational Capacity+Low Wind & Solar | 5.7635 | 32.05 | 55.3849
2031 | SIWEM_PERC | Medium Demand Growth+Expected Future Gas Supply+Methanex Stays+Constrained Operational Capacity+Low Wind & Solar | 2.2597 | 21.2749 | 54.2585
2032 | SIWEM_PERC | Medium Demand Growth+Expected Future Gas Supply+Methanex Stays+Constrained Operational Capacity+Low Wind & Solar | 0.47602 | 15.8404 | 51.4863
2033 | SIWEM_PERC | Medium Demand Growth+Expected Future Gas Supply+Methanex Stays+Constrained Operational Capacity+Low Wind & Solar | -1.5768 | 9.3676 | 48.3088
2034 | SIWEM_PERC | Medium Demand Growth+Expected Future Gas Supply+Methanex Stays+Constrained Operational Capacity+Low Wind & Solar | -3.3156 | 7.4153 | 45.5967
2035 | SIWEM_PERC | Medium Demand Growth+Expected Future Gas Supply+Methanex Stays+Constrained Operational Capacity+Low Wind & Solar | -4.7693 | 5.7789 | 43.3109
2026 | NZWEM_PERC | Medium Demand Growth+Expected Future Gas Supply+Methanex Stays+Upgraded HVDC | 17.9363 | 17.993 | 17.993
2027 | NZWEM_PERC | Medium Demand Growth+Expected Future Gas Supply+Methanex Stays+Upgraded HVDC | 13.0392 | 14.8178 | 15.1253
2028 | NZWEM_PERC | Medium Demand Growth+Expected Future Gas Supply+Methanex Stays+Upgraded HVDC | 11.1512 | 18.856 | 23.1293
2029 | NZWEM_PERC | Medium Demand Growth+Expected Future Gas Supply+Methanex Stays+Upgraded HVDC | 5.7585 | 16.3403 | 24.7125
2030 | NZWEM_PERC | Medium Demand Growth+Expected Future Gas Supply+Methanex Stays+Upgraded HVDC | 2.6898 | 14.9901 | 28.4816
2031 | NZWEM_PERC | Medium Demand Growth+Expected Future Gas Supply+Methanex Stays+Upgraded HVDC | -0.96477 | 11.0116 | 29.5833
2032 | NZWEM_PERC | Medium Demand Growth+Expected Future Gas Supply+Methanex Stays+Upgraded HVDC | -3.057 | 9.0031 | 28.0852
2033 | NZWEM_PERC | Medium Demand Growth+Expected Future Gas Supply+Methanex Stays+Upgraded HVDC | -5.3558 | 6.4039 | 26.611
2034 | NZWEM_PERC | Medium Demand Growth+Expected Future Gas Supply+Methanex Stays+Upgraded HVDC | -7.103 | 4.7712 | 24.5092
2035 | NZWEM_PERC | Medium Demand Growth+Expected Future Gas Supply+Methanex Stays+Upgraded HVDC | -8.927 | 2.7666 | 22.0626
2026 | NIWCM | Medium Demand Growth+Expected Future Gas Supply+Methanex Stays+Upgraded HVDC | 920.9691 | 921.7689 | 921.7689
2027 | NIWCM | Medium Demand Growth+Expected Future Gas Supply+Methanex Stays+Upgraded HVDC | 1076.3707 | 1108.2368 | 1112.7733
2028 | NIWCM | Medium Demand Growth+Expected Future Gas Supply+Methanex Stays+Upgraded HVDC | 1089.5103 | 1735.4791 | 1796.2242
2029 | NIWCM | Medium Demand Growth+Expected Future Gas Supply+Methanex Stays+Upgraded HVDC | 841.753 | 1732.1771 | 2055.5221
2030 | NIWCM | Medium Demand Growth+Expected Future Gas Supply+Methanex Stays+Upgraded HVDC | 587.5061 | 1601.8514 | 2121.3615
2031 | NIWCM | Medium Demand Growth+Expected Future Gas Supply+Methanex Stays+Upgraded HVDC | 410.1311 | 1442.2478 | 2222.5311
2032 | NIWCM | Medium Demand Growth+Expected Future Gas Supply+Methanex Stays+Upgraded HVDC | 245.5165 | 1298.9413 | 2117.5995
2033 | NIWCM | Medium Demand Growth+Expected Future Gas Supply+Methanex Stays+Upgraded HVDC | 55.9676 | 1114.9126 | 2011.5554
2034 | NIWCM | Medium Demand Growth+Expected Future Gas Supply+Methanex Stays+Upgraded HVDC | -111.8944 | 992.0695 | 1974.1654
2035 | NIWCM | Medium Demand Growth+Expected Future Gas Supply+Methanex Stays+Upgraded HVDC | -263.5569 | 852.1582 | 1842.2228
2026 | SIWEM_PERC | Medium Demand Growth+Expected Future Gas Supply+Methanex Stays+Upgraded HVDC | 49.1312 | 49.2915 | 49.2915
2027 | SIWEM_PERC | Medium Demand Growth+Expected Future Gas Supply+Methanex Stays+Upgraded HVDC | 34.7079 | 39.6848 | 40.5452
2028 | SIWEM_PERC | Medium Demand Growth+Expected Future Gas Supply+Methanex Stays+Upgraded HVDC | 29.3388 | 50.9208 | 62.7937
2029 | SIWEM_PERC | Medium Demand Growth+Expected Future Gas Supply+Methanex Stays+Upgraded HVDC | 13.7498 | 42.7541 | 65.0856
2030 | SIWEM_PERC | Medium Demand Growth+Expected Future Gas Supply+Methanex Stays+Upgraded HVDC | 6.6467 | 38.7458 | 74.1126
2031 | SIWEM_PERC | Medium Demand Growth+Expected Future Gas Supply+Methanex Stays+Upgraded HVDC | 3.1125 | 27.7402 | 76.3495
2032 | SIWEM_PERC | Medium Demand Growth+Expected Future Gas Supply+Methanex Stays+Upgraded HVDC | 1.3126 | 22.278 | 72.796
2033 | SIWEM_PERC | Medium Demand Growth+Expected Future Gas Supply+Methanex Stays+Upgraded HVDC | -0.75867 | 15.1324 | 68.9464
2034 | SIWEM_PERC | Medium Demand Growth+Expected Future Gas Supply+Methanex Stays+Upgraded HVDC | -2.5134 | 10.6202 | 63.603
2035 | SIWEM_PERC | Medium Demand Growth+Expected Future Gas Supply+Methanex Stays+Upgraded HVDC | -3.9808 | 7.7075 | 57.4858
2026 | NZWEM_PERC | Medium Demand Growth+Expected Future Gas Supply+Methanex Stays+Upgraded HVDC+Low Wind & Solar | 16.747 | 16.7981 | 16.7981
2027 | NZWEM_PERC | Medium Demand Growth+Expected Future Gas Supply+Methanex Stays+Upgraded HVDC+Low Wind & Solar | 11.7349 | 13.34 | 13.6175
2028 | NZWEM_PERC | Medium Demand Growth+Expected Future Gas Supply+Methanex Stays+Upgraded HVDC+Low Wind & Solar | 9.7765 | 16.7298 | 20.5863
2029 | NZWEM_PERC | Medium Demand Growth+Expected Future Gas Supply+Methanex Stays+Upgraded HVDC+Low Wind & Solar | 4.4081 | 13.9577 | 21.5134
2030 | NZWEM_PERC | Medium Demand Growth+Expected Future Gas Supply+Methanex Stays+Upgraded HVDC+Low Wind & Solar | 1.3885 | 12.536 | 24.7467
2031 | NZWEM_PERC | Medium Demand Growth+Expected Future Gas Supply+Methanex Stays+Upgraded HVDC+Low Wind & Solar | -2.223 | 8.6387 | 25.4329
2032 | NZWEM_PERC | Medium Demand Growth+Expected Future Gas Supply+Methanex Stays+Upgraded HVDC+Low Wind & Solar | -4.2866 | 6.6495 | 23.9366
2033 | NZWEM_PERC | Medium Demand Growth+Expected Future Gas Supply+Methanex Stays+Upgraded HVDC+Low Wind & Solar | -6.5547 | 4.109 | 22.4097
2034 | NZWEM_PERC | Medium Demand Growth+Expected Future Gas Supply+Methanex Stays+Upgraded HVDC+Low Wind & Solar | -8.2741 | 2.5296 | 20.4054
2035 | NZWEM_PERC | Medium Demand Growth+Expected Future Gas Supply+Methanex Stays+Upgraded HVDC+Low Wind & Solar | -10.0719 | 0.57513 | 18.0507
2026 | NIWCM | Medium Demand Growth+Expected Future Gas Supply+Methanex Stays+Upgraded HVDC+Low Wind & Solar | 920.9691 | 921.7689 | 921.7689
2027 | NIWCM | Medium Demand Growth+Expected Future Gas Supply+Methanex Stays+Upgraded HVDC+Low Wind & Solar | 1076.3707 | 1108.2368 | 1112.7733
2028 | NIWCM | Medium Demand Growth+Expected Future Gas Supply+Methanex Stays+Upgraded HVDC+Low Wind & Solar | 1089.5103 | 1735.4791 | 1796.2242
2029 | NIWCM | Medium Demand Growth+Expected Future Gas Supply+Methanex Stays+Upgraded HVDC+Low Wind & Solar | 841.753 | 1732.1771 | 2055.5221
2030 | NIWCM | Medium Demand Growth+Expected Future Gas Supply+Methanex Stays+Upgraded HVDC+Low Wind & Solar | 587.5061 | 1601.8514 | 2121.3615
2031 | NIWCM | Medium Demand Growth+Expected Future Gas Supply+Methanex Stays+Upgraded HVDC+Low Wind & Solar | 410.1311 | 1442.2478 | 2222.5311
2032 | NIWCM | Medium Demand Growth+Expected Future Gas Supply+Methanex Stays+Upgraded HVDC+Low Wind & Solar | 245.5165 | 1298.9413 | 2117.5995
2033 | NIWCM | Medium Demand Growth+Expected Future Gas Supply+Methanex Stays+Upgraded HVDC+Low Wind & Solar | 55.9676 | 1114.9126 | 2011.5554
2034 | NIWCM | Medium Demand Growth+Expected Future Gas Supply+Methanex Stays+Upgraded HVDC+Low Wind & Solar | -111.8944 | 992.0695 | 1974.1654
2035 | NIWCM | Medium Demand Growth+Expected Future Gas Supply+Methanex Stays+Upgraded HVDC+Low Wind & Solar | -263.5569 | 852.1582 | 1842.2228
2026 | SIWEM_PERC | Medium Demand Growth+Expected Future Gas Supply+Methanex Stays+Upgraded HVDC+Low Wind & Solar | 45.7649 | 45.9096 | 45.9096
2027 | SIWEM_PERC | Medium Demand Growth+Expected Future Gas Supply+Methanex Stays+Upgraded HVDC+Low Wind & Solar | 31.0581 | 35.5496 | 36.3261
2028 | SIWEM_PERC | Medium Demand Growth+Expected Future Gas Supply+Methanex Stays+Upgraded HVDC+Low Wind & Solar | 25.4881 | 44.965 | 55.7676
2029 | SIWEM_PERC | Medium Demand Growth+Expected Future Gas Supply+Methanex Stays+Upgraded HVDC+Low Wind & Solar | 10.0991 | 36.2236 | 56.7893
2030 | SIWEM_PERC | Medium Demand Growth+Expected Future Gas Supply+Methanex Stays+Upgraded HVDC+Low Wind & Solar | 5.7635 | 32.05 | 64.4739
2031 | SIWEM_PERC | Medium Demand Growth+Expected Future Gas Supply+Methanex Stays+Upgraded HVDC+Low Wind & Solar | 2.2597 | 21.2749 | 65.8928
2032 | SIWEM_PERC | Medium Demand Growth+Expected Future Gas Supply+Methanex Stays+Upgraded HVDC+Low Wind & Solar | 0.47602 | 15.8404 | 62.0842
2033 | SIWEM_PERC | Medium Demand Growth+Expected Future Gas Supply+Methanex Stays+Upgraded HVDC+Low Wind & Solar | -1.5768 | 9.3676 | 58.0809
2034 | SIWEM_PERC | Medium Demand Growth+Expected Future Gas Supply+Methanex Stays+Upgraded HVDC+Low Wind & Solar | -3.3156 | 7.4153 | 52.9494
2035 | SIWEM_PERC | Medium Demand Growth+Expected Future Gas Supply+Methanex Stays+Upgraded HVDC+Low Wind & Solar | -4.7693 | 5.7789 | 47.0135
2026 | NZWEM_PERC | Medium Demand Growth+Expected Future Gas Supply+Methanex Stays+Upgraded HVDC+Constrained Operational Capacity | 17.9363 | 17.993 | 17.993
2027 | NZWEM_PERC | Medium Demand Growth+Expected Future Gas Supply+Methanex Stays+Upgraded HVDC+Constrained Operational Capacity | 13.0392 | 14.8178 | 15.1253
2028 | NZWEM_PERC | Medium Demand Growth+Expected Future Gas Supply+Methanex Stays+Upgraded HVDC+Constrained Operational Capacity | 11.1512 | 18.856 | 23.1293
2029 | NZWEM_PERC | Medium Demand Growth+Expected Future Gas Supply+Methanex Stays+Upgraded HVDC+Constrained Operational Capacity | 5.7585 | 16.3403 | 24.7125
2030 | NZWEM_PERC | Medium Demand Growth+Expected Future Gas Supply+Methanex Stays+Upgraded HVDC+Constrained Operational Capacity | 2.6898 | 14.9901 | 28.4816
2031 | NZWEM_PERC | Medium Demand Growth+Expected Future Gas Supply+Methanex Stays+Upgraded HVDC+Constrained Operational Capacity | -0.96477 | 11.0116 | 29.5833
2032 | NZWEM_PERC | Medium Demand Growth+Expected Future Gas Supply+Methanex Stays+Upgraded HVDC+Constrained Operational Capacity | -3.057 | 9.0031 | 28.0852
2033 | NZWEM_PERC | Medium Demand Growth+Expected Future Gas Supply+Methanex Stays+Upgraded HVDC+Constrained Operational Capacity | -5.3558 | 6.4039 | 26.611
2034 | NZWEM_PERC | Medium Demand Growth+Expected Future Gas Supply+Methanex Stays+Upgraded HVDC+Constrained Operational Capacity | -7.103 | 4.7712 | 24.5092
2035 | NZWEM_PERC | Medium Demand Growth+Expected Future Gas Supply+Methanex Stays+Upgraded HVDC+Constrained Operational Capacity | -8.927 | 2.7666 | 22.0626
2026 | NIWCM | Medium Demand Growth+Expected Future Gas Supply+Methanex Stays+Upgraded HVDC+Constrained Operational Capacity | 325.6776 | 325.6776 | 325.6776
2027 | NIWCM | Medium Demand Growth+Expected Future Gas Supply+Methanex Stays+Upgraded HVDC+Constrained Operational Capacity | 454.6836 | 458.6512 | 458.6512
2028 | NIWCM | Medium Demand Growth+Expected Future Gas Supply+Methanex Stays+Upgraded HVDC+Constrained Operational Capacity | 435.8256 | 929.7399 | 937.5268
2029 | NIWCM | Medium Demand Growth+Expected Future Gas Supply+Methanex Stays+Upgraded HVDC+Constrained Operational Capacity | 170.0838 | 819.7627 | 976.2717
2030 | NIWCM | Medium Demand Growth+Expected Future Gas Supply+Methanex Stays+Upgraded HVDC+Constrained Operational Capacity | -87.289 | 649.6906 | 862.3063
2031 | NIWCM | Medium Demand Growth+Expected Future Gas Supply+Methanex Stays+Upgraded HVDC+Constrained Operational Capacity | -267.4032 | 480.9253 | 752.1464
2032 | NIWCM | Medium Demand Growth+Expected Future Gas Supply+Methanex Stays+Upgraded HVDC+Constrained Operational Capacity | -433.3615 | 319.5265 | 612.6282
2033 | NIWCM | Medium Demand Growth+Expected Future Gas Supply+Methanex Stays+Upgraded HVDC+Constrained Operational Capacity | -622.764 | 130.3566 | 435.4464
2034 | NIWCM | Medium Demand Growth+Expected Future Gas Supply+Methanex Stays+Upgraded HVDC+Constrained Operational Capacity | -792.7651 | 4.824 | 387.2187
2035 | NIWCM | Medium Demand Growth+Expected Future Gas Supply+Methanex Stays+Upgraded HVDC+Constrained Operational Capacity | -944.4174 | -136.7198 | 245.3193
2026 | SIWEM_PERC | Medium Demand Growth+Expected Future Gas Supply+Methanex Stays+Upgraded HVDC+Constrained Operational Capacity | 49.1312 | 49.2915 | 49.2915
2027 | SIWEM_PERC | Medium Demand Growth+Expected Future Gas Supply+Methanex Stays+Upgraded HVDC+Constrained Operational Capacity | 34.7079 | 39.6848 | 40.5452
2028 | SIWEM_PERC | Medium Demand Growth+Expected Future Gas Supply+Methanex Stays+Upgraded HVDC+Constrained Operational Capacity | 29.3388 | 50.9208 | 62.7937
2029 | SIWEM_PERC | Medium Demand Growth+Expected Future Gas Supply+Methanex Stays+Upgraded HVDC+Constrained Operational Capacity | 13.7498 | 42.7541 | 65.0856
2030 | SIWEM_PERC | Medium Demand Growth+Expected Future Gas Supply+Methanex Stays+Upgraded HVDC+Constrained Operational Capacity | 6.6467 | 38.7458 | 74.1126
2031 | SIWEM_PERC | Medium Demand Growth+Expected Future Gas Supply+Methanex Stays+Upgraded HVDC+Constrained Operational Capacity | 3.1125 | 27.7402 | 76.3495
2032 | SIWEM_PERC | Medium Demand Growth+Expected Future Gas Supply+Methanex Stays+Upgraded HVDC+Constrained Operational Capacity | 1.3126 | 22.278 | 72.796
2033 | SIWEM_PERC | Medium Demand Growth+Expected Future Gas Supply+Methanex Stays+Upgraded HVDC+Constrained Operational Capacity | -0.75867 | 15.1324 | 68.9464
2034 | SIWEM_PERC | Medium Demand Growth+Expected Future Gas Supply+Methanex Stays+Upgraded HVDC+Constrained Operational Capacity | -2.5134 | 10.6202 | 63.603
2035 | SIWEM_PERC | Medium Demand Growth+Expected Future Gas Supply+Methanex Stays+Upgraded HVDC+Constrained Operational Capacity | -3.9808 | 7.7075 | 57.4858
2026 | NZWEM_PERC | Medium Demand Growth+Expected Future Gas Supply+Methanex Stays+Upgraded HVDC+Constrained Operational Capacity+Low Wind & Solar | 16.747 | 16.7981 | 16.7981
2027 | NZWEM_PERC | Medium Demand Growth+Expected Future Gas Supply+Methanex Stays+Upgraded HVDC+Constrained Operational Capacity+Low Wind & Solar | 11.7349 | 13.34 | 13.6175
2028 | NZWEM_PERC | Medium Demand Growth+Expected Future Gas Supply+Methanex Stays+Upgraded HVDC+Constrained Operational Capacity+Low Wind & Solar | 9.7765 | 16.7298 | 20.5863
2029 | NZWEM_PERC | Medium Demand Growth+Expected Future Gas Supply+Methanex Stays+Upgraded HVDC+Constrained Operational Capacity+Low Wind & Solar | 4.4081 | 13.9577 | 21.5134
2030 | NZWEM_PERC | Medium Demand Growth+Expected Future Gas Supply+Methanex Stays+Upgraded HVDC+Constrained Operational Capacity+Low Wind & Solar | 1.3885 | 12.536 | 24.7467
2031 | NZWEM_PERC | Medium Demand Growth+Expected Future Gas Supply+Methanex Stays+Upgraded HVDC+Constrained Operational Capacity+Low Wind & Solar | -2.223 | 8.6387 | 25.4329
2032 | NZWEM_PERC | Medium Demand Growth+Expected Future Gas Supply+Methanex Stays+Upgraded HVDC+Constrained Operational Capacity+Low Wind & Solar | -4.2866 | 6.6495 | 23.9366
2033 | NZWEM_PERC | Medium Demand Growth+Expected Future Gas Supply+Methanex Stays+Upgraded HVDC+Constrained Operational Capacity+Low Wind & Solar | -6.5547 | 4.109 | 22.4097
2034 | NZWEM_PERC | Medium Demand Growth+Expected Future Gas Supply+Methanex Stays+Upgraded HVDC+Constrained Operational Capacity+Low Wind & Solar | -8.2741 | 2.5296 | 20.4054
2035 | NZWEM_PERC | Medium Demand Growth+Expected Future Gas Supply+Methanex Stays+Upgraded HVDC+Constrained Operational Capacity+Low Wind & Solar | -10.0719 | 0.57513 | 18.0507
2026 | NIWCM | Medium Demand Growth+Expected Future Gas Supply+Methanex Stays+Upgraded HVDC+Constrained Operational Capacity+Low Wind & Solar | 325.6776 | 325.6776 | 325.6776
2027 | NIWCM | Medium Demand Growth+Expected Future Gas Supply+Methanex Stays+Upgraded HVDC+Constrained Operational Capacity+Low Wind & Solar | 454.6836 | 458.6512 | 458.6512
2028 | NIWCM | Medium Demand Growth+Expected Future Gas Supply+Methanex Stays+Upgraded HVDC+Constrained Operational Capacity+Low Wind & Solar | 435.8256 | 929.7399 | 937.5268
2029 | NIWCM | Medium Demand Growth+Expected Future Gas Supply+Methanex Stays+Upgraded HVDC+Constrained Operational Capacity+Low Wind & Solar | 170.0838 | 819.7627 | 976.2717
2030 | NIWCM | Medium Demand Growth+Expected Future Gas Supply+Methanex Stays+Upgraded HVDC+Constrained Operational Capacity+Low Wind & Solar | -87.289 | 649.6906 | 862.3063
2031 | NIWCM | Medium Demand Growth+Expected Future Gas Supply+Methanex Stays+Upgraded HVDC+Constrained Operational Capacity+Low Wind & Solar | -267.4032 | 480.9253 | 752.1464
2032 | NIWCM | Medium Demand Growth+Expected Future Gas Supply+Methanex Stays+Upgraded HVDC+Constrained Operational Capacity+Low Wind & Solar | -433.3615 | 319.5265 | 612.6282
2033 | NIWCM | Medium Demand Growth+Expected Future Gas Supply+Methanex Stays+Upgraded HVDC+Constrained Operational Capacity+Low Wind & Solar | -622.764 | 130.3566 | 435.4464
2034 | NIWCM | Medium Demand Growth+Expected Future Gas Supply+Methanex Stays+Upgraded HVDC+Constrained Operational Capacity+Low Wind & Solar | -792.7651 | 4.824 | 387.2187
2035 | NIWCM | Medium Demand Growth+Expected Future Gas Supply+Methanex Stays+Upgraded HVDC+Constrained Operational Capacity+Low Wind & Solar | -944.4174 | -136.7198 | 245.3193
2026 | SIWEM_PERC | Medium Demand Growth+Expected Future Gas Supply+Methanex Stays+Upgraded HVDC+Constrained Operational Capacity+Low Wind & Solar | 45.7649 | 45.9096 | 45.9096
2027 | SIWEM_PERC | Medium Demand Growth+Expected Future Gas Supply+Methanex Stays+Upgraded HVDC+Constrained Operational Capacity+Low Wind & Solar | 31.0581 | 35.5496 | 36.3261
2028 | SIWEM_PERC | Medium Demand Growth+Expected Future Gas Supply+Methanex Stays+Upgraded HVDC+Constrained Operational Capacity+Low Wind & Solar | 25.4881 | 44.965 | 55.7676
2029 | SIWEM_PERC | Medium Demand Growth+Expected Future Gas Supply+Methanex Stays+Upgraded HVDC+Constrained Operational Capacity+Low Wind & Solar | 10.0991 | 36.2236 | 56.7893
2030 | SIWEM_PERC | Medium Demand Growth+Expected Future Gas Supply+Methanex Stays+Upgraded HVDC+Constrained Operational Capacity+Low Wind & Solar | 5.7635 | 32.05 | 64.4739
2031 | SIWEM_PERC | Medium Demand Growth+Expected Future Gas Supply+Methanex Stays+Upgraded HVDC+Constrained Operational Capacity+Low Wind & Solar | 2.2597 | 21.2749 | 65.8928
2032 | SIWEM_PERC | Medium Demand Growth+Expected Future Gas Supply+Methanex Stays+Upgraded HVDC+Constrained Operational Capacity+Low Wind & Solar | 0.47602 | 15.8404 | 62.0842
2033 | SIWEM_PERC | Medium Demand Growth+Expected Future Gas Supply+Methanex Stays+Upgraded HVDC+Constrained Operational Capacity+Low Wind & Solar | -1.5768 | 9.3676 | 58.0809
2034 | SIWEM_PERC | Medium Demand Growth+Expected Future Gas Supply+Methanex Stays+Upgraded HVDC+Constrained Operational Capacity+Low Wind & Solar | -3.3156 | 7.4153 | 52.9494
2035 | SIWEM_PERC | Medium Demand Growth+Expected Future Gas Supply+Methanex Stays+Upgraded HVDC+Constrained Operational Capacity+Low Wind & Solar | -4.7693 | 5.7789 | 47.0135
2026 | NZWEM_PERC | Medium Demand Growth+Expected Future Gas Supply+Methanex Stays+Delayed Build | 13.3403 | 13.3403 | 13.3403
2027 | NZWEM_PERC | Medium Demand Growth+Expected Future Gas Supply+Methanex Stays+Delayed Build | 5.9043 | 6.0411 | 6.2035
2028 | NZWEM_PERC | Medium Demand Growth+Expected Future Gas Supply+Methanex Stays+Delayed Build | 7.1774 | 8.5486 | 8.847
2029 | NZWEM_PERC | Medium Demand Growth+Expected Future Gas Supply+Methanex Stays+Delayed Build | 4.6949 | 7.3317 | 8.1507
2030 | NZWEM_PERC | Medium Demand Growth+Expected Future Gas Supply+Methanex Stays+Delayed Build | 2.6898 | 10.9511 | 17.9344
2031 | NZWEM_PERC | Medium Demand Growth+Expected Future Gas Supply+Methanex Stays+Delayed Build | -0.96477 | 9.8346 | 17.635
2032 | NZWEM_PERC | Medium Demand Growth+Expected Future Gas Supply+Methanex Stays+Delayed Build | -3.057 | 8.1109 | 20.8588
2033 | NZWEM_PERC | Medium Demand Growth+Expected Future Gas Supply+Methanex Stays+Delayed Build | -5.3558 | 5.6133 | 23.3101
2034 | NZWEM_PERC | Medium Demand Growth+Expected Future Gas Supply+Methanex Stays+Delayed Build | -7.103 | 3.9509 | 22.1256
2035 | NZWEM_PERC | Medium Demand Growth+Expected Future Gas Supply+Methanex Stays+Delayed Build | -8.927 | 2.3025 | 21.5985
2026 | NIWCM | Medium Demand Growth+Expected Future Gas Supply+Methanex Stays+Delayed Build | 628.8124 | 628.8124 | 628.8124
2027 | NIWCM | Medium Demand Growth+Expected Future Gas Supply+Methanex Stays+Delayed Build | 677.8105 | 679.8206 | 682.2931
2028 | NIWCM | Medium Demand Growth+Expected Future Gas Supply+Methanex Stays+Delayed Build | 835.4318 | 855.4229 | 859.9594
2029 | NIWCM | Medium Demand Growth+Expected Future Gas Supply+Methanex Stays+Delayed Build | 634.3073 | 761.4527 | 775.045
2030 | NIWCM | Medium Demand Growth+Expected Future Gas Supply+Methanex Stays+Delayed Build | 531.7296 | 1250.7871 | 1527.8104
2031 | NIWCM | Medium Demand Growth+Expected Future Gas Supply+Methanex Stays+Delayed Build | 337.1926 | 1266.4198 | 1612.631
2032 | NIWCM | Medium Demand Growth+Expected Future Gas Supply+Methanex Stays+Delayed Build | 172.578 | 1172.6335 | 1733.8244
2033 | NIWCM | Medium Demand Growth+Expected Future Gas Supply+Methanex Stays+Delayed Build | 55.9676 | 1069.8734 | 1867.049
2034 | NIWCM | Medium Demand Growth+Expected Future Gas Supply+Methanex Stays+Delayed Build | -111.8944 | 921.9803 | 1759.6486
2035 | NIWCM | Medium Demand Growth+Expected Future Gas Supply+Methanex Stays+Delayed Build | -263.5569 | 799.8262 | 1712.6594
2026 | SIWEM_PERC | Medium Demand Growth+Expected Future Gas Supply+Methanex Stays+Delayed Build | 36.1227 | 36.1227 | 36.1227
2027 | SIWEM_PERC | Medium Demand Growth+Expected Future Gas Supply+Methanex Stays+Delayed Build | 16.7358 | 16.8057 | 16.8057
2028 | SIWEM_PERC | Medium Demand Growth+Expected Future Gas Supply+Methanex Stays+Delayed Build | 18.2077 | 22.0484 | 22.8842
2029 | SIWEM_PERC | Medium Demand Growth+Expected Future Gas Supply+Methanex Stays+Delayed Build | 10.8345 | 18.0619 | 20.3066
2030 | SIWEM_PERC | Medium Demand Growth+Expected Future Gas Supply+Methanex Stays+Delayed Build | 6.6467 | 27.7258 | 46.7789
2031 | SIWEM_PERC | Medium Demand Growth+Expected Future Gas Supply+Methanex Stays+Delayed Build | 3.1125 | 24.5332 | 45.7872
2032 | SIWEM_PERC | Medium Demand Growth+Expected Future Gas Supply+Methanex Stays+Delayed Build | 1.3126 | 19.8376 | 51.282
2033 | SIWEM_PERC | Medium Demand Growth+Expected Future Gas Supply+Methanex Stays+Delayed Build | -0.75867 | 12.9634 | 52.4517
2034 | SIWEM_PERC | Medium Demand Growth+Expected Future Gas Supply+Methanex Stays+Delayed Build | -2.5134 | 9.3772 | 49.6588
2035 | SIWEM_PERC | Medium Demand Growth+Expected Future Gas Supply+Methanex Stays+Delayed Build | -3.9808 | 7.7075 | 47.3039
2026 | NZWEM_PERC | Medium Demand Growth+Expected Future Gas Supply+Methanex Stays+Delayed Build+Low Wind & Solar | 12.4355 | 12.4355 | 12.4355
2027 | NZWEM_PERC | Medium Demand Growth+Expected Future Gas Supply+Methanex Stays+Delayed Build+Low Wind & Solar | 4.9785 | 5.1021 | 5.2486
2028 | NZWEM_PERC | Medium Demand Growth+Expected Future Gas Supply+Methanex Stays+Delayed Build+Low Wind & Solar | 6.0349 | 7.2723 | 7.5416
2029 | NZWEM_PERC | Medium Demand Growth+Expected Future Gas Supply+Methanex Stays+Delayed Build+Low Wind & Solar | 3.4482 | 5.8278 | 6.5669
2030 | NZWEM_PERC | Medium Demand Growth+Expected Future Gas Supply+Methanex Stays+Delayed Build+Low Wind & Solar | 1.3885 | 8.8441 | 15.1462
2031 | NZWEM_PERC | Medium Demand Growth+Expected Future Gas Supply+Methanex Stays+Delayed Build+Low Wind & Solar | -2.223 | 7.5231 | 14.5627
2032 | NZWEM_PERC | Medium Demand Growth+Expected Future Gas Supply+Methanex Stays+Delayed Build+Low Wind & Solar | -4.2866 | 5.7921 | 17.3297
2033 | NZWEM_PERC | Medium Demand Growth+Expected Future Gas Supply+Methanex Stays+Delayed Build+Low Wind & Solar | -6.5547 | 3.3522 | 19.3552
2034 | NZWEM_PERC | Medium Demand Growth+Expected Future Gas Supply+Methanex Stays+Delayed Build+Low Wind & Solar | -8.2741 | 1.7092 | 18.1743
2035 | NZWEM_PERC | Medium Demand Growth+Expected Future Gas Supply+Methanex Stays+Delayed Build+Low Wind & Solar | -10.0719 | 0.11099 | 17.5866
2026 | NIWCM | Medium Demand Growth+Expected Future Gas Supply+Methanex Stays+Delayed Build+Low Wind & Solar | 628.8124 | 628.8124 | 628.8124
2027 | NIWCM | Medium Demand Growth+Expected Future Gas Supply+Methanex Stays+Delayed Build+Low Wind & Solar | 677.8105 | 679.8206 | 682.2931
2028 | NIWCM | Medium Demand Growth+Expected Future Gas Supply+Methanex Stays+Delayed Build+Low Wind & Solar | 835.4318 | 855.4229 | 859.9594
2029 | NIWCM | Medium Demand Growth+Expected Future Gas Supply+Methanex Stays+Delayed Build+Low Wind & Solar | 634.3073 | 761.4527 | 775.045
2030 | NIWCM | Medium Demand Growth+Expected Future Gas Supply+Methanex Stays+Delayed Build+Low Wind & Solar | 531.7296 | 1250.7871 | 1527.8104
2031 | NIWCM | Medium Demand Growth+Expected Future Gas Supply+Methanex Stays+Delayed Build+Low Wind & Solar | 337.1926 | 1266.4198 | 1612.631
2032 | NIWCM | Medium Demand Growth+Expected Future Gas Supply+Methanex Stays+Delayed Build+Low Wind & Solar | 172.578 | 1172.6335 | 1733.8244
2033 | NIWCM | Medium Demand Growth+Expected Future Gas Supply+Methanex Stays+Delayed Build+Low Wind & Solar | 55.9676 | 1069.8734 | 1867.049
2034 | NIWCM | Medium Demand Growth+Expected Future Gas Supply+Methanex Stays+Delayed Build+Low Wind & Solar | -111.8944 | 921.9803 | 1759.6486
2035 | NIWCM | Medium Demand Growth+Expected Future Gas Supply+Methanex Stays+Delayed Build+Low Wind & Solar | -263.5569 | 799.8262 | 1712.6594
2026 | SIWEM_PERC | Medium Demand Growth+Expected Future Gas Supply+Methanex Stays+Delayed Build+Low Wind & Solar | 33.5617 | 33.5617 | 33.5617
2027 | SIWEM_PERC | Medium Demand Growth+Expected Future Gas Supply+Methanex Stays+Delayed Build+Low Wind & Solar | 16.2565 | 16.3196 | 16.3196
2028 | SIWEM_PERC | Medium Demand Growth+Expected Future Gas Supply+Methanex Stays+Delayed Build+Low Wind & Solar | 15.9291 | 18.4734 | 19.2278
2029 | SIWEM_PERC | Medium Demand Growth+Expected Future Gas Supply+Methanex Stays+Delayed Build+Low Wind & Solar | 8.5658 | 13.9397 | 15.9655
2030 | SIWEM_PERC | Medium Demand Growth+Expected Future Gas Supply+Methanex Stays+Delayed Build+Low Wind & Solar | 5.7635 | 21.9768 | 39.1716
2031 | SIWEM_PERC | Medium Demand Growth+Expected Future Gas Supply+Methanex Stays+Delayed Build+Low Wind & Solar | 2.2597 | 18.235 | 37.4159
2032 | SIWEM_PERC | Medium Demand Growth+Expected Future Gas Supply+Methanex Stays+Delayed Build+Low Wind & Solar | 0.47602 | 13.4951 | 45.0528
2033 | SIWEM_PERC | Medium Demand Growth+Expected Future Gas Supply+Methanex Stays+Delayed Build+Low Wind & Solar | -1.5768 | 9.3676 | 48.3088
2034 | SIWEM_PERC | Medium Demand Growth+Expected Future Gas Supply+Methanex Stays+Delayed Build+Low Wind & Solar | -3.3156 | 7.4153 | 45.5967
2035 | SIWEM_PERC | Medium Demand Growth+Expected Future Gas Supply+Methanex Stays+Delayed Build+Low Wind & Solar | -4.7693 | 5.7789 | 43.3109
2026 | NZWEM_PERC | Medium Demand Growth+Expected Future Gas Supply+Methanex Stays+Delayed Build+Constrained Operational Capacity | 13.3403 | 13.3403 | 13.3403
2027 | NZWEM_PERC | Medium Demand Growth+Expected Future Gas Supply+Methanex Stays+Delayed Build+Constrained Operational Capacity | 5.9043 | 6.0411 | 6.2035
2028 | NZWEM_PERC | Medium Demand Growth+Expected Future Gas Supply+Methanex Stays+Delayed Build+Constrained Operational Capacity | 7.1774 | 8.5486 | 8.847
2029 | NZWEM_PERC | Medium Demand Growth+Expected Future Gas Supply+Methanex Stays+Delayed Build+Constrained Operational Capacity | 4.6949 | 7.3317 | 8.1507
2030 | NZWEM_PERC | Medium Demand Growth+Expected Future Gas Supply+Methanex Stays+Delayed Build+Constrained Operational Capacity | 2.6898 | 10.9511 | 17.9344
2031 | NZWEM_PERC | Medium Demand Growth+Expected Future Gas Supply+Methanex Stays+Delayed Build+Constrained Operational Capacity | -0.96477 | 9.8346 | 17.635
2032 | NZWEM_PERC | Medium Demand Growth+Expected Future Gas Supply+Methanex Stays+Delayed Build+Constrained Operational Capacity | -3.057 | 8.1109 | 20.8588
2033 | NZWEM_PERC | Medium Demand Growth+Expected Future Gas Supply+Methanex Stays+Delayed Build+Constrained Operational Capacity | -5.3558 | 5.6133 | 23.3101
2034 | NZWEM_PERC | Medium Demand Growth+Expected Future Gas Supply+Methanex Stays+Delayed Build+Constrained Operational Capacity | -7.103 | 3.9509 | 22.1256
2035 | NZWEM_PERC | Medium Demand Growth+Expected Future Gas Supply+Methanex Stays+Delayed Build+Constrained Operational Capacity | -8.927 | 2.3025 | 21.5985
2026 | NIWCM | Medium Demand Growth+Expected Future Gas Supply+Methanex Stays+Delayed Build+Constrained Operational Capacity | 94.465 | 94.465 | 94.465
2027 | NIWCM | Medium Demand Growth+Expected Future Gas Supply+Methanex Stays+Delayed Build+Constrained Operational Capacity | 136.5614 | 136.5614 | 136.5614
2028 | NIWCM | Medium Demand Growth+Expected Future Gas Supply+Methanex Stays+Delayed Build+Constrained Operational Capacity | 225.7919 | 225.7919 | 225.7919
2029 | NIWCM | Medium Demand Growth+Expected Future Gas Supply+Methanex Stays+Delayed Build+Constrained Operational Capacity | -10.0491 | 72.1036 | 72.1036
2030 | NIWCM | Medium Demand Growth+Expected Future Gas Supply+Methanex Stays+Delayed Build+Constrained Operational Capacity | -143.0655 | 368.6962 | 485.3974
2031 | NIWCM | Medium Demand Growth+Expected Future Gas Supply+Methanex Stays+Delayed Build+Constrained Operational Capacity | -340.3417 | 312.2533 | 470.2427
2032 | NIWCM | Medium Demand Growth+Expected Future Gas Supply+Methanex Stays+Delayed Build+Constrained Operational Capacity | -506.3 | 207.7988 | 421.2215
2033 | NIWCM | Medium Demand Growth+Expected Future Gas Supply+Methanex Stays+Delayed Build+Constrained Operational Capacity | -622.764 | 99.8974 | 373.5347
2034 | NIWCM | Medium Demand Growth+Expected Future Gas Supply+Methanex Stays+Delayed Build+Constrained Operational Capacity | -792.7651 | -65.2652 | 229.9005
2035 | NIWCM | Medium Demand Growth+Expected Future Gas Supply+Methanex Stays+Delayed Build+Constrained Operational Capacity | -944.4174 | -189.0518 | 115.7583
2026 | SIWEM_PERC | Medium Demand Growth+Expected Future Gas Supply+Methanex Stays+Delayed Build+Constrained Operational Capacity | 36.1227 | 36.1227 | 36.1227
2027 | SIWEM_PERC | Medium Demand Growth+Expected Future Gas Supply+Methanex Stays+Delayed Build+Constrained Operational Capacity | 16.7358 | 16.8057 | 16.8057
2028 | SIWEM_PERC | Medium Demand Growth+Expected Future Gas Supply+Methanex Stays+Delayed Build+Constrained Operational Capacity | 18.2077 | 22.0484 | 22.8842
2029 | SIWEM_PERC | Medium Demand Growth+Expected Future Gas Supply+Methanex Stays+Delayed Build+Constrained Operational Capacity | 10.8345 | 18.0619 | 20.3066
2030 | SIWEM_PERC | Medium Demand Growth+Expected Future Gas Supply+Methanex Stays+Delayed Build+Constrained Operational Capacity | 6.6467 | 27.7258 | 46.7789
2031 | SIWEM_PERC | Medium Demand Growth+Expected Future Gas Supply+Methanex Stays+Delayed Build+Constrained Operational Capacity | 3.1125 | 24.5332 | 45.7872
2032 | SIWEM_PERC | Medium Demand Growth+Expected Future Gas Supply+Methanex Stays+Delayed Build+Constrained Operational Capacity | 1.3126 | 19.8376 | 51.282
2033 | SIWEM_PERC | Medium Demand Growth+Expected Future Gas Supply+Methanex Stays+Delayed Build+Constrained Operational Capacity | -0.75867 | 12.9634 | 52.4517
2034 | SIWEM_PERC | Medium Demand Growth+Expected Future Gas Supply+Methanex Stays+Delayed Build+Constrained Operational Capacity | -2.5134 | 9.3772 | 49.6588
2035 | SIWEM_PERC | Medium Demand Growth+Expected Future Gas Supply+Methanex Stays+Delayed Build+Constrained Operational Capacity | -3.9808 | 7.7075 | 47.3039
2026 | NZWEM_PERC | Medium Demand Growth+Expected Future Gas Supply+Methanex Stays+Delayed Build+Constrained Operational Capacity+Low Wind & Solar | 12.4355 | 12.4355 | 12.4355
2027 | NZWEM_PERC | Medium Demand Growth+Expected Future Gas Supply+Methanex Stays+Delayed Build+Constrained Operational Capacity+Low Wind & Solar | 4.9785 | 5.1021 | 5.2486
2028 | NZWEM_PERC | Medium Demand Growth+Expected Future Gas Supply+Methanex Stays+Delayed Build+Constrained Operational Capacity+Low Wind & Solar | 6.0349 | 7.2723 | 7.5416
2029 | NZWEM_PERC | Medium Demand Growth+Expected Future Gas Supply+Methanex Stays+Delayed Build+Constrained Operational Capacity+Low Wind & Solar | 3.4482 | 5.8278 | 6.5669
2030 | NZWEM_PERC | Medium Demand Growth+Expected Future Gas Supply+Methanex Stays+Delayed Build+Constrained Operational Capacity+Low Wind & Solar | 1.3885 | 8.8441 | 15.1462
2031 | NZWEM_PERC | Medium Demand Growth+Expected Future Gas Supply+Methanex Stays+Delayed Build+Constrained Operational Capacity+Low Wind & Solar | -2.223 | 7.5231 | 14.5627
2032 | NZWEM_PERC | Medium Demand Growth+Expected Future Gas Supply+Methanex Stays+Delayed Build+Constrained Operational Capacity+Low Wind & Solar | -4.2866 | 5.7921 | 17.3297
2033 | NZWEM_PERC | Medium Demand Growth+Expected Future Gas Supply+Methanex Stays+Delayed Build+Constrained Operational Capacity+Low Wind & Solar | -6.5547 | 3.3522 | 19.3552
2034 | NZWEM_PERC | Medium Demand Growth+Expected Future Gas Supply+Methanex Stays+Delayed Build+Constrained Operational Capacity+Low Wind & Solar | -8.2741 | 1.7092 | 18.1743
2035 | NZWEM_PERC | Medium Demand Growth+Expected Future Gas Supply+Methanex Stays+Delayed Build+Constrained Operational Capacity+Low Wind & Solar | -10.0719 | 0.11099 | 17.5866
2026 | NIWCM | Medium Demand Growth+Expected Future Gas Supply+Methanex Stays+Delayed Build+Constrained Operational Capacity+Low Wind & Solar | 94.465 | 94.465 | 94.465
2027 | NIWCM | Medium Demand Growth+Expected Future Gas Supply+Methanex Stays+Delayed Build+Constrained Operational Capacity+Low Wind & Solar | 136.5614 | 136.5614 | 136.5614
2028 | NIWCM | Medium Demand Growth+Expected Future Gas Supply+Methanex Stays+Delayed Build+Constrained Operational Capacity+Low Wind & Solar | 225.7919 | 225.7919 | 225.7919
2029 | NIWCM | Medium Demand Growth+Expected Future Gas Supply+Methanex Stays+Delayed Build+Constrained Operational Capacity+Low Wind & Solar | -10.0491 | 72.1036 | 72.1036
2030 | NIWCM | Medium Demand Growth+Expected Future Gas Supply+Methanex Stays+Delayed Build+Constrained Operational Capacity+Low Wind & Solar | -143.0655 | 368.6962 | 485.3974
2031 | NIWCM | Medium Demand Growth+Expected Future Gas Supply+Methanex Stays+Delayed Build+Constrained Operational Capacity+Low Wind & Solar | -340.3417 | 312.2533 | 470.2427
2032 | NIWCM | Medium Demand Growth+Expected Future Gas Supply+Methanex Stays+Delayed Build+Constrained Operational Capacity+Low Wind & Solar | -506.3 | 207.7988 | 421.2215
2033 | NIWCM | Medium Demand Growth+Expected Future Gas Supply+Methanex Stays+Delayed Build+Constrained Operational Capacity+Low Wind & Solar | -622.764 | 99.8974 | 373.5347
2034 | NIWCM | Medium Demand Growth+Expected Future Gas Supply+Methanex Stays+Delayed Build+Constrained Operational Capacity+Low Wind & Solar | -792.7651 | -65.2652 | 229.9005
2035 | NIWCM | Medium Demand Growth+Expected Future Gas Supply+Methanex Stays+Delayed Build+Constrained Operational Capacity+Low Wind & Solar | -944.4174 | -189.0518 | 115.7583
2026 | SIWEM_PERC | Medium Demand Growth+Expected Future Gas Supply+Methanex Stays+Delayed Build+Constrained Operational Capacity+Low Wind & Solar | 33.5617 | 33.5617 | 33.5617
2027 | SIWEM_PERC | Medium Demand Growth+Expected Future Gas Supply+Methanex Stays+Delayed Build+Constrained Operational Capacity+Low Wind & Solar | 16.2565 | 16.3196 | 16.3196
2028 | SIWEM_PERC | Medium Demand Growth+Expected Future Gas Supply+Methanex Stays+Delayed Build+Constrained Operational Capacity+Low Wind & Solar | 15.9291 | 18.4734 | 19.2278
2029 | SIWEM_PERC | Medium Demand Growth+Expected Future Gas Supply+Methanex Stays+Delayed Build+Constrained Operational Capacity+Low Wind & Solar | 8.5658 | 13.9397 | 15.9655
2030 | SIWEM_PERC | Medium Demand Growth+Expected Future Gas Supply+Methanex Stays+Delayed Build+Constrained Operational Capacity+Low Wind & Solar | 5.7635 | 21.9768 | 39.1716
2031 | SIWEM_PERC | Medium Demand Growth+Expected Future Gas Supply+Methanex Stays+Delayed Build+Constrained Operational Capacity+Low Wind & Solar | 2.2597 | 18.235 | 37.4159
2032 | SIWEM_PERC | Medium Demand Growth+Expected Future Gas Supply+Methanex Stays+Delayed Build+Constrained Operational Capacity+Low Wind & Solar | 0.47602 | 13.4951 | 45.0528
2033 | SIWEM_PERC | Medium Demand Growth+Expected Future Gas Supply+Methanex Stays+Delayed Build+Constrained Operational Capacity+Low Wind & Solar | -1.5768 | 9.3676 | 48.3088
2034 | SIWEM_PERC | Medium Demand Growth+Expected Future Gas Supply+Methanex Stays+Delayed Build+Constrained Operational Capacity+Low Wind & Solar | -3.3156 | 7.4153 | 45.5967
2035 | SIWEM_PERC | Medium Demand Growth+Expected Future Gas Supply+Methanex Stays+Delayed Build+Constrained Operational Capacity+Low Wind & Solar | -4.7693 | 5.7789 | 43.3109
2026 | NZWEM_PERC | Medium Demand Growth+Expected Future Gas Supply+Methanex Stays+Delayed Build+Upgraded HVDC | 13.3403 | 13.3403 | 13.3403
2027 | NZWEM_PERC | Medium Demand Growth+Expected Future Gas Supply+Methanex Stays+Delayed Build+Upgraded HVDC | 5.9043 | 6.0411 | 6.2035
2028 | NZWEM_PERC | Medium Demand Growth+Expected Future Gas Supply+Methanex Stays+Delayed Build+Upgraded HVDC | 7.1774 | 8.5486 | 8.847
2029 | NZWEM_PERC | Medium Demand Growth+Expected Future Gas Supply+Methanex Stays+Delayed Build+Upgraded HVDC | 4.6949 | 7.3317 | 8.1507
2030 | NZWEM_PERC | Medium Demand Growth+Expected Future Gas Supply+Methanex Stays+Delayed Build+Upgraded HVDC | 2.6898 | 10.9511 | 17.9344
2031 | NZWEM_PERC | Medium Demand Growth+Expected Future Gas Supply+Methanex Stays+Delayed Build+Upgraded HVDC | -0.96477 | 9.8346 | 17.635
2032 | NZWEM_PERC | Medium Demand Growth+Expected Future Gas Supply+Methanex Stays+Delayed Build+Upgraded HVDC | -3.057 | 8.1109 | 20.8588
2033 | NZWEM_PERC | Medium Demand Growth+Expected Future Gas Supply+Methanex Stays+Delayed Build+Upgraded HVDC | -5.3558 | 5.6133 | 23.3101
2034 | NZWEM_PERC | Medium Demand Growth+Expected Future Gas Supply+Methanex Stays+Delayed Build+Upgraded HVDC | -7.103 | 3.9509 | 22.1256
2035 | NZWEM_PERC | Medium Demand Growth+Expected Future Gas Supply+Methanex Stays+Delayed Build+Upgraded HVDC | -8.927 | 2.3025 | 21.5985
2026 | NIWCM | Medium Demand Growth+Expected Future Gas Supply+Methanex Stays+Delayed Build+Upgraded HVDC | 628.8124 | 628.8124 | 628.8124
2027 | NIWCM | Medium Demand Growth+Expected Future Gas Supply+Methanex Stays+Delayed Build+Upgraded HVDC | 677.8105 | 679.8206 | 682.2931
2028 | NIWCM | Medium Demand Growth+Expected Future Gas Supply+Methanex Stays+Delayed Build+Upgraded HVDC | 835.4318 | 855.4229 | 859.9594
2029 | NIWCM | Medium Demand Growth+Expected Future Gas Supply+Methanex Stays+Delayed Build+Upgraded HVDC | 634.3073 | 761.4527 | 775.045
2030 | NIWCM | Medium Demand Growth+Expected Future Gas Supply+Methanex Stays+Delayed Build+Upgraded HVDC | 531.7296 | 1250.7871 | 1527.8104
2031 | NIWCM | Medium Demand Growth+Expected Future Gas Supply+Methanex Stays+Delayed Build+Upgraded HVDC | 337.1926 | 1266.4199 | 1612.6349
2032 | NIWCM | Medium Demand Growth+Expected Future Gas Supply+Methanex Stays+Delayed Build+Upgraded HVDC | 172.578 | 1172.6336 | 1733.9444
2033 | NIWCM | Medium Demand Growth+Expected Future Gas Supply+Methanex Stays+Delayed Build+Upgraded HVDC | 55.9676 | 1069.8734 | 1867.1137
2034 | NIWCM | Medium Demand Growth+Expected Future Gas Supply+Methanex Stays+Delayed Build+Upgraded HVDC | -111.8944 | 921.9803 | 1759.6472
2035 | NIWCM | Medium Demand Growth+Expected Future Gas Supply+Methanex Stays+Delayed Build+Upgraded HVDC | -263.5569 | 799.8262 | 1712.6618
2026 | SIWEM_PERC | Medium Demand Growth+Expected Future Gas Supply+Methanex Stays+Delayed Build+Upgraded HVDC | 36.1227 | 36.1227 | 36.1227
2027 | SIWEM_PERC | Medium Demand Growth+Expected Future Gas Supply+Methanex Stays+Delayed Build+Upgraded HVDC | 16.7358 | 16.8057 | 16.8057
2028 | SIWEM_PERC | Medium Demand Growth+Expected Future Gas Supply+Methanex Stays+Delayed Build+Upgraded HVDC | 18.2077 | 22.0484 | 22.8842
2029 | SIWEM_PERC | Medium Demand Growth+Expected Future Gas Supply+Methanex Stays+Delayed Build+Upgraded HVDC | 10.8345 | 18.0619 | 20.3066
2030 | SIWEM_PERC | Medium Demand Growth+Expected Future Gas Supply+Methanex Stays+Delayed Build+Upgraded HVDC | 6.6467 | 27.7258 | 46.7789
2031 | SIWEM_PERC | Medium Demand Growth+Expected Future Gas Supply+Methanex Stays+Delayed Build+Upgraded HVDC | 3.1125 | 24.5332 | 45.7872
2032 | SIWEM_PERC | Medium Demand Growth+Expected Future Gas Supply+Methanex Stays+Delayed Build+Upgraded HVDC | 1.3126 | 19.8376 | 54.3997
2033 | SIWEM_PERC | Medium Demand Growth+Expected Future Gas Supply+Methanex Stays+Delayed Build+Upgraded HVDC | -0.75867 | 12.9634 | 60.7004
2034 | SIWEM_PERC | Medium Demand Growth+Expected Future Gas Supply+Methanex Stays+Delayed Build+Upgraded HVDC | -2.5134 | 9.3772 | 57.6261
2035 | SIWEM_PERC | Medium Demand Growth+Expected Future Gas Supply+Methanex Stays+Delayed Build+Upgraded HVDC | -3.9808 | 7.7075 | 56.3155
2026 | NZWEM_PERC | Medium Demand Growth+Expected Future Gas Supply+Methanex Stays+Delayed Build+Upgraded HVDC+Low Wind & Solar | 12.4355 | 12.4355 | 12.4355
2027 | NZWEM_PERC | Medium Demand Growth+Expected Future Gas Supply+Methanex Stays+Delayed Build+Upgraded HVDC+Low Wind & Solar | 4.9785 | 5.1021 | 5.2486
2028 | NZWEM_PERC | Medium Demand Growth+Expected Future Gas Supply+Methanex Stays+Delayed Build+Upgraded HVDC+Low Wind & Solar | 6.0349 | 7.2723 | 7.5416
2029 | NZWEM_PERC | Medium Demand Growth+Expected Future Gas Supply+Methanex Stays+Delayed Build+Upgraded HVDC+Low Wind & Solar | 3.4482 | 5.8278 | 6.5669
2030 | NZWEM_PERC | Medium Demand Growth+Expected Future Gas Supply+Methanex Stays+Delayed Build+Upgraded HVDC+Low Wind & Solar | 1.3885 | 8.8441 | 15.1462
2031 | NZWEM_PERC | Medium Demand Growth+Expected Future Gas Supply+Methanex Stays+Delayed Build+Upgraded HVDC+Low Wind & Solar | -2.223 | 7.5231 | 14.5627
2032 | NZWEM_PERC | Medium Demand Growth+Expected Future Gas Supply+Methanex Stays+Delayed Build+Upgraded HVDC+Low Wind & Solar | -4.2866 | 5.7921 | 17.3297
2033 | NZWEM_PERC | Medium Demand Growth+Expected Future Gas Supply+Methanex Stays+Delayed Build+Upgraded HVDC+Low Wind & Solar | -6.5547 | 3.3522 | 19.3552
2034 | NZWEM_PERC | Medium Demand Growth+Expected Future Gas Supply+Methanex Stays+Delayed Build+Upgraded HVDC+Low Wind & Solar | -8.2741 | 1.7092 | 18.1743
2035 | NZWEM_PERC | Medium Demand Growth+Expected Future Gas Supply+Methanex Stays+Delayed Build+Upgraded HVDC+Low Wind & Solar | -10.0719 | 0.11099 | 17.5866
2026 | NIWCM | Medium Demand Growth+Expected Future Gas Supply+Methanex Stays+Delayed Build+Upgraded HVDC+Low Wind & Solar | 628.8124 | 628.8124 | 628.8124
2027 | NIWCM | Medium Demand Growth+Expected Future Gas Supply+Methanex Stays+Delayed Build+Upgraded HVDC+Low Wind & Solar | 677.8105 | 679.8206 | 682.2931
2028 | NIWCM | Medium Demand Growth+Expected Future Gas Supply+Methanex Stays+Delayed Build+Upgraded HVDC+Low Wind & Solar | 835.4318 | 855.4229 | 859.9594
2029 | NIWCM | Medium Demand Growth+Expected Future Gas Supply+Methanex Stays+Delayed Build+Upgraded HVDC+Low Wind & Solar | 634.3073 | 761.4527 | 775.045
2030 | NIWCM | Medium Demand Growth+Expected Future Gas Supply+Methanex Stays+Delayed Build+Upgraded HVDC+Low Wind & Solar | 531.7296 | 1250.7871 | 1527.8104
2031 | NIWCM | Medium Demand Growth+Expected Future Gas Supply+Methanex Stays+Delayed Build+Upgraded HVDC+Low Wind & Solar | 337.1926 | 1266.4199 | 1612.6349
2032 | NIWCM | Medium Demand Growth+Expected Future Gas Supply+Methanex Stays+Delayed Build+Upgraded HVDC+Low Wind & Solar | 172.578 | 1172.6336 | 1733.9444
2033 | NIWCM | Medium Demand Growth+Expected Future Gas Supply+Methanex Stays+Delayed Build+Upgraded HVDC+Low Wind & Solar | 55.9676 | 1069.8734 | 1867.1137
2034 | NIWCM | Medium Demand Growth+Expected Future Gas Supply+Methanex Stays+Delayed Build+Upgraded HVDC+Low Wind & Solar | -111.8944 | 921.9803 | 1759.6472
2035 | NIWCM | Medium Demand Growth+Expected Future Gas Supply+Methanex Stays+Delayed Build+Upgraded HVDC+Low Wind & Solar | -263.5569 | 799.8262 | 1712.6618
2026 | SIWEM_PERC | Medium Demand Growth+Expected Future Gas Supply+Methanex Stays+Delayed Build+Upgraded HVDC+Low Wind & Solar | 33.5617 | 33.5617 | 33.5617
2027 | SIWEM_PERC | Medium Demand Growth+Expected Future Gas Supply+Methanex Stays+Delayed Build+Upgraded HVDC+Low Wind & Solar | 16.2565 | 16.3196 | 16.3196
2028 | SIWEM_PERC | Medium Demand Growth+Expected Future Gas Supply+Methanex Stays+Delayed Build+Upgraded HVDC+Low Wind & Solar | 15.9291 | 18.4734 | 19.2278
2029 | SIWEM_PERC | Medium Demand Growth+Expected Future Gas Supply+Methanex Stays+Delayed Build+Upgraded HVDC+Low Wind & Solar | 8.5658 | 13.9397 | 15.9655
2030 | SIWEM_PERC | Medium Demand Growth+Expected Future Gas Supply+Methanex Stays+Delayed Build+Upgraded HVDC+Low Wind & Solar | 5.7635 | 21.9768 | 39.1716
2031 | SIWEM_PERC | Medium Demand Growth+Expected Future Gas Supply+Methanex Stays+Delayed Build+Upgraded HVDC+Low Wind & Solar | 2.2597 | 18.235 | 37.4159
2032 | SIWEM_PERC | Medium Demand Growth+Expected Future Gas Supply+Methanex Stays+Delayed Build+Upgraded HVDC+Low Wind & Solar | 0.47602 | 13.4951 | 45.0528
2033 | SIWEM_PERC | Medium Demand Growth+Expected Future Gas Supply+Methanex Stays+Delayed Build+Upgraded HVDC+Low Wind & Solar | -1.5768 | 9.3676 | 50.4506
2034 | SIWEM_PERC | Medium Demand Growth+Expected Future Gas Supply+Methanex Stays+Delayed Build+Upgraded HVDC+Low Wind & Solar | -3.3156 | 7.4153 | 47.3549
2035 | SIWEM_PERC | Medium Demand Growth+Expected Future Gas Supply+Methanex Stays+Delayed Build+Upgraded HVDC+Low Wind & Solar | -4.7693 | 5.7789 | 45.8432
2026 | NZWEM_PERC | Medium Demand Growth+Expected Future Gas Supply+Methanex Stays+Delayed Build+Upgraded HVDC+Constrained Operational Capacity | 13.3403 | 13.3403 | 13.3403
2027 | NZWEM_PERC | Medium Demand Growth+Expected Future Gas Supply+Methanex Stays+Delayed Build+Upgraded HVDC+Constrained Operational Capacity | 5.9043 | 6.0411 | 6.2035
2028 | NZWEM_PERC | Medium Demand Growth+Expected Future Gas Supply+Methanex Stays+Delayed Build+Upgraded HVDC+Constrained Operational Capacity | 7.1774 | 8.5486 | 8.847
2029 | NZWEM_PERC | Medium Demand Growth+Expected Future Gas Supply+Methanex Stays+Delayed Build+Upgraded HVDC+Constrained Operational Capacity | 4.6949 | 7.3317 | 8.1507
2030 | NZWEM_PERC | Medium Demand Growth+Expected Future Gas Supply+Methanex Stays+Delayed Build+Upgraded HVDC+Constrained Operational Capacity | 2.6898 | 10.9511 | 17.9344
2031 | NZWEM_PERC | Medium Demand Growth+Expected Future Gas Supply+Methanex Stays+Delayed Build+Upgraded HVDC+Constrained Operational Capacity | -0.96477 | 9.8346 | 17.635
2032 | NZWEM_PERC | Medium Demand Growth+Expected Future Gas Supply+Methanex Stays+Delayed Build+Upgraded HVDC+Constrained Operational Capacity | -3.057 | 8.1109 | 20.8588
2033 | NZWEM_PERC | Medium Demand Growth+Expected Future Gas Supply+Methanex Stays+Delayed Build+Upgraded HVDC+Constrained Operational Capacity | -5.3558 | 5.6133 | 23.3101
2034 | NZWEM_PERC | Medium Demand Growth+Expected Future Gas Supply+Methanex Stays+Delayed Build+Upgraded HVDC+Constrained Operational Capacity | -7.103 | 3.9509 | 22.1256
2035 | NZWEM_PERC | Medium Demand Growth+Expected Future Gas Supply+Methanex Stays+Delayed Build+Upgraded HVDC+Constrained Operational Capacity | -8.927 | 2.3025 | 21.5985
2026 | NIWCM | Medium Demand Growth+Expected Future Gas Supply+Methanex Stays+Delayed Build+Upgraded HVDC+Constrained Operational Capacity | 94.465 | 94.465 | 94.465
2027 | NIWCM | Medium Demand Growth+Expected Future Gas Supply+Methanex Stays+Delayed Build+Upgraded HVDC+Constrained Operational Capacity | 136.5614 | 136.5614 | 136.5614
2028 | NIWCM | Medium Demand Growth+Expected Future Gas Supply+Methanex Stays+Delayed Build+Upgraded HVDC+Constrained Operational Capacity | 225.7919 | 225.7919 | 225.7919
2029 | NIWCM | Medium Demand Growth+Expected Future Gas Supply+Methanex Stays+Delayed Build+Upgraded HVDC+Constrained Operational Capacity | -10.0491 | 72.1036 | 72.1036
2030 | NIWCM | Medium Demand Growth+Expected Future Gas Supply+Methanex Stays+Delayed Build+Upgraded HVDC+Constrained Operational Capacity | -143.0655 | 368.6962 | 485.3974
2031 | NIWCM | Medium Demand Growth+Expected Future Gas Supply+Methanex Stays+Delayed Build+Upgraded HVDC+Constrained Operational Capacity | -340.3417 | 312.2533 | 470.2427
2032 | NIWCM | Medium Demand Growth+Expected Future Gas Supply+Methanex Stays+Delayed Build+Upgraded HVDC+Constrained Operational Capacity | -506.3 | 207.7988 | 421.2215
2033 | NIWCM | Medium Demand Growth+Expected Future Gas Supply+Methanex Stays+Delayed Build+Upgraded HVDC+Constrained Operational Capacity | -622.764 | 99.8974 | 373.5347
2034 | NIWCM | Medium Demand Growth+Expected Future Gas Supply+Methanex Stays+Delayed Build+Upgraded HVDC+Constrained Operational Capacity | -792.7651 | -65.2652 | 229.9005
2035 | NIWCM | Medium Demand Growth+Expected Future Gas Supply+Methanex Stays+Delayed Build+Upgraded HVDC+Constrained Operational Capacity | -944.4174 | -189.0518 | 115.7583
2026 | SIWEM_PERC | Medium Demand Growth+Expected Future Gas Supply+Methanex Stays+Delayed Build+Upgraded HVDC+Constrained Operational Capacity | 36.1227 | 36.1227 | 36.1227
2027 | SIWEM_PERC | Medium Demand Growth+Expected Future Gas Supply+Methanex Stays+Delayed Build+Upgraded HVDC+Constrained Operational Capacity | 16.7358 | 16.8057 | 16.8057
2028 | SIWEM_PERC | Medium Demand Growth+Expected Future Gas Supply+Methanex Stays+Delayed Build+Upgraded HVDC+Constrained Operational Capacity | 18.2077 | 22.0484 | 22.8842
2029 | SIWEM_PERC | Medium Demand Growth+Expected Future Gas Supply+Methanex Stays+Delayed Build+Upgraded HVDC+Constrained Operational Capacity | 10.8345 | 18.0619 | 20.3066
2030 | SIWEM_PERC | Medium Demand Growth+Expected Future Gas Supply+Methanex Stays+Delayed Build+Upgraded HVDC+Constrained Operational Capacity | 6.6467 | 27.7258 | 46.7789
2031 | SIWEM_PERC | Medium Demand Growth+Expected Future Gas Supply+Methanex Stays+Delayed Build+Upgraded HVDC+Constrained Operational Capacity | 3.1125 | 24.5332 | 45.7872
2032 | SIWEM_PERC | Medium Demand Growth+Expected Future Gas Supply+Methanex Stays+Delayed Build+Upgraded HVDC+Constrained Operational Capacity | 1.3126 | 19.8376 | 54.3997
2033 | SIWEM_PERC | Medium Demand Growth+Expected Future Gas Supply+Methanex Stays+Delayed Build+Upgraded HVDC+Constrained Operational Capacity | -0.75867 | 12.9634 | 60.7004
2034 | SIWEM_PERC | Medium Demand Growth+Expected Future Gas Supply+Methanex Stays+Delayed Build+Upgraded HVDC+Constrained Operational Capacity | -2.5134 | 9.3772 | 57.6261
2035 | SIWEM_PERC | Medium Demand Growth+Expected Future Gas Supply+Methanex Stays+Delayed Build+Upgraded HVDC+Constrained Operational Capacity | -3.9808 | 7.7075 | 56.3155
2026 | NZWEM_PERC | Medium Demand Growth+Expected Future Gas Supply+Methanex Stays+Delayed Build+Upgraded HVDC+Constrained Operational Capacity+Low Wind & Solar | 12.4355 | 12.4355 | 12.4355
2027 | NZWEM_PERC | Medium Demand Growth+Expected Future Gas Supply+Methanex Stays+Delayed Build+Upgraded HVDC+Constrained Operational Capacity+Low Wind & Solar | 4.9785 | 5.1021 | 5.2486
2028 | NZWEM_PERC | Medium Demand Growth+Expected Future Gas Supply+Methanex Stays+Delayed Build+Upgraded HVDC+Constrained Operational Capacity+Low Wind & Solar | 6.0349 | 7.2723 | 7.5416
2029 | NZWEM_PERC | Medium Demand Growth+Expected Future Gas Supply+Methanex Stays+Delayed Build+Upgraded HVDC+Constrained Operational Capacity+Low Wind & Solar | 3.4482 | 5.8278 | 6.5669
2030 | NZWEM_PERC | Medium Demand Growth+Expected Future Gas Supply+Methanex Stays+Delayed Build+Upgraded HVDC+Constrained Operational Capacity+Low Wind & Solar | 1.3885 | 8.8441 | 15.1462
2031 | NZWEM_PERC | Medium Demand Growth+Expected Future Gas Supply+Methanex Stays+Delayed Build+Upgraded HVDC+Constrained Operational Capacity+Low Wind & Solar | -2.223 | 7.5231 | 14.5627
2032 | NZWEM_PERC | Medium Demand Growth+Expected Future Gas Supply+Methanex Stays+Delayed Build+Upgraded HVDC+Constrained Operational Capacity+Low Wind & Solar | -4.2866 | 5.7921 | 17.3297
2033 | NZWEM_PERC | Medium Demand Growth+Expected Future Gas Supply+Methanex Stays+Delayed Build+Upgraded HVDC+Constrained Operational Capacity+Low Wind & Solar | -6.5547 | 3.3522 | 19.3552
2034 | NZWEM_PERC | Medium Demand Growth+Expected Future Gas Supply+Methanex Stays+Delayed Build+Upgraded HVDC+Constrained Operational Capacity+Low Wind & Solar | -8.2741 | 1.7092 | 18.1743
2035 | NZWEM_PERC | Medium Demand Growth+Expected Future Gas Supply+Methanex Stays+Delayed Build+Upgraded HVDC+Constrained Operational Capacity+Low Wind & Solar | -10.0719 | 0.11099 | 17.5866
2026 | NIWCM | Medium Demand Growth+Expected Future Gas Supply+Methanex Stays+Delayed Build+Upgraded HVDC+Constrained Operational Capacity+Low Wind & Solar | 94.465 | 94.465 | 94.465
2027 | NIWCM | Medium Demand Growth+Expected Future Gas Supply+Methanex Stays+Delayed Build+Upgraded HVDC+Constrained Operational Capacity+Low Wind & Solar | 136.5614 | 136.5614 | 136.5614
2028 | NIWCM | Medium Demand Growth+Expected Future Gas Supply+Methanex Stays+Delayed Build+Upgraded HVDC+Constrained Operational Capacity+Low Wind & Solar | 225.7919 | 225.7919 | 225.7919
2029 | NIWCM | Medium Demand Growth+Expected Future Gas Supply+Methanex Stays+Delayed Build+Upgraded HVDC+Constrained Operational Capacity+Low Wind & Solar | -10.0491 | 72.1036 | 72.1036
2030 | NIWCM | Medium Demand Growth+Expected Future Gas Supply+Methanex Stays+Delayed Build+Upgraded HVDC+Constrained Operational Capacity+Low Wind & Solar | -143.0655 | 368.6962 | 485.3974
2031 | NIWCM | Medium Demand Growth+Expected Future Gas Supply+Methanex Stays+Delayed Build+Upgraded HVDC+Constrained Operational Capacity+Low Wind & Solar | -340.3417 | 312.2533 | 470.2427
2032 | NIWCM | Medium Demand Growth+Expected Future Gas Supply+Methanex Stays+Delayed Build+Upgraded HVDC+Constrained Operational Capacity+Low Wind & Solar | -506.3 | 207.7988 | 421.2215
2033 | NIWCM | Medium Demand Growth+Expected Future Gas Supply+Methanex Stays+Delayed Build+Upgraded HVDC+Constrained Operational Capacity+Low Wind & Solar | -622.764 | 99.8974 | 373.5347
2034 | NIWCM | Medium Demand Growth+Expected Future Gas Supply+Methanex Stays+Delayed Build+Upgraded HVDC+Constrained Operational Capacity+Low Wind & Solar | -792.7651 | -65.2652 | 229.9005
2035 | NIWCM | Medium Demand Growth+Expected Future Gas Supply+Methanex Stays+Delayed Build+Upgraded HVDC+Constrained Operational Capacity+Low Wind & Solar | -944.4174 | -189.0518 | 115.7583
2026 | SIWEM_PERC | Medium Demand Growth+Expected Future Gas Supply+Methanex Stays+Delayed Build+Upgraded HVDC+Constrained Operational Capacity+Low Wind & Solar | 33.5617 | 33.5617 | 33.5617
2027 | SIWEM_PERC | Medium Demand Growth+Expected Future Gas Supply+Methanex Stays+Delayed Build+Upgraded HVDC+Constrained Operational Capacity+Low Wind & Solar | 16.2565 | 16.3196 | 16.3196
2028 | SIWEM_PERC | Medium Demand Growth+Expected Future Gas Supply+Methanex Stays+Delayed Build+Upgraded HVDC+Constrained Operational Capacity+Low Wind & Solar | 15.9291 | 18.4734 | 19.2278
2029 | SIWEM_PERC | Medium Demand Growth+Expected Future Gas Supply+Methanex Stays+Delayed Build+Upgraded HVDC+Constrained Operational Capacity+Low Wind & Solar | 8.5658 | 13.9397 | 15.9655
2030 | SIWEM_PERC | Medium Demand Growth+Expected Future Gas Supply+Methanex Stays+Delayed Build+Upgraded HVDC+Constrained Operational Capacity+Low Wind & Solar | 5.7635 | 21.9768 | 39.1716
2031 | SIWEM_PERC | Medium Demand Growth+Expected Future Gas Supply+Methanex Stays+Delayed Build+Upgraded HVDC+Constrained Operational Capacity+Low Wind & Solar | 2.2597 | 18.235 | 37.4159
2032 | SIWEM_PERC | Medium Demand Growth+Expected Future Gas Supply+Methanex Stays+Delayed Build+Upgraded HVDC+Constrained Operational Capacity+Low Wind & Solar | 0.47602 | 13.4951 | 45.0528
2033 | SIWEM_PERC | Medium Demand Growth+Expected Future Gas Supply+Methanex Stays+Delayed Build+Upgraded HVDC+Constrained Operational Capacity+Low Wind & Solar | -1.5768 | 9.3676 | 50.4506
2034 | SIWEM_PERC | Medium Demand Growth+Expected Future Gas Supply+Methanex Stays+Delayed Build+Upgraded HVDC+Constrained Operational Capacity+Low Wind & Solar | -3.3156 | 7.4153 | 47.3549
2035 | SIWEM_PERC | Medium Demand Growth+Expected Future Gas Supply+Methanex Stays+Delayed Build+Upgraded HVDC+Constrained Operational Capacity+Low Wind & Solar | -4.7693 | 5.7789 | 45.8432
2026 | NZWEM_PERC | Medium Demand Growth+Expected Future Gas Supply+Methanex Stays+Reduced Rankine Availability | 13.8196 | 13.8763 | 13.8763
2027 | NZWEM_PERC | Medium Demand Growth+Expected Future Gas Supply+Methanex Stays+Reduced Rankine Availability | 5.1341 | 6.9127 | 7.2202
2028 | NZWEM_PERC | Medium Demand Growth+Expected Future Gas Supply+Methanex Stays+Reduced Rankine Availability | 3.4796 | 11.1844 | 15.4577
2029 | NZWEM_PERC | Medium Demand Growth+Expected Future Gas Supply+Methanex Stays+Reduced Rankine Availability | -1.5469 | 9.0349 | 17.4071
2030 | NZWEM_PERC | Medium Demand Growth+Expected Future Gas Supply+Methanex Stays+Reduced Rankine Availability | -4.3497 | 7.9506 | 21.4422
2031 | NZWEM_PERC | Medium Demand Growth+Expected Future Gas Supply+Methanex Stays+Reduced Rankine Availability | -7.7712 | 4.2052 | 22.7769
2032 | NZWEM_PERC | Medium Demand Growth+Expected Future Gas Supply+Methanex Stays+Reduced Rankine Availability | -9.7085 | 2.3517 | 21.4337
2033 | NZWEM_PERC | Medium Demand Growth+Expected Future Gas Supply+Methanex Stays+Reduced Rankine Availability | -11.8416 | -0.081851 | 20.1252
2034 | NZWEM_PERC | Medium Demand Growth+Expected Future Gas Supply+Methanex Stays+Reduced Rankine Availability | -13.4382 | -1.564 | 18.174
2035 | NZWEM_PERC | Medium Demand Growth+Expected Future Gas Supply+Methanex Stays+Reduced Rankine Availability | -15.1204 | -3.4267 | 15.8693
2026 | NIWCM | Medium Demand Growth+Expected Future Gas Supply+Methanex Stays+Reduced Rankine Availability | 920.9691 | 921.7689 | 921.7689
2027 | NIWCM | Medium Demand Growth+Expected Future Gas Supply+Methanex Stays+Reduced Rankine Availability | 845.9707 | 877.8368 | 882.3733
2028 | NIWCM | Medium Demand Growth+Expected Future Gas Supply+Methanex Stays+Reduced Rankine Availability | 859.1103 | 1505.0791 | 1565.8242
2029 | NIWCM | Medium Demand Growth+Expected Future Gas Supply+Methanex Stays+Reduced Rankine Availability | 611.353 | 1501.7771 | 1825.1221
2030 | NIWCM | Medium Demand Growth+Expected Future Gas Supply+Methanex Stays+Reduced Rankine Availability | 357.1061 | 1371.4514 | 1890.9615
2031 | NIWCM | Medium Demand Growth+Expected Future Gas Supply+Methanex Stays+Reduced Rankine Availability | 179.7311 | 1211.8479 | 1982.5238
2032 | NIWCM | Medium Demand Growth+Expected Future Gas Supply+Methanex Stays+Reduced Rankine Availability | 15.1165 | 1068.5412 | 1887.6906
2033 | NIWCM | Medium Demand Growth+Expected Future Gas Supply+Methanex Stays+Reduced Rankine Availability | -174.4324 | 884.5126 | 1781.0907
2034 | NIWCM | Medium Demand Growth+Expected Future Gas Supply+Methanex Stays+Reduced Rankine Availability | -342.2944 | 761.6695 | 1743.7668
2035 | NIWCM | Medium Demand Growth+Expected Future Gas Supply+Methanex Stays+Reduced Rankine Availability | -493.9569 | 621.7582 | 1611.8204
2026 | SIWEM_PERC | Medium Demand Growth+Expected Future Gas Supply+Methanex Stays+Reduced Rankine Availability | 37.4793 | 37.6397 | 37.6397
2027 | SIWEM_PERC | Medium Demand Growth+Expected Future Gas Supply+Methanex Stays+Reduced Rankine Availability | 20.3731 | 22.9227 | 22.9227
2028 | SIWEM_PERC | Medium Demand Growth+Expected Future Gas Supply+Methanex Stays+Reduced Rankine Availability | 18.9439 | 31.6061 | 41.4017
2029 | SIWEM_PERC | Medium Demand Growth+Expected Future Gas Supply+Methanex Stays+Reduced Rankine Availability | 11.0199 | 22.8187 | 45.6782
2030 | SIWEM_PERC | Medium Demand Growth+Expected Future Gas Supply+Methanex Stays+Reduced Rankine Availability | 6.6467 | 19.7382 | 56.3497
2031 | SIWEM_PERC | Medium Demand Growth+Expected Future Gas Supply+Methanex Stays+Reduced Rankine Availability | 3.1125 | 15.7534 | 58.5769
2032 | SIWEM_PERC | Medium Demand Growth+Expected Future Gas Supply+Methanex Stays+Reduced Rankine Availability | 1.3126 | 13.7132 | 55.7227
2033 | SIWEM_PERC | Medium Demand Growth+Expected Future Gas Supply+Methanex Stays+Reduced Rankine Availability | -0.75867 | 11.3685 | 52.4517
2034 | SIWEM_PERC | Medium Demand Growth+Expected Future Gas Supply+Methanex Stays+Reduced Rankine Availability | -2.5134 | 9.3772 | 47.5265
2035 | SIWEM_PERC | Medium Demand Growth+Expected Future Gas Supply+Methanex Stays+Reduced Rankine Availability | -3.9808 | 7.7075 | 41.3369
2026 | NZWEM_PERC | Medium Demand Growth+Expected Future Gas Supply+Methanex Stays+Reduced Rankine Availability+Low Wind & Solar | 12.6303 | 12.6814 | 12.6814
2027 | NZWEM_PERC | Medium Demand Growth+Expected Future Gas Supply+Methanex Stays+Reduced Rankine Availability+Low Wind & Solar | 3.8298 | 5.4349 | 5.7124
2028 | NZWEM_PERC | Medium Demand Growth+Expected Future Gas Supply+Methanex Stays+Reduced Rankine Availability+Low Wind & Solar | 2.1049 | 9.0582 | 12.9147
2029 | NZWEM_PERC | Medium Demand Growth+Expected Future Gas Supply+Methanex Stays+Reduced Rankine Availability+Low Wind & Solar | -2.8973 | 6.6523 | 14.208
2030 | NZWEM_PERC | Medium Demand Growth+Expected Future Gas Supply+Methanex Stays+Reduced Rankine Availability+Low Wind & Solar | -5.6509 | 5.4965 | 17.7072
2031 | NZWEM_PERC | Medium Demand Growth+Expected Future Gas Supply+Methanex Stays+Reduced Rankine Availability+Low Wind & Solar | -9.0294 | 1.8323 | 18.6265
2032 | NZWEM_PERC | Medium Demand Growth+Expected Future Gas Supply+Methanex Stays+Reduced Rankine Availability+Low Wind & Solar | -10.938 | -0.001924 | 17.2851
2033 | NZWEM_PERC | Medium Demand Growth+Expected Future Gas Supply+Methanex Stays+Reduced Rankine Availability+Low Wind & Solar | -13.0405 | -2.3768 | 15.9239
2034 | NZWEM_PERC | Medium Demand Growth+Expected Future Gas Supply+Methanex Stays+Reduced Rankine Availability+Low Wind & Solar | -14.6093 | -3.8056 | 14.0702
2035 | NZWEM_PERC | Medium Demand Growth+Expected Future Gas Supply+Methanex Stays+Reduced Rankine Availability+Low Wind & Solar | -16.2653 | -5.6182 | 11.8574
2026 | NIWCM | Medium Demand Growth+Expected Future Gas Supply+Methanex Stays+Reduced Rankine Availability+Low Wind & Solar | 920.9691 | 921.7689 | 921.7689
2027 | NIWCM | Medium Demand Growth+Expected Future Gas Supply+Methanex Stays+Reduced Rankine Availability+Low Wind & Solar | 845.9707 | 877.8368 | 882.3733
2028 | NIWCM | Medium Demand Growth+Expected Future Gas Supply+Methanex Stays+Reduced Rankine Availability+Low Wind & Solar | 859.1103 | 1505.0791 | 1565.8242
2029 | NIWCM | Medium Demand Growth+Expected Future Gas Supply+Methanex Stays+Reduced Rankine Availability+Low Wind & Solar | 611.353 | 1501.7771 | 1825.1221
2030 | NIWCM | Medium Demand Growth+Expected Future Gas Supply+Methanex Stays+Reduced Rankine Availability+Low Wind & Solar | 357.1061 | 1371.4514 | 1890.9615
2031 | NIWCM | Medium Demand Growth+Expected Future Gas Supply+Methanex Stays+Reduced Rankine Availability+Low Wind & Solar | 179.7311 | 1211.8479 | 1982.5238
2032 | NIWCM | Medium Demand Growth+Expected Future Gas Supply+Methanex Stays+Reduced Rankine Availability+Low Wind & Solar | 15.1165 | 1068.5412 | 1887.6906
2033 | NIWCM | Medium Demand Growth+Expected Future Gas Supply+Methanex Stays+Reduced Rankine Availability+Low Wind & Solar | -174.4324 | 884.5126 | 1781.0907
2034 | NIWCM | Medium Demand Growth+Expected Future Gas Supply+Methanex Stays+Reduced Rankine Availability+Low Wind & Solar | -342.2944 | 761.6695 | 1743.7668
2035 | NIWCM | Medium Demand Growth+Expected Future Gas Supply+Methanex Stays+Reduced Rankine Availability+Low Wind & Solar | -493.9569 | 621.7582 | 1611.8204
2026 | SIWEM_PERC | Medium Demand Growth+Expected Future Gas Supply+Methanex Stays+Reduced Rankine Availability+Low Wind & Solar | 34.1131 | 34.2578 | 34.2578
2027 | SIWEM_PERC | Medium Demand Growth+Expected Future Gas Supply+Methanex Stays+Reduced Rankine Availability+Low Wind & Solar | 19.539 | 21.8399 | 21.8399
2028 | SIWEM_PERC | Medium Demand Growth+Expected Future Gas Supply+Methanex Stays+Reduced Rankine Availability+Low Wind & Solar | 17.9557 | 29.3829 | 35.7927
2029 | SIWEM_PERC | Medium Demand Growth+Expected Future Gas Supply+Methanex Stays+Reduced Rankine Availability+Low Wind & Solar | 10.0991 | 20.7471 | 36.9095
2030 | SIWEM_PERC | Medium Demand Growth+Expected Future Gas Supply+Methanex Stays+Reduced Rankine Availability+Low Wind & Solar | 5.7635 | 17.5781 | 46.1591
2031 | SIWEM_PERC | Medium Demand Growth+Expected Future Gas Supply+Methanex Stays+Reduced Rankine Availability+Low Wind & Solar | 2.2597 | 13.6677 | 48.4888
2032 | SIWEM_PERC | Medium Demand Growth+Expected Future Gas Supply+Methanex Stays+Reduced Rankine Availability+Low Wind & Solar | 0.47602 | 11.6671 | 44.931
2033 | SIWEM_PERC | Medium Demand Growth+Expected Future Gas Supply+Methanex Stays+Reduced Rankine Availability+Low Wind & Solar | -1.5768 | 9.3676 | 41.2478
2034 | SIWEM_PERC | Medium Demand Growth+Expected Future Gas Supply+Methanex Stays+Reduced Rankine Availability+Low Wind & Solar | -3.3156 | 7.4153 | 36.2261
2035 | SIWEM_PERC | Medium Demand Growth+Expected Future Gas Supply+Methanex Stays+Reduced Rankine Availability+Low Wind & Solar | -4.7693 | 5.7789 | 30.2287
2026 | NZWEM_PERC | Medium Demand Growth+Expected Future Gas Supply+Methanex Stays+Reduced Rankine Availability+Constrained Operational Capacity | 13.8196 | 13.8763 | 13.8763
2027 | NZWEM_PERC | Medium Demand Growth+Expected Future Gas Supply+Methanex Stays+Reduced Rankine Availability+Constrained Operational Capacity | 5.1341 | 6.9127 | 7.2202
2028 | NZWEM_PERC | Medium Demand Growth+Expected Future Gas Supply+Methanex Stays+Reduced Rankine Availability+Constrained Operational Capacity | 3.4796 | 11.1844 | 15.4577
2029 | NZWEM_PERC | Medium Demand Growth+Expected Future Gas Supply+Methanex Stays+Reduced Rankine Availability+Constrained Operational Capacity | -1.5469 | 9.0349 | 17.4071
2030 | NZWEM_PERC | Medium Demand Growth+Expected Future Gas Supply+Methanex Stays+Reduced Rankine Availability+Constrained Operational Capacity | -4.3497 | 7.9506 | 21.4422
2031 | NZWEM_PERC | Medium Demand Growth+Expected Future Gas Supply+Methanex Stays+Reduced Rankine Availability+Constrained Operational Capacity | -7.7712 | 4.2052 | 22.7769
2032 | NZWEM_PERC | Medium Demand Growth+Expected Future Gas Supply+Methanex Stays+Reduced Rankine Availability+Constrained Operational Capacity | -9.7085 | 2.3517 | 21.4337
2033 | NZWEM_PERC | Medium Demand Growth+Expected Future Gas Supply+Methanex Stays+Reduced Rankine Availability+Constrained Operational Capacity | -11.8416 | -0.081851 | 20.1252
2034 | NZWEM_PERC | Medium Demand Growth+Expected Future Gas Supply+Methanex Stays+Reduced Rankine Availability+Constrained Operational Capacity | -13.4382 | -1.564 | 18.174
2035 | NZWEM_PERC | Medium Demand Growth+Expected Future Gas Supply+Methanex Stays+Reduced Rankine Availability+Constrained Operational Capacity | -15.1204 | -3.4267 | 15.8693
2026 | NIWCM | Medium Demand Growth+Expected Future Gas Supply+Methanex Stays+Reduced Rankine Availability+Constrained Operational Capacity | 325.6776 | 325.6776 | 325.6776
2027 | NIWCM | Medium Demand Growth+Expected Future Gas Supply+Methanex Stays+Reduced Rankine Availability+Constrained Operational Capacity | 224.2836 | 228.2512 | 228.2512
2028 | NIWCM | Medium Demand Growth+Expected Future Gas Supply+Methanex Stays+Reduced Rankine Availability+Constrained Operational Capacity | 205.4256 | 699.3399 | 707.1268
2029 | NIWCM | Medium Demand Growth+Expected Future Gas Supply+Methanex Stays+Reduced Rankine Availability+Constrained Operational Capacity | -60.3162 | 589.3627 | 745.8717
2030 | NIWCM | Medium Demand Growth+Expected Future Gas Supply+Methanex Stays+Reduced Rankine Availability+Constrained Operational Capacity | -317.689 | 419.2906 | 631.9063
2031 | NIWCM | Medium Demand Growth+Expected Future Gas Supply+Methanex Stays+Reduced Rankine Availability+Constrained Operational Capacity | -497.8032 | 250.5253 | 521.7464
2032 | NIWCM | Medium Demand Growth+Expected Future Gas Supply+Methanex Stays+Reduced Rankine Availability+Constrained Operational Capacity | -663.7615 | 89.1265 | 382.2282
2033 | NIWCM | Medium Demand Growth+Expected Future Gas Supply+Methanex Stays+Reduced Rankine Availability+Constrained Operational Capacity | -853.164 | -100.0434 | 205.0464
2034 | NIWCM | Medium Demand Growth+Expected Future Gas Supply+Methanex Stays+Reduced Rankine Availability+Constrained Operational Capacity | -1023.1651 | -225.576 | 156.8187
2035 | NIWCM | Medium Demand Growth+Expected Future Gas Supply+Methanex Stays+Reduced Rankine Availability+Constrained Operational Capacity | -1174.8174 | -367.1198 | 14.9193
2026 | SIWEM_PERC | Medium Demand Growth+Expected Future Gas Supply+Methanex Stays+Reduced Rankine Availability+Constrained Operational Capacity | 37.4793 | 37.6397 | 37.6397
2027 | SIWEM_PERC | Medium Demand Growth+Expected Future Gas Supply+Methanex Stays+Reduced Rankine Availability+Constrained Operational Capacity | 20.3731 | 22.9227 | 22.9227
2028 | SIWEM_PERC | Medium Demand Growth+Expected Future Gas Supply+Methanex Stays+Reduced Rankine Availability+Constrained Operational Capacity | 18.9439 | 31.6061 | 41.4017
2029 | SIWEM_PERC | Medium Demand Growth+Expected Future Gas Supply+Methanex Stays+Reduced Rankine Availability+Constrained Operational Capacity | 11.0199 | 22.8187 | 45.6782
2030 | SIWEM_PERC | Medium Demand Growth+Expected Future Gas Supply+Methanex Stays+Reduced Rankine Availability+Constrained Operational Capacity | 6.6467 | 19.7382 | 56.3497
2031 | SIWEM_PERC | Medium Demand Growth+Expected Future Gas Supply+Methanex Stays+Reduced Rankine Availability+Constrained Operational Capacity | 3.1125 | 15.7534 | 58.5769
2032 | SIWEM_PERC | Medium Demand Growth+Expected Future Gas Supply+Methanex Stays+Reduced Rankine Availability+Constrained Operational Capacity | 1.3126 | 13.7132 | 55.7227
2033 | SIWEM_PERC | Medium Demand Growth+Expected Future Gas Supply+Methanex Stays+Reduced Rankine Availability+Constrained Operational Capacity | -0.75867 | 11.3685 | 52.4517
2034 | SIWEM_PERC | Medium Demand Growth+Expected Future Gas Supply+Methanex Stays+Reduced Rankine Availability+Constrained Operational Capacity | -2.5134 | 9.3772 | 47.5265
2035 | SIWEM_PERC | Medium Demand Growth+Expected Future Gas Supply+Methanex Stays+Reduced Rankine Availability+Constrained Operational Capacity | -3.9808 | 7.7075 | 41.3369
2026 | NZWEM_PERC | Medium Demand Growth+Expected Future Gas Supply+Methanex Stays+Reduced Rankine Availability+Constrained Operational Capacity+Low Wind & Solar | 12.6303 | 12.6814 | 12.6814
2027 | NZWEM_PERC | Medium Demand Growth+Expected Future Gas Supply+Methanex Stays+Reduced Rankine Availability+Constrained Operational Capacity+Low Wind & Solar | 3.8298 | 5.4349 | 5.7124
2028 | NZWEM_PERC | Medium Demand Growth+Expected Future Gas Supply+Methanex Stays+Reduced Rankine Availability+Constrained Operational Capacity+Low Wind & Solar | 2.1049 | 9.0582 | 12.9147
2029 | NZWEM_PERC | Medium Demand Growth+Expected Future Gas Supply+Methanex Stays+Reduced Rankine Availability+Constrained Operational Capacity+Low Wind & Solar | -2.8973 | 6.6523 | 14.208
2030 | NZWEM_PERC | Medium Demand Growth+Expected Future Gas Supply+Methanex Stays+Reduced Rankine Availability+Constrained Operational Capacity+Low Wind & Solar | -5.6509 | 5.4965 | 17.7072
2031 | NZWEM_PERC | Medium Demand Growth+Expected Future Gas Supply+Methanex Stays+Reduced Rankine Availability+Constrained Operational Capacity+Low Wind & Solar | -9.0294 | 1.8323 | 18.6265
2032 | NZWEM_PERC | Medium Demand Growth+Expected Future Gas Supply+Methanex Stays+Reduced Rankine Availability+Constrained Operational Capacity+Low Wind & Solar | -10.938 | -0.001924 | 17.2851
2033 | NZWEM_PERC | Medium Demand Growth+Expected Future Gas Supply+Methanex Stays+Reduced Rankine Availability+Constrained Operational Capacity+Low Wind & Solar | -13.0405 | -2.3768 | 15.9239
2034 | NZWEM_PERC | Medium Demand Growth+Expected Future Gas Supply+Methanex Stays+Reduced Rankine Availability+Constrained Operational Capacity+Low Wind & Solar | -14.6093 | -3.8056 | 14.0702
2035 | NZWEM_PERC | Medium Demand Growth+Expected Future Gas Supply+Methanex Stays+Reduced Rankine Availability+Constrained Operational Capacity+Low Wind & Solar | -16.2653 | -5.6182 | 11.8574
2026 | NIWCM | Medium Demand Growth+Expected Future Gas Supply+Methanex Stays+Reduced Rankine Availability+Constrained Operational Capacity+Low Wind & Solar | 325.6776 | 325.6776 | 325.6776
2027 | NIWCM | Medium Demand Growth+Expected Future Gas Supply+Methanex Stays+Reduced Rankine Availability+Constrained Operational Capacity+Low Wind & Solar | 224.2836 | 228.2512 | 228.2512
2028 | NIWCM | Medium Demand Growth+Expected Future Gas Supply+Methanex Stays+Reduced Rankine Availability+Constrained Operational Capacity+Low Wind & Solar | 205.4256 | 699.3399 | 707.1268
2029 | NIWCM | Medium Demand Growth+Expected Future Gas Supply+Methanex Stays+Reduced Rankine Availability+Constrained Operational Capacity+Low Wind & Solar | -60.3162 | 589.3627 | 745.8717
2030 | NIWCM | Medium Demand Growth+Expected Future Gas Supply+Methanex Stays+Reduced Rankine Availability+Constrained Operational Capacity+Low Wind & Solar | -317.689 | 419.2906 | 631.9063
2031 | NIWCM | Medium Demand Growth+Expected Future Gas Supply+Methanex Stays+Reduced Rankine Availability+Constrained Operational Capacity+Low Wind & Solar | -497.8032 | 250.5253 | 521.7464
2032 | NIWCM | Medium Demand Growth+Expected Future Gas Supply+Methanex Stays+Reduced Rankine Availability+Constrained Operational Capacity+Low Wind & Solar | -663.7615 | 89.1265 | 382.2282
2033 | NIWCM | Medium Demand Growth+Expected Future Gas Supply+Methanex Stays+Reduced Rankine Availability+Constrained Operational Capacity+Low Wind & Solar | -853.164 | -100.0434 | 205.0464
2034 | NIWCM | Medium Demand Growth+Expected Future Gas Supply+Methanex Stays+Reduced Rankine Availability+Constrained Operational Capacity+Low Wind & Solar | -1023.1651 | -225.576 | 156.8187
2035 | NIWCM | Medium Demand Growth+Expected Future Gas Supply+Methanex Stays+Reduced Rankine Availability+Constrained Operational Capacity+Low Wind & Solar | -1174.8174 | -367.1198 | 14.9193
2026 | SIWEM_PERC | Medium Demand Growth+Expected Future Gas Supply+Methanex Stays+Reduced Rankine Availability+Constrained Operational Capacity+Low Wind & Solar | 34.1131 | 34.2578 | 34.2578
2027 | SIWEM_PERC | Medium Demand Growth+Expected Future Gas Supply+Methanex Stays+Reduced Rankine Availability+Constrained Operational Capacity+Low Wind & Solar | 19.539 | 21.8399 | 21.8399
2028 | SIWEM_PERC | Medium Demand Growth+Expected Future Gas Supply+Methanex Stays+Reduced Rankine Availability+Constrained Operational Capacity+Low Wind & Solar | 17.9557 | 29.3829 | 35.7927
2029 | SIWEM_PERC | Medium Demand Growth+Expected Future Gas Supply+Methanex Stays+Reduced Rankine Availability+Constrained Operational Capacity+Low Wind & Solar | 10.0991 | 20.7471 | 36.9095
2030 | SIWEM_PERC | Medium Demand Growth+Expected Future Gas Supply+Methanex Stays+Reduced Rankine Availability+Constrained Operational Capacity+Low Wind & Solar | 5.7635 | 17.5781 | 46.1591
2031 | SIWEM_PERC | Medium Demand Growth+Expected Future Gas Supply+Methanex Stays+Reduced Rankine Availability+Constrained Operational Capacity+Low Wind & Solar | 2.2597 | 13.6677 | 48.4888
2032 | SIWEM_PERC | Medium Demand Growth+Expected Future Gas Supply+Methanex Stays+Reduced Rankine Availability+Constrained Operational Capacity+Low Wind & Solar | 0.47602 | 11.6671 | 44.931
2033 | SIWEM_PERC | Medium Demand Growth+Expected Future Gas Supply+Methanex Stays+Reduced Rankine Availability+Constrained Operational Capacity+Low Wind & Solar | -1.5768 | 9.3676 | 41.2478
2034 | SIWEM_PERC | Medium Demand Growth+Expected Future Gas Supply+Methanex Stays+Reduced Rankine Availability+Constrained Operational Capacity+Low Wind & Solar | -3.3156 | 7.4153 | 36.2261
2035 | SIWEM_PERC | Medium Demand Growth+Expected Future Gas Supply+Methanex Stays+Reduced Rankine Availability+Constrained Operational Capacity+Low Wind & Solar | -4.7693 | 5.7789 | 30.2287
2026 | NZWEM_PERC | Medium Demand Growth+Expected Future Gas Supply+Methanex Stays+Reduced Rankine Availability+Upgraded HVDC | 13.8196 | 13.8763 | 13.8763
2027 | NZWEM_PERC | Medium Demand Growth+Expected Future Gas Supply+Methanex Stays+Reduced Rankine Availability+Upgraded HVDC | 5.1341 | 6.9127 | 7.2202
2028 | NZWEM_PERC | Medium Demand Growth+Expected Future Gas Supply+Methanex Stays+Reduced Rankine Availability+Upgraded HVDC | 3.4796 | 11.1844 | 15.4577
2029 | NZWEM_PERC | Medium Demand Growth+Expected Future Gas Supply+Methanex Stays+Reduced Rankine Availability+Upgraded HVDC | -1.5469 | 9.0349 | 17.4071
2030 | NZWEM_PERC | Medium Demand Growth+Expected Future Gas Supply+Methanex Stays+Reduced Rankine Availability+Upgraded HVDC | -4.3497 | 7.9506 | 21.4422
2031 | NZWEM_PERC | Medium Demand Growth+Expected Future Gas Supply+Methanex Stays+Reduced Rankine Availability+Upgraded HVDC | -7.7712 | 4.2052 | 22.7769
2032 | NZWEM_PERC | Medium Demand Growth+Expected Future Gas Supply+Methanex Stays+Reduced Rankine Availability+Upgraded HVDC | -9.7085 | 2.3517 | 21.4337
2033 | NZWEM_PERC | Medium Demand Growth+Expected Future Gas Supply+Methanex Stays+Reduced Rankine Availability+Upgraded HVDC | -11.8416 | -0.081851 | 20.1252
2034 | NZWEM_PERC | Medium Demand Growth+Expected Future Gas Supply+Methanex Stays+Reduced Rankine Availability+Upgraded HVDC | -13.4382 | -1.564 | 18.174
2035 | NZWEM_PERC | Medium Demand Growth+Expected Future Gas Supply+Methanex Stays+Reduced Rankine Availability+Upgraded HVDC | -15.1204 | -3.4267 | 15.8693
2026 | NIWCM | Medium Demand Growth+Expected Future Gas Supply+Methanex Stays+Reduced Rankine Availability+Upgraded HVDC | 920.9691 | 921.7689 | 921.7689
2027 | NIWCM | Medium Demand Growth+Expected Future Gas Supply+Methanex Stays+Reduced Rankine Availability+Upgraded HVDC | 845.9707 | 877.8368 | 882.3733
2028 | NIWCM | Medium Demand Growth+Expected Future Gas Supply+Methanex Stays+Reduced Rankine Availability+Upgraded HVDC | 859.1103 | 1505.0791 | 1565.8242
2029 | NIWCM | Medium Demand Growth+Expected Future Gas Supply+Methanex Stays+Reduced Rankine Availability+Upgraded HVDC | 611.353 | 1501.7771 | 1825.1221
2030 | NIWCM | Medium Demand Growth+Expected Future Gas Supply+Methanex Stays+Reduced Rankine Availability+Upgraded HVDC | 357.1061 | 1371.4514 | 1890.9615
2031 | NIWCM | Medium Demand Growth+Expected Future Gas Supply+Methanex Stays+Reduced Rankine Availability+Upgraded HVDC | 179.7311 | 1211.8478 | 1992.1311
2032 | NIWCM | Medium Demand Growth+Expected Future Gas Supply+Methanex Stays+Reduced Rankine Availability+Upgraded HVDC | 15.1165 | 1068.5413 | 1887.1995
2033 | NIWCM | Medium Demand Growth+Expected Future Gas Supply+Methanex Stays+Reduced Rankine Availability+Upgraded HVDC | -174.4324 | 884.5126 | 1781.1554
2034 | NIWCM | Medium Demand Growth+Expected Future Gas Supply+Methanex Stays+Reduced Rankine Availability+Upgraded HVDC | -342.2944 | 761.6695 | 1743.7654
2035 | NIWCM | Medium Demand Growth+Expected Future Gas Supply+Methanex Stays+Reduced Rankine Availability+Upgraded HVDC | -493.9569 | 621.7582 | 1611.8228
2026 | SIWEM_PERC | Medium Demand Growth+Expected Future Gas Supply+Methanex Stays+Reduced Rankine Availability+Upgraded HVDC | 37.4793 | 37.6397 | 37.6397
2027 | SIWEM_PERC | Medium Demand Growth+Expected Future Gas Supply+Methanex Stays+Reduced Rankine Availability+Upgraded HVDC | 20.3731 | 22.9227 | 22.9227
2028 | SIWEM_PERC | Medium Demand Growth+Expected Future Gas Supply+Methanex Stays+Reduced Rankine Availability+Upgraded HVDC | 18.9439 | 31.6061 | 41.4017
2029 | SIWEM_PERC | Medium Demand Growth+Expected Future Gas Supply+Methanex Stays+Reduced Rankine Availability+Upgraded HVDC | 11.0199 | 22.8187 | 45.6782
2030 | SIWEM_PERC | Medium Demand Growth+Expected Future Gas Supply+Methanex Stays+Reduced Rankine Availability+Upgraded HVDC | 6.6467 | 19.7382 | 56.3497
2031 | SIWEM_PERC | Medium Demand Growth+Expected Future Gas Supply+Methanex Stays+Reduced Rankine Availability+Upgraded HVDC | 3.1125 | 15.7534 | 59.6884
2032 | SIWEM_PERC | Medium Demand Growth+Expected Future Gas Supply+Methanex Stays+Reduced Rankine Availability+Upgraded HVDC | 1.3126 | 13.7132 | 56.2286
2033 | SIWEM_PERC | Medium Demand Growth+Expected Future Gas Supply+Methanex Stays+Reduced Rankine Availability+Upgraded HVDC | -0.75867 | 11.3685 | 52.7444
2034 | SIWEM_PERC | Medium Demand Growth+Expected Future Gas Supply+Methanex Stays+Reduced Rankine Availability+Upgraded HVDC | -2.5134 | 9.3772 | 47.5265
2035 | SIWEM_PERC | Medium Demand Growth+Expected Future Gas Supply+Methanex Stays+Reduced Rankine Availability+Upgraded HVDC | -3.9808 | 7.7075 | 41.3369
2026 | NZWEM_PERC | Medium Demand Growth+Expected Future Gas Supply+Methanex Stays+Reduced Rankine Availability+Upgraded HVDC+Low Wind & Solar | 12.6303 | 12.6814 | 12.6814
2027 | NZWEM_PERC | Medium Demand Growth+Expected Future Gas Supply+Methanex Stays+Reduced Rankine Availability+Upgraded HVDC+Low Wind & Solar | 3.8298 | 5.4349 | 5.7124
2028 | NZWEM_PERC | Medium Demand Growth+Expected Future Gas Supply+Methanex Stays+Reduced Rankine Availability+Upgraded HVDC+Low Wind & Solar | 2.1049 | 9.0582 | 12.9147
2029 | NZWEM_PERC | Medium Demand Growth+Expected Future Gas Supply+Methanex Stays+Reduced Rankine Availability+Upgraded HVDC+Low Wind & Solar | -2.8973 | 6.6523 | 14.208
2030 | NZWEM_PERC | Medium Demand Growth+Expected Future Gas Supply+Methanex Stays+Reduced Rankine Availability+Upgraded HVDC+Low Wind & Solar | -5.6509 | 5.4965 | 17.7072
2031 | NZWEM_PERC | Medium Demand Growth+Expected Future Gas Supply+Methanex Stays+Reduced Rankine Availability+Upgraded HVDC+Low Wind & Solar | -9.0294 | 1.8323 | 18.6265
2032 | NZWEM_PERC | Medium Demand Growth+Expected Future Gas Supply+Methanex Stays+Reduced Rankine Availability+Upgraded HVDC+Low Wind & Solar | -10.938 | -0.001924 | 17.2851
2033 | NZWEM_PERC | Medium Demand Growth+Expected Future Gas Supply+Methanex Stays+Reduced Rankine Availability+Upgraded HVDC+Low Wind & Solar | -13.0405 | -2.3768 | 15.9239
2034 | NZWEM_PERC | Medium Demand Growth+Expected Future Gas Supply+Methanex Stays+Reduced Rankine Availability+Upgraded HVDC+Low Wind & Solar | -14.6093 | -3.8056 | 14.0702
2035 | NZWEM_PERC | Medium Demand Growth+Expected Future Gas Supply+Methanex Stays+Reduced Rankine Availability+Upgraded HVDC+Low Wind & Solar | -16.2653 | -5.6182 | 11.8574
2026 | NIWCM | Medium Demand Growth+Expected Future Gas Supply+Methanex Stays+Reduced Rankine Availability+Upgraded HVDC+Low Wind & Solar | 920.9691 | 921.7689 | 921.7689
2027 | NIWCM | Medium Demand Growth+Expected Future Gas Supply+Methanex Stays+Reduced Rankine Availability+Upgraded HVDC+Low Wind & Solar | 845.9707 | 877.8368 | 882.3733
2028 | NIWCM | Medium Demand Growth+Expected Future Gas Supply+Methanex Stays+Reduced Rankine Availability+Upgraded HVDC+Low Wind & Solar | 859.1103 | 1505.0791 | 1565.8242
2029 | NIWCM | Medium Demand Growth+Expected Future Gas Supply+Methanex Stays+Reduced Rankine Availability+Upgraded HVDC+Low Wind & Solar | 611.353 | 1501.7771 | 1825.1221
2030 | NIWCM | Medium Demand Growth+Expected Future Gas Supply+Methanex Stays+Reduced Rankine Availability+Upgraded HVDC+Low Wind & Solar | 357.1061 | 1371.4514 | 1890.9615
2031 | NIWCM | Medium Demand Growth+Expected Future Gas Supply+Methanex Stays+Reduced Rankine Availability+Upgraded HVDC+Low Wind & Solar | 179.7311 | 1211.8478 | 1992.1311
2032 | NIWCM | Medium Demand Growth+Expected Future Gas Supply+Methanex Stays+Reduced Rankine Availability+Upgraded HVDC+Low Wind & Solar | 15.1165 | 1068.5413 | 1887.1995
2033 | NIWCM | Medium Demand Growth+Expected Future Gas Supply+Methanex Stays+Reduced Rankine Availability+Upgraded HVDC+Low Wind & Solar | -174.4324 | 884.5126 | 1781.1554
2034 | NIWCM | Medium Demand Growth+Expected Future Gas Supply+Methanex Stays+Reduced Rankine Availability+Upgraded HVDC+Low Wind & Solar | -342.2944 | 761.6695 | 1743.7654
2035 | NIWCM | Medium Demand Growth+Expected Future Gas Supply+Methanex Stays+Reduced Rankine Availability+Upgraded HVDC+Low Wind & Solar | -493.9569 | 621.7582 | 1611.8228
2026 | SIWEM_PERC | Medium Demand Growth+Expected Future Gas Supply+Methanex Stays+Reduced Rankine Availability+Upgraded HVDC+Low Wind & Solar | 34.1131 | 34.2578 | 34.2578
2027 | SIWEM_PERC | Medium Demand Growth+Expected Future Gas Supply+Methanex Stays+Reduced Rankine Availability+Upgraded HVDC+Low Wind & Solar | 19.539 | 21.8399 | 21.8399
2028 | SIWEM_PERC | Medium Demand Growth+Expected Future Gas Supply+Methanex Stays+Reduced Rankine Availability+Upgraded HVDC+Low Wind & Solar | 17.9557 | 29.3829 | 35.7927
2029 | SIWEM_PERC | Medium Demand Growth+Expected Future Gas Supply+Methanex Stays+Reduced Rankine Availability+Upgraded HVDC+Low Wind & Solar | 10.0991 | 20.7471 | 36.9095
2030 | SIWEM_PERC | Medium Demand Growth+Expected Future Gas Supply+Methanex Stays+Reduced Rankine Availability+Upgraded HVDC+Low Wind & Solar | 5.7635 | 17.5781 | 46.1591
2031 | SIWEM_PERC | Medium Demand Growth+Expected Future Gas Supply+Methanex Stays+Reduced Rankine Availability+Upgraded HVDC+Low Wind & Solar | 2.2597 | 13.6677 | 48.4888
2032 | SIWEM_PERC | Medium Demand Growth+Expected Future Gas Supply+Methanex Stays+Reduced Rankine Availability+Upgraded HVDC+Low Wind & Solar | 0.47602 | 11.6671 | 44.931
2033 | SIWEM_PERC | Medium Demand Growth+Expected Future Gas Supply+Methanex Stays+Reduced Rankine Availability+Upgraded HVDC+Low Wind & Solar | -1.5768 | 9.3676 | 41.2478
2034 | SIWEM_PERC | Medium Demand Growth+Expected Future Gas Supply+Methanex Stays+Reduced Rankine Availability+Upgraded HVDC+Low Wind & Solar | -3.3156 | 7.4153 | 36.2261
2035 | SIWEM_PERC | Medium Demand Growth+Expected Future Gas Supply+Methanex Stays+Reduced Rankine Availability+Upgraded HVDC+Low Wind & Solar | -4.7693 | 5.7789 | 30.2287
2026 | NZWEM_PERC | Medium Demand Growth+Expected Future Gas Supply+Methanex Stays+Reduced Rankine Availability+Upgraded HVDC+Constrained Operational Capacity | 13.8196 | 13.8763 | 13.8763
2027 | NZWEM_PERC | Medium Demand Growth+Expected Future Gas Supply+Methanex Stays+Reduced Rankine Availability+Upgraded HVDC+Constrained Operational Capacity | 5.1341 | 6.9127 | 7.2202
2028 | NZWEM_PERC | Medium Demand Growth+Expected Future Gas Supply+Methanex Stays+Reduced Rankine Availability+Upgraded HVDC+Constrained Operational Capacity | 3.4796 | 11.1844 | 15.4577
2029 | NZWEM_PERC | Medium Demand Growth+Expected Future Gas Supply+Methanex Stays+Reduced Rankine Availability+Upgraded HVDC+Constrained Operational Capacity | -1.5469 | 9.0349 | 17.4071
2030 | NZWEM_PERC | Medium Demand Growth+Expected Future Gas Supply+Methanex Stays+Reduced Rankine Availability+Upgraded HVDC+Constrained Operational Capacity | -4.3497 | 7.9506 | 21.4422
2031 | NZWEM_PERC | Medium Demand Growth+Expected Future Gas Supply+Methanex Stays+Reduced Rankine Availability+Upgraded HVDC+Constrained Operational Capacity | -7.7712 | 4.2052 | 22.7769
2032 | NZWEM_PERC | Medium Demand Growth+Expected Future Gas Supply+Methanex Stays+Reduced Rankine Availability+Upgraded HVDC+Constrained Operational Capacity | -9.7085 | 2.3517 | 21.4337
2033 | NZWEM_PERC | Medium Demand Growth+Expected Future Gas Supply+Methanex Stays+Reduced Rankine Availability+Upgraded HVDC+Constrained Operational Capacity | -11.8416 | -0.081851 | 20.1252
2034 | NZWEM_PERC | Medium Demand Growth+Expected Future Gas Supply+Methanex Stays+Reduced Rankine Availability+Upgraded HVDC+Constrained Operational Capacity | -13.4382 | -1.564 | 18.174
2035 | NZWEM_PERC | Medium Demand Growth+Expected Future Gas Supply+Methanex Stays+Reduced Rankine Availability+Upgraded HVDC+Constrained Operational Capacity | -15.1204 | -3.4267 | 15.8693
2026 | NIWCM | Medium Demand Growth+Expected Future Gas Supply+Methanex Stays+Reduced Rankine Availability+Upgraded HVDC+Constrained Operational Capacity | 325.6776 | 325.6776 | 325.6776
2027 | NIWCM | Medium Demand Growth+Expected Future Gas Supply+Methanex Stays+Reduced Rankine Availability+Upgraded HVDC+Constrained Operational Capacity | 224.2836 | 228.2512 | 228.2512
2028 | NIWCM | Medium Demand Growth+Expected Future Gas Supply+Methanex Stays+Reduced Rankine Availability+Upgraded HVDC+Constrained Operational Capacity | 205.4256 | 699.3399 | 707.1268
2029 | NIWCM | Medium Demand Growth+Expected Future Gas Supply+Methanex Stays+Reduced Rankine Availability+Upgraded HVDC+Constrained Operational Capacity | -60.3162 | 589.3627 | 745.8717
2030 | NIWCM | Medium Demand Growth+Expected Future Gas Supply+Methanex Stays+Reduced Rankine Availability+Upgraded HVDC+Constrained Operational Capacity | -317.689 | 419.2906 | 631.9063
2031 | NIWCM | Medium Demand Growth+Expected Future Gas Supply+Methanex Stays+Reduced Rankine Availability+Upgraded HVDC+Constrained Operational Capacity | -497.8032 | 250.5253 | 521.7464
2032 | NIWCM | Medium Demand Growth+Expected Future Gas Supply+Methanex Stays+Reduced Rankine Availability+Upgraded HVDC+Constrained Operational Capacity | -663.7615 | 89.1265 | 382.2282
2033 | NIWCM | Medium Demand Growth+Expected Future Gas Supply+Methanex Stays+Reduced Rankine Availability+Upgraded HVDC+Constrained Operational Capacity | -853.164 | -100.0434 | 205.0464
2034 | NIWCM | Medium Demand Growth+Expected Future Gas Supply+Methanex Stays+Reduced Rankine Availability+Upgraded HVDC+Constrained Operational Capacity | -1023.1651 | -225.576 | 156.8187
2035 | NIWCM | Medium Demand Growth+Expected Future Gas Supply+Methanex Stays+Reduced Rankine Availability+Upgraded HVDC+Constrained Operational Capacity | -1174.8174 | -367.1198 | 14.9193
2026 | SIWEM_PERC | Medium Demand Growth+Expected Future Gas Supply+Methanex Stays+Reduced Rankine Availability+Upgraded HVDC+Constrained Operational Capacity | 37.4793 | 37.6397 | 37.6397
2027 | SIWEM_PERC | Medium Demand Growth+Expected Future Gas Supply+Methanex Stays+Reduced Rankine Availability+Upgraded HVDC+Constrained Operational Capacity | 20.3731 | 22.9227 | 22.9227
2028 | SIWEM_PERC | Medium Demand Growth+Expected Future Gas Supply+Methanex Stays+Reduced Rankine Availability+Upgraded HVDC+Constrained Operational Capacity | 18.9439 | 31.6061 | 41.4017
2029 | SIWEM_PERC | Medium Demand Growth+Expected Future Gas Supply+Methanex Stays+Reduced Rankine Availability+Upgraded HVDC+Constrained Operational Capacity | 11.0199 | 22.8187 | 45.6782
2030 | SIWEM_PERC | Medium Demand Growth+Expected Future Gas Supply+Methanex Stays+Reduced Rankine Availability+Upgraded HVDC+Constrained Operational Capacity | 6.6467 | 19.7382 | 56.3497
2031 | SIWEM_PERC | Medium Demand Growth+Expected Future Gas Supply+Methanex Stays+Reduced Rankine Availability+Upgraded HVDC+Constrained Operational Capacity | 3.1125 | 15.7534 | 59.6884
2032 | SIWEM_PERC | Medium Demand Growth+Expected Future Gas Supply+Methanex Stays+Reduced Rankine Availability+Upgraded HVDC+Constrained Operational Capacity | 1.3126 | 13.7132 | 56.2286
2033 | SIWEM_PERC | Medium Demand Growth+Expected Future Gas Supply+Methanex Stays+Reduced Rankine Availability+Upgraded HVDC+Constrained Operational Capacity | -0.75867 | 11.3685 | 52.7444
2034 | SIWEM_PERC | Medium Demand Growth+Expected Future Gas Supply+Methanex Stays+Reduced Rankine Availability+Upgraded HVDC+Constrained Operational Capacity | -2.5134 | 9.3772 | 47.5265
2035 | SIWEM_PERC | Medium Demand Growth+Expected Future Gas Supply+Methanex Stays+Reduced Rankine Availability+Upgraded HVDC+Constrained Operational Capacity | -3.9808 | 7.7075 | 41.3369
2026 | NZWEM_PERC | Medium Demand Growth+Expected Future Gas Supply+Methanex Stays+Reduced Rankine Availability+Upgraded HVDC+Constrained Operational Capacity+Low Wind & Solar | 12.6303 | 12.6814 | 12.6814
2027 | NZWEM_PERC | Medium Demand Growth+Expected Future Gas Supply+Methanex Stays+Reduced Rankine Availability+Upgraded HVDC+Constrained Operational Capacity+Low Wind & Solar | 3.8298 | 5.4349 | 5.7124
2028 | NZWEM_PERC | Medium Demand Growth+Expected Future Gas Supply+Methanex Stays+Reduced Rankine Availability+Upgraded HVDC+Constrained Operational Capacity+Low Wind & Solar | 2.1049 | 9.0582 | 12.9147
2029 | NZWEM_PERC | Medium Demand Growth+Expected Future Gas Supply+Methanex Stays+Reduced Rankine Availability+Upgraded HVDC+Constrained Operational Capacity+Low Wind & Solar | -2.8973 | 6.6523 | 14.208
2030 | NZWEM_PERC | Medium Demand Growth+Expected Future Gas Supply+Methanex Stays+Reduced Rankine Availability+Upgraded HVDC+Constrained Operational Capacity+Low Wind & Solar | -5.6509 | 5.4965 | 17.7072
2031 | NZWEM_PERC | Medium Demand Growth+Expected Future Gas Supply+Methanex Stays+Reduced Rankine Availability+Upgraded HVDC+Constrained Operational Capacity+Low Wind & Solar | -9.0294 | 1.8323 | 18.6265
2032 | NZWEM_PERC | Medium Demand Growth+Expected Future Gas Supply+Methanex Stays+Reduced Rankine Availability+Upgraded HVDC+Constrained Operational Capacity+Low Wind & Solar | -10.938 | -0.001924 | 17.2851
2033 | NZWEM_PERC | Medium Demand Growth+Expected Future Gas Supply+Methanex Stays+Reduced Rankine Availability+Upgraded HVDC+Constrained Operational Capacity+Low Wind & Solar | -13.0405 | -2.3768 | 15.9239
2034 | NZWEM_PERC | Medium Demand Growth+Expected Future Gas Supply+Methanex Stays+Reduced Rankine Availability+Upgraded HVDC+Constrained Operational Capacity+Low Wind & Solar | -14.6093 | -3.8056 | 14.0702
2035 | NZWEM_PERC | Medium Demand Growth+Expected Future Gas Supply+Methanex Stays+Reduced Rankine Availability+Upgraded HVDC+Constrained Operational Capacity+Low Wind & Solar | -16.2653 | -5.6182 | 11.8574
2026 | NIWCM | Medium Demand Growth+Expected Future Gas Supply+Methanex Stays+Reduced Rankine Availability+Upgraded HVDC+Constrained Operational Capacity+Low Wind & Solar | 325.6776 | 325.6776 | 325.6776
2027 | NIWCM | Medium Demand Growth+Expected Future Gas Supply+Methanex Stays+Reduced Rankine Availability+Upgraded HVDC+Constrained Operational Capacity+Low Wind & Solar | 224.2836 | 228.2512 | 228.2512
2028 | NIWCM | Medium Demand Growth+Expected Future Gas Supply+Methanex Stays+Reduced Rankine Availability+Upgraded HVDC+Constrained Operational Capacity+Low Wind & Solar | 205.4256 | 699.3399 | 707.1268
2029 | NIWCM | Medium Demand Growth+Expected Future Gas Supply+Methanex Stays+Reduced Rankine Availability+Upgraded HVDC+Constrained Operational Capacity+Low Wind & Solar | -60.3162 | 589.3627 | 745.8717
2030 | NIWCM | Medium Demand Growth+Expected Future Gas Supply+Methanex Stays+Reduced Rankine Availability+Upgraded HVDC+Constrained Operational Capacity+Low Wind & Solar | -317.689 | 419.2906 | 631.9063
2031 | NIWCM | Medium Demand Growth+Expected Future Gas Supply+Methanex Stays+Reduced Rankine Availability+Upgraded HVDC+Constrained Operational Capacity+Low Wind & Solar | -497.8032 | 250.5253 | 521.7464
2032 | NIWCM | Medium Demand Growth+Expected Future Gas Supply+Methanex Stays+Reduced Rankine Availability+Upgraded HVDC+Constrained Operational Capacity+Low Wind & Solar | -663.7615 | 89.1265 | 382.2282
2033 | NIWCM | Medium Demand Growth+Expected Future Gas Supply+Methanex Stays+Reduced Rankine Availability+Upgraded HVDC+Constrained Operational Capacity+Low Wind & Solar | -853.164 | -100.0434 | 205.0464
2034 | NIWCM | Medium Demand Growth+Expected Future Gas Supply+Methanex Stays+Reduced Rankine Availability+Upgraded HVDC+Constrained Operational Capacity+Low Wind & Solar | -1023.1651 | -225.576 | 156.8187
2035 | NIWCM | Medium Demand Growth+Expected Future Gas Supply+Methanex Stays+Reduced Rankine Availability+Upgraded HVDC+Constrained Operational Capacity+Low Wind & Solar | -1174.8174 | -367.1198 | 14.9193
2026 | SIWEM_PERC | Medium Demand Growth+Expected Future Gas Supply+Methanex Stays+Reduced Rankine Availability+Upgraded HVDC+Constrained Operational Capacity+Low Wind & Solar | 34.1131 | 34.2578 | 34.2578
2027 | SIWEM_PERC | Medium Demand Growth+Expected Future Gas Supply+Methanex Stays+Reduced Rankine Availability+Upgraded HVDC+Constrained Operational Capacity+Low Wind & Solar | 19.539 | 21.8399 | 21.8399
2028 | SIWEM_PERC | Medium Demand Growth+Expected Future Gas Supply+Methanex Stays+Reduced Rankine Availability+Upgraded HVDC+Constrained Operational Capacity+Low Wind & Solar | 17.9557 | 29.3829 | 35.7927
2029 | SIWEM_PERC | Medium Demand Growth+Expected Future Gas Supply+Methanex Stays+Reduced Rankine Availability+Upgraded HVDC+Constrained Operational Capacity+Low Wind & Solar | 10.0991 | 20.7471 | 36.9095
2030 | SIWEM_PERC | Medium Demand Growth+Expected Future Gas Supply+Methanex Stays+Reduced Rankine Availability+Upgraded HVDC+Constrained Operational Capacity+Low Wind & Solar | 5.7635 | 17.5781 | 46.1591
2031 | SIWEM_PERC | Medium Demand Growth+Expected Future Gas Supply+Methanex Stays+Reduced Rankine Availability+Upgraded HVDC+Constrained Operational Capacity+Low Wind & Solar | 2.2597 | 13.6677 | 48.4888
2032 | SIWEM_PERC | Medium Demand Growth+Expected Future Gas Supply+Methanex Stays+Reduced Rankine Availability+Upgraded HVDC+Constrained Operational Capacity+Low Wind & Solar | 0.47602 | 11.6671 | 44.931
2033 | SIWEM_PERC | Medium Demand Growth+Expected Future Gas Supply+Methanex Stays+Reduced Rankine Availability+Upgraded HVDC+Constrained Operational Capacity+Low Wind & Solar | -1.5768 | 9.3676 | 41.2478
2034 | SIWEM_PERC | Medium Demand Growth+Expected Future Gas Supply+Methanex Stays+Reduced Rankine Availability+Upgraded HVDC+Constrained Operational Capacity+Low Wind & Solar | -3.3156 | 7.4153 | 36.2261
2035 | SIWEM_PERC | Medium Demand Growth+Expected Future Gas Supply+Methanex Stays+Reduced Rankine Availability+Upgraded HVDC+Constrained Operational Capacity+Low Wind & Solar | -4.7693 | 5.7789 | 30.2287
2026 | NZWEM_PERC | Medium Demand Growth+Expected Future Gas Supply+Methanex Stays+Reduced Rankine Availability+Delayed Build | 9.2236 | 9.2236 | 9.2236
2027 | NZWEM_PERC | Medium Demand Growth+Expected Future Gas Supply+Methanex Stays+Reduced Rankine Availability+Delayed Build | -2.0008 | -1.8639 | -1.7015
2028 | NZWEM_PERC | Medium Demand Growth+Expected Future Gas Supply+Methanex Stays+Reduced Rankine Availability+Delayed Build | -0.49417 | 0.87694 | 1.1753
2029 | NZWEM_PERC | Medium Demand Growth+Expected Future Gas Supply+Methanex Stays+Reduced Rankine Availability+Delayed Build | -2.6104 | 0.026337 | 0.8453
2030 | NZWEM_PERC | Medium Demand Growth+Expected Future Gas Supply+Methanex Stays+Reduced Rankine Availability+Delayed Build | -4.3497 | 3.9117 | 10.8949
2031 | NZWEM_PERC | Medium Demand Growth+Expected Future Gas Supply+Methanex Stays+Reduced Rankine Availability+Delayed Build | -7.7712 | 3.0282 | 10.8286
2032 | NZWEM_PERC | Medium Demand Growth+Expected Future Gas Supply+Methanex Stays+Reduced Rankine Availability+Delayed Build | -9.7085 | 1.4594 | 14.2073
2033 | NZWEM_PERC | Medium Demand Growth+Expected Future Gas Supply+Methanex Stays+Reduced Rankine Availability+Delayed Build | -11.8416 | -0.87249 | 16.8243
2034 | NZWEM_PERC | Medium Demand Growth+Expected Future Gas Supply+Methanex Stays+Reduced Rankine Availability+Delayed Build | -13.4382 | -2.3843 | 15.7905
2035 | NZWEM_PERC | Medium Demand Growth+Expected Future Gas Supply+Methanex Stays+Reduced Rankine Availability+Delayed Build | -15.1204 | -3.8909 | 15.4051
2026 | NIWCM | Medium Demand Growth+Expected Future Gas Supply+Methanex Stays+Reduced Rankine Availability+Delayed Build | 628.8124 | 628.8124 | 628.8124
2027 | NIWCM | Medium Demand Growth+Expected Future Gas Supply+Methanex Stays+Reduced Rankine Availability+Delayed Build | 447.4105 | 449.4206 | 451.8931
2028 | NIWCM | Medium Demand Growth+Expected Future Gas Supply+Methanex Stays+Reduced Rankine Availability+Delayed Build | 605.0318 | 625.0229 | 629.5594
2029 | NIWCM | Medium Demand Growth+Expected Future Gas Supply+Methanex Stays+Reduced Rankine Availability+Delayed Build | 403.9073 | 531.0527 | 544.645
2030 | NIWCM | Medium Demand Growth+Expected Future Gas Supply+Methanex Stays+Reduced Rankine Availability+Delayed Build | 301.3296 | 1020.3871 | 1297.4104
2031 | NIWCM | Medium Demand Growth+Expected Future Gas Supply+Methanex Stays+Reduced Rankine Availability+Delayed Build | 106.7926 | 1036.0198 | 1382.231
2032 | NIWCM | Medium Demand Growth+Expected Future Gas Supply+Methanex Stays+Reduced Rankine Availability+Delayed Build | -57.822 | 942.2335 | 1503.4244
2033 | NIWCM | Medium Demand Growth+Expected Future Gas Supply+Methanex Stays+Reduced Rankine Availability+Delayed Build | -174.4324 | 839.4734 | 1636.649
2034 | NIWCM | Medium Demand Growth+Expected Future Gas Supply+Methanex Stays+Reduced Rankine Availability+Delayed Build | -342.2944 | 691.5803 | 1529.2486
2035 | NIWCM | Medium Demand Growth+Expected Future Gas Supply+Methanex Stays+Reduced Rankine Availability+Delayed Build | -493.9569 | 569.4262 | 1482.2594
2026 | SIWEM_PERC | Medium Demand Growth+Expected Future Gas Supply+Methanex Stays+Reduced Rankine Availability+Delayed Build | 24.4709 | 24.4709 | 24.4709
2027 | SIWEM_PERC | Medium Demand Growth+Expected Future Gas Supply+Methanex Stays+Reduced Rankine Availability+Delayed Build | 16.7358 | 16.8057 | 16.8057
2028 | SIWEM_PERC | Medium Demand Growth+Expected Future Gas Supply+Methanex Stays+Reduced Rankine Availability+Delayed Build | 16.6982 | 18.6029 | 18.6029
2029 | SIWEM_PERC | Medium Demand Growth+Expected Future Gas Supply+Methanex Stays+Reduced Rankine Availability+Delayed Build | 9.3208 | 13.9372 | 13.9372
2030 | SIWEM_PERC | Medium Demand Growth+Expected Future Gas Supply+Methanex Stays+Reduced Rankine Availability+Delayed Build | 6.6467 | 17.964 | 30.0108
2031 | SIWEM_PERC | Medium Demand Growth+Expected Future Gas Supply+Methanex Stays+Reduced Rankine Availability+Delayed Build | 3.1125 | 14.0403 | 27.4358
2032 | SIWEM_PERC | Medium Demand Growth+Expected Future Gas Supply+Methanex Stays+Reduced Rankine Availability+Delayed Build | 1.3126 | 13.7132 | 36.5125
2033 | SIWEM_PERC | Medium Demand Growth+Expected Future Gas Supply+Methanex Stays+Reduced Rankine Availability+Delayed Build | -0.75867 | 11.3685 | 43.7179
2034 | SIWEM_PERC | Medium Demand Growth+Expected Future Gas Supply+Methanex Stays+Reduced Rankine Availability+Delayed Build | -2.5134 | 9.3772 | 40.9631
2035 | SIWEM_PERC | Medium Demand Growth+Expected Future Gas Supply+Methanex Stays+Reduced Rankine Availability+Delayed Build | -3.9808 | 7.7075 | 40.0518
2026 | NZWEM_PERC | Medium Demand Growth+Expected Future Gas Supply+Methanex Stays+Reduced Rankine Availability+Delayed Build+Low Wind & Solar | 8.3187 | 8.3187 | 8.3187
2027 | NZWEM_PERC | Medium Demand Growth+Expected Future Gas Supply+Methanex Stays+Reduced Rankine Availability+Delayed Build+Low Wind & Solar | -2.9265 | -2.803 | -2.6565
2028 | NZWEM_PERC | Medium Demand Growth+Expected Future Gas Supply+Methanex Stays+Reduced Rankine Availability+Delayed Build+Low Wind & Solar | -1.6367 | -0.39931 | -0.13001
2029 | NZWEM_PERC | Medium Demand Growth+Expected Future Gas Supply+Methanex Stays+Reduced Rankine Availability+Delayed Build+Low Wind & Solar | -3.8571 | -1.4776 | -0.73847
2030 | NZWEM_PERC | Medium Demand Growth+Expected Future Gas Supply+Methanex Stays+Reduced Rankine Availability+Delayed Build+Low Wind & Solar | -5.6509 | 1.8046 | 8.1067
2031 | NZWEM_PERC | Medium Demand Growth+Expected Future Gas Supply+Methanex Stays+Reduced Rankine Availability+Delayed Build+Low Wind & Solar | -9.0294 | 0.71664 | 7.7562
2032 | NZWEM_PERC | Medium Demand Growth+Expected Future Gas Supply+Methanex Stays+Reduced Rankine Availability+Delayed Build+Low Wind & Solar | -10.938 | -0.85938 | 10.6782
2033 | NZWEM_PERC | Medium Demand Growth+Expected Future Gas Supply+Methanex Stays+Reduced Rankine Availability+Delayed Build+Low Wind & Solar | -13.0405 | -3.1335 | 12.8695
2034 | NZWEM_PERC | Medium Demand Growth+Expected Future Gas Supply+Methanex Stays+Reduced Rankine Availability+Delayed Build+Low Wind & Solar | -14.6093 | -4.626 | 11.8391
2035 | NZWEM_PERC | Medium Demand Growth+Expected Future Gas Supply+Methanex Stays+Reduced Rankine Availability+Delayed Build+Low Wind & Solar | -16.2653 | -6.0824 | 11.3932
2026 | NIWCM | Medium Demand Growth+Expected Future Gas Supply+Methanex Stays+Reduced Rankine Availability+Delayed Build+Low Wind & Solar | 628.8124 | 628.8124 | 628.8124
2027 | NIWCM | Medium Demand Growth+Expected Future Gas Supply+Methanex Stays+Reduced Rankine Availability+Delayed Build+Low Wind & Solar | 447.4105 | 449.4206 | 451.8931
2028 | NIWCM | Medium Demand Growth+Expected Future Gas Supply+Methanex Stays+Reduced Rankine Availability+Delayed Build+Low Wind & Solar | 605.0318 | 625.0229 | 629.5594
2029 | NIWCM | Medium Demand Growth+Expected Future Gas Supply+Methanex Stays+Reduced Rankine Availability+Delayed Build+Low Wind & Solar | 403.9073 | 531.0527 | 544.645
2030 | NIWCM | Medium Demand Growth+Expected Future Gas Supply+Methanex Stays+Reduced Rankine Availability+Delayed Build+Low Wind & Solar | 301.3296 | 1020.3871 | 1297.4104
2031 | NIWCM | Medium Demand Growth+Expected Future Gas Supply+Methanex Stays+Reduced Rankine Availability+Delayed Build+Low Wind & Solar | 106.7926 | 1036.0198 | 1382.231
2032 | NIWCM | Medium Demand Growth+Expected Future Gas Supply+Methanex Stays+Reduced Rankine Availability+Delayed Build+Low Wind & Solar | -57.822 | 942.2335 | 1503.4244
2033 | NIWCM | Medium Demand Growth+Expected Future Gas Supply+Methanex Stays+Reduced Rankine Availability+Delayed Build+Low Wind & Solar | -174.4324 | 839.4734 | 1636.649
2034 | NIWCM | Medium Demand Growth+Expected Future Gas Supply+Methanex Stays+Reduced Rankine Availability+Delayed Build+Low Wind & Solar | -342.2944 | 691.5803 | 1529.2486
2035 | NIWCM | Medium Demand Growth+Expected Future Gas Supply+Methanex Stays+Reduced Rankine Availability+Delayed Build+Low Wind & Solar | -493.9569 | 569.4262 | 1482.2594
2026 | SIWEM_PERC | Medium Demand Growth+Expected Future Gas Supply+Methanex Stays+Reduced Rankine Availability+Delayed Build+Low Wind & Solar | 21.9099 | 21.9099 | 21.9099
2027 | SIWEM_PERC | Medium Demand Growth+Expected Future Gas Supply+Methanex Stays+Reduced Rankine Availability+Delayed Build+Low Wind & Solar | 16.2565 | 16.3196 | 16.3196
2028 | SIWEM_PERC | Medium Demand Growth+Expected Future Gas Supply+Methanex Stays+Reduced Rankine Availability+Delayed Build+Low Wind & Solar | 15.9291 | 17.648 | 17.648
2029 | SIWEM_PERC | Medium Demand Growth+Expected Future Gas Supply+Methanex Stays+Reduced Rankine Availability+Delayed Build+Low Wind & Solar | 8.5658 | 12.7319 | 12.7319
2030 | SIWEM_PERC | Medium Demand Growth+Expected Future Gas Supply+Methanex Stays+Reduced Rankine Availability+Delayed Build+Low Wind & Solar | 5.7635 | 15.977 | 26.8488
2031 | SIWEM_PERC | Medium Demand Growth+Expected Future Gas Supply+Methanex Stays+Reduced Rankine Availability+Delayed Build+Low Wind & Solar | 2.2597 | 12.1217 | 24.2107
2032 | SIWEM_PERC | Medium Demand Growth+Expected Future Gas Supply+Methanex Stays+Reduced Rankine Availability+Delayed Build+Low Wind & Solar | 0.47602 | 11.6671 | 27.9258
2033 | SIWEM_PERC | Medium Demand Growth+Expected Future Gas Supply+Methanex Stays+Reduced Rankine Availability+Delayed Build+Low Wind & Solar | -1.5768 | 9.3676 | 32.8688
2034 | SIWEM_PERC | Medium Demand Growth+Expected Future Gas Supply+Methanex Stays+Reduced Rankine Availability+Delayed Build+Low Wind & Solar | -3.3156 | 7.4153 | 30.0826
2035 | SIWEM_PERC | Medium Demand Growth+Expected Future Gas Supply+Methanex Stays+Reduced Rankine Availability+Delayed Build+Low Wind & Solar | -4.7693 | 5.7789 | 28.9436
2026 | NZWEM_PERC | Medium Demand Growth+Expected Future Gas Supply+Methanex Stays+Reduced Rankine Availability+Delayed Build+Constrained Operational Capacity | 9.2236 | 9.2236 | 9.2236
2027 | NZWEM_PERC | Medium Demand Growth+Expected Future Gas Supply+Methanex Stays+Reduced Rankine Availability+Delayed Build+Constrained Operational Capacity | -2.0008 | -1.8639 | -1.7015
2028 | NZWEM_PERC | Medium Demand Growth+Expected Future Gas Supply+Methanex Stays+Reduced Rankine Availability+Delayed Build+Constrained Operational Capacity | -0.49417 | 0.87694 | 1.1753
2029 | NZWEM_PERC | Medium Demand Growth+Expected Future Gas Supply+Methanex Stays+Reduced Rankine Availability+Delayed Build+Constrained Operational Capacity | -2.6104 | 0.026337 | 0.8453
2030 | NZWEM_PERC | Medium Demand Growth+Expected Future Gas Supply+Methanex Stays+Reduced Rankine Availability+Delayed Build+Constrained Operational Capacity | -4.3497 | 3.9117 | 10.8949
2031 | NZWEM_PERC | Medium Demand Growth+Expected Future Gas Supply+Methanex Stays+Reduced Rankine Availability+Delayed Build+Constrained Operational Capacity | -7.7712 | 3.0282 | 10.8286
2032 | NZWEM_PERC | Medium Demand Growth+Expected Future Gas Supply+Methanex Stays+Reduced Rankine Availability+Delayed Build+Constrained Operational Capacity | -9.7085 | 1.4594 | 14.2073
2033 | NZWEM_PERC | Medium Demand Growth+Expected Future Gas Supply+Methanex Stays+Reduced Rankine Availability+Delayed Build+Constrained Operational Capacity | -11.8416 | -0.87249 | 16.8243
2034 | NZWEM_PERC | Medium Demand Growth+Expected Future Gas Supply+Methanex Stays+Reduced Rankine Availability+Delayed Build+Constrained Operational Capacity | -13.4382 | -2.3843 | 15.7905
2035 | NZWEM_PERC | Medium Demand Growth+Expected Future Gas Supply+Methanex Stays+Reduced Rankine Availability+Delayed Build+Constrained Operational Capacity | -15.1204 | -3.8909 | 15.4051
2026 | NIWCM | Medium Demand Growth+Expected Future Gas Supply+Methanex Stays+Reduced Rankine Availability+Delayed Build+Constrained Operational Capacity | 94.465 | 94.465 | 94.465
2027 | NIWCM | Medium Demand Growth+Expected Future Gas Supply+Methanex Stays+Reduced Rankine Availability+Delayed Build+Constrained Operational Capacity | -93.8386 | -93.8386 | -93.8386
2028 | NIWCM | Medium Demand Growth+Expected Future Gas Supply+Methanex Stays+Reduced Rankine Availability+Delayed Build+Constrained Operational Capacity | -4.6081 | -4.6081 | -4.6081
2029 | NIWCM | Medium Demand Growth+Expected Future Gas Supply+Methanex Stays+Reduced Rankine Availability+Delayed Build+Constrained Operational Capacity | -240.4491 | -158.2964 | -158.2964
2030 | NIWCM | Medium Demand Growth+Expected Future Gas Supply+Methanex Stays+Reduced Rankine Availability+Delayed Build+Constrained Operational Capacity | -373.4655 | 138.2962 | 254.9974
2031 | NIWCM | Medium Demand Growth+Expected Future Gas Supply+Methanex Stays+Reduced Rankine Availability+Delayed Build+Constrained Operational Capacity | -570.7417 | 81.8533 | 239.8427
2032 | NIWCM | Medium Demand Growth+Expected Future Gas Supply+Methanex Stays+Reduced Rankine Availability+Delayed Build+Constrained Operational Capacity | -736.7 | -22.6012 | 190.8215
2033 | NIWCM | Medium Demand Growth+Expected Future Gas Supply+Methanex Stays+Reduced Rankine Availability+Delayed Build+Constrained Operational Capacity | -853.164 | -130.5026 | 143.1347
2034 | NIWCM | Medium Demand Growth+Expected Future Gas Supply+Methanex Stays+Reduced Rankine Availability+Delayed Build+Constrained Operational Capacity | -1023.1651 | -295.6652 | -0.49953
2035 | NIWCM | Medium Demand Growth+Expected Future Gas Supply+Methanex Stays+Reduced Rankine Availability+Delayed Build+Constrained Operational Capacity | -1174.8174 | -419.4518 | -114.6417
2026 | SIWEM_PERC | Medium Demand Growth+Expected Future Gas Supply+Methanex Stays+Reduced Rankine Availability+Delayed Build+Constrained Operational Capacity | 24.4709 | 24.4709 | 24.4709
2027 | SIWEM_PERC | Medium Demand Growth+Expected Future Gas Supply+Methanex Stays+Reduced Rankine Availability+Delayed Build+Constrained Operational Capacity | 16.7358 | 16.8057 | 16.8057
2028 | SIWEM_PERC | Medium Demand Growth+Expected Future Gas Supply+Methanex Stays+Reduced Rankine Availability+Delayed Build+Constrained Operational Capacity | 16.6982 | 18.6029 | 18.6029
2029 | SIWEM_PERC | Medium Demand Growth+Expected Future Gas Supply+Methanex Stays+Reduced Rankine Availability+Delayed Build+Constrained Operational Capacity | 9.3208 | 13.9372 | 13.9372
2030 | SIWEM_PERC | Medium Demand Growth+Expected Future Gas Supply+Methanex Stays+Reduced Rankine Availability+Delayed Build+Constrained Operational Capacity | 6.6467 | 17.964 | 30.0108
2031 | SIWEM_PERC | Medium Demand Growth+Expected Future Gas Supply+Methanex Stays+Reduced Rankine Availability+Delayed Build+Constrained Operational Capacity | 3.1125 | 14.0403 | 27.4358
2032 | SIWEM_PERC | Medium Demand Growth+Expected Future Gas Supply+Methanex Stays+Reduced Rankine Availability+Delayed Build+Constrained Operational Capacity | 1.3126 | 13.7132 | 36.5125
2033 | SIWEM_PERC | Medium Demand Growth+Expected Future Gas Supply+Methanex Stays+Reduced Rankine Availability+Delayed Build+Constrained Operational Capacity | -0.75867 | 11.3685 | 43.7179
2034 | SIWEM_PERC | Medium Demand Growth+Expected Future Gas Supply+Methanex Stays+Reduced Rankine Availability+Delayed Build+Constrained Operational Capacity | -2.5134 | 9.3772 | 40.9631
2035 | SIWEM_PERC | Medium Demand Growth+Expected Future Gas Supply+Methanex Stays+Reduced Rankine Availability+Delayed Build+Constrained Operational Capacity | -3.9808 | 7.7075 | 40.0518
2026 | NZWEM_PERC | Medium Demand Growth+Expected Future Gas Supply+Methanex Stays+Reduced Rankine Availability+Delayed Build+Constrained Operational Capacity+Low Wind & Solar | 8.3187 | 8.3187 | 8.3187
2027 | NZWEM_PERC | Medium Demand Growth+Expected Future Gas Supply+Methanex Stays+Reduced Rankine Availability+Delayed Build+Constrained Operational Capacity+Low Wind & Solar | -2.9265 | -2.803 | -2.6565
2028 | NZWEM_PERC | Medium Demand Growth+Expected Future Gas Supply+Methanex Stays+Reduced Rankine Availability+Delayed Build+Constrained Operational Capacity+Low Wind & Solar | -1.6367 | -0.39931 | -0.13001
2029 | NZWEM_PERC | Medium Demand Growth+Expected Future Gas Supply+Methanex Stays+Reduced Rankine Availability+Delayed Build+Constrained Operational Capacity+Low Wind & Solar | -3.8571 | -1.4776 | -0.73847
2030 | NZWEM_PERC | Medium Demand Growth+Expected Future Gas Supply+Methanex Stays+Reduced Rankine Availability+Delayed Build+Constrained Operational Capacity+Low Wind & Solar | -5.6509 | 1.8046 | 8.1067
2031 | NZWEM_PERC | Medium Demand Growth+Expected Future Gas Supply+Methanex Stays+Reduced Rankine Availability+Delayed Build+Constrained Operational Capacity+Low Wind & Solar | -9.0294 | 0.71664 | 7.7562
2032 | NZWEM_PERC | Medium Demand Growth+Expected Future Gas Supply+Methanex Stays+Reduced Rankine Availability+Delayed Build+Constrained Operational Capacity+Low Wind & Solar | -10.938 | -0.85938 | 10.6782
2033 | NZWEM_PERC | Medium Demand Growth+Expected Future Gas Supply+Methanex Stays+Reduced Rankine Availability+Delayed Build+Constrained Operational Capacity+Low Wind & Solar | -13.0405 | -3.1335 | 12.8695
2034 | NZWEM_PERC | Medium Demand Growth+Expected Future Gas Supply+Methanex Stays+Reduced Rankine Availability+Delayed Build+Constrained Operational Capacity+Low Wind & Solar | -14.6093 | -4.626 | 11.8391
2035 | NZWEM_PERC | Medium Demand Growth+Expected Future Gas Supply+Methanex Stays+Reduced Rankine Availability+Delayed Build+Constrained Operational Capacity+Low Wind & Solar | -16.2653 | -6.0824 | 11.3932
2026 | NIWCM | Medium Demand Growth+Expected Future Gas Supply+Methanex Stays+Reduced Rankine Availability+Delayed Build+Constrained Operational Capacity+Low Wind & Solar | 94.465 | 94.465 | 94.465
2027 | NIWCM | Medium Demand Growth+Expected Future Gas Supply+Methanex Stays+Reduced Rankine Availability+Delayed Build+Constrained Operational Capacity+Low Wind & Solar | -93.8386 | -93.8386 | -93.8386
2028 | NIWCM | Medium Demand Growth+Expected Future Gas Supply+Methanex Stays+Reduced Rankine Availability+Delayed Build+Constrained Operational Capacity+Low Wind & Solar | -4.6081 | -4.6081 | -4.6081
2029 | NIWCM | Medium Demand Growth+Expected Future Gas Supply+Methanex Stays+Reduced Rankine Availability+Delayed Build+Constrained Operational Capacity+Low Wind & Solar | -240.4491 | -158.2964 | -158.2964
2030 | NIWCM | Medium Demand Growth+Expected Future Gas Supply+Methanex Stays+Reduced Rankine Availability+Delayed Build+Constrained Operational Capacity+Low Wind & Solar | -373.4655 | 138.2962 | 254.9974
2031 | NIWCM | Medium Demand Growth+Expected Future Gas Supply+Methanex Stays+Reduced Rankine Availability+Delayed Build+Constrained Operational Capacity+Low Wind & Solar | -570.7417 | 81.8533 | 239.8427
2032 | NIWCM | Medium Demand Growth+Expected Future Gas Supply+Methanex Stays+Reduced Rankine Availability+Delayed Build+Constrained Operational Capacity+Low Wind & Solar | -736.7 | -22.6012 | 190.8215
2033 | NIWCM | Medium Demand Growth+Expected Future Gas Supply+Methanex Stays+Reduced Rankine Availability+Delayed Build+Constrained Operational Capacity+Low Wind & Solar | -853.164 | -130.5026 | 143.1347
2034 | NIWCM | Medium Demand Growth+Expected Future Gas Supply+Methanex Stays+Reduced Rankine Availability+Delayed Build+Constrained Operational Capacity+Low Wind & Solar | -1023.1651 | -295.6652 | -0.49953
2035 | NIWCM | Medium Demand Growth+Expected Future Gas Supply+Methanex Stays+Reduced Rankine Availability+Delayed Build+Constrained Operational Capacity+Low Wind & Solar | -1174.8174 | -419.4518 | -114.6417
2026 | SIWEM_PERC | Medium Demand Growth+Expected Future Gas Supply+Methanex Stays+Reduced Rankine Availability+Delayed Build+Constrained Operational Capacity+Low Wind & Solar | 21.9099 | 21.9099 | 21.9099
2027 | SIWEM_PERC | Medium Demand Growth+Expected Future Gas Supply+Methanex Stays+Reduced Rankine Availability+Delayed Build+Constrained Operational Capacity+Low Wind & Solar | 16.2565 | 16.3196 | 16.3196
2028 | SIWEM_PERC | Medium Demand Growth+Expected Future Gas Supply+Methanex Stays+Reduced Rankine Availability+Delayed Build+Constrained Operational Capacity+Low Wind & Solar | 15.9291 | 17.648 | 17.648
2029 | SIWEM_PERC | Medium Demand Growth+Expected Future Gas Supply+Methanex Stays+Reduced Rankine Availability+Delayed Build+Constrained Operational Capacity+Low Wind & Solar | 8.5658 | 12.7319 | 12.7319
2030 | SIWEM_PERC | Medium Demand Growth+Expected Future Gas Supply+Methanex Stays+Reduced Rankine Availability+Delayed Build+Constrained Operational Capacity+Low Wind & Solar | 5.7635 | 15.977 | 26.8488
2031 | SIWEM_PERC | Medium Demand Growth+Expected Future Gas Supply+Methanex Stays+Reduced Rankine Availability+Delayed Build+Constrained Operational Capacity+Low Wind & Solar | 2.2597 | 12.1217 | 24.2107
2032 | SIWEM_PERC | Medium Demand Growth+Expected Future Gas Supply+Methanex Stays+Reduced Rankine Availability+Delayed Build+Constrained Operational Capacity+Low Wind & Solar | 0.47602 | 11.6671 | 27.9258
2033 | SIWEM_PERC | Medium Demand Growth+Expected Future Gas Supply+Methanex Stays+Reduced Rankine Availability+Delayed Build+Constrained Operational Capacity+Low Wind & Solar | -1.5768 | 9.3676 | 32.8688
2034 | SIWEM_PERC | Medium Demand Growth+Expected Future Gas Supply+Methanex Stays+Reduced Rankine Availability+Delayed Build+Constrained Operational Capacity+Low Wind & Solar | -3.3156 | 7.4153 | 30.0826
2035 | SIWEM_PERC | Medium Demand Growth+Expected Future Gas Supply+Methanex Stays+Reduced Rankine Availability+Delayed Build+Constrained Operational Capacity+Low Wind & Solar | -4.7693 | 5.7789 | 28.9436
2026 | NZWEM_PERC | Medium Demand Growth+Expected Future Gas Supply+Methanex Stays+Reduced Rankine Availability+Delayed Build+Upgraded HVDC | 9.2236 | 9.2236 | 9.2236
2027 | NZWEM_PERC | Medium Demand Growth+Expected Future Gas Supply+Methanex Stays+Reduced Rankine Availability+Delayed Build+Upgraded HVDC | -2.0008 | -1.8639 | -1.7015
2028 | NZWEM_PERC | Medium Demand Growth+Expected Future Gas Supply+Methanex Stays+Reduced Rankine Availability+Delayed Build+Upgraded HVDC | -0.49417 | 0.87694 | 1.1753
2029 | NZWEM_PERC | Medium Demand Growth+Expected Future Gas Supply+Methanex Stays+Reduced Rankine Availability+Delayed Build+Upgraded HVDC | -2.6104 | 0.026337 | 0.8453
2030 | NZWEM_PERC | Medium Demand Growth+Expected Future Gas Supply+Methanex Stays+Reduced Rankine Availability+Delayed Build+Upgraded HVDC | -4.3497 | 3.9117 | 10.8949
2031 | NZWEM_PERC | Medium Demand Growth+Expected Future Gas Supply+Methanex Stays+Reduced Rankine Availability+Delayed Build+Upgraded HVDC | -7.7712 | 3.0282 | 10.8286
2032 | NZWEM_PERC | Medium Demand Growth+Expected Future Gas Supply+Methanex Stays+Reduced Rankine Availability+Delayed Build+Upgraded HVDC | -9.7085 | 1.4594 | 14.2073
2033 | NZWEM_PERC | Medium Demand Growth+Expected Future Gas Supply+Methanex Stays+Reduced Rankine Availability+Delayed Build+Upgraded HVDC | -11.8416 | -0.87249 | 16.8243
2034 | NZWEM_PERC | Medium Demand Growth+Expected Future Gas Supply+Methanex Stays+Reduced Rankine Availability+Delayed Build+Upgraded HVDC | -13.4382 | -2.3843 | 15.7905
2035 | NZWEM_PERC | Medium Demand Growth+Expected Future Gas Supply+Methanex Stays+Reduced Rankine Availability+Delayed Build+Upgraded HVDC | -15.1204 | -3.8909 | 15.4051
2026 | NIWCM | Medium Demand Growth+Expected Future Gas Supply+Methanex Stays+Reduced Rankine Availability+Delayed Build+Upgraded HVDC | 628.8124 | 628.8124 | 628.8124
2027 | NIWCM | Medium Demand Growth+Expected Future Gas Supply+Methanex Stays+Reduced Rankine Availability+Delayed Build+Upgraded HVDC | 447.4105 | 449.4206 | 451.8931
2028 | NIWCM | Medium Demand Growth+Expected Future Gas Supply+Methanex Stays+Reduced Rankine Availability+Delayed Build+Upgraded HVDC | 605.0318 | 625.0229 | 629.5594
2029 | NIWCM | Medium Demand Growth+Expected Future Gas Supply+Methanex Stays+Reduced Rankine Availability+Delayed Build+Upgraded HVDC | 403.9073 | 531.0527 | 544.645
2030 | NIWCM | Medium Demand Growth+Expected Future Gas Supply+Methanex Stays+Reduced Rankine Availability+Delayed Build+Upgraded HVDC | 301.3296 | 1020.3871 | 1297.4104
2031 | NIWCM | Medium Demand Growth+Expected Future Gas Supply+Methanex Stays+Reduced Rankine Availability+Delayed Build+Upgraded HVDC | 106.7926 | 1036.0199 | 1382.2349
2032 | NIWCM | Medium Demand Growth+Expected Future Gas Supply+Methanex Stays+Reduced Rankine Availability+Delayed Build+Upgraded HVDC | -57.822 | 942.2336 | 1503.5444
2033 | NIWCM | Medium Demand Growth+Expected Future Gas Supply+Methanex Stays+Reduced Rankine Availability+Delayed Build+Upgraded HVDC | -174.4324 | 839.4734 | 1636.7137
2034 | NIWCM | Medium Demand Growth+Expected Future Gas Supply+Methanex Stays+Reduced Rankine Availability+Delayed Build+Upgraded HVDC | -342.2944 | 691.5803 | 1529.2472
2035 | NIWCM | Medium Demand Growth+Expected Future Gas Supply+Methanex Stays+Reduced Rankine Availability+Delayed Build+Upgraded HVDC | -493.9569 | 569.4262 | 1482.2618
2026 | SIWEM_PERC | Medium Demand Growth+Expected Future Gas Supply+Methanex Stays+Reduced Rankine Availability+Delayed Build+Upgraded HVDC | 24.4709 | 24.4709 | 24.4709
2027 | SIWEM_PERC | Medium Demand Growth+Expected Future Gas Supply+Methanex Stays+Reduced Rankine Availability+Delayed Build+Upgraded HVDC | 16.7358 | 16.8057 | 16.8057
2028 | SIWEM_PERC | Medium Demand Growth+Expected Future Gas Supply+Methanex Stays+Reduced Rankine Availability+Delayed Build+Upgraded HVDC | 16.6982 | 18.6029 | 18.6029
2029 | SIWEM_PERC | Medium Demand Growth+Expected Future Gas Supply+Methanex Stays+Reduced Rankine Availability+Delayed Build+Upgraded HVDC | 9.3208 | 13.9372 | 13.9372
2030 | SIWEM_PERC | Medium Demand Growth+Expected Future Gas Supply+Methanex Stays+Reduced Rankine Availability+Delayed Build+Upgraded HVDC | 6.6467 | 17.964 | 30.0108
2031 | SIWEM_PERC | Medium Demand Growth+Expected Future Gas Supply+Methanex Stays+Reduced Rankine Availability+Delayed Build+Upgraded HVDC | 3.1125 | 14.0403 | 27.4358
2032 | SIWEM_PERC | Medium Demand Growth+Expected Future Gas Supply+Methanex Stays+Reduced Rankine Availability+Delayed Build+Upgraded HVDC | 1.3126 | 13.7132 | 36.5125
2033 | SIWEM_PERC | Medium Demand Growth+Expected Future Gas Supply+Methanex Stays+Reduced Rankine Availability+Delayed Build+Upgraded HVDC | -0.75867 | 11.3685 | 43.7179
2034 | SIWEM_PERC | Medium Demand Growth+Expected Future Gas Supply+Methanex Stays+Reduced Rankine Availability+Delayed Build+Upgraded HVDC | -2.5134 | 9.3772 | 40.9631
2035 | SIWEM_PERC | Medium Demand Growth+Expected Future Gas Supply+Methanex Stays+Reduced Rankine Availability+Delayed Build+Upgraded HVDC | -3.9808 | 7.7075 | 40.0518
2026 | NZWEM_PERC | Medium Demand Growth+Expected Future Gas Supply+Methanex Stays+Reduced Rankine Availability+Delayed Build+Upgraded HVDC+Low Wind & Solar | 8.3187 | 8.3187 | 8.3187
2027 | NZWEM_PERC | Medium Demand Growth+Expected Future Gas Supply+Methanex Stays+Reduced Rankine Availability+Delayed Build+Upgraded HVDC+Low Wind & Solar | -2.9265 | -2.803 | -2.6565
2028 | NZWEM_PERC | Medium Demand Growth+Expected Future Gas Supply+Methanex Stays+Reduced Rankine Availability+Delayed Build+Upgraded HVDC+Low Wind & Solar | -1.6367 | -0.39931 | -0.13001
2029 | NZWEM_PERC | Medium Demand Growth+Expected Future Gas Supply+Methanex Stays+Reduced Rankine Availability+Delayed Build+Upgraded HVDC+Low Wind & Solar | -3.8571 | -1.4776 | -0.73847
2030 | NZWEM_PERC | Medium Demand Growth+Expected Future Gas Supply+Methanex Stays+Reduced Rankine Availability+Delayed Build+Upgraded HVDC+Low Wind & Solar | -5.6509 | 1.8046 | 8.1067
2031 | NZWEM_PERC | Medium Demand Growth+Expected Future Gas Supply+Methanex Stays+Reduced Rankine Availability+Delayed Build+Upgraded HVDC+Low Wind & Solar | -9.0294 | 0.71664 | 7.7562
2032 | NZWEM_PERC | Medium Demand Growth+Expected Future Gas Supply+Methanex Stays+Reduced Rankine Availability+Delayed Build+Upgraded HVDC+Low Wind & Solar | -10.938 | -0.85938 | 10.6782
2033 | NZWEM_PERC | Medium Demand Growth+Expected Future Gas Supply+Methanex Stays+Reduced Rankine Availability+Delayed Build+Upgraded HVDC+Low Wind & Solar | -13.0405 | -3.1335 | 12.8695
2034 | NZWEM_PERC | Medium Demand Growth+Expected Future Gas Supply+Methanex Stays+Reduced Rankine Availability+Delayed Build+Upgraded HVDC+Low Wind & Solar | -14.6093 | -4.626 | 11.8391
2035 | NZWEM_PERC | Medium Demand Growth+Expected Future Gas Supply+Methanex Stays+Reduced Rankine Availability+Delayed Build+Upgraded HVDC+Low Wind & Solar | -16.2653 | -6.0824 | 11.3932
2026 | NIWCM | Medium Demand Growth+Expected Future Gas Supply+Methanex Stays+Reduced Rankine Availability+Delayed Build+Upgraded HVDC+Low Wind & Solar | 628.8124 | 628.8124 | 628.8124
2027 | NIWCM | Medium Demand Growth+Expected Future Gas Supply+Methanex Stays+Reduced Rankine Availability+Delayed Build+Upgraded HVDC+Low Wind & Solar | 447.4105 | 449.4206 | 451.8931
2028 | NIWCM | Medium Demand Growth+Expected Future Gas Supply+Methanex Stays+Reduced Rankine Availability+Delayed Build+Upgraded HVDC+Low Wind & Solar | 605.0318 | 625.0229 | 629.5594
2029 | NIWCM | Medium Demand Growth+Expected Future Gas Supply+Methanex Stays+Reduced Rankine Availability+Delayed Build+Upgraded HVDC+Low Wind & Solar | 403.9073 | 531.0527 | 544.645
2030 | NIWCM | Medium Demand Growth+Expected Future Gas Supply+Methanex Stays+Reduced Rankine Availability+Delayed Build+Upgraded HVDC+Low Wind & Solar | 301.3296 | 1020.3871 | 1297.4104
2031 | NIWCM | Medium Demand Growth+Expected Future Gas Supply+Methanex Stays+Reduced Rankine Availability+Delayed Build+Upgraded HVDC+Low Wind & Solar | 106.7926 | 1036.0199 | 1382.2349
2032 | NIWCM | Medium Demand Growth+Expected Future Gas Supply+Methanex Stays+Reduced Rankine Availability+Delayed Build+Upgraded HVDC+Low Wind & Solar | -57.822 | 942.2336 | 1503.5444
2033 | NIWCM | Medium Demand Growth+Expected Future Gas Supply+Methanex Stays+Reduced Rankine Availability+Delayed Build+Upgraded HVDC+Low Wind & Solar | -174.4324 | 839.4734 | 1636.7137
2034 | NIWCM | Medium Demand Growth+Expected Future Gas Supply+Methanex Stays+Reduced Rankine Availability+Delayed Build+Upgraded HVDC+Low Wind & Solar | -342.2944 | 691.5803 | 1529.2472
2035 | NIWCM | Medium Demand Growth+Expected Future Gas Supply+Methanex Stays+Reduced Rankine Availability+Delayed Build+Upgraded HVDC+Low Wind & Solar | -493.9569 | 569.4262 | 1482.2618
2026 | SIWEM_PERC | Medium Demand Growth+Expected Future Gas Supply+Methanex Stays+Reduced Rankine Availability+Delayed Build+Upgraded HVDC+Low Wind & Solar | 21.9099 | 21.9099 | 21.9099
2027 | SIWEM_PERC | Medium Demand Growth+Expected Future Gas Supply+Methanex Stays+Reduced Rankine Availability+Delayed Build+Upgraded HVDC+Low Wind & Solar | 16.2565 | 16.3196 | 16.3196
2028 | SIWEM_PERC | Medium Demand Growth+Expected Future Gas Supply+Methanex Stays+Reduced Rankine Availability+Delayed Build+Upgraded HVDC+Low Wind & Solar | 15.9291 | 17.648 | 17.648
2029 | SIWEM_PERC | Medium Demand Growth+Expected Future Gas Supply+Methanex Stays+Reduced Rankine Availability+Delayed Build+Upgraded HVDC+Low Wind & Solar | 8.5658 | 12.7319 | 12.7319
2030 | SIWEM_PERC | Medium Demand Growth+Expected Future Gas Supply+Methanex Stays+Reduced Rankine Availability+Delayed Build+Upgraded HVDC+Low Wind & Solar | 5.7635 | 15.977 | 26.8488
2031 | SIWEM_PERC | Medium Demand Growth+Expected Future Gas Supply+Methanex Stays+Reduced Rankine Availability+Delayed Build+Upgraded HVDC+Low Wind & Solar | 2.2597 | 12.1217 | 24.2107
2032 | SIWEM_PERC | Medium Demand Growth+Expected Future Gas Supply+Methanex Stays+Reduced Rankine Availability+Delayed Build+Upgraded HVDC+Low Wind & Solar | 0.47602 | 11.6671 | 27.9258
2033 | SIWEM_PERC | Medium Demand Growth+Expected Future Gas Supply+Methanex Stays+Reduced Rankine Availability+Delayed Build+Upgraded HVDC+Low Wind & Solar | -1.5768 | 9.3676 | 32.8688
2034 | SIWEM_PERC | Medium Demand Growth+Expected Future Gas Supply+Methanex Stays+Reduced Rankine Availability+Delayed Build+Upgraded HVDC+Low Wind & Solar | -3.3156 | 7.4153 | 30.0826
2035 | SIWEM_PERC | Medium Demand Growth+Expected Future Gas Supply+Methanex Stays+Reduced Rankine Availability+Delayed Build+Upgraded HVDC+Low Wind & Solar | -4.7693 | 5.7789 | 28.9436
2026 | NZWEM_PERC | Medium Demand Growth+Expected Future Gas Supply+Methanex Stays+Reduced Rankine Availability+Delayed Build+Upgraded HVDC+Constrained Operational Capacity | 9.2236 | 9.2236 | 9.2236
2027 | NZWEM_PERC | Medium Demand Growth+Expected Future Gas Supply+Methanex Stays+Reduced Rankine Availability+Delayed Build+Upgraded HVDC+Constrained Operational Capacity | -2.0008 | -1.8639 | -1.7015
2028 | NZWEM_PERC | Medium Demand Growth+Expected Future Gas Supply+Methanex Stays+Reduced Rankine Availability+Delayed Build+Upgraded HVDC+Constrained Operational Capacity | -0.49417 | 0.87694 | 1.1753
2029 | NZWEM_PERC | Medium Demand Growth+Expected Future Gas Supply+Methanex Stays+Reduced Rankine Availability+Delayed Build+Upgraded HVDC+Constrained Operational Capacity | -2.6104 | 0.026337 | 0.8453
2030 | NZWEM_PERC | Medium Demand Growth+Expected Future Gas Supply+Methanex Stays+Reduced Rankine Availability+Delayed Build+Upgraded HVDC+Constrained Operational Capacity | -4.3497 | 3.9117 | 10.8949
2031 | NZWEM_PERC | Medium Demand Growth+Expected Future Gas Supply+Methanex Stays+Reduced Rankine Availability+Delayed Build+Upgraded HVDC+Constrained Operational Capacity | -7.7712 | 3.0282 | 10.8286
2032 | NZWEM_PERC | Medium Demand Growth+Expected Future Gas Supply+Methanex Stays+Reduced Rankine Availability+Delayed Build+Upgraded HVDC+Constrained Operational Capacity | -9.7085 | 1.4594 | 14.2073
2033 | NZWEM_PERC | Medium Demand Growth+Expected Future Gas Supply+Methanex Stays+Reduced Rankine Availability+Delayed Build+Upgraded HVDC+Constrained Operational Capacity | -11.8416 | -0.87249 | 16.8243
2034 | NZWEM_PERC | Medium Demand Growth+Expected Future Gas Supply+Methanex Stays+Reduced Rankine Availability+Delayed Build+Upgraded HVDC+Constrained Operational Capacity | -13.4382 | -2.3843 | 15.7905
2035 | NZWEM_PERC | Medium Demand Growth+Expected Future Gas Supply+Methanex Stays+Reduced Rankine Availability+Delayed Build+Upgraded HVDC+Constrained Operational Capacity | -15.1204 | -3.8909 | 15.4051
2026 | NIWCM | Medium Demand Growth+Expected Future Gas Supply+Methanex Stays+Reduced Rankine Availability+Delayed Build+Upgraded HVDC+Constrained Operational Capacity | 94.465 | 94.465 | 94.465
2027 | NIWCM | Medium Demand Growth+Expected Future Gas Supply+Methanex Stays+Reduced Rankine Availability+Delayed Build+Upgraded HVDC+Constrained Operational Capacity | -93.8386 | -93.8386 | -93.8386
2028 | NIWCM | Medium Demand Growth+Expected Future Gas Supply+Methanex Stays+Reduced Rankine Availability+Delayed Build+Upgraded HVDC+Constrained Operational Capacity | -4.6081 | -4.6081 | -4.6081
2029 | NIWCM | Medium Demand Growth+Expected Future Gas Supply+Methanex Stays+Reduced Rankine Availability+Delayed Build+Upgraded HVDC+Constrained Operational Capacity | -240.4491 | -158.2964 | -158.2964
2030 | NIWCM | Medium Demand Growth+Expected Future Gas Supply+Methanex Stays+Reduced Rankine Availability+Delayed Build+Upgraded HVDC+Constrained Operational Capacity | -373.4655 | 138.2962 | 254.9974
2031 | NIWCM | Medium Demand Growth+Expected Future Gas Supply+Methanex Stays+Reduced Rankine Availability+Delayed Build+Upgraded HVDC+Constrained Operational Capacity | -570.7417 | 81.8533 | 239.8427
2032 | NIWCM | Medium Demand Growth+Expected Future Gas Supply+Methanex Stays+Reduced Rankine Availability+Delayed Build+Upgraded HVDC+Constrained Operational Capacity | -736.7 | -22.6012 | 190.8215
2033 | NIWCM | Medium Demand Growth+Expected Future Gas Supply+Methanex Stays+Reduced Rankine Availability+Delayed Build+Upgraded HVDC+Constrained Operational Capacity | -853.164 | -130.5026 | 143.1347
2034 | NIWCM | Medium Demand Growth+Expected Future Gas Supply+Methanex Stays+Reduced Rankine Availability+Delayed Build+Upgraded HVDC+Constrained Operational Capacity | -1023.1651 | -295.6652 | -0.49953
2035 | NIWCM | Medium Demand Growth+Expected Future Gas Supply+Methanex Stays+Reduced Rankine Availability+Delayed Build+Upgraded HVDC+Constrained Operational Capacity | -1174.8174 | -419.4518 | -114.6417
2026 | SIWEM_PERC | Medium Demand Growth+Expected Future Gas Supply+Methanex Stays+Reduced Rankine Availability+Delayed Build+Upgraded HVDC+Constrained Operational Capacity | 24.4709 | 24.4709 | 24.4709
2027 | SIWEM_PERC | Medium Demand Growth+Expected Future Gas Supply+Methanex Stays+Reduced Rankine Availability+Delayed Build+Upgraded HVDC+Constrained Operational Capacity | 16.7358 | 16.8057 | 16.8057
2028 | SIWEM_PERC | Medium Demand Growth+Expected Future Gas Supply+Methanex Stays+Reduced Rankine Availability+Delayed Build+Upgraded HVDC+Constrained Operational Capacity | 16.6982 | 18.6029 | 18.6029
2029 | SIWEM_PERC | Medium Demand Growth+Expected Future Gas Supply+Methanex Stays+Reduced Rankine Availability+Delayed Build+Upgraded HVDC+Constrained Operational Capacity | 9.3208 | 13.9372 | 13.9372
2030 | SIWEM_PERC | Medium Demand Growth+Expected Future Gas Supply+Methanex Stays+Reduced Rankine Availability+Delayed Build+Upgraded HVDC+Constrained Operational Capacity | 6.6467 | 17.964 | 30.0108
2031 | SIWEM_PERC | Medium Demand Growth+Expected Future Gas Supply+Methanex Stays+Reduced Rankine Availability+Delayed Build+Upgraded HVDC+Constrained Operational Capacity | 3.1125 | 14.0403 | 27.4358
2032 | SIWEM_PERC | Medium Demand Growth+Expected Future Gas Supply+Methanex Stays+Reduced Rankine Availability+Delayed Build+Upgraded HVDC+Constrained Operational Capacity | 1.3126 | 13.7132 | 36.5125
2033 | SIWEM_PERC | Medium Demand Growth+Expected Future Gas Supply+Methanex Stays+Reduced Rankine Availability+Delayed Build+Upgraded HVDC+Constrained Operational Capacity | -0.75867 | 11.3685 | 43.7179
2034 | SIWEM_PERC | Medium Demand Growth+Expected Future Gas Supply+Methanex Stays+Reduced Rankine Availability+Delayed Build+Upgraded HVDC+Constrained Operational Capacity | -2.5134 | 9.3772 | 40.9631
2035 | SIWEM_PERC | Medium Demand Growth+Expected Future Gas Supply+Methanex Stays+Reduced Rankine Availability+Delayed Build+Upgraded HVDC+Constrained Operational Capacity | -3.9808 | 7.7075 | 40.0518
2026 | NZWEM_PERC | Medium Demand Growth+Expected Future Gas Supply+Methanex Stays+Reduced Rankine Availability+Delayed Build+Upgraded HVDC+Constrained Operational Capacity+Low Wind & Solar | 8.3187 | 8.3187 | 8.3187
2027 | NZWEM_PERC | Medium Demand Growth+Expected Future Gas Supply+Methanex Stays+Reduced Rankine Availability+Delayed Build+Upgraded HVDC+Constrained Operational Capacity+Low Wind & Solar | -2.9265 | -2.803 | -2.6565
2028 | NZWEM_PERC | Medium Demand Growth+Expected Future Gas Supply+Methanex Stays+Reduced Rankine Availability+Delayed Build+Upgraded HVDC+Constrained Operational Capacity+Low Wind & Solar | -1.6367 | -0.39931 | -0.13001
2029 | NZWEM_PERC | Medium Demand Growth+Expected Future Gas Supply+Methanex Stays+Reduced Rankine Availability+Delayed Build+Upgraded HVDC+Constrained Operational Capacity+Low Wind & Solar | -3.8571 | -1.4776 | -0.73847
2030 | NZWEM_PERC | Medium Demand Growth+Expected Future Gas Supply+Methanex Stays+Reduced Rankine Availability+Delayed Build+Upgraded HVDC+Constrained Operational Capacity+Low Wind & Solar | -5.6509 | 1.8046 | 8.1067
2031 | NZWEM_PERC | Medium Demand Growth+Expected Future Gas Supply+Methanex Stays+Reduced Rankine Availability+Delayed Build+Upgraded HVDC+Constrained Operational Capacity+Low Wind & Solar | -9.0294 | 0.71664 | 7.7562
2032 | NZWEM_PERC | Medium Demand Growth+Expected Future Gas Supply+Methanex Stays+Reduced Rankine Availability+Delayed Build+Upgraded HVDC+Constrained Operational Capacity+Low Wind & Solar | -10.938 | -0.85938 | 10.6782
2033 | NZWEM_PERC | Medium Demand Growth+Expected Future Gas Supply+Methanex Stays+Reduced Rankine Availability+Delayed Build+Upgraded HVDC+Constrained Operational Capacity+Low Wind & Solar | -13.0405 | -3.1335 | 12.8695
2034 | NZWEM_PERC | Medium Demand Growth+Expected Future Gas Supply+Methanex Stays+Reduced Rankine Availability+Delayed Build+Upgraded HVDC+Constrained Operational Capacity+Low Wind & Solar | -14.6093 | -4.626 | 11.8391
2035 | NZWEM_PERC | Medium Demand Growth+Expected Future Gas Supply+Methanex Stays+Reduced Rankine Availability+Delayed Build+Upgraded HVDC+Constrained Operational Capacity+Low Wind & Solar | -16.2653 | -6.0824 | 11.3932
2026 | NIWCM | Medium Demand Growth+Expected Future Gas Supply+Methanex Stays+Reduced Rankine Availability+Delayed Build+Upgraded HVDC+Constrained Operational Capacity+Low Wind & Solar | 94.465 | 94.465 | 94.465
2027 | NIWCM | Medium Demand Growth+Expected Future Gas Supply+Methanex Stays+Reduced Rankine Availability+Delayed Build+Upgraded HVDC+Constrained Operational Capacity+Low Wind & Solar | -93.8386 | -93.8386 | -93.8386
2028 | NIWCM | Medium Demand Growth+Expected Future Gas Supply+Methanex Stays+Reduced Rankine Availability+Delayed Build+Upgraded HVDC+Constrained Operational Capacity+Low Wind & Solar | -4.6081 | -4.6081 | -4.6081
2029 | NIWCM | Medium Demand Growth+Expected Future Gas Supply+Methanex Stays+Reduced Rankine Availability+Delayed Build+Upgraded HVDC+Constrained Operational Capacity+Low Wind & Solar | -240.4491 | -158.2964 | -158.2964
2030 | NIWCM | Medium Demand Growth+Expected Future Gas Supply+Methanex Stays+Reduced Rankine Availability+Delayed Build+Upgraded HVDC+Constrained Operational Capacity+Low Wind & Solar | -373.4655 | 138.2962 | 254.9974
2031 | NIWCM | Medium Demand Growth+Expected Future Gas Supply+Methanex Stays+Reduced Rankine Availability+Delayed Build+Upgraded HVDC+Constrained Operational Capacity+Low Wind & Solar | -570.7417 | 81.8533 | 239.8427
2032 | NIWCM | Medium Demand Growth+Expected Future Gas Supply+Methanex Stays+Reduced Rankine Availability+Delayed Build+Upgraded HVDC+Constrained Operational Capacity+Low Wind & Solar | -736.7 | -22.6012 | 190.8215
2033 | NIWCM | Medium Demand Growth+Expected Future Gas Supply+Methanex Stays+Reduced Rankine Availability+Delayed Build+Upgraded HVDC+Constrained Operational Capacity+Low Wind & Solar | -853.164 | -130.5026 | 143.1347
2034 | NIWCM | Medium Demand Growth+Expected Future Gas Supply+Methanex Stays+Reduced Rankine Availability+Delayed Build+Upgraded HVDC+Constrained Operational Capacity+Low Wind & Solar | -1023.1651 | -295.6652 | -0.49953
2035 | NIWCM | Medium Demand Growth+Expected Future Gas Supply+Methanex Stays+Reduced Rankine Availability+Delayed Build+Upgraded HVDC+Constrained Operational Capacity+Low Wind & Solar | -1174.8174 | -419.4518 | -114.6417
2026 | SIWEM_PERC | Medium Demand Growth+Expected Future Gas Supply+Methanex Stays+Reduced Rankine Availability+Delayed Build+Upgraded HVDC+Constrained Operational Capacity+Low Wind & Solar | 21.9099 | 21.9099 | 21.9099
2027 | SIWEM_PERC | Medium Demand Growth+Expected Future Gas Supply+Methanex Stays+Reduced Rankine Availability+Delayed Build+Upgraded HVDC+Constrained Operational Capacity+Low Wind & Solar | 16.2565 | 16.3196 | 16.3196
2028 | SIWEM_PERC | Medium Demand Growth+Expected Future Gas Supply+Methanex Stays+Reduced Rankine Availability+Delayed Build+Upgraded HVDC+Constrained Operational Capacity+Low Wind & Solar | 15.9291 | 17.648 | 17.648
2029 | SIWEM_PERC | Medium Demand Growth+Expected Future Gas Supply+Methanex Stays+Reduced Rankine Availability+Delayed Build+Upgraded HVDC+Constrained Operational Capacity+Low Wind & Solar | 8.5658 | 12.7319 | 12.7319
2030 | SIWEM_PERC | Medium Demand Growth+Expected Future Gas Supply+Methanex Stays+Reduced Rankine Availability+Delayed Build+Upgraded HVDC+Constrained Operational Capacity+Low Wind & Solar | 5.7635 | 15.977 | 26.8488
2031 | SIWEM_PERC | Medium Demand Growth+Expected Future Gas Supply+Methanex Stays+Reduced Rankine Availability+Delayed Build+Upgraded HVDC+Constrained Operational Capacity+Low Wind & Solar | 2.2597 | 12.1217 | 24.2107
2032 | SIWEM_PERC | Medium Demand Growth+Expected Future Gas Supply+Methanex Stays+Reduced Rankine Availability+Delayed Build+Upgraded HVDC+Constrained Operational Capacity+Low Wind & Solar | 0.47602 | 11.6671 | 27.9258
2033 | SIWEM_PERC | Medium Demand Growth+Expected Future Gas Supply+Methanex Stays+Reduced Rankine Availability+Delayed Build+Upgraded HVDC+Constrained Operational Capacity+Low Wind & Solar | -1.5768 | 9.3676 | 32.8688
2034 | SIWEM_PERC | Medium Demand Growth+Expected Future Gas Supply+Methanex Stays+Reduced Rankine Availability+Delayed Build+Upgraded HVDC+Constrained Operational Capacity+Low Wind & Solar | -3.3156 | 7.4153 | 30.0826
2035 | SIWEM_PERC | Medium Demand Growth+Expected Future Gas Supply+Methanex Stays+Reduced Rankine Availability+Delayed Build+Upgraded HVDC+Constrained Operational Capacity+Low Wind & Solar | -4.7693 | 5.7789 | 28.9436
2026 | NZWEM_PERC | Medium Demand Growth+Expected Future Gas Supply+Methanex Stays+Increased Demand Response | 18.5411 | 18.5981 | 18.5981
2027 | NZWEM_PERC | Medium Demand Growth+Expected Future Gas Supply+Methanex Stays+Increased Demand Response | 13.6189 | 15.4066 | 15.7156
2028 | NZWEM_PERC | Medium Demand Growth+Expected Future Gas Supply+Methanex Stays+Increased Demand Response | 11.7213 | 19.4655 | 23.7607
2029 | NZWEM_PERC | Medium Demand Growth+Expected Future Gas Supply+Methanex Stays+Increased Demand Response | 6.3009 | 16.9369 | 25.352
2030 | NZWEM_PERC | Medium Demand Growth+Expected Future Gas Supply+Methanex Stays+Increased Demand Response | 3.2164 | 15.5798 | 29.1405
2031 | NZWEM_PERC | Medium Demand Growth+Expected Future Gas Supply+Methanex Stays+Increased Demand Response | -0.45689 | 11.5809 | 30.2478
2032 | NZWEM_PERC | Medium Demand Growth+Expected Future Gas Supply+Methanex Stays+Increased Demand Response | -2.5599 | 9.5621 | 28.742
2033 | NZWEM_PERC | Medium Demand Growth+Expected Future Gas Supply+Methanex Stays+Increased Demand Response | -4.8704 | 6.9496 | 27.2603
2034 | NZWEM_PERC | Medium Demand Growth+Expected Future Gas Supply+Methanex Stays+Increased Demand Response | -6.6266 | 5.3085 | 25.1477
2035 | NZWEM_PERC | Medium Demand Growth+Expected Future Gas Supply+Methanex Stays+Increased Demand Response | -8.46 | 3.2936 | 22.6886
2026 | NIWCM | Medium Demand Growth+Expected Future Gas Supply+Methanex Stays+Increased Demand Response | 1066.7284 | 1067.5282 | 1067.5282
2027 | NIWCM | Medium Demand Growth+Expected Future Gas Supply+Methanex Stays+Increased Demand Response | 1257.8828 | 1288.8253 | 1293.3618
2028 | NIWCM | Medium Demand Growth+Expected Future Gas Supply+Methanex Stays+Increased Demand Response | 1276.6847 | 1884.5216 | 1922.8368
2029 | NIWCM | Medium Demand Growth+Expected Future Gas Supply+Methanex Stays+Increased Demand Response | 1049.2947 | 1927.8168 | 2201.0383
2030 | NIWCM | Medium Demand Growth+Expected Future Gas Supply+Methanex Stays+Increased Demand Response | 804.9243 | 1804.235 | 2257.1317
2031 | NIWCM | Medium Demand Growth+Expected Future Gas Supply+Methanex Stays+Increased Demand Response | 637.8662 | 1658.4112 | 2363.1836
2032 | NIWCM | Medium Demand Growth+Expected Future Gas Supply+Methanex Stays+Increased Demand Response | 479.3549 | 1524.8896 | 2294.3757
2033 | NIWCM | Medium Demand Growth+Expected Future Gas Supply+Methanex Stays+Increased Demand Response | 297.5751 | 1347.4941 | 2219.4295
2034 | NIWCM | Medium Demand Growth+Expected Future Gas Supply+Methanex Stays+Increased Demand Response | 135.4698 | 1231.9917 | 2196.4338
2035 | NIWCM | Medium Demand Growth+Expected Future Gas Supply+Methanex Stays+Increased Demand Response | -11.5938 | 1098.5111 | 2069.3599
2026 | SIWEM_PERC | Medium Demand Growth+Expected Future Gas Supply+Methanex Stays+Increased Demand Response | 50.7379 | 50.9 | 50.9
2027 | SIWEM_PERC | Medium Demand Growth+Expected Future Gas Supply+Methanex Stays+Increased Demand Response | 36.434 | 41.4747 | 42.3461
2028 | SIWEM_PERC | Medium Demand Growth+Expected Future Gas Supply+Methanex Stays+Increased Demand Response | 31.1375 | 53.0196 | 64.0543
2029 | SIWEM_PERC | Medium Demand Growth+Expected Future Gas Supply+Methanex Stays+Increased Demand Response | 15.621 | 45.1024 | 61.4149
2030 | SIWEM_PERC | Medium Demand Growth+Expected Future Gas Supply+Methanex Stays+Increased Demand Response | 8.553 | 41.2259 | 62.2493
2031 | SIWEM_PERC | Medium Demand Growth+Expected Future Gas Supply+Methanex Stays+Increased Demand Response | 5.0748 | 30.1712 | 61.5948
2032 | SIWEM_PERC | Medium Demand Growth+Expected Future Gas Supply+Methanex Stays+Increased Demand Response | 3.3033 | 24.6807 | 58.7826
2033 | SIWEM_PERC | Medium Demand Growth+Expected Future Gas Supply+Methanex Stays+Increased Demand Response | 1.2613 | 17.4758 | 55.5548
2034 | SIWEM_PERC | Medium Demand Growth+Expected Future Gas Supply+Methanex Stays+Increased Demand Response | -0.46956 | 12.9394 | 52.7964
2035 | SIWEM_PERC | Medium Demand Growth+Expected Future Gas Supply+Methanex Stays+Increased Demand Response | -1.9175 | 10.022 | 50.4692
2026 | NZWEM_PERC | Medium Demand Growth+Expected Future Gas Supply+Methanex Stays+Increased Demand Response+Low Wind & Solar | 17.3457 | 17.3971 | 17.3971
2027 | NZWEM_PERC | Medium Demand Growth+Expected Future Gas Supply+Methanex Stays+Increased Demand Response+Low Wind & Solar | 12.3079 | 13.9212 | 14.2001
2028 | NZWEM_PERC | Medium Demand Growth+Expected Future Gas Supply+Methanex Stays+Increased Demand Response+Low Wind & Solar | 10.3395 | 17.3284 | 21.2047
2029 | NZWEM_PERC | Medium Demand Growth+Expected Future Gas Supply+Methanex Stays+Increased Demand Response+Low Wind & Solar | 4.9435 | 14.5421 | 22.1365
2030 | NZWEM_PERC | Medium Demand Growth+Expected Future Gas Supply+Methanex Stays+Increased Demand Response+Low Wind & Solar | 1.9085 | 13.1131 | 25.3864
2031 | NZWEM_PERC | Medium Demand Growth+Expected Future Gas Supply+Methanex Stays+Increased Demand Response+Low Wind & Solar | -1.7216 | 9.1959 | 26.0762
2032 | NZWEM_PERC | Medium Demand Growth+Expected Future Gas Supply+Methanex Stays+Increased Demand Response+Low Wind & Solar | -3.7957 | 7.1965 | 24.5722
2033 | NZWEM_PERC | Medium Demand Growth+Expected Future Gas Supply+Methanex Stays+Increased Demand Response+Low Wind & Solar | -6.0755 | 4.6429 | 23.0374
2034 | NZWEM_PERC | Medium Demand Growth+Expected Future Gas Supply+Methanex Stays+Increased Demand Response+Low Wind & Solar | -7.8037 | 3.0554 | 21.0228
2035 | NZWEM_PERC | Medium Demand Growth+Expected Future Gas Supply+Methanex Stays+Increased Demand Response+Low Wind & Solar | -9.6107 | 1.0909 | 18.6561
2026 | NIWCM | Medium Demand Growth+Expected Future Gas Supply+Methanex Stays+Increased Demand Response+Low Wind & Solar | 1066.7284 | 1067.5282 | 1067.5282
2027 | NIWCM | Medium Demand Growth+Expected Future Gas Supply+Methanex Stays+Increased Demand Response+Low Wind & Solar | 1257.8828 | 1288.8253 | 1293.3618
2028 | NIWCM | Medium Demand Growth+Expected Future Gas Supply+Methanex Stays+Increased Demand Response+Low Wind & Solar | 1276.6847 | 1884.5216 | 1922.8368
2029 | NIWCM | Medium Demand Growth+Expected Future Gas Supply+Methanex Stays+Increased Demand Response+Low Wind & Solar | 1049.2947 | 1927.8168 | 2201.0383
2030 | NIWCM | Medium Demand Growth+Expected Future Gas Supply+Methanex Stays+Increased Demand Response+Low Wind & Solar | 804.9243 | 1804.235 | 2257.1317
2031 | NIWCM | Medium Demand Growth+Expected Future Gas Supply+Methanex Stays+Increased Demand Response+Low Wind & Solar | 637.8662 | 1658.4112 | 2363.1836
2032 | NIWCM | Medium Demand Growth+Expected Future Gas Supply+Methanex Stays+Increased Demand Response+Low Wind & Solar | 479.3549 | 1524.8896 | 2294.3757
2033 | NIWCM | Medium Demand Growth+Expected Future Gas Supply+Methanex Stays+Increased Demand Response+Low Wind & Solar | 297.5751 | 1347.4941 | 2219.4295
2034 | NIWCM | Medium Demand Growth+Expected Future Gas Supply+Methanex Stays+Increased Demand Response+Low Wind & Solar | 135.4698 | 1231.9917 | 2196.4338
2035 | NIWCM | Medium Demand Growth+Expected Future Gas Supply+Methanex Stays+Increased Demand Response+Low Wind & Solar | -11.5938 | 1098.5111 | 2069.3599
2026 | SIWEM_PERC | Medium Demand Growth+Expected Future Gas Supply+Methanex Stays+Increased Demand Response+Low Wind & Solar | 47.3353 | 47.4816 | 47.4816
2027 | SIWEM_PERC | Medium Demand Growth+Expected Future Gas Supply+Methanex Stays+Increased Demand Response+Low Wind & Solar | 32.7375 | 37.2865 | 38.0729
2028 | SIWEM_PERC | Medium Demand Growth+Expected Future Gas Supply+Methanex Stays+Increased Demand Response+Low Wind & Solar | 27.2332 | 46.981 | 57.9339
2029 | SIWEM_PERC | Medium Demand Growth+Expected Future Gas Supply+Methanex Stays+Increased Demand Response+Low Wind & Solar | 11.9103 | 38.4645 | 57.8754
2030 | SIWEM_PERC | Medium Demand Growth+Expected Future Gas Supply+Methanex Stays+Increased Demand Response+Low Wind & Solar | 7.6541 | 34.4104 | 58.1624
2031 | SIWEM_PERC | Medium Demand Growth+Expected Future Gas Supply+Methanex Stays+Increased Demand Response+Low Wind & Solar | 4.2058 | 23.5828 | 57.1942
2032 | SIWEM_PERC | Medium Demand Growth+Expected Future Gas Supply+Methanex Stays+Increased Demand Response+Low Wind & Solar | 2.4503 | 18.1167 | 54.463
2033 | SIWEM_PERC | Medium Demand Growth+Expected Future Gas Supply+Methanex Stays+Increased Demand Response+Low Wind & Solar | 0.42653 | 11.5937 | 51.3275
2034 | SIWEM_PERC | Medium Demand Growth+Expected Future Gas Supply+Methanex Stays+Increased Demand Response+Low Wind & Solar | -1.2885 | 9.6673 | 48.6492
2035 | SIWEM_PERC | Medium Demand Growth+Expected Future Gas Supply+Methanex Stays+Increased Demand Response+Low Wind & Solar | -2.723 | 8.052 | 46.3905
2026 | NZWEM_PERC | Medium Demand Growth+Expected Future Gas Supply+Methanex Stays+Increased Demand Response+Constrained Operational Capacity | 18.5411 | 18.5981 | 18.5981
2027 | NZWEM_PERC | Medium Demand Growth+Expected Future Gas Supply+Methanex Stays+Increased Demand Response+Constrained Operational Capacity | 13.6189 | 15.4066 | 15.7156
2028 | NZWEM_PERC | Medium Demand Growth+Expected Future Gas Supply+Methanex Stays+Increased Demand Response+Constrained Operational Capacity | 11.7213 | 19.4655 | 23.7607
2029 | NZWEM_PERC | Medium Demand Growth+Expected Future Gas Supply+Methanex Stays+Increased Demand Response+Constrained Operational Capacity | 6.3009 | 16.9369 | 25.352
2030 | NZWEM_PERC | Medium Demand Growth+Expected Future Gas Supply+Methanex Stays+Increased Demand Response+Constrained Operational Capacity | 3.2164 | 15.5798 | 29.1405
2031 | NZWEM_PERC | Medium Demand Growth+Expected Future Gas Supply+Methanex Stays+Increased Demand Response+Constrained Operational Capacity | -0.45689 | 11.5809 | 30.2478
2032 | NZWEM_PERC | Medium Demand Growth+Expected Future Gas Supply+Methanex Stays+Increased Demand Response+Constrained Operational Capacity | -2.5599 | 9.5621 | 28.742
2033 | NZWEM_PERC | Medium Demand Growth+Expected Future Gas Supply+Methanex Stays+Increased Demand Response+Constrained Operational Capacity | -4.8704 | 6.9496 | 27.2603
2034 | NZWEM_PERC | Medium Demand Growth+Expected Future Gas Supply+Methanex Stays+Increased Demand Response+Constrained Operational Capacity | -6.6266 | 5.3085 | 25.1477
2035 | NZWEM_PERC | Medium Demand Growth+Expected Future Gas Supply+Methanex Stays+Increased Demand Response+Constrained Operational Capacity | -8.46 | 3.2936 | 22.6886
2026 | NIWCM | Medium Demand Growth+Expected Future Gas Supply+Methanex Stays+Increased Demand Response+Constrained Operational Capacity | 496.3733 | 496.3733 | 496.3733
2027 | NIWCM | Medium Demand Growth+Expected Future Gas Supply+Methanex Stays+Increased Demand Response+Constrained Operational Capacity | 636.4987 | 640.4165 | 640.4165
2028 | NIWCM | Medium Demand Growth+Expected Future Gas Supply+Methanex Stays+Increased Demand Response+Constrained Operational Capacity | 629.9312 | 1117.416 | 1124.8439
2029 | NIWCM | Medium Demand Growth+Expected Future Gas Supply+Methanex Stays+Increased Demand Response+Constrained Operational Capacity | 380.392 | 1027.7241 | 1184.1439
2030 | NIWCM | Medium Demand Growth+Expected Future Gas Supply+Methanex Stays+Increased Demand Response+Constrained Operational Capacity | 133.5101 | 866.4545 | 1077.4421
2031 | NIWCM | Medium Demand Growth+Expected Future Gas Supply+Methanex Stays+Increased Demand Response+Constrained Operational Capacity | -36.6708 | 708.458 | 977.2019
2032 | NIWCM | Medium Demand Growth+Expected Future Gas Supply+Methanex Stays+Increased Demand Response+Constrained Operational Capacity | -196.3164 | 552.9828 | 844.6374
2033 | NIWCM | Medium Demand Growth+Expected Future Gas Supply+Methanex Stays+Increased Demand Response+Constrained Operational Capacity | -380.16 | 371.361 | 674.1267
2034 | NIWCM | Medium Demand Growth+Expected Future Gas Supply+Methanex Stays+Increased Demand Response+Constrained Operational Capacity | -543.3908 | 252.1537 | 632.527
2035 | NIWCM | Medium Demand Growth+Expected Future Gas Supply+Methanex Stays+Increased Demand Response+Constrained Operational Capacity | -690.1769 | 115.1578 | 496.7385
2026 | SIWEM_PERC | Medium Demand Growth+Expected Future Gas Supply+Methanex Stays+Increased Demand Response+Constrained Operational Capacity | 50.7379 | 50.9 | 50.9
2027 | SIWEM_PERC | Medium Demand Growth+Expected Future Gas Supply+Methanex Stays+Increased Demand Response+Constrained Operational Capacity | 36.434 | 41.4747 | 42.3461
2028 | SIWEM_PERC | Medium Demand Growth+Expected Future Gas Supply+Methanex Stays+Increased Demand Response+Constrained Operational Capacity | 31.1375 | 53.0196 | 64.0543
2029 | SIWEM_PERC | Medium Demand Growth+Expected Future Gas Supply+Methanex Stays+Increased Demand Response+Constrained Operational Capacity | 15.621 | 45.1024 | 61.4149
2030 | SIWEM_PERC | Medium Demand Growth+Expected Future Gas Supply+Methanex Stays+Increased Demand Response+Constrained Operational Capacity | 8.553 | 41.2259 | 62.2493
2031 | SIWEM_PERC | Medium Demand Growth+Expected Future Gas Supply+Methanex Stays+Increased Demand Response+Constrained Operational Capacity | 5.0748 | 30.1712 | 61.5948
2032 | SIWEM_PERC | Medium Demand Growth+Expected Future Gas Supply+Methanex Stays+Increased Demand Response+Constrained Operational Capacity | 3.3033 | 24.6807 | 58.7826
2033 | SIWEM_PERC | Medium Demand Growth+Expected Future Gas Supply+Methanex Stays+Increased Demand Response+Constrained Operational Capacity | 1.2613 | 17.4758 | 55.5548
2034 | SIWEM_PERC | Medium Demand Growth+Expected Future Gas Supply+Methanex Stays+Increased Demand Response+Constrained Operational Capacity | -0.46956 | 12.9394 | 52.7964
2035 | SIWEM_PERC | Medium Demand Growth+Expected Future Gas Supply+Methanex Stays+Increased Demand Response+Constrained Operational Capacity | -1.9175 | 10.022 | 50.4692
2026 | NZWEM_PERC | Medium Demand Growth+Expected Future Gas Supply+Methanex Stays+Increased Demand Response+Constrained Operational Capacity+Low Wind & Solar | 17.3457 | 17.3971 | 17.3971
2027 | NZWEM_PERC | Medium Demand Growth+Expected Future Gas Supply+Methanex Stays+Increased Demand Response+Constrained Operational Capacity+Low Wind & Solar | 12.3079 | 13.9212 | 14.2001
2028 | NZWEM_PERC | Medium Demand Growth+Expected Future Gas Supply+Methanex Stays+Increased Demand Response+Constrained Operational Capacity+Low Wind & Solar | 10.3395 | 17.3284 | 21.2047
2029 | NZWEM_PERC | Medium Demand Growth+Expected Future Gas Supply+Methanex Stays+Increased Demand Response+Constrained Operational Capacity+Low Wind & Solar | 4.9435 | 14.5421 | 22.1365
2030 | NZWEM_PERC | Medium Demand Growth+Expected Future Gas Supply+Methanex Stays+Increased Demand Response+Constrained Operational Capacity+Low Wind & Solar | 1.9085 | 13.1131 | 25.3864
2031 | NZWEM_PERC | Medium Demand Growth+Expected Future Gas Supply+Methanex Stays+Increased Demand Response+Constrained Operational Capacity+Low Wind & Solar | -1.7216 | 9.1959 | 26.0762
2032 | NZWEM_PERC | Medium Demand Growth+Expected Future Gas Supply+Methanex Stays+Increased Demand Response+Constrained Operational Capacity+Low Wind & Solar | -3.7957 | 7.1965 | 24.5722
2033 | NZWEM_PERC | Medium Demand Growth+Expected Future Gas Supply+Methanex Stays+Increased Demand Response+Constrained Operational Capacity+Low Wind & Solar | -6.0755 | 4.6429 | 23.0374
2034 | NZWEM_PERC | Medium Demand Growth+Expected Future Gas Supply+Methanex Stays+Increased Demand Response+Constrained Operational Capacity+Low Wind & Solar | -7.8037 | 3.0554 | 21.0228
2035 | NZWEM_PERC | Medium Demand Growth+Expected Future Gas Supply+Methanex Stays+Increased Demand Response+Constrained Operational Capacity+Low Wind & Solar | -9.6107 | 1.0909 | 18.6561
2026 | NIWCM | Medium Demand Growth+Expected Future Gas Supply+Methanex Stays+Increased Demand Response+Constrained Operational Capacity+Low Wind & Solar | 496.3733 | 496.3733 | 496.3733
2027 | NIWCM | Medium Demand Growth+Expected Future Gas Supply+Methanex Stays+Increased Demand Response+Constrained Operational Capacity+Low Wind & Solar | 636.4987 | 640.4165 | 640.4165
2028 | NIWCM | Medium Demand Growth+Expected Future Gas Supply+Methanex Stays+Increased Demand Response+Constrained Operational Capacity+Low Wind & Solar | 629.9312 | 1117.416 | 1124.8439
2029 | NIWCM | Medium Demand Growth+Expected Future Gas Supply+Methanex Stays+Increased Demand Response+Constrained Operational Capacity+Low Wind & Solar | 380.392 | 1027.7241 | 1184.1439
2030 | NIWCM | Medium Demand Growth+Expected Future Gas Supply+Methanex Stays+Increased Demand Response+Constrained Operational Capacity+Low Wind & Solar | 133.5101 | 866.4545 | 1077.4421
2031 | NIWCM | Medium Demand Growth+Expected Future Gas Supply+Methanex Stays+Increased Demand Response+Constrained Operational Capacity+Low Wind & Solar | -36.6708 | 708.458 | 977.2019
2032 | NIWCM | Medium Demand Growth+Expected Future Gas Supply+Methanex Stays+Increased Demand Response+Constrained Operational Capacity+Low Wind & Solar | -196.3164 | 552.9828 | 844.6374
2033 | NIWCM | Medium Demand Growth+Expected Future Gas Supply+Methanex Stays+Increased Demand Response+Constrained Operational Capacity+Low Wind & Solar | -380.16 | 371.361 | 674.1267
2034 | NIWCM | Medium Demand Growth+Expected Future Gas Supply+Methanex Stays+Increased Demand Response+Constrained Operational Capacity+Low Wind & Solar | -543.3908 | 252.1537 | 632.527
2035 | NIWCM | Medium Demand Growth+Expected Future Gas Supply+Methanex Stays+Increased Demand Response+Constrained Operational Capacity+Low Wind & Solar | -690.1769 | 115.1578 | 496.7385
2026 | SIWEM_PERC | Medium Demand Growth+Expected Future Gas Supply+Methanex Stays+Increased Demand Response+Constrained Operational Capacity+Low Wind & Solar | 47.3353 | 47.4816 | 47.4816
2027 | SIWEM_PERC | Medium Demand Growth+Expected Future Gas Supply+Methanex Stays+Increased Demand Response+Constrained Operational Capacity+Low Wind & Solar | 32.7375 | 37.2865 | 38.0729
2028 | SIWEM_PERC | Medium Demand Growth+Expected Future Gas Supply+Methanex Stays+Increased Demand Response+Constrained Operational Capacity+Low Wind & Solar | 27.2332 | 46.981 | 57.9339
2029 | SIWEM_PERC | Medium Demand Growth+Expected Future Gas Supply+Methanex Stays+Increased Demand Response+Constrained Operational Capacity+Low Wind & Solar | 11.9103 | 38.4645 | 57.8754
2030 | SIWEM_PERC | Medium Demand Growth+Expected Future Gas Supply+Methanex Stays+Increased Demand Response+Constrained Operational Capacity+Low Wind & Solar | 7.6541 | 34.4104 | 58.1624
2031 | SIWEM_PERC | Medium Demand Growth+Expected Future Gas Supply+Methanex Stays+Increased Demand Response+Constrained Operational Capacity+Low Wind & Solar | 4.2058 | 23.5828 | 57.1942
2032 | SIWEM_PERC | Medium Demand Growth+Expected Future Gas Supply+Methanex Stays+Increased Demand Response+Constrained Operational Capacity+Low Wind & Solar | 2.4503 | 18.1167 | 54.463
2033 | SIWEM_PERC | Medium Demand Growth+Expected Future Gas Supply+Methanex Stays+Increased Demand Response+Constrained Operational Capacity+Low Wind & Solar | 0.42653 | 11.5937 | 51.3275
2034 | SIWEM_PERC | Medium Demand Growth+Expected Future Gas Supply+Methanex Stays+Increased Demand Response+Constrained Operational Capacity+Low Wind & Solar | -1.2885 | 9.6673 | 48.6492
2035 | SIWEM_PERC | Medium Demand Growth+Expected Future Gas Supply+Methanex Stays+Increased Demand Response+Constrained Operational Capacity+Low Wind & Solar | -2.723 | 8.052 | 46.3905
2026 | NZWEM_PERC | Medium Demand Growth+Expected Future Gas Supply+Methanex Stays+Increased Demand Response+Upgraded HVDC | 18.5411 | 18.5981 | 18.5981
2027 | NZWEM_PERC | Medium Demand Growth+Expected Future Gas Supply+Methanex Stays+Increased Demand Response+Upgraded HVDC | 13.6189 | 15.4066 | 15.7156
2028 | NZWEM_PERC | Medium Demand Growth+Expected Future Gas Supply+Methanex Stays+Increased Demand Response+Upgraded HVDC | 11.7213 | 19.4655 | 23.7607
2029 | NZWEM_PERC | Medium Demand Growth+Expected Future Gas Supply+Methanex Stays+Increased Demand Response+Upgraded HVDC | 6.3009 | 16.9369 | 25.352
2030 | NZWEM_PERC | Medium Demand Growth+Expected Future Gas Supply+Methanex Stays+Increased Demand Response+Upgraded HVDC | 3.2164 | 15.5798 | 29.1405
2031 | NZWEM_PERC | Medium Demand Growth+Expected Future Gas Supply+Methanex Stays+Increased Demand Response+Upgraded HVDC | -0.45689 | 11.5809 | 30.2478
2032 | NZWEM_PERC | Medium Demand Growth+Expected Future Gas Supply+Methanex Stays+Increased Demand Response+Upgraded HVDC | -2.5599 | 9.5621 | 28.742
2033 | NZWEM_PERC | Medium Demand Growth+Expected Future Gas Supply+Methanex Stays+Increased Demand Response+Upgraded HVDC | -4.8704 | 6.9496 | 27.2603
2034 | NZWEM_PERC | Medium Demand Growth+Expected Future Gas Supply+Methanex Stays+Increased Demand Response+Upgraded HVDC | -6.6266 | 5.3085 | 25.1477
2035 | NZWEM_PERC | Medium Demand Growth+Expected Future Gas Supply+Methanex Stays+Increased Demand Response+Upgraded HVDC | -8.46 | 3.2936 | 22.6886
2026 | NIWCM | Medium Demand Growth+Expected Future Gas Supply+Methanex Stays+Increased Demand Response+Upgraded HVDC | 1066.7284 | 1067.5282 | 1067.5282
2027 | NIWCM | Medium Demand Growth+Expected Future Gas Supply+Methanex Stays+Increased Demand Response+Upgraded HVDC | 1257.8828 | 1288.8253 | 1293.3618
2028 | NIWCM | Medium Demand Growth+Expected Future Gas Supply+Methanex Stays+Increased Demand Response+Upgraded HVDC | 1276.6847 | 1884.5216 | 1922.8368
2029 | NIWCM | Medium Demand Growth+Expected Future Gas Supply+Methanex Stays+Increased Demand Response+Upgraded HVDC | 1049.2947 | 1927.8168 | 2201.0383
2030 | NIWCM | Medium Demand Growth+Expected Future Gas Supply+Methanex Stays+Increased Demand Response+Upgraded HVDC | 804.9243 | 1804.235 | 2257.1317
2031 | NIWCM | Medium Demand Growth+Expected Future Gas Supply+Methanex Stays+Increased Demand Response+Upgraded HVDC | 637.8662 | 1658.4183 | 2434.2183
2032 | NIWCM | Medium Demand Growth+Expected Future Gas Supply+Methanex Stays+Increased Demand Response+Upgraded HVDC | 479.3549 | 1524.8883 | 2333.0629
2033 | NIWCM | Medium Demand Growth+Expected Future Gas Supply+Methanex Stays+Increased Demand Response+Upgraded HVDC | 297.5751 | 1347.4939 | 2227.5098
2034 | NIWCM | Medium Demand Growth+Expected Future Gas Supply+Methanex Stays+Increased Demand Response+Upgraded HVDC | 135.4698 | 1231.9918 | 2195.9357
2035 | NIWCM | Medium Demand Growth+Expected Future Gas Supply+Methanex Stays+Increased Demand Response+Upgraded HVDC | -11.5938 | 1098.5111 | 2069.5385
2026 | SIWEM_PERC | Medium Demand Growth+Expected Future Gas Supply+Methanex Stays+Increased Demand Response+Upgraded HVDC | 50.7379 | 50.9 | 50.9
2027 | SIWEM_PERC | Medium Demand Growth+Expected Future Gas Supply+Methanex Stays+Increased Demand Response+Upgraded HVDC | 36.434 | 41.4747 | 42.3461
2028 | SIWEM_PERC | Medium Demand Growth+Expected Future Gas Supply+Methanex Stays+Increased Demand Response+Upgraded HVDC | 31.1375 | 53.0196 | 65.0577
2029 | SIWEM_PERC | Medium Demand Growth+Expected Future Gas Supply+Methanex Stays+Increased Demand Response+Upgraded HVDC | 15.621 | 45.1024 | 67.8013
2030 | SIWEM_PERC | Medium Demand Growth+Expected Future Gas Supply+Methanex Stays+Increased Demand Response+Upgraded HVDC | 8.553 | 41.2259 | 77.2249
2031 | SIWEM_PERC | Medium Demand Growth+Expected Future Gas Supply+Methanex Stays+Increased Demand Response+Upgraded HVDC | 5.0748 | 30.1712 | 79.7056
2032 | SIWEM_PERC | Medium Demand Growth+Expected Future Gas Supply+Methanex Stays+Increased Demand Response+Upgraded HVDC | 3.3033 | 24.6807 | 76.1914
2033 | SIWEM_PERC | Medium Demand Growth+Expected Future Gas Supply+Methanex Stays+Increased Demand Response+Upgraded HVDC | 1.2613 | 17.4758 | 72.3852
2034 | SIWEM_PERC | Medium Demand Growth+Expected Future Gas Supply+Methanex Stays+Increased Demand Response+Upgraded HVDC | -0.46956 | 12.9394 | 67.0329
2035 | SIWEM_PERC | Medium Demand Growth+Expected Future Gas Supply+Methanex Stays+Increased Demand Response+Upgraded HVDC | -1.9175 | 10.022 | 60.87
2026 | NZWEM_PERC | Medium Demand Growth+Expected Future Gas Supply+Methanex Stays+Increased Demand Response+Upgraded HVDC+Low Wind & Solar | 17.3457 | 17.3971 | 17.3971
2027 | NZWEM_PERC | Medium Demand Growth+Expected Future Gas Supply+Methanex Stays+Increased Demand Response+Upgraded HVDC+Low Wind & Solar | 12.3079 | 13.9212 | 14.2001
2028 | NZWEM_PERC | Medium Demand Growth+Expected Future Gas Supply+Methanex Stays+Increased Demand Response+Upgraded HVDC+Low Wind & Solar | 10.3395 | 17.3284 | 21.2047
2029 | NZWEM_PERC | Medium Demand Growth+Expected Future Gas Supply+Methanex Stays+Increased Demand Response+Upgraded HVDC+Low Wind & Solar | 4.9435 | 14.5421 | 22.1365
2030 | NZWEM_PERC | Medium Demand Growth+Expected Future Gas Supply+Methanex Stays+Increased Demand Response+Upgraded HVDC+Low Wind & Solar | 1.9085 | 13.1131 | 25.3864
2031 | NZWEM_PERC | Medium Demand Growth+Expected Future Gas Supply+Methanex Stays+Increased Demand Response+Upgraded HVDC+Low Wind & Solar | -1.7216 | 9.1959 | 26.0762
2032 | NZWEM_PERC | Medium Demand Growth+Expected Future Gas Supply+Methanex Stays+Increased Demand Response+Upgraded HVDC+Low Wind & Solar | -3.7957 | 7.1965 | 24.5722
2033 | NZWEM_PERC | Medium Demand Growth+Expected Future Gas Supply+Methanex Stays+Increased Demand Response+Upgraded HVDC+Low Wind & Solar | -6.0755 | 4.6429 | 23.0374
2034 | NZWEM_PERC | Medium Demand Growth+Expected Future Gas Supply+Methanex Stays+Increased Demand Response+Upgraded HVDC+Low Wind & Solar | -7.8037 | 3.0554 | 21.0228
2035 | NZWEM_PERC | Medium Demand Growth+Expected Future Gas Supply+Methanex Stays+Increased Demand Response+Upgraded HVDC+Low Wind & Solar | -9.6107 | 1.0909 | 18.6561
2026 | NIWCM | Medium Demand Growth+Expected Future Gas Supply+Methanex Stays+Increased Demand Response+Upgraded HVDC+Low Wind & Solar | 1066.7284 | 1067.5282 | 1067.5282
2027 | NIWCM | Medium Demand Growth+Expected Future Gas Supply+Methanex Stays+Increased Demand Response+Upgraded HVDC+Low Wind & Solar | 1257.8828 | 1288.8253 | 1293.3618
2028 | NIWCM | Medium Demand Growth+Expected Future Gas Supply+Methanex Stays+Increased Demand Response+Upgraded HVDC+Low Wind & Solar | 1276.6847 | 1884.5216 | 1922.8368
2029 | NIWCM | Medium Demand Growth+Expected Future Gas Supply+Methanex Stays+Increased Demand Response+Upgraded HVDC+Low Wind & Solar | 1049.2947 | 1927.8168 | 2201.0383
2030 | NIWCM | Medium Demand Growth+Expected Future Gas Supply+Methanex Stays+Increased Demand Response+Upgraded HVDC+Low Wind & Solar | 804.9243 | 1804.235 | 2257.1317
2031 | NIWCM | Medium Demand Growth+Expected Future Gas Supply+Methanex Stays+Increased Demand Response+Upgraded HVDC+Low Wind & Solar | 637.8662 | 1658.4183 | 2434.2183
2032 | NIWCM | Medium Demand Growth+Expected Future Gas Supply+Methanex Stays+Increased Demand Response+Upgraded HVDC+Low Wind & Solar | 479.3549 | 1524.8883 | 2333.0629
2033 | NIWCM | Medium Demand Growth+Expected Future Gas Supply+Methanex Stays+Increased Demand Response+Upgraded HVDC+Low Wind & Solar | 297.5751 | 1347.4939 | 2227.5098
2034 | NIWCM | Medium Demand Growth+Expected Future Gas Supply+Methanex Stays+Increased Demand Response+Upgraded HVDC+Low Wind & Solar | 135.4698 | 1231.9918 | 2195.9357
2035 | NIWCM | Medium Demand Growth+Expected Future Gas Supply+Methanex Stays+Increased Demand Response+Upgraded HVDC+Low Wind & Solar | -11.5938 | 1098.5111 | 2069.5385
2026 | SIWEM_PERC | Medium Demand Growth+Expected Future Gas Supply+Methanex Stays+Increased Demand Response+Upgraded HVDC+Low Wind & Solar | 47.3353 | 47.4816 | 47.4816
2027 | SIWEM_PERC | Medium Demand Growth+Expected Future Gas Supply+Methanex Stays+Increased Demand Response+Upgraded HVDC+Low Wind & Solar | 32.7375 | 37.2865 | 38.0729
2028 | SIWEM_PERC | Medium Demand Growth+Expected Future Gas Supply+Methanex Stays+Increased Demand Response+Upgraded HVDC+Low Wind & Solar | 27.2332 | 46.981 | 57.9339
2029 | SIWEM_PERC | Medium Demand Growth+Expected Future Gas Supply+Methanex Stays+Increased Demand Response+Upgraded HVDC+Low Wind & Solar | 11.9103 | 38.4645 | 59.3685
2030 | SIWEM_PERC | Medium Demand Growth+Expected Future Gas Supply+Methanex Stays+Increased Demand Response+Upgraded HVDC+Low Wind & Solar | 7.6541 | 34.4104 | 67.4139
2031 | SIWEM_PERC | Medium Demand Growth+Expected Future Gas Supply+Methanex Stays+Increased Demand Response+Upgraded HVDC+Low Wind & Solar | 4.2058 | 23.5828 | 69.0499
2032 | SIWEM_PERC | Medium Demand Growth+Expected Future Gas Supply+Methanex Stays+Increased Demand Response+Upgraded HVDC+Low Wind & Solar | 2.4503 | 18.1167 | 65.2691
2033 | SIWEM_PERC | Medium Demand Growth+Expected Future Gas Supply+Methanex Stays+Increased Demand Response+Upgraded HVDC+Low Wind & Solar | 0.42653 | 11.5937 | 61.2985
2034 | SIWEM_PERC | Medium Demand Growth+Expected Future Gas Supply+Methanex Stays+Increased Demand Response+Upgraded HVDC+Low Wind & Solar | -1.2885 | 9.6673 | 56.156
2035 | SIWEM_PERC | Medium Demand Growth+Expected Future Gas Supply+Methanex Stays+Increased Demand Response+Upgraded HVDC+Low Wind & Solar | -2.723 | 8.052 | 50.1726
2026 | NZWEM_PERC | Medium Demand Growth+Expected Future Gas Supply+Methanex Stays+Increased Demand Response+Upgraded HVDC+Constrained Operational Capacity | 18.5411 | 18.5981 | 18.5981
2027 | NZWEM_PERC | Medium Demand Growth+Expected Future Gas Supply+Methanex Stays+Increased Demand Response+Upgraded HVDC+Constrained Operational Capacity | 13.6189 | 15.4066 | 15.7156
2028 | NZWEM_PERC | Medium Demand Growth+Expected Future Gas Supply+Methanex Stays+Increased Demand Response+Upgraded HVDC+Constrained Operational Capacity | 11.7213 | 19.4655 | 23.7607
2029 | NZWEM_PERC | Medium Demand Growth+Expected Future Gas Supply+Methanex Stays+Increased Demand Response+Upgraded HVDC+Constrained Operational Capacity | 6.3009 | 16.9369 | 25.352
2030 | NZWEM_PERC | Medium Demand Growth+Expected Future Gas Supply+Methanex Stays+Increased Demand Response+Upgraded HVDC+Constrained Operational Capacity | 3.2164 | 15.5798 | 29.1405
2031 | NZWEM_PERC | Medium Demand Growth+Expected Future Gas Supply+Methanex Stays+Increased Demand Response+Upgraded HVDC+Constrained Operational Capacity | -0.45689 | 11.5809 | 30.2478
2032 | NZWEM_PERC | Medium Demand Growth+Expected Future Gas Supply+Methanex Stays+Increased Demand Response+Upgraded HVDC+Constrained Operational Capacity | -2.5599 | 9.5621 | 28.742
2033 | NZWEM_PERC | Medium Demand Growth+Expected Future Gas Supply+Methanex Stays+Increased Demand Response+Upgraded HVDC+Constrained Operational Capacity | -4.8704 | 6.9496 | 27.2603
2034 | NZWEM_PERC | Medium Demand Growth+Expected Future Gas Supply+Methanex Stays+Increased Demand Response+Upgraded HVDC+Constrained Operational Capacity | -6.6266 | 5.3085 | 25.1477
2035 | NZWEM_PERC | Medium Demand Growth+Expected Future Gas Supply+Methanex Stays+Increased Demand Response+Upgraded HVDC+Constrained Operational Capacity | -8.46 | 3.2936 | 22.6886
2026 | NIWCM | Medium Demand Growth+Expected Future Gas Supply+Methanex Stays+Increased Demand Response+Upgraded HVDC+Constrained Operational Capacity | 496.3733 | 496.3733 | 496.3733
2027 | NIWCM | Medium Demand Growth+Expected Future Gas Supply+Methanex Stays+Increased Demand Response+Upgraded HVDC+Constrained Operational Capacity | 636.4987 | 640.4165 | 640.4165
2028 | NIWCM | Medium Demand Growth+Expected Future Gas Supply+Methanex Stays+Increased Demand Response+Upgraded HVDC+Constrained Operational Capacity | 629.9312 | 1117.416 | 1124.8439
2029 | NIWCM | Medium Demand Growth+Expected Future Gas Supply+Methanex Stays+Increased Demand Response+Upgraded HVDC+Constrained Operational Capacity | 380.392 | 1027.7241 | 1184.1439
2030 | NIWCM | Medium Demand Growth+Expected Future Gas Supply+Methanex Stays+Increased Demand Response+Upgraded HVDC+Constrained Operational Capacity | 133.5101 | 866.4545 | 1077.4421
2031 | NIWCM | Medium Demand Growth+Expected Future Gas Supply+Methanex Stays+Increased Demand Response+Upgraded HVDC+Constrained Operational Capacity | -36.6708 | 708.458 | 977.202
2032 | NIWCM | Medium Demand Growth+Expected Future Gas Supply+Methanex Stays+Increased Demand Response+Upgraded HVDC+Constrained Operational Capacity | -196.3164 | 552.9828 | 844.6374
2033 | NIWCM | Medium Demand Growth+Expected Future Gas Supply+Methanex Stays+Increased Demand Response+Upgraded HVDC+Constrained Operational Capacity | -380.16 | 371.361 | 674.1267
2034 | NIWCM | Medium Demand Growth+Expected Future Gas Supply+Methanex Stays+Increased Demand Response+Upgraded HVDC+Constrained Operational Capacity | -543.3908 | 252.1537 | 632.527
2035 | NIWCM | Medium Demand Growth+Expected Future Gas Supply+Methanex Stays+Increased Demand Response+Upgraded HVDC+Constrained Operational Capacity | -690.1769 | 115.1578 | 496.7385
2026 | SIWEM_PERC | Medium Demand Growth+Expected Future Gas Supply+Methanex Stays+Increased Demand Response+Upgraded HVDC+Constrained Operational Capacity | 50.7379 | 50.9 | 50.9
2027 | SIWEM_PERC | Medium Demand Growth+Expected Future Gas Supply+Methanex Stays+Increased Demand Response+Upgraded HVDC+Constrained Operational Capacity | 36.434 | 41.4747 | 42.3461
2028 | SIWEM_PERC | Medium Demand Growth+Expected Future Gas Supply+Methanex Stays+Increased Demand Response+Upgraded HVDC+Constrained Operational Capacity | 31.1375 | 53.0196 | 65.0577
2029 | SIWEM_PERC | Medium Demand Growth+Expected Future Gas Supply+Methanex Stays+Increased Demand Response+Upgraded HVDC+Constrained Operational Capacity | 15.621 | 45.1024 | 67.8013
2030 | SIWEM_PERC | Medium Demand Growth+Expected Future Gas Supply+Methanex Stays+Increased Demand Response+Upgraded HVDC+Constrained Operational Capacity | 8.553 | 41.2259 | 77.2249
2031 | SIWEM_PERC | Medium Demand Growth+Expected Future Gas Supply+Methanex Stays+Increased Demand Response+Upgraded HVDC+Constrained Operational Capacity | 5.0748 | 30.1712 | 79.7056
2032 | SIWEM_PERC | Medium Demand Growth+Expected Future Gas Supply+Methanex Stays+Increased Demand Response+Upgraded HVDC+Constrained Operational Capacity | 3.3033 | 24.6807 | 76.1914
2033 | SIWEM_PERC | Medium Demand Growth+Expected Future Gas Supply+Methanex Stays+Increased Demand Response+Upgraded HVDC+Constrained Operational Capacity | 1.2613 | 17.4758 | 72.3852
2034 | SIWEM_PERC | Medium Demand Growth+Expected Future Gas Supply+Methanex Stays+Increased Demand Response+Upgraded HVDC+Constrained Operational Capacity | -0.46956 | 12.9394 | 67.0329
2035 | SIWEM_PERC | Medium Demand Growth+Expected Future Gas Supply+Methanex Stays+Increased Demand Response+Upgraded HVDC+Constrained Operational Capacity | -1.9175 | 10.022 | 60.87
2026 | NZWEM_PERC | Medium Demand Growth+Expected Future Gas Supply+Methanex Stays+Increased Demand Response+Upgraded HVDC+Constrained Operational Capacity+Low Wind & Solar | 17.3457 | 17.3971 | 17.3971
2027 | NZWEM_PERC | Medium Demand Growth+Expected Future Gas Supply+Methanex Stays+Increased Demand Response+Upgraded HVDC+Constrained Operational Capacity+Low Wind & Solar | 12.3079 | 13.9212 | 14.2001
2028 | NZWEM_PERC | Medium Demand Growth+Expected Future Gas Supply+Methanex Stays+Increased Demand Response+Upgraded HVDC+Constrained Operational Capacity+Low Wind & Solar | 10.3395 | 17.3284 | 21.2047
2029 | NZWEM_PERC | Medium Demand Growth+Expected Future Gas Supply+Methanex Stays+Increased Demand Response+Upgraded HVDC+Constrained Operational Capacity+Low Wind & Solar | 4.9435 | 14.5421 | 22.1365
2030 | NZWEM_PERC | Medium Demand Growth+Expected Future Gas Supply+Methanex Stays+Increased Demand Response+Upgraded HVDC+Constrained Operational Capacity+Low Wind & Solar | 1.9085 | 13.1131 | 25.3864
2031 | NZWEM_PERC | Medium Demand Growth+Expected Future Gas Supply+Methanex Stays+Increased Demand Response+Upgraded HVDC+Constrained Operational Capacity+Low Wind & Solar | -1.7216 | 9.1959 | 26.0762
2032 | NZWEM_PERC | Medium Demand Growth+Expected Future Gas Supply+Methanex Stays+Increased Demand Response+Upgraded HVDC+Constrained Operational Capacity+Low Wind & Solar | -3.7957 | 7.1965 | 24.5722
2033 | NZWEM_PERC | Medium Demand Growth+Expected Future Gas Supply+Methanex Stays+Increased Demand Response+Upgraded HVDC+Constrained Operational Capacity+Low Wind & Solar | -6.0755 | 4.6429 | 23.0374
2034 | NZWEM_PERC | Medium Demand Growth+Expected Future Gas Supply+Methanex Stays+Increased Demand Response+Upgraded HVDC+Constrained Operational Capacity+Low Wind & Solar | -7.8037 | 3.0554 | 21.0228
2035 | NZWEM_PERC | Medium Demand Growth+Expected Future Gas Supply+Methanex Stays+Increased Demand Response+Upgraded HVDC+Constrained Operational Capacity+Low Wind & Solar | -9.6107 | 1.0909 | 18.6561
2026 | NIWCM | Medium Demand Growth+Expected Future Gas Supply+Methanex Stays+Increased Demand Response+Upgraded HVDC+Constrained Operational Capacity+Low Wind & Solar | 496.3733 | 496.3733 | 496.3733
2027 | NIWCM | Medium Demand Growth+Expected Future Gas Supply+Methanex Stays+Increased Demand Response+Upgraded HVDC+Constrained Operational Capacity+Low Wind & Solar | 636.4987 | 640.4165 | 640.4165
2028 | NIWCM | Medium Demand Growth+Expected Future Gas Supply+Methanex Stays+Increased Demand Response+Upgraded HVDC+Constrained Operational Capacity+Low Wind & Solar | 629.9312 | 1117.416 | 1124.8439
2029 | NIWCM | Medium Demand Growth+Expected Future Gas Supply+Methanex Stays+Increased Demand Response+Upgraded HVDC+Constrained Operational Capacity+Low Wind & Solar | 380.392 | 1027.7241 | 1184.1439
2030 | NIWCM | Medium Demand Growth+Expected Future Gas Supply+Methanex Stays+Increased Demand Response+Upgraded HVDC+Constrained Operational Capacity+Low Wind & Solar | 133.5101 | 866.4545 | 1077.4421
2031 | NIWCM | Medium Demand Growth+Expected Future Gas Supply+Methanex Stays+Increased Demand Response+Upgraded HVDC+Constrained Operational Capacity+Low Wind & Solar | -36.6708 | 708.458 | 977.202
2032 | NIWCM | Medium Demand Growth+Expected Future Gas Supply+Methanex Stays+Increased Demand Response+Upgraded HVDC+Constrained Operational Capacity+Low Wind & Solar | -196.3164 | 552.9828 | 844.6374
2033 | NIWCM | Medium Demand Growth+Expected Future Gas Supply+Methanex Stays+Increased Demand Response+Upgraded HVDC+Constrained Operational Capacity+Low Wind & Solar | -380.16 | 371.361 | 674.1267
2034 | NIWCM | Medium Demand Growth+Expected Future Gas Supply+Methanex Stays+Increased Demand Response+Upgraded HVDC+Constrained Operational Capacity+Low Wind & Solar | -543.3908 | 252.1537 | 632.527
2035 | NIWCM | Medium Demand Growth+Expected Future Gas Supply+Methanex Stays+Increased Demand Response+Upgraded HVDC+Constrained Operational Capacity+Low Wind & Solar | -690.1769 | 115.1578 | 496.7385
2026 | SIWEM_PERC | Medium Demand Growth+Expected Future Gas Supply+Methanex Stays+Increased Demand Response+Upgraded HVDC+Constrained Operational Capacity+Low Wind & Solar | 47.3353 | 47.4816 | 47.4816
2027 | SIWEM_PERC | Medium Demand Growth+Expected Future Gas Supply+Methanex Stays+Increased Demand Response+Upgraded HVDC+Constrained Operational Capacity+Low Wind & Solar | 32.7375 | 37.2865 | 38.0729
2028 | SIWEM_PERC | Medium Demand Growth+Expected Future Gas Supply+Methanex Stays+Increased Demand Response+Upgraded HVDC+Constrained Operational Capacity+Low Wind & Solar | 27.2332 | 46.981 | 57.9339
2029 | SIWEM_PERC | Medium Demand Growth+Expected Future Gas Supply+Methanex Stays+Increased Demand Response+Upgraded HVDC+Constrained Operational Capacity+Low Wind & Solar | 11.9103 | 38.4645 | 59.3685
2030 | SIWEM_PERC | Medium Demand Growth+Expected Future Gas Supply+Methanex Stays+Increased Demand Response+Upgraded HVDC+Constrained Operational Capacity+Low Wind & Solar | 7.6541 | 34.4104 | 67.4139
2031 | SIWEM_PERC | Medium Demand Growth+Expected Future Gas Supply+Methanex Stays+Increased Demand Response+Upgraded HVDC+Constrained Operational Capacity+Low Wind & Solar | 4.2058 | 23.5828 | 69.0499
2032 | SIWEM_PERC | Medium Demand Growth+Expected Future Gas Supply+Methanex Stays+Increased Demand Response+Upgraded HVDC+Constrained Operational Capacity+Low Wind & Solar | 2.4503 | 18.1167 | 65.2691
2033 | SIWEM_PERC | Medium Demand Growth+Expected Future Gas Supply+Methanex Stays+Increased Demand Response+Upgraded HVDC+Constrained Operational Capacity+Low Wind & Solar | 0.42653 | 11.5937 | 61.2985
2034 | SIWEM_PERC | Medium Demand Growth+Expected Future Gas Supply+Methanex Stays+Increased Demand Response+Upgraded HVDC+Constrained Operational Capacity+Low Wind & Solar | -1.2885 | 9.6673 | 56.156
2035 | SIWEM_PERC | Medium Demand Growth+Expected Future Gas Supply+Methanex Stays+Increased Demand Response+Upgraded HVDC+Constrained Operational Capacity+Low Wind & Solar | -2.723 | 8.052 | 50.1726
2026 | NZWEM_PERC | Medium Demand Growth+Expected Future Gas Supply+Methanex Stays+Increased Demand Response+Delayed Build | 13.9215 | 13.9215 | 13.9215
2027 | NZWEM_PERC | Medium Demand Growth+Expected Future Gas Supply+Methanex Stays+Increased Demand Response+Delayed Build | 6.4474 | 6.5849 | 6.7482
2028 | NZWEM_PERC | Medium Demand Growth+Expected Future Gas Supply+Methanex Stays+Increased Demand Response+Delayed Build | 7.7271 | 9.1052 | 9.4051
2029 | NZWEM_PERC | Medium Demand Growth+Expected Future Gas Supply+Methanex Stays+Increased Demand Response+Delayed Build | 5.2318 | 7.8821 | 8.7053
2030 | NZWEM_PERC | Medium Demand Growth+Expected Future Gas Supply+Methanex Stays+Increased Demand Response+Delayed Build | 3.2164 | 11.5201 | 18.5391
2031 | NZWEM_PERC | Medium Demand Growth+Expected Future Gas Supply+Methanex Stays+Increased Demand Response+Delayed Build | -0.45689 | 10.3978 | 18.2382
2032 | NZWEM_PERC | Medium Demand Growth+Expected Future Gas Supply+Methanex Stays+Increased Demand Response+Delayed Build | -2.5599 | 8.6653 | 21.4785
2033 | NZWEM_PERC | Medium Demand Growth+Expected Future Gas Supply+Methanex Stays+Increased Demand Response+Delayed Build | -4.8704 | 6.1549 | 23.9424
2034 | NZWEM_PERC | Medium Demand Growth+Expected Future Gas Supply+Methanex Stays+Increased Demand Response+Delayed Build | -6.6266 | 4.484 | 22.7519
2035 | NZWEM_PERC | Medium Demand Growth+Expected Future Gas Supply+Methanex Stays+Increased Demand Response+Delayed Build | -8.46 | 2.8271 | 22.2221
2026 | NIWCM | Medium Demand Growth+Expected Future Gas Supply+Methanex Stays+Increased Demand Response+Delayed Build | 796.8961 | 796.8961 | 796.8961
2027 | NIWCM | Medium Demand Growth+Expected Future Gas Supply+Methanex Stays+Increased Demand Response+Delayed Build | 859.3691 | 861.3799 | 863.8524
2028 | NIWCM | Medium Demand Growth+Expected Future Gas Supply+Methanex Stays+Increased Demand Response+Delayed Build | 1022.5709 | 1042.514 | 1047.0505
2029 | NIWCM | Medium Demand Growth+Expected Future Gas Supply+Methanex Stays+Increased Demand Response+Delayed Build | 842.1767 | 968.6908 | 982.2831
2030 | NIWCM | Medium Demand Growth+Expected Future Gas Supply+Methanex Stays+Increased Demand Response+Delayed Build | 749.1478 | 1456.8637 | 1724.1237
2031 | NIWCM | Medium Demand Growth+Expected Future Gas Supply+Methanex Stays+Increased Demand Response+Delayed Build | 564.9277 | 1488.2476 | 1821.5687
2032 | NIWCM | Medium Demand Growth+Expected Future Gas Supply+Methanex Stays+Increased Demand Response+Delayed Build | 406.4164 | 1398.5819 | 1935.1651
2033 | NIWCM | Medium Demand Growth+Expected Future Gas Supply+Methanex Stays+Increased Demand Response+Delayed Build | 297.5751 | 1302.4549 | 2074.9878
2034 | NIWCM | Medium Demand Growth+Expected Future Gas Supply+Methanex Stays+Increased Demand Response+Delayed Build | 135.4698 | 1161.9025 | 1981.9156
2035 | NIWCM | Medium Demand Growth+Expected Future Gas Supply+Methanex Stays+Increased Demand Response+Delayed Build | -11.5938 | 1046.1791 | 1939.7989
2026 | SIWEM_PERC | Medium Demand Growth+Expected Future Gas Supply+Methanex Stays+Increased Demand Response+Delayed Build | 37.5893 | 37.5893 | 37.5893
2027 | SIWEM_PERC | Medium Demand Growth+Expected Future Gas Supply+Methanex Stays+Increased Demand Response+Delayed Build | 18.2316 | 18.3024 | 18.3024
2028 | SIWEM_PERC | Medium Demand Growth+Expected Future Gas Supply+Methanex Stays+Increased Demand Response+Delayed Build | 19.8516 | 23.7457 | 24.5932
2029 | SIWEM_PERC | Medium Demand Growth+Expected Future Gas Supply+Methanex Stays+Increased Demand Response+Delayed Build | 12.6578 | 20.004 | 22.2857
2030 | SIWEM_PERC | Medium Demand Growth+Expected Future Gas Supply+Methanex Stays+Increased Demand Response+Delayed Build | 8.553 | 30.0089 | 49.4026
2031 | SIWEM_PERC | Medium Demand Growth+Expected Future Gas Supply+Methanex Stays+Increased Demand Response+Delayed Build | 5.0748 | 26.9032 | 48.5616
2032 | SIWEM_PERC | Medium Demand Growth+Expected Future Gas Supply+Methanex Stays+Increased Demand Response+Delayed Build | 3.3033 | 22.1923 | 54.2546
2033 | SIWEM_PERC | Medium Demand Growth+Expected Future Gas Supply+Methanex Stays+Increased Demand Response+Delayed Build | 1.2613 | 15.2627 | 55.5548
2034 | SIWEM_PERC | Medium Demand Growth+Expected Future Gas Supply+Methanex Stays+Increased Demand Response+Delayed Build | -0.46956 | 11.6703 | 52.7964
2035 | SIWEM_PERC | Medium Demand Growth+Expected Future Gas Supply+Methanex Stays+Increased Demand Response+Delayed Build | -1.9175 | 10.022 | 50.4692
2026 | NZWEM_PERC | Medium Demand Growth+Expected Future Gas Supply+Methanex Stays+Increased Demand Response+Delayed Build+Low Wind & Solar | 13.0121 | 13.0121 | 13.0121
2027 | NZWEM_PERC | Medium Demand Growth+Expected Future Gas Supply+Methanex Stays+Increased Demand Response+Delayed Build+Low Wind & Solar | 5.5169 | 5.641 | 5.7883
2028 | NZWEM_PERC | Medium Demand Growth+Expected Future Gas Supply+Methanex Stays+Increased Demand Response+Delayed Build+Low Wind & Solar | 6.5787 | 7.8224 | 8.0931
2029 | NZWEM_PERC | Medium Demand Growth+Expected Future Gas Supply+Methanex Stays+Increased Demand Response+Delayed Build+Low Wind & Solar | 3.9787 | 6.3705 | 7.1134
2030 | NZWEM_PERC | Medium Demand Growth+Expected Future Gas Supply+Methanex Stays+Increased Demand Response+Delayed Build+Low Wind & Solar | 1.9085 | 9.4023 | 15.7367
2031 | NZWEM_PERC | Medium Demand Growth+Expected Future Gas Supply+Methanex Stays+Increased Demand Response+Delayed Build+Low Wind & Solar | -1.7216 | 8.0745 | 15.1502
2032 | NZWEM_PERC | Medium Demand Growth+Expected Future Gas Supply+Methanex Stays+Increased Demand Response+Delayed Build+Low Wind & Solar | -3.7957 | 6.3346 | 17.9313
2033 | NZWEM_PERC | Medium Demand Growth+Expected Future Gas Supply+Methanex Stays+Increased Demand Response+Delayed Build+Low Wind & Solar | -6.0755 | 3.8822 | 19.9673
2034 | NZWEM_PERC | Medium Demand Growth+Expected Future Gas Supply+Methanex Stays+Increased Demand Response+Delayed Build+Low Wind & Solar | -7.8037 | 2.2308 | 18.7803
2035 | NZWEM_PERC | Medium Demand Growth+Expected Future Gas Supply+Methanex Stays+Increased Demand Response+Delayed Build+Low Wind & Solar | -9.6107 | 0.62438 | 18.1896
2026 | NIWCM | Medium Demand Growth+Expected Future Gas Supply+Methanex Stays+Increased Demand Response+Delayed Build+Low Wind & Solar | 796.8961 | 796.8961 | 796.8961
2027 | NIWCM | Medium Demand Growth+Expected Future Gas Supply+Methanex Stays+Increased Demand Response+Delayed Build+Low Wind & Solar | 859.3691 | 861.3799 | 863.8524
2028 | NIWCM | Medium Demand Growth+Expected Future Gas Supply+Methanex Stays+Increased Demand Response+Delayed Build+Low Wind & Solar | 1022.5709 | 1042.514 | 1047.0505
2029 | NIWCM | Medium Demand Growth+Expected Future Gas Supply+Methanex Stays+Increased Demand Response+Delayed Build+Low Wind & Solar | 842.1767 | 968.6908 | 982.2831
2030 | NIWCM | Medium Demand Growth+Expected Future Gas Supply+Methanex Stays+Increased Demand Response+Delayed Build+Low Wind & Solar | 749.1478 | 1456.8637 | 1724.1237
2031 | NIWCM | Medium Demand Growth+Expected Future Gas Supply+Methanex Stays+Increased Demand Response+Delayed Build+Low Wind & Solar | 564.9277 | 1488.2476 | 1821.5687
2032 | NIWCM | Medium Demand Growth+Expected Future Gas Supply+Methanex Stays+Increased Demand Response+Delayed Build+Low Wind & Solar | 406.4164 | 1398.5819 | 1935.1651
2033 | NIWCM | Medium Demand Growth+Expected Future Gas Supply+Methanex Stays+Increased Demand Response+Delayed Build+Low Wind & Solar | 297.5751 | 1302.4549 | 2074.9878
2034 | NIWCM | Medium Demand Growth+Expected Future Gas Supply+Methanex Stays+Increased Demand Response+Delayed Build+Low Wind & Solar | 135.4698 | 1161.9025 | 1981.9156
2035 | NIWCM | Medium Demand Growth+Expected Future Gas Supply+Methanex Stays+Increased Demand Response+Delayed Build+Low Wind & Solar | -11.5938 | 1046.1791 | 1939.7989
2026 | SIWEM_PERC | Medium Demand Growth+Expected Future Gas Supply+Methanex Stays+Increased Demand Response+Delayed Build+Low Wind & Solar | 35.0007 | 35.0007 | 35.0007
2027 | SIWEM_PERC | Medium Demand Growth+Expected Future Gas Supply+Methanex Stays+Increased Demand Response+Delayed Build+Low Wind & Solar | 17.7461 | 17.81 | 17.81
2028 | SIWEM_PERC | Medium Demand Growth+Expected Future Gas Supply+Methanex Stays+Increased Demand Response+Delayed Build+Low Wind & Solar | 17.5413 | 20.121 | 20.8859
2029 | SIWEM_PERC | Medium Demand Growth+Expected Future Gas Supply+Methanex Stays+Increased Demand Response+Delayed Build+Low Wind & Solar | 10.3517 | 15.814 | 17.8732
2030 | SIWEM_PERC | Medium Demand Growth+Expected Future Gas Supply+Methanex Stays+Increased Demand Response+Delayed Build+Low Wind & Solar | 7.6541 | 24.1572 | 41.6594
2031 | SIWEM_PERC | Medium Demand Growth+Expected Future Gas Supply+Methanex Stays+Increased Demand Response+Delayed Build+Low Wind & Solar | 4.2058 | 20.4851 | 40.0311
2032 | SIWEM_PERC | Medium Demand Growth+Expected Future Gas Supply+Methanex Stays+Increased Demand Response+Delayed Build+Low Wind & Solar | 2.4503 | 15.7252 | 47.903
2033 | SIWEM_PERC | Medium Demand Growth+Expected Future Gas Supply+Methanex Stays+Increased Demand Response+Delayed Build+Low Wind & Solar | 0.42653 | 11.5937 | 51.3275
2034 | SIWEM_PERC | Medium Demand Growth+Expected Future Gas Supply+Methanex Stays+Increased Demand Response+Delayed Build+Low Wind & Solar | -1.2885 | 9.6673 | 48.6492
2035 | SIWEM_PERC | Medium Demand Growth+Expected Future Gas Supply+Methanex Stays+Increased Demand Response+Delayed Build+Low Wind & Solar | -2.723 | 8.052 | 46.3905
2026 | NZWEM_PERC | Medium Demand Growth+Expected Future Gas Supply+Methanex Stays+Increased Demand Response+Delayed Build+Constrained Operational Capacity | 13.9215 | 13.9215 | 13.9215
2027 | NZWEM_PERC | Medium Demand Growth+Expected Future Gas Supply+Methanex Stays+Increased Demand Response+Delayed Build+Constrained Operational Capacity | 6.4474 | 6.5849 | 6.7482
2028 | NZWEM_PERC | Medium Demand Growth+Expected Future Gas Supply+Methanex Stays+Increased Demand Response+Delayed Build+Constrained Operational Capacity | 7.7271 | 9.1052 | 9.4051
2029 | NZWEM_PERC | Medium Demand Growth+Expected Future Gas Supply+Methanex Stays+Increased Demand Response+Delayed Build+Constrained Operational Capacity | 5.2318 | 7.8821 | 8.7053
2030 | NZWEM_PERC | Medium Demand Growth+Expected Future Gas Supply+Methanex Stays+Increased Demand Response+Delayed Build+Constrained Operational Capacity | 3.2164 | 11.5201 | 18.5391
2031 | NZWEM_PERC | Medium Demand Growth+Expected Future Gas Supply+Methanex Stays+Increased Demand Response+Delayed Build+Constrained Operational Capacity | -0.45689 | 10.3978 | 18.2382
2032 | NZWEM_PERC | Medium Demand Growth+Expected Future Gas Supply+Methanex Stays+Increased Demand Response+Delayed Build+Constrained Operational Capacity | -2.5599 | 8.6653 | 21.4785
2033 | NZWEM_PERC | Medium Demand Growth+Expected Future Gas Supply+Methanex Stays+Increased Demand Response+Delayed Build+Constrained Operational Capacity | -4.8704 | 6.1549 | 23.9424
2034 | NZWEM_PERC | Medium Demand Growth+Expected Future Gas Supply+Methanex Stays+Increased Demand Response+Delayed Build+Constrained Operational Capacity | -6.6266 | 4.484 | 22.7519
2035 | NZWEM_PERC | Medium Demand Growth+Expected Future Gas Supply+Methanex Stays+Increased Demand Response+Delayed Build+Constrained Operational Capacity | -8.46 | 2.8271 | 22.2221
2026 | NIWCM | Medium Demand Growth+Expected Future Gas Supply+Methanex Stays+Increased Demand Response+Delayed Build+Constrained Operational Capacity | 267.5718 | 267.5718 | 267.5718
2027 | NIWCM | Medium Demand Growth+Expected Future Gas Supply+Methanex Stays+Increased Demand Response+Delayed Build+Constrained Operational Capacity | 319.5849 | 319.5849 | 319.5849
2028 | NIWCM | Medium Demand Growth+Expected Future Gas Supply+Methanex Stays+Increased Demand Response+Delayed Build+Constrained Operational Capacity | 420.4947 | 420.4947 | 420.4947
2029 | NIWCM | Medium Demand Growth+Expected Future Gas Supply+Methanex Stays+Increased Demand Response+Delayed Build+Constrained Operational Capacity | 200.4765 | 282.5493 | 282.5493
2030 | NIWCM | Medium Demand Growth+Expected Future Gas Supply+Methanex Stays+Increased Demand Response+Delayed Build+Constrained Operational Capacity | 77.7336 | 588.2799 | 703.8375
2031 | NIWCM | Medium Demand Growth+Expected Future Gas Supply+Methanex Stays+Increased Demand Response+Delayed Build+Constrained Operational Capacity | -109.6093 | 541.1512 | 698.4428
2032 | NIWCM | Medium Demand Growth+Expected Future Gas Supply+Methanex Stays+Increased Demand Response+Delayed Build+Constrained Operational Capacity | -269.2549 | 441.2551 | 653.7141
2033 | NIWCM | Medium Demand Growth+Expected Future Gas Supply+Methanex Stays+Increased Demand Response+Delayed Build+Constrained Operational Capacity | -380.16 | 340.9018 | 612.215
2034 | NIWCM | Medium Demand Growth+Expected Future Gas Supply+Methanex Stays+Increased Demand Response+Delayed Build+Constrained Operational Capacity | -543.3908 | 182.0645 | 475.2088
2035 | NIWCM | Medium Demand Growth+Expected Future Gas Supply+Methanex Stays+Increased Demand Response+Delayed Build+Constrained Operational Capacity | -690.1769 | 62.8258 | 367.1775
2026 | SIWEM_PERC | Medium Demand Growth+Expected Future Gas Supply+Methanex Stays+Increased Demand Response+Delayed Build+Constrained Operational Capacity | 37.5893 | 37.5893 | 37.5893
2027 | SIWEM_PERC | Medium Demand Growth+Expected Future Gas Supply+Methanex Stays+Increased Demand Response+Delayed Build+Constrained Operational Capacity | 18.2316 | 18.3024 | 18.3024
2028 | SIWEM_PERC | Medium Demand Growth+Expected Future Gas Supply+Methanex Stays+Increased Demand Response+Delayed Build+Constrained Operational Capacity | 19.8516 | 23.7457 | 24.5932
2029 | SIWEM_PERC | Medium Demand Growth+Expected Future Gas Supply+Methanex Stays+Increased Demand Response+Delayed Build+Constrained Operational Capacity | 12.6578 | 20.004 | 22.2857
2030 | SIWEM_PERC | Medium Demand Growth+Expected Future Gas Supply+Methanex Stays+Increased Demand Response+Delayed Build+Constrained Operational Capacity | 8.553 | 30.0089 | 49.4026
2031 | SIWEM_PERC | Medium Demand Growth+Expected Future Gas Supply+Methanex Stays+Increased Demand Response+Delayed Build+Constrained Operational Capacity | 5.0748 | 26.9032 | 48.5616
2032 | SIWEM_PERC | Medium Demand Growth+Expected Future Gas Supply+Methanex Stays+Increased Demand Response+Delayed Build+Constrained Operational Capacity | 3.3033 | 22.1923 | 54.2546
2033 | SIWEM_PERC | Medium Demand Growth+Expected Future Gas Supply+Methanex Stays+Increased Demand Response+Delayed Build+Constrained Operational Capacity | 1.2613 | 15.2627 | 55.5548
2034 | SIWEM_PERC | Medium Demand Growth+Expected Future Gas Supply+Methanex Stays+Increased Demand Response+Delayed Build+Constrained Operational Capacity | -0.46956 | 11.6703 | 52.7964
2035 | SIWEM_PERC | Medium Demand Growth+Expected Future Gas Supply+Methanex Stays+Increased Demand Response+Delayed Build+Constrained Operational Capacity | -1.9175 | 10.022 | 50.4692
2026 | NZWEM_PERC | Medium Demand Growth+Expected Future Gas Supply+Methanex Stays+Increased Demand Response+Delayed Build+Constrained Operational Capacity+Low Wind & Solar | 13.0121 | 13.0121 | 13.0121
2027 | NZWEM_PERC | Medium Demand Growth+Expected Future Gas Supply+Methanex Stays+Increased Demand Response+Delayed Build+Constrained Operational Capacity+Low Wind & Solar | 5.5169 | 5.641 | 5.7883
2028 | NZWEM_PERC | Medium Demand Growth+Expected Future Gas Supply+Methanex Stays+Increased Demand Response+Delayed Build+Constrained Operational Capacity+Low Wind & Solar | 6.5787 | 7.8224 | 8.0931
2029 | NZWEM_PERC | Medium Demand Growth+Expected Future Gas Supply+Methanex Stays+Increased Demand Response+Delayed Build+Constrained Operational Capacity+Low Wind & Solar | 3.9787 | 6.3705 | 7.1134
2030 | NZWEM_PERC | Medium Demand Growth+Expected Future Gas Supply+Methanex Stays+Increased Demand Response+Delayed Build+Constrained Operational Capacity+Low Wind & Solar | 1.9085 | 9.4023 | 15.7367
2031 | NZWEM_PERC | Medium Demand Growth+Expected Future Gas Supply+Methanex Stays+Increased Demand Response+Delayed Build+Constrained Operational Capacity+Low Wind & Solar | -1.7216 | 8.0745 | 15.1502
2032 | NZWEM_PERC | Medium Demand Growth+Expected Future Gas Supply+Methanex Stays+Increased Demand Response+Delayed Build+Constrained Operational Capacity+Low Wind & Solar | -3.7957 | 6.3346 | 17.9313
2033 | NZWEM_PERC | Medium Demand Growth+Expected Future Gas Supply+Methanex Stays+Increased Demand Response+Delayed Build+Constrained Operational Capacity+Low Wind & Solar | -6.0755 | 3.8822 | 19.9673
2034 | NZWEM_PERC | Medium Demand Growth+Expected Future Gas Supply+Methanex Stays+Increased Demand Response+Delayed Build+Constrained Operational Capacity+Low Wind & Solar | -7.8037 | 2.2308 | 18.7803
2035 | NZWEM_PERC | Medium Demand Growth+Expected Future Gas Supply+Methanex Stays+Increased Demand Response+Delayed Build+Constrained Operational Capacity+Low Wind & Solar | -9.6107 | 0.62438 | 18.1896
2026 | NIWCM | Medium Demand Growth+Expected Future Gas Supply+Methanex Stays+Increased Demand Response+Delayed Build+Constrained Operational Capacity+Low Wind & Solar | 267.5718 | 267.5718 | 267.5718
2027 | NIWCM | Medium Demand Growth+Expected Future Gas Supply+Methanex Stays+Increased Demand Response+Delayed Build+Constrained Operational Capacity+Low Wind & Solar | 319.5849 | 319.5849 | 319.5849
2028 | NIWCM | Medium Demand Growth+Expected Future Gas Supply+Methanex Stays+Increased Demand Response+Delayed Build+Constrained Operational Capacity+Low Wind & Solar | 420.4947 | 420.4947 | 420.4947
2029 | NIWCM | Medium Demand Growth+Expected Future Gas Supply+Methanex Stays+Increased Demand Response+Delayed Build+Constrained Operational Capacity+Low Wind & Solar | 200.4765 | 282.5493 | 282.5493
2030 | NIWCM | Medium Demand Growth+Expected Future Gas Supply+Methanex Stays+Increased Demand Response+Delayed Build+Constrained Operational Capacity+Low Wind & Solar | 77.7336 | 588.2799 | 703.8375
2031 | NIWCM | Medium Demand Growth+Expected Future Gas Supply+Methanex Stays+Increased Demand Response+Delayed Build+Constrained Operational Capacity+Low Wind & Solar | -109.6093 | 541.1512 | 698.4428
2032 | NIWCM | Medium Demand Growth+Expected Future Gas Supply+Methanex Stays+Increased Demand Response+Delayed Build+Constrained Operational Capacity+Low Wind & Solar | -269.2549 | 441.2551 | 653.7141
2033 | NIWCM | Medium Demand Growth+Expected Future Gas Supply+Methanex Stays+Increased Demand Response+Delayed Build+Constrained Operational Capacity+Low Wind & Solar | -380.16 | 340.9018 | 612.215
2034 | NIWCM | Medium Demand Growth+Expected Future Gas Supply+Methanex Stays+Increased Demand Response+Delayed Build+Constrained Operational Capacity+Low Wind & Solar | -543.3908 | 182.0645 | 475.2088
2035 | NIWCM | Medium Demand Growth+Expected Future Gas Supply+Methanex Stays+Increased Demand Response+Delayed Build+Constrained Operational Capacity+Low Wind & Solar | -690.1769 | 62.8258 | 367.1775
2026 | SIWEM_PERC | Medium Demand Growth+Expected Future Gas Supply+Methanex Stays+Increased Demand Response+Delayed Build+Constrained Operational Capacity+Low Wind & Solar | 35.0007 | 35.0007 | 35.0007
2027 | SIWEM_PERC | Medium Demand Growth+Expected Future Gas Supply+Methanex Stays+Increased Demand Response+Delayed Build+Constrained Operational Capacity+Low Wind & Solar | 17.7461 | 17.81 | 17.81
2028 | SIWEM_PERC | Medium Demand Growth+Expected Future Gas Supply+Methanex Stays+Increased Demand Response+Delayed Build+Constrained Operational Capacity+Low Wind & Solar | 17.5413 | 20.121 | 20.8859
2029 | SIWEM_PERC | Medium Demand Growth+Expected Future Gas Supply+Methanex Stays+Increased Demand Response+Delayed Build+Constrained Operational Capacity+Low Wind & Solar | 10.3517 | 15.814 | 17.8732
2030 | SIWEM_PERC | Medium Demand Growth+Expected Future Gas Supply+Methanex Stays+Increased Demand Response+Delayed Build+Constrained Operational Capacity+Low Wind & Solar | 7.6541 | 24.1572 | 41.6594
2031 | SIWEM_PERC | Medium Demand Growth+Expected Future Gas Supply+Methanex Stays+Increased Demand Response+Delayed Build+Constrained Operational Capacity+Low Wind & Solar | 4.2058 | 20.4851 | 40.0311
2032 | SIWEM_PERC | Medium Demand Growth+Expected Future Gas Supply+Methanex Stays+Increased Demand Response+Delayed Build+Constrained Operational Capacity+Low Wind & Solar | 2.4503 | 15.7252 | 47.903
2033 | SIWEM_PERC | Medium Demand Growth+Expected Future Gas Supply+Methanex Stays+Increased Demand Response+Delayed Build+Constrained Operational Capacity+Low Wind & Solar | 0.42653 | 11.5937 | 51.3275
2034 | SIWEM_PERC | Medium Demand Growth+Expected Future Gas Supply+Methanex Stays+Increased Demand Response+Delayed Build+Constrained Operational Capacity+Low Wind & Solar | -1.2885 | 9.6673 | 48.6492
2035 | SIWEM_PERC | Medium Demand Growth+Expected Future Gas Supply+Methanex Stays+Increased Demand Response+Delayed Build+Constrained Operational Capacity+Low Wind & Solar | -2.723 | 8.052 | 46.3905
2026 | NZWEM_PERC | Medium Demand Growth+Expected Future Gas Supply+Methanex Stays+Increased Demand Response+Delayed Build+Upgraded HVDC | 13.9215 | 13.9215 | 13.9215
2027 | NZWEM_PERC | Medium Demand Growth+Expected Future Gas Supply+Methanex Stays+Increased Demand Response+Delayed Build+Upgraded HVDC | 6.4474 | 6.5849 | 6.7482
2028 | NZWEM_PERC | Medium Demand Growth+Expected Future Gas Supply+Methanex Stays+Increased Demand Response+Delayed Build+Upgraded HVDC | 7.7271 | 9.1052 | 9.4051
2029 | NZWEM_PERC | Medium Demand Growth+Expected Future Gas Supply+Methanex Stays+Increased Demand Response+Delayed Build+Upgraded HVDC | 5.2318 | 7.8821 | 8.7053
2030 | NZWEM_PERC | Medium Demand Growth+Expected Future Gas Supply+Methanex Stays+Increased Demand Response+Delayed Build+Upgraded HVDC | 3.2164 | 11.5201 | 18.5391
2031 | NZWEM_PERC | Medium Demand Growth+Expected Future Gas Supply+Methanex Stays+Increased Demand Response+Delayed Build+Upgraded HVDC | -0.45689 | 10.3978 | 18.2382
2032 | NZWEM_PERC | Medium Demand Growth+Expected Future Gas Supply+Methanex Stays+Increased Demand Response+Delayed Build+Upgraded HVDC | -2.5599 | 8.6653 | 21.4785
2033 | NZWEM_PERC | Medium Demand Growth+Expected Future Gas Supply+Methanex Stays+Increased Demand Response+Delayed Build+Upgraded HVDC | -4.8704 | 6.1549 | 23.9424
2034 | NZWEM_PERC | Medium Demand Growth+Expected Future Gas Supply+Methanex Stays+Increased Demand Response+Delayed Build+Upgraded HVDC | -6.6266 | 4.484 | 22.7519
2035 | NZWEM_PERC | Medium Demand Growth+Expected Future Gas Supply+Methanex Stays+Increased Demand Response+Delayed Build+Upgraded HVDC | -8.46 | 2.8271 | 22.2221
2026 | NIWCM | Medium Demand Growth+Expected Future Gas Supply+Methanex Stays+Increased Demand Response+Delayed Build+Upgraded HVDC | 796.8961 | 796.8961 | 796.8961
2027 | NIWCM | Medium Demand Growth+Expected Future Gas Supply+Methanex Stays+Increased Demand Response+Delayed Build+Upgraded HVDC | 859.3691 | 861.3799 | 863.8524
2028 | NIWCM | Medium Demand Growth+Expected Future Gas Supply+Methanex Stays+Increased Demand Response+Delayed Build+Upgraded HVDC | 1022.5709 | 1042.514 | 1047.0505
2029 | NIWCM | Medium Demand Growth+Expected Future Gas Supply+Methanex Stays+Increased Demand Response+Delayed Build+Upgraded HVDC | 842.1767 | 968.6908 | 982.2831
2030 | NIWCM | Medium Demand Growth+Expected Future Gas Supply+Methanex Stays+Increased Demand Response+Delayed Build+Upgraded HVDC | 749.1478 | 1456.8637 | 1724.1237
2031 | NIWCM | Medium Demand Growth+Expected Future Gas Supply+Methanex Stays+Increased Demand Response+Delayed Build+Upgraded HVDC | 564.9277 | 1488.2484 | 1821.7348
2032 | NIWCM | Medium Demand Growth+Expected Future Gas Supply+Methanex Stays+Increased Demand Response+Delayed Build+Upgraded HVDC | 406.4164 | 1398.5806 | 1945.0813
2033 | NIWCM | Medium Demand Growth+Expected Future Gas Supply+Methanex Stays+Increased Demand Response+Delayed Build+Upgraded HVDC | 297.5751 | 1302.4547 | 2083.0681
2034 | NIWCM | Medium Demand Growth+Expected Future Gas Supply+Methanex Stays+Increased Demand Response+Delayed Build+Upgraded HVDC | 135.4698 | 1161.9026 | 1981.4175
2035 | NIWCM | Medium Demand Growth+Expected Future Gas Supply+Methanex Stays+Increased Demand Response+Delayed Build+Upgraded HVDC | -11.5938 | 1046.1791 | 1939.9775
2026 | SIWEM_PERC | Medium Demand Growth+Expected Future Gas Supply+Methanex Stays+Increased Demand Response+Delayed Build+Upgraded HVDC | 37.5893 | 37.5893 | 37.5893
2027 | SIWEM_PERC | Medium Demand Growth+Expected Future Gas Supply+Methanex Stays+Increased Demand Response+Delayed Build+Upgraded HVDC | 18.2316 | 18.3024 | 18.3024
2028 | SIWEM_PERC | Medium Demand Growth+Expected Future Gas Supply+Methanex Stays+Increased Demand Response+Delayed Build+Upgraded HVDC | 19.8516 | 23.7457 | 24.5932
2029 | SIWEM_PERC | Medium Demand Growth+Expected Future Gas Supply+Methanex Stays+Increased Demand Response+Delayed Build+Upgraded HVDC | 12.6578 | 20.004 | 22.2857
2030 | SIWEM_PERC | Medium Demand Growth+Expected Future Gas Supply+Methanex Stays+Increased Demand Response+Delayed Build+Upgraded HVDC | 8.553 | 30.0089 | 49.4026
2031 | SIWEM_PERC | Medium Demand Growth+Expected Future Gas Supply+Methanex Stays+Increased Demand Response+Delayed Build+Upgraded HVDC | 5.0748 | 26.9032 | 48.5616
2032 | SIWEM_PERC | Medium Demand Growth+Expected Future Gas Supply+Methanex Stays+Increased Demand Response+Delayed Build+Upgraded HVDC | 3.3033 | 22.1923 | 57.4335
2033 | SIWEM_PERC | Medium Demand Growth+Expected Future Gas Supply+Methanex Stays+Increased Demand Response+Delayed Build+Upgraded HVDC | 1.2613 | 15.2627 | 63.9714
2034 | SIWEM_PERC | Medium Demand Growth+Expected Future Gas Supply+Methanex Stays+Increased Demand Response+Delayed Build+Upgraded HVDC | -0.46956 | 11.6703 | 60.9308
2035 | SIWEM_PERC | Medium Demand Growth+Expected Future Gas Supply+Methanex Stays+Increased Demand Response+Delayed Build+Upgraded HVDC | -1.9175 | 10.022 | 59.6745
2026 | NZWEM_PERC | Medium Demand Growth+Expected Future Gas Supply+Methanex Stays+Increased Demand Response+Delayed Build+Upgraded HVDC+Low Wind & Solar | 13.0121 | 13.0121 | 13.0121
2027 | NZWEM_PERC | Medium Demand Growth+Expected Future Gas Supply+Methanex Stays+Increased Demand Response+Delayed Build+Upgraded HVDC+Low Wind & Solar | 5.5169 | 5.641 | 5.7883
2028 | NZWEM_PERC | Medium Demand Growth+Expected Future Gas Supply+Methanex Stays+Increased Demand Response+Delayed Build+Upgraded HVDC+Low Wind & Solar | 6.5787 | 7.8224 | 8.0931
2029 | NZWEM_PERC | Medium Demand Growth+Expected Future Gas Supply+Methanex Stays+Increased Demand Response+Delayed Build+Upgraded HVDC+Low Wind & Solar | 3.9787 | 6.3705 | 7.1134
2030 | NZWEM_PERC | Medium Demand Growth+Expected Future Gas Supply+Methanex Stays+Increased Demand Response+Delayed Build+Upgraded HVDC+Low Wind & Solar | 1.9085 | 9.4023 | 15.7367
2031 | NZWEM_PERC | Medium Demand Growth+Expected Future Gas Supply+Methanex Stays+Increased Demand Response+Delayed Build+Upgraded HVDC+Low Wind & Solar | -1.7216 | 8.0745 | 15.1502
2032 | NZWEM_PERC | Medium Demand Growth+Expected Future Gas Supply+Methanex Stays+Increased Demand Response+Delayed Build+Upgraded HVDC+Low Wind & Solar | -3.7957 | 6.3346 | 17.9313
2033 | NZWEM_PERC | Medium Demand Growth+Expected Future Gas Supply+Methanex Stays+Increased Demand Response+Delayed Build+Upgraded HVDC+Low Wind & Solar | -6.0755 | 3.8822 | 19.9673
2034 | NZWEM_PERC | Medium Demand Growth+Expected Future Gas Supply+Methanex Stays+Increased Demand Response+Delayed Build+Upgraded HVDC+Low Wind & Solar | -7.8037 | 2.2308 | 18.7803
2035 | NZWEM_PERC | Medium Demand Growth+Expected Future Gas Supply+Methanex Stays+Increased Demand Response+Delayed Build+Upgraded HVDC+Low Wind & Solar | -9.6107 | 0.62438 | 18.1896
2026 | NIWCM | Medium Demand Growth+Expected Future Gas Supply+Methanex Stays+Increased Demand Response+Delayed Build+Upgraded HVDC+Low Wind & Solar | 796.8961 | 796.8961 | 796.8961
2027 | NIWCM | Medium Demand Growth+Expected Future Gas Supply+Methanex Stays+Increased Demand Response+Delayed Build+Upgraded HVDC+Low Wind & Solar | 859.3691 | 861.3799 | 863.8524
2028 | NIWCM | Medium Demand Growth+Expected Future Gas Supply+Methanex Stays+Increased Demand Response+Delayed Build+Upgraded HVDC+Low Wind & Solar | 1022.5709 | 1042.514 | 1047.0505
2029 | NIWCM | Medium Demand Growth+Expected Future Gas Supply+Methanex Stays+Increased Demand Response+Delayed Build+Upgraded HVDC+Low Wind & Solar | 842.1767 | 968.6908 | 982.2831
2030 | NIWCM | Medium Demand Growth+Expected Future Gas Supply+Methanex Stays+Increased Demand Response+Delayed Build+Upgraded HVDC+Low Wind & Solar | 749.1478 | 1456.8637 | 1724.1237
2031 | NIWCM | Medium Demand Growth+Expected Future Gas Supply+Methanex Stays+Increased Demand Response+Delayed Build+Upgraded HVDC+Low Wind & Solar | 564.9277 | 1488.2484 | 1821.7348
2032 | NIWCM | Medium Demand Growth+Expected Future Gas Supply+Methanex Stays+Increased Demand Response+Delayed Build+Upgraded HVDC+Low Wind & Solar | 406.4164 | 1398.5806 | 1945.0813
2033 | NIWCM | Medium Demand Growth+Expected Future Gas Supply+Methanex Stays+Increased Demand Response+Delayed Build+Upgraded HVDC+Low Wind & Solar | 297.5751 | 1302.4547 | 2083.0681
2034 | NIWCM | Medium Demand Growth+Expected Future Gas Supply+Methanex Stays+Increased Demand Response+Delayed Build+Upgraded HVDC+Low Wind & Solar | 135.4698 | 1161.9026 | 1981.4175
2035 | NIWCM | Medium Demand Growth+Expected Future Gas Supply+Methanex Stays+Increased Demand Response+Delayed Build+Upgraded HVDC+Low Wind & Solar | -11.5938 | 1046.1791 | 1939.9775
2026 | SIWEM_PERC | Medium Demand Growth+Expected Future Gas Supply+Methanex Stays+Increased Demand Response+Delayed Build+Upgraded HVDC+Low Wind & Solar | 35.0007 | 35.0007 | 35.0007
2027 | SIWEM_PERC | Medium Demand Growth+Expected Future Gas Supply+Methanex Stays+Increased Demand Response+Delayed Build+Upgraded HVDC+Low Wind & Solar | 17.7461 | 17.81 | 17.81
2028 | SIWEM_PERC | Medium Demand Growth+Expected Future Gas Supply+Methanex Stays+Increased Demand Response+Delayed Build+Upgraded HVDC+Low Wind & Solar | 17.5413 | 20.121 | 20.8859
2029 | SIWEM_PERC | Medium Demand Growth+Expected Future Gas Supply+Methanex Stays+Increased Demand Response+Delayed Build+Upgraded HVDC+Low Wind & Solar | 10.3517 | 15.814 | 17.8732
2030 | SIWEM_PERC | Medium Demand Growth+Expected Future Gas Supply+Methanex Stays+Increased Demand Response+Delayed Build+Upgraded HVDC+Low Wind & Solar | 7.6541 | 24.1572 | 41.6594
2031 | SIWEM_PERC | Medium Demand Growth+Expected Future Gas Supply+Methanex Stays+Increased Demand Response+Delayed Build+Upgraded HVDC+Low Wind & Solar | 4.2058 | 20.4851 | 40.0311
2032 | SIWEM_PERC | Medium Demand Growth+Expected Future Gas Supply+Methanex Stays+Increased Demand Response+Delayed Build+Upgraded HVDC+Low Wind & Solar | 2.4503 | 15.7252 | 47.903
2033 | SIWEM_PERC | Medium Demand Growth+Expected Future Gas Supply+Methanex Stays+Increased Demand Response+Delayed Build+Upgraded HVDC+Low Wind & Solar | 0.42653 | 11.5937 | 53.5129
2034 | SIWEM_PERC | Medium Demand Growth+Expected Future Gas Supply+Methanex Stays+Increased Demand Response+Delayed Build+Upgraded HVDC+Low Wind & Solar | -1.2885 | 9.6673 | 50.4442
2035 | SIWEM_PERC | Medium Demand Growth+Expected Future Gas Supply+Methanex Stays+Increased Demand Response+Delayed Build+Upgraded HVDC+Low Wind & Solar | -2.723 | 8.052 | 48.9772
2026 | NZWEM_PERC | Medium Demand Growth+Expected Future Gas Supply+Methanex Stays+Increased Demand Response+Delayed Build+Upgraded HVDC+Constrained Operational Capacity | 13.9215 | 13.9215 | 13.9215
2027 | NZWEM_PERC | Medium Demand Growth+Expected Future Gas Supply+Methanex Stays+Increased Demand Response+Delayed Build+Upgraded HVDC+Constrained Operational Capacity | 6.4474 | 6.5849 | 6.7482
2028 | NZWEM_PERC | Medium Demand Growth+Expected Future Gas Supply+Methanex Stays+Increased Demand Response+Delayed Build+Upgraded HVDC+Constrained Operational Capacity | 7.7271 | 9.1052 | 9.4051
2029 | NZWEM_PERC | Medium Demand Growth+Expected Future Gas Supply+Methanex Stays+Increased Demand Response+Delayed Build+Upgraded HVDC+Constrained Operational Capacity | 5.2318 | 7.8821 | 8.7053
2030 | NZWEM_PERC | Medium Demand Growth+Expected Future Gas Supply+Methanex Stays+Increased Demand Response+Delayed Build+Upgraded HVDC+Constrained Operational Capacity | 3.2164 | 11.5201 | 18.5391
2031 | NZWEM_PERC | Medium Demand Growth+Expected Future Gas Supply+Methanex Stays+Increased Demand Response+Delayed Build+Upgraded HVDC+Constrained Operational Capacity | -0.45689 | 10.3978 | 18.2382
2032 | NZWEM_PERC | Medium Demand Growth+Expected Future Gas Supply+Methanex Stays+Increased Demand Response+Delayed Build+Upgraded HVDC+Constrained Operational Capacity | -2.5599 | 8.6653 | 21.4785
2033 | NZWEM_PERC | Medium Demand Growth+Expected Future Gas Supply+Methanex Stays+Increased Demand Response+Delayed Build+Upgraded HVDC+Constrained Operational Capacity | -4.8704 | 6.1549 | 23.9424
2034 | NZWEM_PERC | Medium Demand Growth+Expected Future Gas Supply+Methanex Stays+Increased Demand Response+Delayed Build+Upgraded HVDC+Constrained Operational Capacity | -6.6266 | 4.484 | 22.7519
2035 | NZWEM_PERC | Medium Demand Growth+Expected Future Gas Supply+Methanex Stays+Increased Demand Response+Delayed Build+Upgraded HVDC+Constrained Operational Capacity | -8.46 | 2.8271 | 22.2221
2026 | NIWCM | Medium Demand Growth+Expected Future Gas Supply+Methanex Stays+Increased Demand Response+Delayed Build+Upgraded HVDC+Constrained Operational Capacity | 267.5718 | 267.5718 | 267.5718
2027 | NIWCM | Medium Demand Growth+Expected Future Gas Supply+Methanex Stays+Increased Demand Response+Delayed Build+Upgraded HVDC+Constrained Operational Capacity | 319.5849 | 319.5849 | 319.5849
2028 | NIWCM | Medium Demand Growth+Expected Future Gas Supply+Methanex Stays+Increased Demand Response+Delayed Build+Upgraded HVDC+Constrained Operational Capacity | 420.4947 | 420.4947 | 420.4947
2029 | NIWCM | Medium Demand Growth+Expected Future Gas Supply+Methanex Stays+Increased Demand Response+Delayed Build+Upgraded HVDC+Constrained Operational Capacity | 200.4765 | 282.5493 | 282.5493
2030 | NIWCM | Medium Demand Growth+Expected Future Gas Supply+Methanex Stays+Increased Demand Response+Delayed Build+Upgraded HVDC+Constrained Operational Capacity | 77.7336 | 588.2799 | 703.8375
2031 | NIWCM | Medium Demand Growth+Expected Future Gas Supply+Methanex Stays+Increased Demand Response+Delayed Build+Upgraded HVDC+Constrained Operational Capacity | -109.6093 | 541.1512 | 698.4428
2032 | NIWCM | Medium Demand Growth+Expected Future Gas Supply+Methanex Stays+Increased Demand Response+Delayed Build+Upgraded HVDC+Constrained Operational Capacity | -269.2549 | 441.2551 | 653.7141
2033 | NIWCM | Medium Demand Growth+Expected Future Gas Supply+Methanex Stays+Increased Demand Response+Delayed Build+Upgraded HVDC+Constrained Operational Capacity | -380.16 | 340.9018 | 612.215
2034 | NIWCM | Medium Demand Growth+Expected Future Gas Supply+Methanex Stays+Increased Demand Response+Delayed Build+Upgraded HVDC+Constrained Operational Capacity | -543.3908 | 182.0645 | 475.2088
2035 | NIWCM | Medium Demand Growth+Expected Future Gas Supply+Methanex Stays+Increased Demand Response+Delayed Build+Upgraded HVDC+Constrained Operational Capacity | -690.1769 | 62.8258 | 367.1775
2026 | SIWEM_PERC | Medium Demand Growth+Expected Future Gas Supply+Methanex Stays+Increased Demand Response+Delayed Build+Upgraded HVDC+Constrained Operational Capacity | 37.5893 | 37.5893 | 37.5893
2027 | SIWEM_PERC | Medium Demand Growth+Expected Future Gas Supply+Methanex Stays+Increased Demand Response+Delayed Build+Upgraded HVDC+Constrained Operational Capacity | 18.2316 | 18.3024 | 18.3024
2028 | SIWEM_PERC | Medium Demand Growth+Expected Future Gas Supply+Methanex Stays+Increased Demand Response+Delayed Build+Upgraded HVDC+Constrained Operational Capacity | 19.8516 | 23.7457 | 24.5932
2029 | SIWEM_PERC | Medium Demand Growth+Expected Future Gas Supply+Methanex Stays+Increased Demand Response+Delayed Build+Upgraded HVDC+Constrained Operational Capacity | 12.6578 | 20.004 | 22.2857
2030 | SIWEM_PERC | Medium Demand Growth+Expected Future Gas Supply+Methanex Stays+Increased Demand Response+Delayed Build+Upgraded HVDC+Constrained Operational Capacity | 8.553 | 30.0089 | 49.4026
2031 | SIWEM_PERC | Medium Demand Growth+Expected Future Gas Supply+Methanex Stays+Increased Demand Response+Delayed Build+Upgraded HVDC+Constrained Operational Capacity | 5.0748 | 26.9032 | 48.5616
2032 | SIWEM_PERC | Medium Demand Growth+Expected Future Gas Supply+Methanex Stays+Increased Demand Response+Delayed Build+Upgraded HVDC+Constrained Operational Capacity | 3.3033 | 22.1923 | 57.4335
2033 | SIWEM_PERC | Medium Demand Growth+Expected Future Gas Supply+Methanex Stays+Increased Demand Response+Delayed Build+Upgraded HVDC+Constrained Operational Capacity | 1.2613 | 15.2627 | 63.9714
2034 | SIWEM_PERC | Medium Demand Growth+Expected Future Gas Supply+Methanex Stays+Increased Demand Response+Delayed Build+Upgraded HVDC+Constrained Operational Capacity | -0.46956 | 11.6703 | 60.9308
2035 | SIWEM_PERC | Medium Demand Growth+Expected Future Gas Supply+Methanex Stays+Increased Demand Response+Delayed Build+Upgraded HVDC+Constrained Operational Capacity | -1.9175 | 10.022 | 59.6745
2026 | NZWEM_PERC | Medium Demand Growth+Expected Future Gas Supply+Methanex Stays+Increased Demand Response+Delayed Build+Upgraded HVDC+Constrained Operational Capacity+Low Wind & Solar | 13.0121 | 13.0121 | 13.0121
2027 | NZWEM_PERC | Medium Demand Growth+Expected Future Gas Supply+Methanex Stays+Increased Demand Response+Delayed Build+Upgraded HVDC+Constrained Operational Capacity+Low Wind & Solar | 5.5169 | 5.641 | 5.7883
2028 | NZWEM_PERC | Medium Demand Growth+Expected Future Gas Supply+Methanex Stays+Increased Demand Response+Delayed Build+Upgraded HVDC+Constrained Operational Capacity+Low Wind & Solar | 6.5787 | 7.8224 | 8.0931
2029 | NZWEM_PERC | Medium Demand Growth+Expected Future Gas Supply+Methanex Stays+Increased Demand Response+Delayed Build+Upgraded HVDC+Constrained Operational Capacity+Low Wind & Solar | 3.9787 | 6.3705 | 7.1134
2030 | NZWEM_PERC | Medium Demand Growth+Expected Future Gas Supply+Methanex Stays+Increased Demand Response+Delayed Build+Upgraded HVDC+Constrained Operational Capacity+Low Wind & Solar | 1.9085 | 9.4023 | 15.7367
2031 | NZWEM_PERC | Medium Demand Growth+Expected Future Gas Supply+Methanex Stays+Increased Demand Response+Delayed Build+Upgraded HVDC+Constrained Operational Capacity+Low Wind & Solar | -1.7216 | 8.0745 | 15.1502
2032 | NZWEM_PERC | Medium Demand Growth+Expected Future Gas Supply+Methanex Stays+Increased Demand Response+Delayed Build+Upgraded HVDC+Constrained Operational Capacity+Low Wind & Solar | -3.7957 | 6.3346 | 17.9313
2033 | NZWEM_PERC | Medium Demand Growth+Expected Future Gas Supply+Methanex Stays+Increased Demand Response+Delayed Build+Upgraded HVDC+Constrained Operational Capacity+Low Wind & Solar | -6.0755 | 3.8822 | 19.9673
2034 | NZWEM_PERC | Medium Demand Growth+Expected Future Gas Supply+Methanex Stays+Increased Demand Response+Delayed Build+Upgraded HVDC+Constrained Operational Capacity+Low Wind & Solar | -7.8037 | 2.2308 | 18.7803
2035 | NZWEM_PERC | Medium Demand Growth+Expected Future Gas Supply+Methanex Stays+Increased Demand Response+Delayed Build+Upgraded HVDC+Constrained Operational Capacity+Low Wind & Solar | -9.6107 | 0.62438 | 18.1896
2026 | NIWCM | Medium Demand Growth+Expected Future Gas Supply+Methanex Stays+Increased Demand Response+Delayed Build+Upgraded HVDC+Constrained Operational Capacity+Low Wind & Solar | 267.5718 | 267.5718 | 267.5718
2027 | NIWCM | Medium Demand Growth+Expected Future Gas Supply+Methanex Stays+Increased Demand Response+Delayed Build+Upgraded HVDC+Constrained Operational Capacity+Low Wind & Solar | 319.5849 | 319.5849 | 319.5849
2028 | NIWCM | Medium Demand Growth+Expected Future Gas Supply+Methanex Stays+Increased Demand Response+Delayed Build+Upgraded HVDC+Constrained Operational Capacity+Low Wind & Solar | 420.4947 | 420.4947 | 420.4947
2029 | NIWCM | Medium Demand Growth+Expected Future Gas Supply+Methanex Stays+Increased Demand Response+Delayed Build+Upgraded HVDC+Constrained Operational Capacity+Low Wind & Solar | 200.4765 | 282.5493 | 282.5493
2030 | NIWCM | Medium Demand Growth+Expected Future Gas Supply+Methanex Stays+Increased Demand Response+Delayed Build+Upgraded HVDC+Constrained Operational Capacity+Low Wind & Solar | 77.7336 | 588.2799 | 703.8375
2031 | NIWCM | Medium Demand Growth+Expected Future Gas Supply+Methanex Stays+Increased Demand Response+Delayed Build+Upgraded HVDC+Constrained Operational Capacity+Low Wind & Solar | -109.6093 | 541.1512 | 698.4428
2032 | NIWCM | Medium Demand Growth+Expected Future Gas Supply+Methanex Stays+Increased Demand Response+Delayed Build+Upgraded HVDC+Constrained Operational Capacity+Low Wind & Solar | -269.2549 | 441.2551 | 653.7141
2033 | NIWCM | Medium Demand Growth+Expected Future Gas Supply+Methanex Stays+Increased Demand Response+Delayed Build+Upgraded HVDC+Constrained Operational Capacity+Low Wind & Solar | -380.16 | 340.9018 | 612.215
2034 | NIWCM | Medium Demand Growth+Expected Future Gas Supply+Methanex Stays+Increased Demand Response+Delayed Build+Upgraded HVDC+Constrained Operational Capacity+Low Wind & Solar | -543.3908 | 182.0645 | 475.2088
2035 | NIWCM | Medium Demand Growth+Expected Future Gas Supply+Methanex Stays+Increased Demand Response+Delayed Build+Upgraded HVDC+Constrained Operational Capacity+Low Wind & Solar | -690.1769 | 62.8258 | 367.1775
2026 | SIWEM_PERC | Medium Demand Growth+Expected Future Gas Supply+Methanex Stays+Increased Demand Response+Delayed Build+Upgraded HVDC+Constrained Operational Capacity+Low Wind & Solar | 35.0007 | 35.0007 | 35.0007
2027 | SIWEM_PERC | Medium Demand Growth+Expected Future Gas Supply+Methanex Stays+Increased Demand Response+Delayed Build+Upgraded HVDC+Constrained Operational Capacity+Low Wind & Solar | 17.7461 | 17.81 | 17.81
2028 | SIWEM_PERC | Medium Demand Growth+Expected Future Gas Supply+Methanex Stays+Increased Demand Response+Delayed Build+Upgraded HVDC+Constrained Operational Capacity+Low Wind & Solar | 17.5413 | 20.121 | 20.8859
2029 | SIWEM_PERC | Medium Demand Growth+Expected Future Gas Supply+Methanex Stays+Increased Demand Response+Delayed Build+Upgraded HVDC+Constrained Operational Capacity+Low Wind & Solar | 10.3517 | 15.814 | 17.8732
2030 | SIWEM_PERC | Medium Demand Growth+Expected Future Gas Supply+Methanex Stays+Increased Demand Response+Delayed Build+Upgraded HVDC+Constrained Operational Capacity+Low Wind & Solar | 7.6541 | 24.1572 | 41.6594
2031 | SIWEM_PERC | Medium Demand Growth+Expected Future Gas Supply+Methanex Stays+Increased Demand Response+Delayed Build+Upgraded HVDC+Constrained Operational Capacity+Low Wind & Solar | 4.2058 | 20.4851 | 40.0311
2032 | SIWEM_PERC | Medium Demand Growth+Expected Future Gas Supply+Methanex Stays+Increased Demand Response+Delayed Build+Upgraded HVDC+Constrained Operational Capacity+Low Wind & Solar | 2.4503 | 15.7252 | 47.903
2033 | SIWEM_PERC | Medium Demand Growth+Expected Future Gas Supply+Methanex Stays+Increased Demand Response+Delayed Build+Upgraded HVDC+Constrained Operational Capacity+Low Wind & Solar | 0.42653 | 11.5937 | 53.5129
2034 | SIWEM_PERC | Medium Demand Growth+Expected Future Gas Supply+Methanex Stays+Increased Demand Response+Delayed Build+Upgraded HVDC+Constrained Operational Capacity+Low Wind & Solar | -1.2885 | 9.6673 | 50.4442
2035 | SIWEM_PERC | Medium Demand Growth+Expected Future Gas Supply+Methanex Stays+Increased Demand Response+Delayed Build+Upgraded HVDC+Constrained Operational Capacity+Low Wind & Solar | -2.723 | 8.052 | 48.9772
2026 | NZWEM_PERC | Medium Demand Growth+Expected Future Gas Supply+Methanex Stays+Increased Demand Response+Reduced Rankine Availability | 14.4033 | 14.4602 | 14.4602
2027 | NZWEM_PERC | Medium Demand Growth+Expected Future Gas Supply+Methanex Stays+Increased Demand Response+Reduced Rankine Availability | 5.6733 | 7.461 | 7.77
2028 | NZWEM_PERC | Medium Demand Growth+Expected Future Gas Supply+Methanex Stays+Increased Demand Response+Reduced Rankine Availability | 4.0103 | 11.7545 | 16.0498
2029 | NZWEM_PERC | Medium Demand Growth+Expected Future Gas Supply+Methanex Stays+Increased Demand Response+Reduced Rankine Availability | -1.042 | 9.594 | 18.0092
2030 | NZWEM_PERC | Medium Demand Growth+Expected Future Gas Supply+Methanex Stays+Increased Demand Response+Reduced Rankine Availability | -3.8591 | 8.5042 | 22.0649
2031 | NZWEM_PERC | Medium Demand Growth+Expected Future Gas Supply+Methanex Stays+Increased Demand Response+Reduced Rankine Availability | -7.2982 | 4.7395 | 23.4065
2032 | NZWEM_PERC | Medium Demand Growth+Expected Future Gas Supply+Methanex Stays+Increased Demand Response+Reduced Rankine Availability | -9.2454 | 2.8765 | 22.0565
2033 | NZWEM_PERC | Medium Demand Growth+Expected Future Gas Supply+Methanex Stays+Increased Demand Response+Reduced Rankine Availability | -11.3895 | 0.43055 | 20.7412
2034 | NZWEM_PERC | Medium Demand Growth+Expected Future Gas Supply+Methanex Stays+Increased Demand Response+Reduced Rankine Availability | -12.9943 | -1.0592 | 18.78
2035 | NZWEM_PERC | Medium Demand Growth+Expected Future Gas Supply+Methanex Stays+Increased Demand Response+Reduced Rankine Availability | -14.6851 | -2.9315 | 16.4635
2026 | NIWCM | Medium Demand Growth+Expected Future Gas Supply+Methanex Stays+Increased Demand Response+Reduced Rankine Availability | 1066.7284 | 1067.5282 | 1067.5282
2027 | NIWCM | Medium Demand Growth+Expected Future Gas Supply+Methanex Stays+Increased Demand Response+Reduced Rankine Availability | 1027.4828 | 1058.4253 | 1062.9618
2028 | NIWCM | Medium Demand Growth+Expected Future Gas Supply+Methanex Stays+Increased Demand Response+Reduced Rankine Availability | 1046.2847 | 1654.1216 | 1692.4368
2029 | NIWCM | Medium Demand Growth+Expected Future Gas Supply+Methanex Stays+Increased Demand Response+Reduced Rankine Availability | 818.8947 | 1697.4168 | 1970.6383
2030 | NIWCM | Medium Demand Growth+Expected Future Gas Supply+Methanex Stays+Increased Demand Response+Reduced Rankine Availability | 574.5243 | 1573.835 | 2026.7317
2031 | NIWCM | Medium Demand Growth+Expected Future Gas Supply+Methanex Stays+Increased Demand Response+Reduced Rankine Availability | 407.4662 | 1428.0112 | 2132.7836
2032 | NIWCM | Medium Demand Growth+Expected Future Gas Supply+Methanex Stays+Increased Demand Response+Reduced Rankine Availability | 248.9549 | 1294.4896 | 2063.9757
2033 | NIWCM | Medium Demand Growth+Expected Future Gas Supply+Methanex Stays+Increased Demand Response+Reduced Rankine Availability | 67.1751 | 1117.0941 | 1989.0295
2034 | NIWCM | Medium Demand Growth+Expected Future Gas Supply+Methanex Stays+Increased Demand Response+Reduced Rankine Availability | -94.9302 | 1001.5917 | 1966.0338
2035 | NIWCM | Medium Demand Growth+Expected Future Gas Supply+Methanex Stays+Increased Demand Response+Reduced Rankine Availability | -241.9938 | 868.1111 | 1838.9599
2026 | SIWEM_PERC | Medium Demand Growth+Expected Future Gas Supply+Methanex Stays+Increased Demand Response+Reduced Rankine Availability | 38.9605 | 39.1226 | 39.1226
2027 | SIWEM_PERC | Medium Demand Growth+Expected Future Gas Supply+Methanex Stays+Increased Demand Response+Reduced Rankine Availability | 21.9156 | 24.4978 | 24.4978
2028 | SIWEM_PERC | Medium Demand Growth+Expected Future Gas Supply+Methanex Stays+Increased Demand Response+Reduced Rankine Availability | 20.598 | 33.4363 | 43.3681
2029 | SIWEM_PERC | Medium Demand Growth+Expected Future Gas Supply+Methanex Stays+Increased Demand Response+Reduced Rankine Availability | 12.8462 | 24.839 | 48.0747
2030 | SIWEM_PERC | Medium Demand Growth+Expected Future Gas Supply+Methanex Stays+Increased Demand Response+Reduced Rankine Availability | 8.553 | 21.8785 | 59.1445
2031 | SIWEM_PERC | Medium Demand Growth+Expected Future Gas Supply+Methanex Stays+Increased Demand Response+Reduced Rankine Availability | 5.0748 | 17.9563 | 61.5948
2032 | SIWEM_PERC | Medium Demand Growth+Expected Future Gas Supply+Methanex Stays+Increased Demand Response+Reduced Rankine Availability | 3.3033 | 15.9476 | 58.7826
2033 | SIWEM_PERC | Medium Demand Growth+Expected Future Gas Supply+Methanex Stays+Increased Demand Response+Reduced Rankine Availability | 1.2613 | 13.6353 | 55.5548
2034 | SIWEM_PERC | Medium Demand Growth+Expected Future Gas Supply+Methanex Stays+Increased Demand Response+Reduced Rankine Availability | -0.46956 | 11.6703 | 50.6194
2035 | SIWEM_PERC | Medium Demand Growth+Expected Future Gas Supply+Methanex Stays+Increased Demand Response+Reduced Rankine Availability | -1.9175 | 10.022 | 44.374
2026 | NZWEM_PERC | Medium Demand Growth+Expected Future Gas Supply+Methanex Stays+Increased Demand Response+Reduced Rankine Availability+Low Wind & Solar | 13.2079 | 13.2592 | 13.2592
2027 | NZWEM_PERC | Medium Demand Growth+Expected Future Gas Supply+Methanex Stays+Increased Demand Response+Reduced Rankine Availability+Low Wind & Solar | 4.3623 | 5.9756 | 6.2545
2028 | NZWEM_PERC | Medium Demand Growth+Expected Future Gas Supply+Methanex Stays+Increased Demand Response+Reduced Rankine Availability+Low Wind & Solar | 2.6285 | 9.6174 | 13.4937
2029 | NZWEM_PERC | Medium Demand Growth+Expected Future Gas Supply+Methanex Stays+Increased Demand Response+Reduced Rankine Availability+Low Wind & Solar | -2.3993 | 7.1993 | 14.7937
2030 | NZWEM_PERC | Medium Demand Growth+Expected Future Gas Supply+Methanex Stays+Increased Demand Response+Reduced Rankine Availability+Low Wind & Solar | -5.1671 | 6.0376 | 18.3108
2031 | NZWEM_PERC | Medium Demand Growth+Expected Future Gas Supply+Methanex Stays+Increased Demand Response+Reduced Rankine Availability+Low Wind & Solar | -8.5629 | 2.3545 | 19.2348
2032 | NZWEM_PERC | Medium Demand Growth+Expected Future Gas Supply+Methanex Stays+Increased Demand Response+Reduced Rankine Availability+Low Wind & Solar | -10.4813 | 0.51089 | 17.8866
2033 | NZWEM_PERC | Medium Demand Growth+Expected Future Gas Supply+Methanex Stays+Increased Demand Response+Reduced Rankine Availability+Low Wind & Solar | -12.5945 | -1.8762 | 16.5184
2034 | NZWEM_PERC | Medium Demand Growth+Expected Future Gas Supply+Methanex Stays+Increased Demand Response+Reduced Rankine Availability+Low Wind & Solar | -14.1714 | -3.3123 | 14.6552
2035 | NZWEM_PERC | Medium Demand Growth+Expected Future Gas Supply+Methanex Stays+Increased Demand Response+Reduced Rankine Availability+Low Wind & Solar | -15.8359 | -5.1342 | 12.431
2026 | NIWCM | Medium Demand Growth+Expected Future Gas Supply+Methanex Stays+Increased Demand Response+Reduced Rankine Availability+Low Wind & Solar | 1066.7284 | 1067.5282 | 1067.5282
2027 | NIWCM | Medium Demand Growth+Expected Future Gas Supply+Methanex Stays+Increased Demand Response+Reduced Rankine Availability+Low Wind & Solar | 1027.4828 | 1058.4253 | 1062.9618
2028 | NIWCM | Medium Demand Growth+Expected Future Gas Supply+Methanex Stays+Increased Demand Response+Reduced Rankine Availability+Low Wind & Solar | 1046.2847 | 1654.1216 | 1692.4368
2029 | NIWCM | Medium Demand Growth+Expected Future Gas Supply+Methanex Stays+Increased Demand Response+Reduced Rankine Availability+Low Wind & Solar | 818.8947 | 1697.4168 | 1970.6383
2030 | NIWCM | Medium Demand Growth+Expected Future Gas Supply+Methanex Stays+Increased Demand Response+Reduced Rankine Availability+Low Wind & Solar | 574.5243 | 1573.835 | 2026.7317
2031 | NIWCM | Medium Demand Growth+Expected Future Gas Supply+Methanex Stays+Increased Demand Response+Reduced Rankine Availability+Low Wind & Solar | 407.4662 | 1428.0112 | 2132.7836
2032 | NIWCM | Medium Demand Growth+Expected Future Gas Supply+Methanex Stays+Increased Demand Response+Reduced Rankine Availability+Low Wind & Solar | 248.9549 | 1294.4896 | 2063.9757
2033 | NIWCM | Medium Demand Growth+Expected Future Gas Supply+Methanex Stays+Increased Demand Response+Reduced Rankine Availability+Low Wind & Solar | 67.1751 | 1117.0941 | 1989.0295
2034 | NIWCM | Medium Demand Growth+Expected Future Gas Supply+Methanex Stays+Increased Demand Response+Reduced Rankine Availability+Low Wind & Solar | -94.9302 | 1001.5917 | 1966.0338
2035 | NIWCM | Medium Demand Growth+Expected Future Gas Supply+Methanex Stays+Increased Demand Response+Reduced Rankine Availability+Low Wind & Solar | -241.9938 | 868.1111 | 1838.9599
2026 | SIWEM_PERC | Medium Demand Growth+Expected Future Gas Supply+Methanex Stays+Increased Demand Response+Reduced Rankine Availability+Low Wind & Solar | 35.558 | 35.7042 | 35.7042
2027 | SIWEM_PERC | Medium Demand Growth+Expected Future Gas Supply+Methanex Stays+Increased Demand Response+Reduced Rankine Availability+Low Wind & Solar | 21.0708 | 23.4011 | 23.4011
2028 | SIWEM_PERC | Medium Demand Growth+Expected Future Gas Supply+Methanex Stays+Increased Demand Response+Reduced Rankine Availability+Low Wind & Solar | 19.5962 | 31.1823 | 37.6812
2029 | SIWEM_PERC | Medium Demand Growth+Expected Future Gas Supply+Methanex Stays+Increased Demand Response+Reduced Rankine Availability+Low Wind & Solar | 11.9103 | 22.7334 | 39.1617
2030 | SIWEM_PERC | Medium Demand Growth+Expected Future Gas Supply+Methanex Stays+Increased Demand Response+Reduced Rankine Availability+Low Wind & Solar | 7.6541 | 19.6798 | 48.7717
2031 | SIWEM_PERC | Medium Demand Growth+Expected Future Gas Supply+Methanex Stays+Increased Demand Response+Reduced Rankine Availability+Low Wind & Solar | 4.2058 | 15.8309 | 51.3147
2032 | SIWEM_PERC | Medium Demand Growth+Expected Future Gas Supply+Methanex Stays+Increased Demand Response+Reduced Rankine Availability+Low Wind & Solar | 2.4503 | 13.8614 | 47.7789
2033 | SIWEM_PERC | Medium Demand Growth+Expected Future Gas Supply+Methanex Stays+Increased Demand Response+Reduced Rankine Availability+Low Wind & Solar | 0.42653 | 11.5937 | 44.1228
2034 | SIWEM_PERC | Medium Demand Growth+Expected Future Gas Supply+Methanex Stays+Increased Demand Response+Reduced Rankine Availability+Low Wind & Solar | -1.2885 | 9.6673 | 39.0821
2035 | SIWEM_PERC | Medium Demand Growth+Expected Future Gas Supply+Methanex Stays+Increased Demand Response+Reduced Rankine Availability+Low Wind & Solar | -2.723 | 8.052 | 33.0272
2026 | NZWEM_PERC | Medium Demand Growth+Expected Future Gas Supply+Methanex Stays+Increased Demand Response+Reduced Rankine Availability+Constrained Operational Capacity | 14.4033 | 14.4602 | 14.4602
2027 | NZWEM_PERC | Medium Demand Growth+Expected Future Gas Supply+Methanex Stays+Increased Demand Response+Reduced Rankine Availability+Constrained Operational Capacity | 5.6733 | 7.461 | 7.77
2028 | NZWEM_PERC | Medium Demand Growth+Expected Future Gas Supply+Methanex Stays+Increased Demand Response+Reduced Rankine Availability+Constrained Operational Capacity | 4.0103 | 11.7545 | 16.0498
2029 | NZWEM_PERC | Medium Demand Growth+Expected Future Gas Supply+Methanex Stays+Increased Demand Response+Reduced Rankine Availability+Constrained Operational Capacity | -1.042 | 9.594 | 18.0092
2030 | NZWEM_PERC | Medium Demand Growth+Expected Future Gas Supply+Methanex Stays+Increased Demand Response+Reduced Rankine Availability+Constrained Operational Capacity | -3.8591 | 8.5042 | 22.0649
2031 | NZWEM_PERC | Medium Demand Growth+Expected Future Gas Supply+Methanex Stays+Increased Demand Response+Reduced Rankine Availability+Constrained Operational Capacity | -7.2982 | 4.7395 | 23.4065
2032 | NZWEM_PERC | Medium Demand Growth+Expected Future Gas Supply+Methanex Stays+Increased Demand Response+Reduced Rankine Availability+Constrained Operational Capacity | -9.2454 | 2.8765 | 22.0565
2033 | NZWEM_PERC | Medium Demand Growth+Expected Future Gas Supply+Methanex Stays+Increased Demand Response+Reduced Rankine Availability+Constrained Operational Capacity | -11.3895 | 0.43055 | 20.7412
2034 | NZWEM_PERC | Medium Demand Growth+Expected Future Gas Supply+Methanex Stays+Increased Demand Response+Reduced Rankine Availability+Constrained Operational Capacity | -12.9943 | -1.0592 | 18.78
2035 | NZWEM_PERC | Medium Demand Growth+Expected Future Gas Supply+Methanex Stays+Increased Demand Response+Reduced Rankine Availability+Constrained Operational Capacity | -14.6851 | -2.9315 | 16.4635
2026 | NIWCM | Medium Demand Growth+Expected Future Gas Supply+Methanex Stays+Increased Demand Response+Reduced Rankine Availability+Constrained Operational Capacity | 496.3733 | 496.3733 | 496.3733
2027 | NIWCM | Medium Demand Growth+Expected Future Gas Supply+Methanex Stays+Increased Demand Response+Reduced Rankine Availability+Constrained Operational Capacity | 406.0987 | 410.0165 | 410.0165
2028 | NIWCM | Medium Demand Growth+Expected Future Gas Supply+Methanex Stays+Increased Demand Response+Reduced Rankine Availability+Constrained Operational Capacity | 399.5312 | 887.016 | 894.4439
2029 | NIWCM | Medium Demand Growth+Expected Future Gas Supply+Methanex Stays+Increased Demand Response+Reduced Rankine Availability+Constrained Operational Capacity | 149.992 | 797.3241 | 953.7439
2030 | NIWCM | Medium Demand Growth+Expected Future Gas Supply+Methanex Stays+Increased Demand Response+Reduced Rankine Availability+Constrained Operational Capacity | -96.8899 | 636.0545 | 847.0421
2031 | NIWCM | Medium Demand Growth+Expected Future Gas Supply+Methanex Stays+Increased Demand Response+Reduced Rankine Availability+Constrained Operational Capacity | -267.0708 | 478.058 | 746.8019
2032 | NIWCM | Medium Demand Growth+Expected Future Gas Supply+Methanex Stays+Increased Demand Response+Reduced Rankine Availability+Constrained Operational Capacity | -426.7164 | 322.5828 | 614.2374
2033 | NIWCM | Medium Demand Growth+Expected Future Gas Supply+Methanex Stays+Increased Demand Response+Reduced Rankine Availability+Constrained Operational Capacity | -610.56 | 140.961 | 443.7267
2034 | NIWCM | Medium Demand Growth+Expected Future Gas Supply+Methanex Stays+Increased Demand Response+Reduced Rankine Availability+Constrained Operational Capacity | -773.7908 | 21.7537 | 402.127
2035 | NIWCM | Medium Demand Growth+Expected Future Gas Supply+Methanex Stays+Increased Demand Response+Reduced Rankine Availability+Constrained Operational Capacity | -920.5769 | -115.2422 | 266.3385
2026 | SIWEM_PERC | Medium Demand Growth+Expected Future Gas Supply+Methanex Stays+Increased Demand Response+Reduced Rankine Availability+Constrained Operational Capacity | 38.9605 | 39.1226 | 39.1226
2027 | SIWEM_PERC | Medium Demand Growth+Expected Future Gas Supply+Methanex Stays+Increased Demand Response+Reduced Rankine Availability+Constrained Operational Capacity | 21.9156 | 24.4978 | 24.4978
2028 | SIWEM_PERC | Medium Demand Growth+Expected Future Gas Supply+Methanex Stays+Increased Demand Response+Reduced Rankine Availability+Constrained Operational Capacity | 20.598 | 33.4363 | 43.3681
2029 | SIWEM_PERC | Medium Demand Growth+Expected Future Gas Supply+Methanex Stays+Increased Demand Response+Reduced Rankine Availability+Constrained Operational Capacity | 12.8462 | 24.839 | 48.0747
2030 | SIWEM_PERC | Medium Demand Growth+Expected Future Gas Supply+Methanex Stays+Increased Demand Response+Reduced Rankine Availability+Constrained Operational Capacity | 8.553 | 21.8785 | 59.1445
2031 | SIWEM_PERC | Medium Demand Growth+Expected Future Gas Supply+Methanex Stays+Increased Demand Response+Reduced Rankine Availability+Constrained Operational Capacity | 5.0748 | 17.9563 | 61.5948
2032 | SIWEM_PERC | Medium Demand Growth+Expected Future Gas Supply+Methanex Stays+Increased Demand Response+Reduced Rankine Availability+Constrained Operational Capacity | 3.3033 | 15.9476 | 58.7826
2033 | SIWEM_PERC | Medium Demand Growth+Expected Future Gas Supply+Methanex Stays+Increased Demand Response+Reduced Rankine Availability+Constrained Operational Capacity | 1.2613 | 13.6353 | 55.5548
2034 | SIWEM_PERC | Medium Demand Growth+Expected Future Gas Supply+Methanex Stays+Increased Demand Response+Reduced Rankine Availability+Constrained Operational Capacity | -0.46956 | 11.6703 | 50.6194
2035 | SIWEM_PERC | Medium Demand Growth+Expected Future Gas Supply+Methanex Stays+Increased Demand Response+Reduced Rankine Availability+Constrained Operational Capacity | -1.9175 | 10.022 | 44.374
2026 | NZWEM_PERC | Medium Demand Growth+Expected Future Gas Supply+Methanex Stays+Increased Demand Response+Reduced Rankine Availability+Constrained Operational Capacity+Low Wind & Solar | 13.2079 | 13.2592 | 13.2592
2027 | NZWEM_PERC | Medium Demand Growth+Expected Future Gas Supply+Methanex Stays+Increased Demand Response+Reduced Rankine Availability+Constrained Operational Capacity+Low Wind & Solar | 4.3623 | 5.9756 | 6.2545
2028 | NZWEM_PERC | Medium Demand Growth+Expected Future Gas Supply+Methanex Stays+Increased Demand Response+Reduced Rankine Availability+Constrained Operational Capacity+Low Wind & Solar | 2.6285 | 9.6174 | 13.4937
2029 | NZWEM_PERC | Medium Demand Growth+Expected Future Gas Supply+Methanex Stays+Increased Demand Response+Reduced Rankine Availability+Constrained Operational Capacity+Low Wind & Solar | -2.3993 | 7.1993 | 14.7937
2030 | NZWEM_PERC | Medium Demand Growth+Expected Future Gas Supply+Methanex Stays+Increased Demand Response+Reduced Rankine Availability+Constrained Operational Capacity+Low Wind & Solar | -5.1671 | 6.0376 | 18.3108
2031 | NZWEM_PERC | Medium Demand Growth+Expected Future Gas Supply+Methanex Stays+Increased Demand Response+Reduced Rankine Availability+Constrained Operational Capacity+Low Wind & Solar | -8.5629 | 2.3545 | 19.2348
2032 | NZWEM_PERC | Medium Demand Growth+Expected Future Gas Supply+Methanex Stays+Increased Demand Response+Reduced Rankine Availability+Constrained Operational Capacity+Low Wind & Solar | -10.4813 | 0.51089 | 17.8866
2033 | NZWEM_PERC | Medium Demand Growth+Expected Future Gas Supply+Methanex Stays+Increased Demand Response+Reduced Rankine Availability+Constrained Operational Capacity+Low Wind & Solar | -12.5945 | -1.8762 | 16.5184
2034 | NZWEM_PERC | Medium Demand Growth+Expected Future Gas Supply+Methanex Stays+Increased Demand Response+Reduced Rankine Availability+Constrained Operational Capacity+Low Wind & Solar | -14.1714 | -3.3123 | 14.6552
2035 | NZWEM_PERC | Medium Demand Growth+Expected Future Gas Supply+Methanex Stays+Increased Demand Response+Reduced Rankine Availability+Constrained Operational Capacity+Low Wind & Solar | -15.8359 | -5.1342 | 12.431
2026 | NIWCM | Medium Demand Growth+Expected Future Gas Supply+Methanex Stays+Increased Demand Response+Reduced Rankine Availability+Constrained Operational Capacity+Low Wind & Solar | 496.3733 | 496.3733 | 496.3733
2027 | NIWCM | Medium Demand Growth+Expected Future Gas Supply+Methanex Stays+Increased Demand Response+Reduced Rankine Availability+Constrained Operational Capacity+Low Wind & Solar | 406.0987 | 410.0165 | 410.0165
2028 | NIWCM | Medium Demand Growth+Expected Future Gas Supply+Methanex Stays+Increased Demand Response+Reduced Rankine Availability+Constrained Operational Capacity+Low Wind & Solar | 399.5312 | 887.016 | 894.4439
2029 | NIWCM | Medium Demand Growth+Expected Future Gas Supply+Methanex Stays+Increased Demand Response+Reduced Rankine Availability+Constrained Operational Capacity+Low Wind & Solar | 149.992 | 797.3241 | 953.7439
2030 | NIWCM | Medium Demand Growth+Expected Future Gas Supply+Methanex Stays+Increased Demand Response+Reduced Rankine Availability+Constrained Operational Capacity+Low Wind & Solar | -96.8899 | 636.0545 | 847.0421
2031 | NIWCM | Medium Demand Growth+Expected Future Gas Supply+Methanex Stays+Increased Demand Response+Reduced Rankine Availability+Constrained Operational Capacity+Low Wind & Solar | -267.0708 | 478.058 | 746.8019
2032 | NIWCM | Medium Demand Growth+Expected Future Gas Supply+Methanex Stays+Increased Demand Response+Reduced Rankine Availability+Constrained Operational Capacity+Low Wind & Solar | -426.7164 | 322.5828 | 614.2374
2033 | NIWCM | Medium Demand Growth+Expected Future Gas Supply+Methanex Stays+Increased Demand Response+Reduced Rankine Availability+Constrained Operational Capacity+Low Wind & Solar | -610.56 | 140.961 | 443.7267
2034 | NIWCM | Medium Demand Growth+Expected Future Gas Supply+Methanex Stays+Increased Demand Response+Reduced Rankine Availability+Constrained Operational Capacity+Low Wind & Solar | -773.7908 | 21.7537 | 402.127
2035 | NIWCM | Medium Demand Growth+Expected Future Gas Supply+Methanex Stays+Increased Demand Response+Reduced Rankine Availability+Constrained Operational Capacity+Low Wind & Solar | -920.5769 | -115.2422 | 266.3385
2026 | SIWEM_PERC | Medium Demand Growth+Expected Future Gas Supply+Methanex Stays+Increased Demand Response+Reduced Rankine Availability+Constrained Operational Capacity+Low Wind & Solar | 35.558 | 35.7042 | 35.7042
2027 | SIWEM_PERC | Medium Demand Growth+Expected Future Gas Supply+Methanex Stays+Increased Demand Response+Reduced Rankine Availability+Constrained Operational Capacity+Low Wind & Solar | 21.0708 | 23.4011 | 23.4011
2028 | SIWEM_PERC | Medium Demand Growth+Expected Future Gas Supply+Methanex Stays+Increased Demand Response+Reduced Rankine Availability+Constrained Operational Capacity+Low Wind & Solar | 19.5962 | 31.1823 | 37.6812
2029 | SIWEM_PERC | Medium Demand Growth+Expected Future Gas Supply+Methanex Stays+Increased Demand Response+Reduced Rankine Availability+Constrained Operational Capacity+Low Wind & Solar | 11.9103 | 22.7334 | 39.1617
2030 | SIWEM_PERC | Medium Demand Growth+Expected Future Gas Supply+Methanex Stays+Increased Demand Response+Reduced Rankine Availability+Constrained Operational Capacity+Low Wind & Solar | 7.6541 | 19.6798 | 48.7717
2031 | SIWEM_PERC | Medium Demand Growth+Expected Future Gas Supply+Methanex Stays+Increased Demand Response+Reduced Rankine Availability+Constrained Operational Capacity+Low Wind & Solar | 4.2058 | 15.8309 | 51.3147
2032 | SIWEM_PERC | Medium Demand Growth+Expected Future Gas Supply+Methanex Stays+Increased Demand Response+Reduced Rankine Availability+Constrained Operational Capacity+Low Wind & Solar | 2.4503 | 13.8614 | 47.7789
2033 | SIWEM_PERC | Medium Demand Growth+Expected Future Gas Supply+Methanex Stays+Increased Demand Response+Reduced Rankine Availability+Constrained Operational Capacity+Low Wind & Solar | 0.42653 | 11.5937 | 44.1228
2034 | SIWEM_PERC | Medium Demand Growth+Expected Future Gas Supply+Methanex Stays+Increased Demand Response+Reduced Rankine Availability+Constrained Operational Capacity+Low Wind & Solar | -1.2885 | 9.6673 | 39.0821
2035 | SIWEM_PERC | Medium Demand Growth+Expected Future Gas Supply+Methanex Stays+Increased Demand Response+Reduced Rankine Availability+Constrained Operational Capacity+Low Wind & Solar | -2.723 | 8.052 | 33.0272
2026 | NZWEM_PERC | Medium Demand Growth+Expected Future Gas Supply+Methanex Stays+Increased Demand Response+Reduced Rankine Availability+Upgraded HVDC | 14.4033 | 14.4602 | 14.4602
2027 | NZWEM_PERC | Medium Demand Growth+Expected Future Gas Supply+Methanex Stays+Increased Demand Response+Reduced Rankine Availability+Upgraded HVDC | 5.6733 | 7.461 | 7.77
2028 | NZWEM_PERC | Medium Demand Growth+Expected Future Gas Supply+Methanex Stays+Increased Demand Response+Reduced Rankine Availability+Upgraded HVDC | 4.0103 | 11.7545 | 16.0498
2029 | NZWEM_PERC | Medium Demand Growth+Expected Future Gas Supply+Methanex Stays+Increased Demand Response+Reduced Rankine Availability+Upgraded HVDC | -1.042 | 9.594 | 18.0092
2030 | NZWEM_PERC | Medium Demand Growth+Expected Future Gas Supply+Methanex Stays+Increased Demand Response+Reduced Rankine Availability+Upgraded HVDC | -3.8591 | 8.5042 | 22.0649
2031 | NZWEM_PERC | Medium Demand Growth+Expected Future Gas Supply+Methanex Stays+Increased Demand Response+Reduced Rankine Availability+Upgraded HVDC | -7.2982 | 4.7395 | 23.4065
2032 | NZWEM_PERC | Medium Demand Growth+Expected Future Gas Supply+Methanex Stays+Increased Demand Response+Reduced Rankine Availability+Upgraded HVDC | -9.2454 | 2.8765 | 22.0565
2033 | NZWEM_PERC | Medium Demand Growth+Expected Future Gas Supply+Methanex Stays+Increased Demand Response+Reduced Rankine Availability+Upgraded HVDC | -11.3895 | 0.43055 | 20.7412
2034 | NZWEM_PERC | Medium Demand Growth+Expected Future Gas Supply+Methanex Stays+Increased Demand Response+Reduced Rankine Availability+Upgraded HVDC | -12.9943 | -1.0592 | 18.78
2035 | NZWEM_PERC | Medium Demand Growth+Expected Future Gas Supply+Methanex Stays+Increased Demand Response+Reduced Rankine Availability+Upgraded HVDC | -14.6851 | -2.9315 | 16.4635
2026 | NIWCM | Medium Demand Growth+Expected Future Gas Supply+Methanex Stays+Increased Demand Response+Reduced Rankine Availability+Upgraded HVDC | 1066.7284 | 1067.5282 | 1067.5282
2027 | NIWCM | Medium Demand Growth+Expected Future Gas Supply+Methanex Stays+Increased Demand Response+Reduced Rankine Availability+Upgraded HVDC | 1027.4828 | 1058.4253 | 1062.9618
2028 | NIWCM | Medium Demand Growth+Expected Future Gas Supply+Methanex Stays+Increased Demand Response+Reduced Rankine Availability+Upgraded HVDC | 1046.2847 | 1654.1216 | 1692.4368
2029 | NIWCM | Medium Demand Growth+Expected Future Gas Supply+Methanex Stays+Increased Demand Response+Reduced Rankine Availability+Upgraded HVDC | 818.8947 | 1697.4168 | 1970.6383
2030 | NIWCM | Medium Demand Growth+Expected Future Gas Supply+Methanex Stays+Increased Demand Response+Reduced Rankine Availability+Upgraded HVDC | 574.5243 | 1573.835 | 2026.7317
2031 | NIWCM | Medium Demand Growth+Expected Future Gas Supply+Methanex Stays+Increased Demand Response+Reduced Rankine Availability+Upgraded HVDC | 407.4662 | 1428.0183 | 2203.8183
2032 | NIWCM | Medium Demand Growth+Expected Future Gas Supply+Methanex Stays+Increased Demand Response+Reduced Rankine Availability+Upgraded HVDC | 248.9549 | 1294.4883 | 2102.6629
2033 | NIWCM | Medium Demand Growth+Expected Future Gas Supply+Methanex Stays+Increased Demand Response+Reduced Rankine Availability+Upgraded HVDC | 67.1751 | 1117.0939 | 1997.1098
2034 | NIWCM | Medium Demand Growth+Expected Future Gas Supply+Methanex Stays+Increased Demand Response+Reduced Rankine Availability+Upgraded HVDC | -94.9302 | 1001.5918 | 1965.5357
2035 | NIWCM | Medium Demand Growth+Expected Future Gas Supply+Methanex Stays+Increased Demand Response+Reduced Rankine Availability+Upgraded HVDC | -241.9938 | 868.1111 | 1839.1385
2026 | SIWEM_PERC | Medium Demand Growth+Expected Future Gas Supply+Methanex Stays+Increased Demand Response+Reduced Rankine Availability+Upgraded HVDC | 38.9605 | 39.1226 | 39.1226
2027 | SIWEM_PERC | Medium Demand Growth+Expected Future Gas Supply+Methanex Stays+Increased Demand Response+Reduced Rankine Availability+Upgraded HVDC | 21.9156 | 24.4978 | 24.4978
2028 | SIWEM_PERC | Medium Demand Growth+Expected Future Gas Supply+Methanex Stays+Increased Demand Response+Reduced Rankine Availability+Upgraded HVDC | 20.598 | 33.4363 | 43.3681
2029 | SIWEM_PERC | Medium Demand Growth+Expected Future Gas Supply+Methanex Stays+Increased Demand Response+Reduced Rankine Availability+Upgraded HVDC | 12.8462 | 24.839 | 48.0747
2030 | SIWEM_PERC | Medium Demand Growth+Expected Future Gas Supply+Methanex Stays+Increased Demand Response+Reduced Rankine Availability+Upgraded HVDC | 8.553 | 21.8785 | 59.1445
2031 | SIWEM_PERC | Medium Demand Growth+Expected Future Gas Supply+Methanex Stays+Increased Demand Response+Reduced Rankine Availability+Upgraded HVDC | 5.0748 | 17.9563 | 62.7274
2032 | SIWEM_PERC | Medium Demand Growth+Expected Future Gas Supply+Methanex Stays+Increased Demand Response+Reduced Rankine Availability+Upgraded HVDC | 3.3033 | 15.9476 | 59.2985
2033 | SIWEM_PERC | Medium Demand Growth+Expected Future Gas Supply+Methanex Stays+Increased Demand Response+Reduced Rankine Availability+Upgraded HVDC | 1.2613 | 13.6353 | 55.8534
2034 | SIWEM_PERC | Medium Demand Growth+Expected Future Gas Supply+Methanex Stays+Increased Demand Response+Reduced Rankine Availability+Upgraded HVDC | -0.46956 | 11.6703 | 50.6194
2035 | SIWEM_PERC | Medium Demand Growth+Expected Future Gas Supply+Methanex Stays+Increased Demand Response+Reduced Rankine Availability+Upgraded HVDC | -1.9175 | 10.022 | 44.374
2026 | NZWEM_PERC | Medium Demand Growth+Expected Future Gas Supply+Methanex Stays+Increased Demand Response+Reduced Rankine Availability+Upgraded HVDC+Low Wind & Solar | 13.2079 | 13.2592 | 13.2592
2027 | NZWEM_PERC | Medium Demand Growth+Expected Future Gas Supply+Methanex Stays+Increased Demand Response+Reduced Rankine Availability+Upgraded HVDC+Low Wind & Solar | 4.3623 | 5.9756 | 6.2545
2028 | NZWEM_PERC | Medium Demand Growth+Expected Future Gas Supply+Methanex Stays+Increased Demand Response+Reduced Rankine Availability+Upgraded HVDC+Low Wind & Solar | 2.6285 | 9.6174 | 13.4937
2029 | NZWEM_PERC | Medium Demand Growth+Expected Future Gas Supply+Methanex Stays+Increased Demand Response+Reduced Rankine Availability+Upgraded HVDC+Low Wind & Solar | -2.3993 | 7.1993 | 14.7937
2030 | NZWEM_PERC | Medium Demand Growth+Expected Future Gas Supply+Methanex Stays+Increased Demand Response+Reduced Rankine Availability+Upgraded HVDC+Low Wind & Solar | -5.1671 | 6.0376 | 18.3108
2031 | NZWEM_PERC | Medium Demand Growth+Expected Future Gas Supply+Methanex Stays+Increased Demand Response+Reduced Rankine Availability+Upgraded HVDC+Low Wind & Solar | -8.5629 | 2.3545 | 19.2348
2032 | NZWEM_PERC | Medium Demand Growth+Expected Future Gas Supply+Methanex Stays+Increased Demand Response+Reduced Rankine Availability+Upgraded HVDC+Low Wind & Solar | -10.4813 | 0.51089 | 17.8866
2033 | NZWEM_PERC | Medium Demand Growth+Expected Future Gas Supply+Methanex Stays+Increased Demand Response+Reduced Rankine Availability+Upgraded HVDC+Low Wind & Solar | -12.5945 | -1.8762 | 16.5184
2034 | NZWEM_PERC | Medium Demand Growth+Expected Future Gas Supply+Methanex Stays+Increased Demand Response+Reduced Rankine Availability+Upgraded HVDC+Low Wind & Solar | -14.1714 | -3.3123 | 14.6552
2035 | NZWEM_PERC | Medium Demand Growth+Expected Future Gas Supply+Methanex Stays+Increased Demand Response+Reduced Rankine Availability+Upgraded HVDC+Low Wind & Solar | -15.8359 | -5.1342 | 12.431
2026 | NIWCM | Medium Demand Growth+Expected Future Gas Supply+Methanex Stays+Increased Demand Response+Reduced Rankine Availability+Upgraded HVDC+Low Wind & Solar | 1066.7284 | 1067.5282 | 1067.5282
2027 | NIWCM | Medium Demand Growth+Expected Future Gas Supply+Methanex Stays+Increased Demand Response+Reduced Rankine Availability+Upgraded HVDC+Low Wind & Solar | 1027.4828 | 1058.4253 | 1062.9618
2028 | NIWCM | Medium Demand Growth+Expected Future Gas Supply+Methanex Stays+Increased Demand Response+Reduced Rankine Availability+Upgraded HVDC+Low Wind & Solar | 1046.2847 | 1654.1216 | 1692.4368
2029 | NIWCM | Medium Demand Growth+Expected Future Gas Supply+Methanex Stays+Increased Demand Response+Reduced Rankine Availability+Upgraded HVDC+Low Wind & Solar | 818.8947 | 1697.4168 | 1970.6383
2030 | NIWCM | Medium Demand Growth+Expected Future Gas Supply+Methanex Stays+Increased Demand Response+Reduced Rankine Availability+Upgraded HVDC+Low Wind & Solar | 574.5243 | 1573.835 | 2026.7317
2031 | NIWCM | Medium Demand Growth+Expected Future Gas Supply+Methanex Stays+Increased Demand Response+Reduced Rankine Availability+Upgraded HVDC+Low Wind & Solar | 407.4662 | 1428.0183 | 2203.8183
2032 | NIWCM | Medium Demand Growth+Expected Future Gas Supply+Methanex Stays+Increased Demand Response+Reduced Rankine Availability+Upgraded HVDC+Low Wind & Solar | 248.9549 | 1294.4883 | 2102.6629
2033 | NIWCM | Medium Demand Growth+Expected Future Gas Supply+Methanex Stays+Increased Demand Response+Reduced Rankine Availability+Upgraded HVDC+Low Wind & Solar | 67.1751 | 1117.0939 | 1997.1098
2034 | NIWCM | Medium Demand Growth+Expected Future Gas Supply+Methanex Stays+Increased Demand Response+Reduced Rankine Availability+Upgraded HVDC+Low Wind & Solar | -94.9302 | 1001.5918 | 1965.5357
2035 | NIWCM | Medium Demand Growth+Expected Future Gas Supply+Methanex Stays+Increased Demand Response+Reduced Rankine Availability+Upgraded HVDC+Low Wind & Solar | -241.9938 | 868.1111 | 1839.1385
2026 | SIWEM_PERC | Medium Demand Growth+Expected Future Gas Supply+Methanex Stays+Increased Demand Response+Reduced Rankine Availability+Upgraded HVDC+Low Wind & Solar | 35.558 | 35.7042 | 35.7042
2027 | SIWEM_PERC | Medium Demand Growth+Expected Future Gas Supply+Methanex Stays+Increased Demand Response+Reduced Rankine Availability+Upgraded HVDC+Low Wind & Solar | 21.0708 | 23.4011 | 23.4011
2028 | SIWEM_PERC | Medium Demand Growth+Expected Future Gas Supply+Methanex Stays+Increased Demand Response+Reduced Rankine Availability+Upgraded HVDC+Low Wind & Solar | 19.5962 | 31.1823 | 37.6812
2029 | SIWEM_PERC | Medium Demand Growth+Expected Future Gas Supply+Methanex Stays+Increased Demand Response+Reduced Rankine Availability+Upgraded HVDC+Low Wind & Solar | 11.9103 | 22.7334 | 39.1617
2030 | SIWEM_PERC | Medium Demand Growth+Expected Future Gas Supply+Methanex Stays+Increased Demand Response+Reduced Rankine Availability+Upgraded HVDC+Low Wind & Solar | 7.6541 | 19.6798 | 48.7717
2031 | SIWEM_PERC | Medium Demand Growth+Expected Future Gas Supply+Methanex Stays+Increased Demand Response+Reduced Rankine Availability+Upgraded HVDC+Low Wind & Solar | 4.2058 | 15.8309 | 51.3147
2032 | SIWEM_PERC | Medium Demand Growth+Expected Future Gas Supply+Methanex Stays+Increased Demand Response+Reduced Rankine Availability+Upgraded HVDC+Low Wind & Solar | 2.4503 | 13.8614 | 47.7789
2033 | SIWEM_PERC | Medium Demand Growth+Expected Future Gas Supply+Methanex Stays+Increased Demand Response+Reduced Rankine Availability+Upgraded HVDC+Low Wind & Solar | 0.42653 | 11.5937 | 44.1228
2034 | SIWEM_PERC | Medium Demand Growth+Expected Future Gas Supply+Methanex Stays+Increased Demand Response+Reduced Rankine Availability+Upgraded HVDC+Low Wind & Solar | -1.2885 | 9.6673 | 39.0821
2035 | SIWEM_PERC | Medium Demand Growth+Expected Future Gas Supply+Methanex Stays+Increased Demand Response+Reduced Rankine Availability+Upgraded HVDC+Low Wind & Solar | -2.723 | 8.052 | 33.0272
2026 | NZWEM_PERC | Medium Demand Growth+Expected Future Gas Supply+Methanex Stays+Increased Demand Response+Reduced Rankine Availability+Upgraded HVDC+Constrained Operational Capacity | 14.4033 | 14.4602 | 14.4602
2027 | NZWEM_PERC | Medium Demand Growth+Expected Future Gas Supply+Methanex Stays+Increased Demand Response+Reduced Rankine Availability+Upgraded HVDC+Constrained Operational Capacity | 5.6733 | 7.461 | 7.77
2028 | NZWEM_PERC | Medium Demand Growth+Expected Future Gas Supply+Methanex Stays+Increased Demand Response+Reduced Rankine Availability+Upgraded HVDC+Constrained Operational Capacity | 4.0103 | 11.7545 | 16.0498
2029 | NZWEM_PERC | Medium Demand Growth+Expected Future Gas Supply+Methanex Stays+Increased Demand Response+Reduced Rankine Availability+Upgraded HVDC+Constrained Operational Capacity | -1.042 | 9.594 | 18.0092
2030 | NZWEM_PERC | Medium Demand Growth+Expected Future Gas Supply+Methanex Stays+Increased Demand Response+Reduced Rankine Availability+Upgraded HVDC+Constrained Operational Capacity | -3.8591 | 8.5042 | 22.0649
2031 | NZWEM_PERC | Medium Demand Growth+Expected Future Gas Supply+Methanex Stays+Increased Demand Response+Reduced Rankine Availability+Upgraded HVDC+Constrained Operational Capacity | -7.2982 | 4.7395 | 23.4065
2032 | NZWEM_PERC | Medium Demand Growth+Expected Future Gas Supply+Methanex Stays+Increased Demand Response+Reduced Rankine Availability+Upgraded HVDC+Constrained Operational Capacity | -9.2454 | 2.8765 | 22.0565
2033 | NZWEM_PERC | Medium Demand Growth+Expected Future Gas Supply+Methanex Stays+Increased Demand Response+Reduced Rankine Availability+Upgraded HVDC+Constrained Operational Capacity | -11.3895 | 0.43055 | 20.7412
2034 | NZWEM_PERC | Medium Demand Growth+Expected Future Gas Supply+Methanex Stays+Increased Demand Response+Reduced Rankine Availability+Upgraded HVDC+Constrained Operational Capacity | -12.9943 | -1.0592 | 18.78
2035 | NZWEM_PERC | Medium Demand Growth+Expected Future Gas Supply+Methanex Stays+Increased Demand Response+Reduced Rankine Availability+Upgraded HVDC+Constrained Operational Capacity | -14.6851 | -2.9315 | 16.4635
2026 | NIWCM | Medium Demand Growth+Expected Future Gas Supply+Methanex Stays+Increased Demand Response+Reduced Rankine Availability+Upgraded HVDC+Constrained Operational Capacity | 496.3733 | 496.3733 | 496.3733
2027 | NIWCM | Medium Demand Growth+Expected Future Gas Supply+Methanex Stays+Increased Demand Response+Reduced Rankine Availability+Upgraded HVDC+Constrained Operational Capacity | 406.0987 | 410.0165 | 410.0165
2028 | NIWCM | Medium Demand Growth+Expected Future Gas Supply+Methanex Stays+Increased Demand Response+Reduced Rankine Availability+Upgraded HVDC+Constrained Operational Capacity | 399.5312 | 887.016 | 894.4439
2029 | NIWCM | Medium Demand Growth+Expected Future Gas Supply+Methanex Stays+Increased Demand Response+Reduced Rankine Availability+Upgraded HVDC+Constrained Operational Capacity | 149.992 | 797.3241 | 953.7439
2030 | NIWCM | Medium Demand Growth+Expected Future Gas Supply+Methanex Stays+Increased Demand Response+Reduced Rankine Availability+Upgraded HVDC+Constrained Operational Capacity | -96.8899 | 636.0545 | 847.0421
2031 | NIWCM | Medium Demand Growth+Expected Future Gas Supply+Methanex Stays+Increased Demand Response+Reduced Rankine Availability+Upgraded HVDC+Constrained Operational Capacity | -267.0708 | 478.058 | 746.802
2032 | NIWCM | Medium Demand Growth+Expected Future Gas Supply+Methanex Stays+Increased Demand Response+Reduced Rankine Availability+Upgraded HVDC+Constrained Operational Capacity | -426.7164 | 322.5828 | 614.2374
2033 | NIWCM | Medium Demand Growth+Expected Future Gas Supply+Methanex Stays+Increased Demand Response+Reduced Rankine Availability+Upgraded HVDC+Constrained Operational Capacity | -610.56 | 140.961 | 443.7267
2034 | NIWCM | Medium Demand Growth+Expected Future Gas Supply+Methanex Stays+Increased Demand Response+Reduced Rankine Availability+Upgraded HVDC+Constrained Operational Capacity | -773.7908 | 21.7537 | 402.127
2035 | NIWCM | Medium Demand Growth+Expected Future Gas Supply+Methanex Stays+Increased Demand Response+Reduced Rankine Availability+Upgraded HVDC+Constrained Operational Capacity | -920.5769 | -115.2422 | 266.3385
2026 | SIWEM_PERC | Medium Demand Growth+Expected Future Gas Supply+Methanex Stays+Increased Demand Response+Reduced Rankine Availability+Upgraded HVDC+Constrained Operational Capacity | 38.9605 | 39.1226 | 39.1226
2027 | SIWEM_PERC | Medium Demand Growth+Expected Future Gas Supply+Methanex Stays+Increased Demand Response+Reduced Rankine Availability+Upgraded HVDC+Constrained Operational Capacity | 21.9156 | 24.4978 | 24.4978
2028 | SIWEM_PERC | Medium Demand Growth+Expected Future Gas Supply+Methanex Stays+Increased Demand Response+Reduced Rankine Availability+Upgraded HVDC+Constrained Operational Capacity | 20.598 | 33.4363 | 43.3681
2029 | SIWEM_PERC | Medium Demand Growth+Expected Future Gas Supply+Methanex Stays+Increased Demand Response+Reduced Rankine Availability+Upgraded HVDC+Constrained Operational Capacity | 12.8462 | 24.839 | 48.0747
2030 | SIWEM_PERC | Medium Demand Growth+Expected Future Gas Supply+Methanex Stays+Increased Demand Response+Reduced Rankine Availability+Upgraded HVDC+Constrained Operational Capacity | 8.553 | 21.8785 | 59.1445
2031 | SIWEM_PERC | Medium Demand Growth+Expected Future Gas Supply+Methanex Stays+Increased Demand Response+Reduced Rankine Availability+Upgraded HVDC+Constrained Operational Capacity | 5.0748 | 17.9563 | 62.7274
2032 | SIWEM_PERC | Medium Demand Growth+Expected Future Gas Supply+Methanex Stays+Increased Demand Response+Reduced Rankine Availability+Upgraded HVDC+Constrained Operational Capacity | 3.3033 | 15.9476 | 59.2985
2033 | SIWEM_PERC | Medium Demand Growth+Expected Future Gas Supply+Methanex Stays+Increased Demand Response+Reduced Rankine Availability+Upgraded HVDC+Constrained Operational Capacity | 1.2613 | 13.6353 | 55.8534
2034 | SIWEM_PERC | Medium Demand Growth+Expected Future Gas Supply+Methanex Stays+Increased Demand Response+Reduced Rankine Availability+Upgraded HVDC+Constrained Operational Capacity | -0.46956 | 11.6703 | 50.6194
2035 | SIWEM_PERC | Medium Demand Growth+Expected Future Gas Supply+Methanex Stays+Increased Demand Response+Reduced Rankine Availability+Upgraded HVDC+Constrained Operational Capacity | -1.9175 | 10.022 | 44.374
2026 | NZWEM_PERC | Medium Demand Growth+Expected Future Gas Supply+Methanex Stays+Increased Demand Response+Reduced Rankine Availability+Upgraded HVDC+Constrained Operational Capacity+Low Wind & Solar | 13.2079 | 13.2592 | 13.2592
2027 | NZWEM_PERC | Medium Demand Growth+Expected Future Gas Supply+Methanex Stays+Increased Demand Response+Reduced Rankine Availability+Upgraded HVDC+Constrained Operational Capacity+Low Wind & Solar | 4.3623 | 5.9756 | 6.2545
2028 | NZWEM_PERC | Medium Demand Growth+Expected Future Gas Supply+Methanex Stays+Increased Demand Response+Reduced Rankine Availability+Upgraded HVDC+Constrained Operational Capacity+Low Wind & Solar | 2.6285 | 9.6174 | 13.4937
2029 | NZWEM_PERC | Medium Demand Growth+Expected Future Gas Supply+Methanex Stays+Increased Demand Response+Reduced Rankine Availability+Upgraded HVDC+Constrained Operational Capacity+Low Wind & Solar | -2.3993 | 7.1993 | 14.7937
2030 | NZWEM_PERC | Medium Demand Growth+Expected Future Gas Supply+Methanex Stays+Increased Demand Response+Reduced Rankine Availability+Upgraded HVDC+Constrained Operational Capacity+Low Wind & Solar | -5.1671 | 6.0376 | 18.3108
2031 | NZWEM_PERC | Medium Demand Growth+Expected Future Gas Supply+Methanex Stays+Increased Demand Response+Reduced Rankine Availability+Upgraded HVDC+Constrained Operational Capacity+Low Wind & Solar | -8.5629 | 2.3545 | 19.2348
2032 | NZWEM_PERC | Medium Demand Growth+Expected Future Gas Supply+Methanex Stays+Increased Demand Response+Reduced Rankine Availability+Upgraded HVDC+Constrained Operational Capacity+Low Wind & Solar | -10.4813 | 0.51089 | 17.8866
2033 | NZWEM_PERC | Medium Demand Growth+Expected Future Gas Supply+Methanex Stays+Increased Demand Response+Reduced Rankine Availability+Upgraded HVDC+Constrained Operational Capacity+Low Wind & Solar | -12.5945 | -1.8762 | 16.5184
2034 | NZWEM_PERC | Medium Demand Growth+Expected Future Gas Supply+Methanex Stays+Increased Demand Response+Reduced Rankine Availability+Upgraded HVDC+Constrained Operational Capacity+Low Wind & Solar | -14.1714 | -3.3123 | 14.6552
2035 | NZWEM_PERC | Medium Demand Growth+Expected Future Gas Supply+Methanex Stays+Increased Demand Response+Reduced Rankine Availability+Upgraded HVDC+Constrained Operational Capacity+Low Wind & Solar | -15.8359 | -5.1342 | 12.431
2026 | NIWCM | Medium Demand Growth+Expected Future Gas Supply+Methanex Stays+Increased Demand Response+Reduced Rankine Availability+Upgraded HVDC+Constrained Operational Capacity+Low Wind & Solar | 496.3733 | 496.3733 | 496.3733
2027 | NIWCM | Medium Demand Growth+Expected Future Gas Supply+Methanex Stays+Increased Demand Response+Reduced Rankine Availability+Upgraded HVDC+Constrained Operational Capacity+Low Wind & Solar | 406.0987 | 410.0165 | 410.0165
2028 | NIWCM | Medium Demand Growth+Expected Future Gas Supply+Methanex Stays+Increased Demand Response+Reduced Rankine Availability+Upgraded HVDC+Constrained Operational Capacity+Low Wind & Solar | 399.5312 | 887.016 | 894.4439
2029 | NIWCM | Medium Demand Growth+Expected Future Gas Supply+Methanex Stays+Increased Demand Response+Reduced Rankine Availability+Upgraded HVDC+Constrained Operational Capacity+Low Wind & Solar | 149.992 | 797.3241 | 953.7439
2030 | NIWCM | Medium Demand Growth+Expected Future Gas Supply+Methanex Stays+Increased Demand Response+Reduced Rankine Availability+Upgraded HVDC+Constrained Operational Capacity+Low Wind & Solar | -96.8899 | 636.0545 | 847.0421
2031 | NIWCM | Medium Demand Growth+Expected Future Gas Supply+Methanex Stays+Increased Demand Response+Reduced Rankine Availability+Upgraded HVDC+Constrained Operational Capacity+Low Wind & Solar | -267.0708 | 478.058 | 746.802
2032 | NIWCM | Medium Demand Growth+Expected Future Gas Supply+Methanex Stays+Increased Demand Response+Reduced Rankine Availability+Upgraded HVDC+Constrained Operational Capacity+Low Wind & Solar | -426.7164 | 322.5828 | 614.2374
2033 | NIWCM | Medium Demand Growth+Expected Future Gas Supply+Methanex Stays+Increased Demand Response+Reduced Rankine Availability+Upgraded HVDC+Constrained Operational Capacity+Low Wind & Solar | -610.56 | 140.961 | 443.7267
2034 | NIWCM | Medium Demand Growth+Expected Future Gas Supply+Methanex Stays+Increased Demand Response+Reduced Rankine Availability+Upgraded HVDC+Constrained Operational Capacity+Low Wind & Solar | -773.7908 | 21.7537 | 402.127
2035 | NIWCM | Medium Demand Growth+Expected Future Gas Supply+Methanex Stays+Increased Demand Response+Reduced Rankine Availability+Upgraded HVDC+Constrained Operational Capacity+Low Wind & Solar | -920.5769 | -115.2422 | 266.3385
2026 | SIWEM_PERC | Medium Demand Growth+Expected Future Gas Supply+Methanex Stays+Increased Demand Response+Reduced Rankine Availability+Upgraded HVDC+Constrained Operational Capacity+Low Wind & Solar | 35.558 | 35.7042 | 35.7042
2027 | SIWEM_PERC | Medium Demand Growth+Expected Future Gas Supply+Methanex Stays+Increased Demand Response+Reduced Rankine Availability+Upgraded HVDC+Constrained Operational Capacity+Low Wind & Solar | 21.0708 | 23.4011 | 23.4011
2028 | SIWEM_PERC | Medium Demand Growth+Expected Future Gas Supply+Methanex Stays+Increased Demand Response+Reduced Rankine Availability+Upgraded HVDC+Constrained Operational Capacity+Low Wind & Solar | 19.5962 | 31.1823 | 37.6812
2029 | SIWEM_PERC | Medium Demand Growth+Expected Future Gas Supply+Methanex Stays+Increased Demand Response+Reduced Rankine Availability+Upgraded HVDC+Constrained Operational Capacity+Low Wind & Solar | 11.9103 | 22.7334 | 39.1617
2030 | SIWEM_PERC | Medium Demand Growth+Expected Future Gas Supply+Methanex Stays+Increased Demand Response+Reduced Rankine Availability+Upgraded HVDC+Constrained Operational Capacity+Low Wind & Solar | 7.6541 | 19.6798 | 48.7717
2031 | SIWEM_PERC | Medium Demand Growth+Expected Future Gas Supply+Methanex Stays+Increased Demand Response+Reduced Rankine Availability+Upgraded HVDC+Constrained Operational Capacity+Low Wind & Solar | 4.2058 | 15.8309 | 51.3147
2032 | SIWEM_PERC | Medium Demand Growth+Expected Future Gas Supply+Methanex Stays+Increased Demand Response+Reduced Rankine Availability+Upgraded HVDC+Constrained Operational Capacity+Low Wind & Solar | 2.4503 | 13.8614 | 47.7789
2033 | SIWEM_PERC | Medium Demand Growth+Expected Future Gas Supply+Methanex Stays+Increased Demand Response+Reduced Rankine Availability+Upgraded HVDC+Constrained Operational Capacity+Low Wind & Solar | 0.42653 | 11.5937 | 44.1228
2034 | SIWEM_PERC | Medium Demand Growth+Expected Future Gas Supply+Methanex Stays+Increased Demand Response+Reduced Rankine Availability+Upgraded HVDC+Constrained Operational Capacity+Low Wind & Solar | -1.2885 | 9.6673 | 39.0821
2035 | SIWEM_PERC | Medium Demand Growth+Expected Future Gas Supply+Methanex Stays+Increased Demand Response+Reduced Rankine Availability+Upgraded HVDC+Constrained Operational Capacity+Low Wind & Solar | -2.723 | 8.052 | 33.0272
2026 | NZWEM_PERC | Medium Demand Growth+Expected Future Gas Supply+Methanex Stays+Increased Demand Response+Reduced Rankine Availability+Delayed Build | 9.7837 | 9.7837 | 9.7837
2027 | NZWEM_PERC | Medium Demand Growth+Expected Future Gas Supply+Methanex Stays+Increased Demand Response+Reduced Rankine Availability+Delayed Build | -1.4982 | -1.3607 | -1.1975
2028 | NZWEM_PERC | Medium Demand Growth+Expected Future Gas Supply+Methanex Stays+Increased Demand Response+Reduced Rankine Availability+Delayed Build | 0.016114 | 1.3943 | 1.6942
2029 | NZWEM_PERC | Medium Demand Growth+Expected Future Gas Supply+Methanex Stays+Increased Demand Response+Reduced Rankine Availability+Delayed Build | -2.111 | 0.53929 | 1.3625
2030 | NZWEM_PERC | Medium Demand Growth+Expected Future Gas Supply+Methanex Stays+Increased Demand Response+Reduced Rankine Availability+Delayed Build | -3.8591 | 4.4446 | 11.4636
2031 | NZWEM_PERC | Medium Demand Growth+Expected Future Gas Supply+Methanex Stays+Increased Demand Response+Reduced Rankine Availability+Delayed Build | -7.2982 | 3.5565 | 11.3969
2032 | NZWEM_PERC | Medium Demand Growth+Expected Future Gas Supply+Methanex Stays+Increased Demand Response+Reduced Rankine Availability+Delayed Build | -9.2454 | 1.9797 | 14.793
2033 | NZWEM_PERC | Medium Demand Growth+Expected Future Gas Supply+Methanex Stays+Increased Demand Response+Reduced Rankine Availability+Delayed Build | -11.3895 | -0.36415 | 17.4234
2034 | NZWEM_PERC | Medium Demand Growth+Expected Future Gas Supply+Methanex Stays+Increased Demand Response+Reduced Rankine Availability+Delayed Build | -12.9943 | -1.8837 | 16.3843
2035 | NZWEM_PERC | Medium Demand Growth+Expected Future Gas Supply+Methanex Stays+Increased Demand Response+Reduced Rankine Availability+Delayed Build | -14.6851 | -3.398 | 15.997
2026 | NIWCM | Medium Demand Growth+Expected Future Gas Supply+Methanex Stays+Increased Demand Response+Reduced Rankine Availability+Delayed Build | 796.8961 | 796.8961 | 796.8961
2027 | NIWCM | Medium Demand Growth+Expected Future Gas Supply+Methanex Stays+Increased Demand Response+Reduced Rankine Availability+Delayed Build | 628.9691 | 630.9799 | 633.4524
2028 | NIWCM | Medium Demand Growth+Expected Future Gas Supply+Methanex Stays+Increased Demand Response+Reduced Rankine Availability+Delayed Build | 792.1709 | 812.114 | 816.6505
2029 | NIWCM | Medium Demand Growth+Expected Future Gas Supply+Methanex Stays+Increased Demand Response+Reduced Rankine Availability+Delayed Build | 611.7767 | 738.2908 | 751.8831
2030 | NIWCM | Medium Demand Growth+Expected Future Gas Supply+Methanex Stays+Increased Demand Response+Reduced Rankine Availability+Delayed Build | 518.7478 | 1226.4637 | 1493.7237
2031 | NIWCM | Medium Demand Growth+Expected Future Gas Supply+Methanex Stays+Increased Demand Response+Reduced Rankine Availability+Delayed Build | 334.5277 | 1257.8476 | 1591.1687
2032 | NIWCM | Medium Demand Growth+Expected Future Gas Supply+Methanex Stays+Increased Demand Response+Reduced Rankine Availability+Delayed Build | 176.0164 | 1168.1819 | 1704.7651
2033 | NIWCM | Medium Demand Growth+Expected Future Gas Supply+Methanex Stays+Increased Demand Response+Reduced Rankine Availability+Delayed Build | 67.1751 | 1072.0549 | 1844.5878
2034 | NIWCM | Medium Demand Growth+Expected Future Gas Supply+Methanex Stays+Increased Demand Response+Reduced Rankine Availability+Delayed Build | -94.9302 | 931.5025 | 1751.5156
2035 | NIWCM | Medium Demand Growth+Expected Future Gas Supply+Methanex Stays+Increased Demand Response+Reduced Rankine Availability+Delayed Build | -241.9938 | 815.7791 | 1709.3989
2026 | SIWEM_PERC | Medium Demand Growth+Expected Future Gas Supply+Methanex Stays+Increased Demand Response+Reduced Rankine Availability+Delayed Build | 25.8119 | 25.8119 | 25.8119
2027 | SIWEM_PERC | Medium Demand Growth+Expected Future Gas Supply+Methanex Stays+Increased Demand Response+Reduced Rankine Availability+Delayed Build | 18.2316 | 18.3024 | 18.3024
2028 | SIWEM_PERC | Medium Demand Growth+Expected Future Gas Supply+Methanex Stays+Increased Demand Response+Reduced Rankine Availability+Delayed Build | 18.3211 | 20.2523 | 20.2523
2029 | SIWEM_PERC | Medium Demand Growth+Expected Future Gas Supply+Methanex Stays+Increased Demand Response+Reduced Rankine Availability+Delayed Build | 11.1191 | 15.8115 | 15.8115
2030 | SIWEM_PERC | Medium Demand Growth+Expected Future Gas Supply+Methanex Stays+Increased Demand Response+Reduced Rankine Availability+Delayed Build | 8.553 | 20.0726 | 32.3348
2031 | SIWEM_PERC | Medium Demand Growth+Expected Future Gas Supply+Methanex Stays+Increased Demand Response+Reduced Rankine Availability+Delayed Build | 5.0748 | 16.2105 | 29.861
2032 | SIWEM_PERC | Medium Demand Growth+Expected Future Gas Supply+Methanex Stays+Increased Demand Response+Reduced Rankine Availability+Delayed Build | 3.3033 | 15.9476 | 39.1949
2033 | SIWEM_PERC | Medium Demand Growth+Expected Future Gas Supply+Methanex Stays+Increased Demand Response+Reduced Rankine Availability+Delayed Build | 1.2613 | 13.6353 | 46.6432
2034 | SIWEM_PERC | Medium Demand Growth+Expected Future Gas Supply+Methanex Stays+Increased Demand Response+Reduced Rankine Availability+Delayed Build | -0.46956 | 11.6703 | 43.9185
2035 | SIWEM_PERC | Medium Demand Growth+Expected Future Gas Supply+Methanex Stays+Increased Demand Response+Reduced Rankine Availability+Delayed Build | -1.9175 | 10.022 | 43.0613
2026 | NZWEM_PERC | Medium Demand Growth+Expected Future Gas Supply+Methanex Stays+Increased Demand Response+Reduced Rankine Availability+Delayed Build+Low Wind & Solar | 8.8742 | 8.8742 | 8.8742
2027 | NZWEM_PERC | Medium Demand Growth+Expected Future Gas Supply+Methanex Stays+Increased Demand Response+Reduced Rankine Availability+Delayed Build+Low Wind & Solar | -2.4287 | -2.3046 | -2.1573
2028 | NZWEM_PERC | Medium Demand Growth+Expected Future Gas Supply+Methanex Stays+Increased Demand Response+Reduced Rankine Availability+Delayed Build+Low Wind & Solar | -1.1323 | 0.11147 | 0.38214
2029 | NZWEM_PERC | Medium Demand Growth+Expected Future Gas Supply+Methanex Stays+Increased Demand Response+Reduced Rankine Availability+Delayed Build+Low Wind & Solar | -3.3641 | -0.97231 | -0.22943
2030 | NZWEM_PERC | Medium Demand Growth+Expected Future Gas Supply+Methanex Stays+Increased Demand Response+Reduced Rankine Availability+Delayed Build+Low Wind & Solar | -5.1671 | 2.3267 | 8.6611
2031 | NZWEM_PERC | Medium Demand Growth+Expected Future Gas Supply+Methanex Stays+Increased Demand Response+Reduced Rankine Availability+Delayed Build+Low Wind & Solar | -8.5629 | 1.2331 | 8.3088
2032 | NZWEM_PERC | Medium Demand Growth+Expected Future Gas Supply+Methanex Stays+Increased Demand Response+Reduced Rankine Availability+Delayed Build+Low Wind & Solar | -10.4813 | -0.35097 | 11.2458
2033 | NZWEM_PERC | Medium Demand Growth+Expected Future Gas Supply+Methanex Stays+Increased Demand Response+Reduced Rankine Availability+Delayed Build+Low Wind & Solar | -12.5945 | -2.6368 | 13.4483
2034 | NZWEM_PERC | Medium Demand Growth+Expected Future Gas Supply+Methanex Stays+Increased Demand Response+Reduced Rankine Availability+Delayed Build+Low Wind & Solar | -14.1714 | -4.1369 | 12.4127
2035 | NZWEM_PERC | Medium Demand Growth+Expected Future Gas Supply+Methanex Stays+Increased Demand Response+Reduced Rankine Availability+Delayed Build+Low Wind & Solar | -15.8359 | -5.6007 | 11.9645
2026 | NIWCM | Medium Demand Growth+Expected Future Gas Supply+Methanex Stays+Increased Demand Response+Reduced Rankine Availability+Delayed Build+Low Wind & Solar | 796.8961 | 796.8961 | 796.8961
2027 | NIWCM | Medium Demand Growth+Expected Future Gas Supply+Methanex Stays+Increased Demand Response+Reduced Rankine Availability+Delayed Build+Low Wind & Solar | 628.9691 | 630.9799 | 633.4524
2028 | NIWCM | Medium Demand Growth+Expected Future Gas Supply+Methanex Stays+Increased Demand Response+Reduced Rankine Availability+Delayed Build+Low Wind & Solar | 792.1709 | 812.114 | 816.6505
2029 | NIWCM | Medium Demand Growth+Expected Future Gas Supply+Methanex Stays+Increased Demand Response+Reduced Rankine Availability+Delayed Build+Low Wind & Solar | 611.7767 | 738.2908 | 751.8831
2030 | NIWCM | Medium Demand Growth+Expected Future Gas Supply+Methanex Stays+Increased Demand Response+Reduced Rankine Availability+Delayed Build+Low Wind & Solar | 518.7478 | 1226.4637 | 1493.7237
2031 | NIWCM | Medium Demand Growth+Expected Future Gas Supply+Methanex Stays+Increased Demand Response+Reduced Rankine Availability+Delayed Build+Low Wind & Solar | 334.5277 | 1257.8476 | 1591.1687
2032 | NIWCM | Medium Demand Growth+Expected Future Gas Supply+Methanex Stays+Increased Demand Response+Reduced Rankine Availability+Delayed Build+Low Wind & Solar | 176.0164 | 1168.1819 | 1704.7651
2033 | NIWCM | Medium Demand Growth+Expected Future Gas Supply+Methanex Stays+Increased Demand Response+Reduced Rankine Availability+Delayed Build+Low Wind & Solar | 67.1751 | 1072.0549 | 1844.5878
2034 | NIWCM | Medium Demand Growth+Expected Future Gas Supply+Methanex Stays+Increased Demand Response+Reduced Rankine Availability+Delayed Build+Low Wind & Solar | -94.9302 | 931.5025 | 1751.5156
2035 | NIWCM | Medium Demand Growth+Expected Future Gas Supply+Methanex Stays+Increased Demand Response+Reduced Rankine Availability+Delayed Build+Low Wind & Solar | -241.9938 | 815.7791 | 1709.3989
2026 | SIWEM_PERC | Medium Demand Growth+Expected Future Gas Supply+Methanex Stays+Increased Demand Response+Reduced Rankine Availability+Delayed Build+Low Wind & Solar | 23.2233 | 23.2233 | 23.2233
2027 | SIWEM_PERC | Medium Demand Growth+Expected Future Gas Supply+Methanex Stays+Increased Demand Response+Reduced Rankine Availability+Delayed Build+Low Wind & Solar | 17.7461 | 17.81 | 17.81
2028 | SIWEM_PERC | Medium Demand Growth+Expected Future Gas Supply+Methanex Stays+Increased Demand Response+Reduced Rankine Availability+Delayed Build+Low Wind & Solar | 17.5413 | 19.2841 | 19.2841
2029 | SIWEM_PERC | Medium Demand Growth+Expected Future Gas Supply+Methanex Stays+Increased Demand Response+Reduced Rankine Availability+Delayed Build+Low Wind & Solar | 10.3517 | 14.5864 | 14.5864
2030 | SIWEM_PERC | Medium Demand Growth+Expected Future Gas Supply+Methanex Stays+Increased Demand Response+Reduced Rankine Availability+Delayed Build+Low Wind & Solar | 7.6541 | 18.0501 | 29.1163
2031 | SIWEM_PERC | Medium Demand Growth+Expected Future Gas Supply+Methanex Stays+Increased Demand Response+Reduced Rankine Availability+Delayed Build+Low Wind & Solar | 4.2058 | 14.2554 | 26.5745
2032 | SIWEM_PERC | Medium Demand Growth+Expected Future Gas Supply+Methanex Stays+Increased Demand Response+Reduced Rankine Availability+Delayed Build+Low Wind & Solar | 2.4503 | 13.8614 | 30.4395
2033 | SIWEM_PERC | Medium Demand Growth+Expected Future Gas Supply+Methanex Stays+Increased Demand Response+Reduced Rankine Availability+Delayed Build+Low Wind & Solar | 0.42653 | 11.5937 | 35.5733
2034 | SIWEM_PERC | Medium Demand Growth+Expected Future Gas Supply+Methanex Stays+Increased Demand Response+Reduced Rankine Availability+Delayed Build+Low Wind & Solar | -1.2885 | 9.6673 | 32.8098
2035 | SIWEM_PERC | Medium Demand Growth+Expected Future Gas Supply+Methanex Stays+Increased Demand Response+Reduced Rankine Availability+Delayed Build+Low Wind & Solar | -2.723 | 8.052 | 31.7144
2026 | NZWEM_PERC | Medium Demand Growth+Expected Future Gas Supply+Methanex Stays+Increased Demand Response+Reduced Rankine Availability+Delayed Build+Constrained Operational Capacity | 9.7837 | 9.7837 | 9.7837
2027 | NZWEM_PERC | Medium Demand Growth+Expected Future Gas Supply+Methanex Stays+Increased Demand Response+Reduced Rankine Availability+Delayed Build+Constrained Operational Capacity | -1.4982 | -1.3607 | -1.1975
2028 | NZWEM_PERC | Medium Demand Growth+Expected Future Gas Supply+Methanex Stays+Increased Demand Response+Reduced Rankine Availability+Delayed Build+Constrained Operational Capacity | 0.016114 | 1.3943 | 1.6942
2029 | NZWEM_PERC | Medium Demand Growth+Expected Future Gas Supply+Methanex Stays+Increased Demand Response+Reduced Rankine Availability+Delayed Build+Constrained Operational Capacity | -2.111 | 0.53929 | 1.3625
2030 | NZWEM_PERC | Medium Demand Growth+Expected Future Gas Supply+Methanex Stays+Increased Demand Response+Reduced Rankine Availability+Delayed Build+Constrained Operational Capacity | -3.8591 | 4.4446 | 11.4636
2031 | NZWEM_PERC | Medium Demand Growth+Expected Future Gas Supply+Methanex Stays+Increased Demand Response+Reduced Rankine Availability+Delayed Build+Constrained Operational Capacity | -7.2982 | 3.5565 | 11.3969
2032 | NZWEM_PERC | Medium Demand Growth+Expected Future Gas Supply+Methanex Stays+Increased Demand Response+Reduced Rankine Availability+Delayed Build+Constrained Operational Capacity | -9.2454 | 1.9797 | 14.793
2033 | NZWEM_PERC | Medium Demand Growth+Expected Future Gas Supply+Methanex Stays+Increased Demand Response+Reduced Rankine Availability+Delayed Build+Constrained Operational Capacity | -11.3895 | -0.36415 | 17.4234
2034 | NZWEM_PERC | Medium Demand Growth+Expected Future Gas Supply+Methanex Stays+Increased Demand Response+Reduced Rankine Availability+Delayed Build+Constrained Operational Capacity | -12.9943 | -1.8837 | 16.3843
2035 | NZWEM_PERC | Medium Demand Growth+Expected Future Gas Supply+Methanex Stays+Increased Demand Response+Reduced Rankine Availability+Delayed Build+Constrained Operational Capacity | -14.6851 | -3.398 | 15.997
2026 | NIWCM | Medium Demand Growth+Expected Future Gas Supply+Methanex Stays+Increased Demand Response+Reduced Rankine Availability+Delayed Build+Constrained Operational Capacity | 267.5718 | 267.5718 | 267.5718
2027 | NIWCM | Medium Demand Growth+Expected Future Gas Supply+Methanex Stays+Increased Demand Response+Reduced Rankine Availability+Delayed Build+Constrained Operational Capacity | 89.1849 | 89.1849 | 89.1849
2028 | NIWCM | Medium Demand Growth+Expected Future Gas Supply+Methanex Stays+Increased Demand Response+Reduced Rankine Availability+Delayed Build+Constrained Operational Capacity | 190.0947 | 190.0947 | 190.0947
2029 | NIWCM | Medium Demand Growth+Expected Future Gas Supply+Methanex Stays+Increased Demand Response+Reduced Rankine Availability+Delayed Build+Constrained Operational Capacity | -29.9235 | 52.1493 | 52.1493
2030 | NIWCM | Medium Demand Growth+Expected Future Gas Supply+Methanex Stays+Increased Demand Response+Reduced Rankine Availability+Delayed Build+Constrained Operational Capacity | -152.6664 | 357.8799 | 473.4375
2031 | NIWCM | Medium Demand Growth+Expected Future Gas Supply+Methanex Stays+Increased Demand Response+Reduced Rankine Availability+Delayed Build+Constrained Operational Capacity | -340.0093 | 310.7512 | 468.0428
2032 | NIWCM | Medium Demand Growth+Expected Future Gas Supply+Methanex Stays+Increased Demand Response+Reduced Rankine Availability+Delayed Build+Constrained Operational Capacity | -499.6549 | 210.8551 | 423.3141
2033 | NIWCM | Medium Demand Growth+Expected Future Gas Supply+Methanex Stays+Increased Demand Response+Reduced Rankine Availability+Delayed Build+Constrained Operational Capacity | -610.56 | 110.5018 | 381.815
2034 | NIWCM | Medium Demand Growth+Expected Future Gas Supply+Methanex Stays+Increased Demand Response+Reduced Rankine Availability+Delayed Build+Constrained Operational Capacity | -773.7908 | -48.3355 | 244.8088
2035 | NIWCM | Medium Demand Growth+Expected Future Gas Supply+Methanex Stays+Increased Demand Response+Reduced Rankine Availability+Delayed Build+Constrained Operational Capacity | -920.5769 | -167.5742 | 136.7775
2026 | SIWEM_PERC | Medium Demand Growth+Expected Future Gas Supply+Methanex Stays+Increased Demand Response+Reduced Rankine Availability+Delayed Build+Constrained Operational Capacity | 25.8119 | 25.8119 | 25.8119
2027 | SIWEM_PERC | Medium Demand Growth+Expected Future Gas Supply+Methanex Stays+Increased Demand Response+Reduced Rankine Availability+Delayed Build+Constrained Operational Capacity | 18.2316 | 18.3024 | 18.3024
2028 | SIWEM_PERC | Medium Demand Growth+Expected Future Gas Supply+Methanex Stays+Increased Demand Response+Reduced Rankine Availability+Delayed Build+Constrained Operational Capacity | 18.3211 | 20.2523 | 20.2523
2029 | SIWEM_PERC | Medium Demand Growth+Expected Future Gas Supply+Methanex Stays+Increased Demand Response+Reduced Rankine Availability+Delayed Build+Constrained Operational Capacity | 11.1191 | 15.8115 | 15.8115
2030 | SIWEM_PERC | Medium Demand Growth+Expected Future Gas Supply+Methanex Stays+Increased Demand Response+Reduced Rankine Availability+Delayed Build+Constrained Operational Capacity | 8.553 | 20.0726 | 32.3348
2031 | SIWEM_PERC | Medium Demand Growth+Expected Future Gas Supply+Methanex Stays+Increased Demand Response+Reduced Rankine Availability+Delayed Build+Constrained Operational Capacity | 5.0748 | 16.2105 | 29.861
2032 | SIWEM_PERC | Medium Demand Growth+Expected Future Gas Supply+Methanex Stays+Increased Demand Response+Reduced Rankine Availability+Delayed Build+Constrained Operational Capacity | 3.3033 | 15.9476 | 39.1949
2033 | SIWEM_PERC | Medium Demand Growth+Expected Future Gas Supply+Methanex Stays+Increased Demand Response+Reduced Rankine Availability+Delayed Build+Constrained Operational Capacity | 1.2613 | 13.6353 | 46.6432
2034 | SIWEM_PERC | Medium Demand Growth+Expected Future Gas Supply+Methanex Stays+Increased Demand Response+Reduced Rankine Availability+Delayed Build+Constrained Operational Capacity | -0.46956 | 11.6703 | 43.9185
2035 | SIWEM_PERC | Medium Demand Growth+Expected Future Gas Supply+Methanex Stays+Increased Demand Response+Reduced Rankine Availability+Delayed Build+Constrained Operational Capacity | -1.9175 | 10.022 | 43.0613
2026 | NZWEM_PERC | Medium Demand Growth+Expected Future Gas Supply+Methanex Stays+Increased Demand Response+Reduced Rankine Availability+Delayed Build+Constrained Operational Capacity+Low Wind & Solar | 8.8742 | 8.8742 | 8.8742
2027 | NZWEM_PERC | Medium Demand Growth+Expected Future Gas Supply+Methanex Stays+Increased Demand Response+Reduced Rankine Availability+Delayed Build+Constrained Operational Capacity+Low Wind & Solar | -2.4287 | -2.3046 | -2.1573
2028 | NZWEM_PERC | Medium Demand Growth+Expected Future Gas Supply+Methanex Stays+Increased Demand Response+Reduced Rankine Availability+Delayed Build+Constrained Operational Capacity+Low Wind & Solar | -1.1323 | 0.11147 | 0.38214
2029 | NZWEM_PERC | Medium Demand Growth+Expected Future Gas Supply+Methanex Stays+Increased Demand Response+Reduced Rankine Availability+Delayed Build+Constrained Operational Capacity+Low Wind & Solar | -3.3641 | -0.97231 | -0.22943
2030 | NZWEM_PERC | Medium Demand Growth+Expected Future Gas Supply+Methanex Stays+Increased Demand Response+Reduced Rankine Availability+Delayed Build+Constrained Operational Capacity+Low Wind & Solar | -5.1671 | 2.3267 | 8.6611
2031 | NZWEM_PERC | Medium Demand Growth+Expected Future Gas Supply+Methanex Stays+Increased Demand Response+Reduced Rankine Availability+Delayed Build+Constrained Operational Capacity+Low Wind & Solar | -8.5629 | 1.2331 | 8.3088
2032 | NZWEM_PERC | Medium Demand Growth+Expected Future Gas Supply+Methanex Stays+Increased Demand Response+Reduced Rankine Availability+Delayed Build+Constrained Operational Capacity+Low Wind & Solar | -10.4813 | -0.35097 | 11.2458
2033 | NZWEM_PERC | Medium Demand Growth+Expected Future Gas Supply+Methanex Stays+Increased Demand Response+Reduced Rankine Availability+Delayed Build+Constrained Operational Capacity+Low Wind & Solar | -12.5945 | -2.6368 | 13.4483
2034 | NZWEM_PERC | Medium Demand Growth+Expected Future Gas Supply+Methanex Stays+Increased Demand Response+Reduced Rankine Availability+Delayed Build+Constrained Operational Capacity+Low Wind & Solar | -14.1714 | -4.1369 | 12.4127
2035 | NZWEM_PERC | Medium Demand Growth+Expected Future Gas Supply+Methanex Stays+Increased Demand Response+Reduced Rankine Availability+Delayed Build+Constrained Operational Capacity+Low Wind & Solar | -15.8359 | -5.6007 | 11.9645
2026 | NIWCM | Medium Demand Growth+Expected Future Gas Supply+Methanex Stays+Increased Demand Response+Reduced Rankine Availability+Delayed Build+Constrained Operational Capacity+Low Wind & Solar | 267.5718 | 267.5718 | 267.5718
2027 | NIWCM | Medium Demand Growth+Expected Future Gas Supply+Methanex Stays+Increased Demand Response+Reduced Rankine Availability+Delayed Build+Constrained Operational Capacity+Low Wind & Solar | 89.1849 | 89.1849 | 89.1849
2028 | NIWCM | Medium Demand Growth+Expected Future Gas Supply+Methanex Stays+Increased Demand Response+Reduced Rankine Availability+Delayed Build+Constrained Operational Capacity+Low Wind & Solar | 190.0947 | 190.0947 | 190.0947
2029 | NIWCM | Medium Demand Growth+Expected Future Gas Supply+Methanex Stays+Increased Demand Response+Reduced Rankine Availability+Delayed Build+Constrained Operational Capacity+Low Wind & Solar | -29.9235 | 52.1493 | 52.1493
2030 | NIWCM | Medium Demand Growth+Expected Future Gas Supply+Methanex Stays+Increased Demand Response+Reduced Rankine Availability+Delayed Build+Constrained Operational Capacity+Low Wind & Solar | -152.6664 | 357.8799 | 473.4375
2031 | NIWCM | Medium Demand Growth+Expected Future Gas Supply+Methanex Stays+Increased Demand Response+Reduced Rankine Availability+Delayed Build+Constrained Operational Capacity+Low Wind & Solar | -340.0093 | 310.7512 | 468.0428
2032 | NIWCM | Medium Demand Growth+Expected Future Gas Supply+Methanex Stays+Increased Demand Response+Reduced Rankine Availability+Delayed Build+Constrained Operational Capacity+Low Wind & Solar | -499.6549 | 210.8551 | 423.3141
2033 | NIWCM | Medium Demand Growth+Expected Future Gas Supply+Methanex Stays+Increased Demand Response+Reduced Rankine Availability+Delayed Build+Constrained Operational Capacity+Low Wind & Solar | -610.56 | 110.5018 | 381.815
2034 | NIWCM | Medium Demand Growth+Expected Future Gas Supply+Methanex Stays+Increased Demand Response+Reduced Rankine Availability+Delayed Build+Constrained Operational Capacity+Low Wind & Solar | -773.7908 | -48.3355 | 244.8088
2035 | NIWCM | Medium Demand Growth+Expected Future Gas Supply+Methanex Stays+Increased Demand Response+Reduced Rankine Availability+Delayed Build+Constrained Operational Capacity+Low Wind & Solar | -920.5769 | -167.5742 | 136.7775
2026 | SIWEM_PERC | Medium Demand Growth+Expected Future Gas Supply+Methanex Stays+Increased Demand Response+Reduced Rankine Availability+Delayed Build+Constrained Operational Capacity+Low Wind & Solar | 23.2233 | 23.2233 | 23.2233
2027 | SIWEM_PERC | Medium Demand Growth+Expected Future Gas Supply+Methanex Stays+Increased Demand Response+Reduced Rankine Availability+Delayed Build+Constrained Operational Capacity+Low Wind & Solar | 17.7461 | 17.81 | 17.81
2028 | SIWEM_PERC | Medium Demand Growth+Expected Future Gas Supply+Methanex Stays+Increased Demand Response+Reduced Rankine Availability+Delayed Build+Constrained Operational Capacity+Low Wind & Solar | 17.5413 | 19.2841 | 19.2841
2029 | SIWEM_PERC | Medium Demand Growth+Expected Future Gas Supply+Methanex Stays+Increased Demand Response+Reduced Rankine Availability+Delayed Build+Constrained Operational Capacity+Low Wind & Solar | 10.3517 | 14.5864 | 14.5864
2030 | SIWEM_PERC | Medium Demand Growth+Expected Future Gas Supply+Methanex Stays+Increased Demand Response+Reduced Rankine Availability+Delayed Build+Constrained Operational Capacity+Low Wind & Solar | 7.6541 | 18.0501 | 29.1163
2031 | SIWEM_PERC | Medium Demand Growth+Expected Future Gas Supply+Methanex Stays+Increased Demand Response+Reduced Rankine Availability+Delayed Build+Constrained Operational Capacity+Low Wind & Solar | 4.2058 | 14.2554 | 26.5745
2032 | SIWEM_PERC | Medium Demand Growth+Expected Future Gas Supply+Methanex Stays+Increased Demand Response+Reduced Rankine Availability+Delayed Build+Constrained Operational Capacity+Low Wind & Solar | 2.4503 | 13.8614 | 30.4395
2033 | SIWEM_PERC | Medium Demand Growth+Expected Future Gas Supply+Methanex Stays+Increased Demand Response+Reduced Rankine Availability+Delayed Build+Constrained Operational Capacity+Low Wind & Solar | 0.42653 | 11.5937 | 35.5733
2034 | SIWEM_PERC | Medium Demand Growth+Expected Future Gas Supply+Methanex Stays+Increased Demand Response+Reduced Rankine Availability+Delayed Build+Constrained Operational Capacity+Low Wind & Solar | -1.2885 | 9.6673 | 32.8098
2035 | SIWEM_PERC | Medium Demand Growth+Expected Future Gas Supply+Methanex Stays+Increased Demand Response+Reduced Rankine Availability+Delayed Build+Constrained Operational Capacity+Low Wind & Solar | -2.723 | 8.052 | 31.7144
2026 | NZWEM_PERC | Medium Demand Growth+Expected Future Gas Supply+Methanex Stays+Increased Demand Response+Reduced Rankine Availability+Delayed Build+Upgraded HVDC | 9.7837 | 9.7837 | 9.7837
2027 | NZWEM_PERC | Medium Demand Growth+Expected Future Gas Supply+Methanex Stays+Increased Demand Response+Reduced Rankine Availability+Delayed Build+Upgraded HVDC | -1.4982 | -1.3607 | -1.1975
2028 | NZWEM_PERC | Medium Demand Growth+Expected Future Gas Supply+Methanex Stays+Increased Demand Response+Reduced Rankine Availability+Delayed Build+Upgraded HVDC | 0.016114 | 1.3943 | 1.6942
2029 | NZWEM_PERC | Medium Demand Growth+Expected Future Gas Supply+Methanex Stays+Increased Demand Response+Reduced Rankine Availability+Delayed Build+Upgraded HVDC | -2.111 | 0.53929 | 1.3625
2030 | NZWEM_PERC | Medium Demand Growth+Expected Future Gas Supply+Methanex Stays+Increased Demand Response+Reduced Rankine Availability+Delayed Build+Upgraded HVDC | -3.8591 | 4.4446 | 11.4636
2031 | NZWEM_PERC | Medium Demand Growth+Expected Future Gas Supply+Methanex Stays+Increased Demand Response+Reduced Rankine Availability+Delayed Build+Upgraded HVDC | -7.2982 | 3.5565 | 11.3969
2032 | NZWEM_PERC | Medium Demand Growth+Expected Future Gas Supply+Methanex Stays+Increased Demand Response+Reduced Rankine Availability+Delayed Build+Upgraded HVDC | -9.2454 | 1.9797 | 14.793
2033 | NZWEM_PERC | Medium Demand Growth+Expected Future Gas Supply+Methanex Stays+Increased Demand Response+Reduced Rankine Availability+Delayed Build+Upgraded HVDC | -11.3895 | -0.36415 | 17.4234
2034 | NZWEM_PERC | Medium Demand Growth+Expected Future Gas Supply+Methanex Stays+Increased Demand Response+Reduced Rankine Availability+Delayed Build+Upgraded HVDC | -12.9943 | -1.8837 | 16.3843
2035 | NZWEM_PERC | Medium Demand Growth+Expected Future Gas Supply+Methanex Stays+Increased Demand Response+Reduced Rankine Availability+Delayed Build+Upgraded HVDC | -14.6851 | -3.398 | 15.997
2026 | NIWCM | Medium Demand Growth+Expected Future Gas Supply+Methanex Stays+Increased Demand Response+Reduced Rankine Availability+Delayed Build+Upgraded HVDC | 796.8961 | 796.8961 | 796.8961
2027 | NIWCM | Medium Demand Growth+Expected Future Gas Supply+Methanex Stays+Increased Demand Response+Reduced Rankine Availability+Delayed Build+Upgraded HVDC | 628.9691 | 630.9799 | 633.4524
2028 | NIWCM | Medium Demand Growth+Expected Future Gas Supply+Methanex Stays+Increased Demand Response+Reduced Rankine Availability+Delayed Build+Upgraded HVDC | 792.1709 | 812.114 | 816.6505
2029 | NIWCM | Medium Demand Growth+Expected Future Gas Supply+Methanex Stays+Increased Demand Response+Reduced Rankine Availability+Delayed Build+Upgraded HVDC | 611.7767 | 738.2908 | 751.8831
2030 | NIWCM | Medium Demand Growth+Expected Future Gas Supply+Methanex Stays+Increased Demand Response+Reduced Rankine Availability+Delayed Build+Upgraded HVDC | 518.7478 | 1226.4637 | 1493.7237
2031 | NIWCM | Medium Demand Growth+Expected Future Gas Supply+Methanex Stays+Increased Demand Response+Reduced Rankine Availability+Delayed Build+Upgraded HVDC | 334.5277 | 1257.8484 | 1591.3348
2032 | NIWCM | Medium Demand Growth+Expected Future Gas Supply+Methanex Stays+Increased Demand Response+Reduced Rankine Availability+Delayed Build+Upgraded HVDC | 176.0164 | 1168.1806 | 1714.6813
2033 | NIWCM | Medium Demand Growth+Expected Future Gas Supply+Methanex Stays+Increased Demand Response+Reduced Rankine Availability+Delayed Build+Upgraded HVDC | 67.1751 | 1072.0547 | 1852.6681
2034 | NIWCM | Medium Demand Growth+Expected Future Gas Supply+Methanex Stays+Increased Demand Response+Reduced Rankine Availability+Delayed Build+Upgraded HVDC | -94.9302 | 931.5026 | 1751.0175
2035 | NIWCM | Medium Demand Growth+Expected Future Gas Supply+Methanex Stays+Increased Demand Response+Reduced Rankine Availability+Delayed Build+Upgraded HVDC | -241.9938 | 815.7791 | 1709.5775
2026 | SIWEM_PERC | Medium Demand Growth+Expected Future Gas Supply+Methanex Stays+Increased Demand Response+Reduced Rankine Availability+Delayed Build+Upgraded HVDC | 25.8119 | 25.8119 | 25.8119
2027 | SIWEM_PERC | Medium Demand Growth+Expected Future Gas Supply+Methanex Stays+Increased Demand Response+Reduced Rankine Availability+Delayed Build+Upgraded HVDC | 18.2316 | 18.3024 | 18.3024
2028 | SIWEM_PERC | Medium Demand Growth+Expected Future Gas Supply+Methanex Stays+Increased Demand Response+Reduced Rankine Availability+Delayed Build+Upgraded HVDC | 18.3211 | 20.2523 | 20.2523
2029 | SIWEM_PERC | Medium Demand Growth+Expected Future Gas Supply+Methanex Stays+Increased Demand Response+Reduced Rankine Availability+Delayed Build+Upgraded HVDC | 11.1191 | 15.8115 | 15.8115
2030 | SIWEM_PERC | Medium Demand Growth+Expected Future Gas Supply+Methanex Stays+Increased Demand Response+Reduced Rankine Availability+Delayed Build+Upgraded HVDC | 8.553 | 20.0726 | 32.3348
2031 | SIWEM_PERC | Medium Demand Growth+Expected Future Gas Supply+Methanex Stays+Increased Demand Response+Reduced Rankine Availability+Delayed Build+Upgraded HVDC | 5.0748 | 16.2105 | 29.861
2032 | SIWEM_PERC | Medium Demand Growth+Expected Future Gas Supply+Methanex Stays+Increased Demand Response+Reduced Rankine Availability+Delayed Build+Upgraded HVDC | 3.3033 | 15.9476 | 39.1949
2033 | SIWEM_PERC | Medium Demand Growth+Expected Future Gas Supply+Methanex Stays+Increased Demand Response+Reduced Rankine Availability+Delayed Build+Upgraded HVDC | 1.2613 | 13.6353 | 46.6432
2034 | SIWEM_PERC | Medium Demand Growth+Expected Future Gas Supply+Methanex Stays+Increased Demand Response+Reduced Rankine Availability+Delayed Build+Upgraded HVDC | -0.46956 | 11.6703 | 43.9185
2035 | SIWEM_PERC | Medium Demand Growth+Expected Future Gas Supply+Methanex Stays+Increased Demand Response+Reduced Rankine Availability+Delayed Build+Upgraded HVDC | -1.9175 | 10.022 | 43.0613
2026 | NZWEM_PERC | Medium Demand Growth+Expected Future Gas Supply+Methanex Stays+Increased Demand Response+Reduced Rankine Availability+Delayed Build+Upgraded HVDC+Low Wind & Solar | 8.8742 | 8.8742 | 8.8742
2027 | NZWEM_PERC | Medium Demand Growth+Expected Future Gas Supply+Methanex Stays+Increased Demand Response+Reduced Rankine Availability+Delayed Build+Upgraded HVDC+Low Wind & Solar | -2.4287 | -2.3046 | -2.1573
2028 | NZWEM_PERC | Medium Demand Growth+Expected Future Gas Supply+Methanex Stays+Increased Demand Response+Reduced Rankine Availability+Delayed Build+Upgraded HVDC+Low Wind & Solar | -1.1323 | 0.11147 | 0.38214
2029 | NZWEM_PERC | Medium Demand Growth+Expected Future Gas Supply+Methanex Stays+Increased Demand Response+Reduced Rankine Availability+Delayed Build+Upgraded HVDC+Low Wind & Solar | -3.3641 | -0.97231 | -0.22943
2030 | NZWEM_PERC | Medium Demand Growth+Expected Future Gas Supply+Methanex Stays+Increased Demand Response+Reduced Rankine Availability+Delayed Build+Upgraded HVDC+Low Wind & Solar | -5.1671 | 2.3267 | 8.6611
2031 | NZWEM_PERC | Medium Demand Growth+Expected Future Gas Supply+Methanex Stays+Increased Demand Response+Reduced Rankine Availability+Delayed Build+Upgraded HVDC+Low Wind & Solar | -8.5629 | 1.2331 | 8.3088
2032 | NZWEM_PERC | Medium Demand Growth+Expected Future Gas Supply+Methanex Stays+Increased Demand Response+Reduced Rankine Availability+Delayed Build+Upgraded HVDC+Low Wind & Solar | -10.4813 | -0.35097 | 11.2458
2033 | NZWEM_PERC | Medium Demand Growth+Expected Future Gas Supply+Methanex Stays+Increased Demand Response+Reduced Rankine Availability+Delayed Build+Upgraded HVDC+Low Wind & Solar | -12.5945 | -2.6368 | 13.4483
2034 | NZWEM_PERC | Medium Demand Growth+Expected Future Gas Supply+Methanex Stays+Increased Demand Response+Reduced Rankine Availability+Delayed Build+Upgraded HVDC+Low Wind & Solar | -14.1714 | -4.1369 | 12.4127
2035 | NZWEM_PERC | Medium Demand Growth+Expected Future Gas Supply+Methanex Stays+Increased Demand Response+Reduced Rankine Availability+Delayed Build+Upgraded HVDC+Low Wind & Solar | -15.8359 | -5.6007 | 11.9645
2026 | NIWCM | Medium Demand Growth+Expected Future Gas Supply+Methanex Stays+Increased Demand Response+Reduced Rankine Availability+Delayed Build+Upgraded HVDC+Low Wind & Solar | 796.8961 | 796.8961 | 796.8961
2027 | NIWCM | Medium Demand Growth+Expected Future Gas Supply+Methanex Stays+Increased Demand Response+Reduced Rankine Availability+Delayed Build+Upgraded HVDC+Low Wind & Solar | 628.9691 | 630.9799 | 633.4524
2028 | NIWCM | Medium Demand Growth+Expected Future Gas Supply+Methanex Stays+Increased Demand Response+Reduced Rankine Availability+Delayed Build+Upgraded HVDC+Low Wind & Solar | 792.1709 | 812.114 | 816.6505
2029 | NIWCM | Medium Demand Growth+Expected Future Gas Supply+Methanex Stays+Increased Demand Response+Reduced Rankine Availability+Delayed Build+Upgraded HVDC+Low Wind & Solar | 611.7767 | 738.2908 | 751.8831
2030 | NIWCM | Medium Demand Growth+Expected Future Gas Supply+Methanex Stays+Increased Demand Response+Reduced Rankine Availability+Delayed Build+Upgraded HVDC+Low Wind & Solar | 518.7478 | 1226.4637 | 1493.7237
2031 | NIWCM | Medium Demand Growth+Expected Future Gas Supply+Methanex Stays+Increased Demand Response+Reduced Rankine Availability+Delayed Build+Upgraded HVDC+Low Wind & Solar | 334.5277 | 1257.8484 | 1591.3348
2032 | NIWCM | Medium Demand Growth+Expected Future Gas Supply+Methanex Stays+Increased Demand Response+Reduced Rankine Availability+Delayed Build+Upgraded HVDC+Low Wind & Solar | 176.0164 | 1168.1806 | 1714.6813
2033 | NIWCM | Medium Demand Growth+Expected Future Gas Supply+Methanex Stays+Increased Demand Response+Reduced Rankine Availability+Delayed Build+Upgraded HVDC+Low Wind & Solar | 67.1751 | 1072.0547 | 1852.6681
2034 | NIWCM | Medium Demand Growth+Expected Future Gas Supply+Methanex Stays+Increased Demand Response+Reduced Rankine Availability+Delayed Build+Upgraded HVDC+Low Wind & Solar | -94.9302 | 931.5026 | 1751.0175
2035 | NIWCM | Medium Demand Growth+Expected Future Gas Supply+Methanex Stays+Increased Demand Response+Reduced Rankine Availability+Delayed Build+Upgraded HVDC+Low Wind & Solar | -241.9938 | 815.7791 | 1709.5775
2026 | SIWEM_PERC | Medium Demand Growth+Expected Future Gas Supply+Methanex Stays+Increased Demand Response+Reduced Rankine Availability+Delayed Build+Upgraded HVDC+Low Wind & Solar | 23.2233 | 23.2233 | 23.2233
2027 | SIWEM_PERC | Medium Demand Growth+Expected Future Gas Supply+Methanex Stays+Increased Demand Response+Reduced Rankine Availability+Delayed Build+Upgraded HVDC+Low Wind & Solar | 17.7461 | 17.81 | 17.81
2028 | SIWEM_PERC | Medium Demand Growth+Expected Future Gas Supply+Methanex Stays+Increased Demand Response+Reduced Rankine Availability+Delayed Build+Upgraded HVDC+Low Wind & Solar | 17.5413 | 19.2841 | 19.2841
2029 | SIWEM_PERC | Medium Demand Growth+Expected Future Gas Supply+Methanex Stays+Increased Demand Response+Reduced Rankine Availability+Delayed Build+Upgraded HVDC+Low Wind & Solar | 10.3517 | 14.5864 | 14.5864
2030 | SIWEM_PERC | Medium Demand Growth+Expected Future Gas Supply+Methanex Stays+Increased Demand Response+Reduced Rankine Availability+Delayed Build+Upgraded HVDC+Low Wind & Solar | 7.6541 | 18.0501 | 29.1163
2031 | SIWEM_PERC | Medium Demand Growth+Expected Future Gas Supply+Methanex Stays+Increased Demand Response+Reduced Rankine Availability+Delayed Build+Upgraded HVDC+Low Wind & Solar | 4.2058 | 14.2554 | 26.5745
2032 | SIWEM_PERC | Medium Demand Growth+Expected Future Gas Supply+Methanex Stays+Increased Demand Response+Reduced Rankine Availability+Delayed Build+Upgraded HVDC+Low Wind & Solar | 2.4503 | 13.8614 | 30.4395
2033 | SIWEM_PERC | Medium Demand Growth+Expected Future Gas Supply+Methanex Stays+Increased Demand Response+Reduced Rankine Availability+Delayed Build+Upgraded HVDC+Low Wind & Solar | 0.42653 | 11.5937 | 35.5733
2034 | SIWEM_PERC | Medium Demand Growth+Expected Future Gas Supply+Methanex Stays+Increased Demand Response+Reduced Rankine Availability+Delayed Build+Upgraded HVDC+Low Wind & Solar | -1.2885 | 9.6673 | 32.8098
2035 | SIWEM_PERC | Medium Demand Growth+Expected Future Gas Supply+Methanex Stays+Increased Demand Response+Reduced Rankine Availability+Delayed Build+Upgraded HVDC+Low Wind & Solar | -2.723 | 8.052 | 31.7144
2026 | NZWEM_PERC | Medium Demand Growth+Expected Future Gas Supply+Methanex Stays+Increased Demand Response+Reduced Rankine Availability+Delayed Build+Upgraded HVDC+Constrained Operational Capacity | 9.7837 | 9.7837 | 9.7837
2027 | NZWEM_PERC | Medium Demand Growth+Expected Future Gas Supply+Methanex Stays+Increased Demand Response+Reduced Rankine Availability+Delayed Build+Upgraded HVDC+Constrained Operational Capacity | -1.4982 | -1.3607 | -1.1975
2028 | NZWEM_PERC | Medium Demand Growth+Expected Future Gas Supply+Methanex Stays+Increased Demand Response+Reduced Rankine Availability+Delayed Build+Upgraded HVDC+Constrained Operational Capacity | 0.016114 | 1.3943 | 1.6942
2029 | NZWEM_PERC | Medium Demand Growth+Expected Future Gas Supply+Methanex Stays+Increased Demand Response+Reduced Rankine Availability+Delayed Build+Upgraded HVDC+Constrained Operational Capacity | -2.111 | 0.53929 | 1.3625
2030 | NZWEM_PERC | Medium Demand Growth+Expected Future Gas Supply+Methanex Stays+Increased Demand Response+Reduced Rankine Availability+Delayed Build+Upgraded HVDC+Constrained Operational Capacity | -3.8591 | 4.4446 | 11.4636
2031 | NZWEM_PERC | Medium Demand Growth+Expected Future Gas Supply+Methanex Stays+Increased Demand Response+Reduced Rankine Availability+Delayed Build+Upgraded HVDC+Constrained Operational Capacity | -7.2982 | 3.5565 | 11.3969
2032 | NZWEM_PERC | Medium Demand Growth+Expected Future Gas Supply+Methanex Stays+Increased Demand Response+Reduced Rankine Availability+Delayed Build+Upgraded HVDC+Constrained Operational Capacity | -9.2454 | 1.9797 | 14.793
2033 | NZWEM_PERC | Medium Demand Growth+Expected Future Gas Supply+Methanex Stays+Increased Demand Response+Reduced Rankine Availability+Delayed Build+Upgraded HVDC+Constrained Operational Capacity | -11.3895 | -0.36415 | 17.4234
2034 | NZWEM_PERC | Medium Demand Growth+Expected Future Gas Supply+Methanex Stays+Increased Demand Response+Reduced Rankine Availability+Delayed Build+Upgraded HVDC+Constrained Operational Capacity | -12.9943 | -1.8837 | 16.3843
2035 | NZWEM_PERC | Medium Demand Growth+Expected Future Gas Supply+Methanex Stays+Increased Demand Response+Reduced Rankine Availability+Delayed Build+Upgraded HVDC+Constrained Operational Capacity | -14.6851 | -3.398 | 15.997
2026 | NIWCM | Medium Demand Growth+Expected Future Gas Supply+Methanex Stays+Increased Demand Response+Reduced Rankine Availability+Delayed Build+Upgraded HVDC+Constrained Operational Capacity | 267.5718 | 267.5718 | 267.5718
2027 | NIWCM | Medium Demand Growth+Expected Future Gas Supply+Methanex Stays+Increased Demand Response+Reduced Rankine Availability+Delayed Build+Upgraded HVDC+Constrained Operational Capacity | 89.1849 | 89.1849 | 89.1849
2028 | NIWCM | Medium Demand Growth+Expected Future Gas Supply+Methanex Stays+Increased Demand Response+Reduced Rankine Availability+Delayed Build+Upgraded HVDC+Constrained Operational Capacity | 190.0947 | 190.0947 | 190.0947
2029 | NIWCM | Medium Demand Growth+Expected Future Gas Supply+Methanex Stays+Increased Demand Response+Reduced Rankine Availability+Delayed Build+Upgraded HVDC+Constrained Operational Capacity | -29.9235 | 52.1493 | 52.1493
2030 | NIWCM | Medium Demand Growth+Expected Future Gas Supply+Methanex Stays+Increased Demand Response+Reduced Rankine Availability+Delayed Build+Upgraded HVDC+Constrained Operational Capacity | -152.6664 | 357.8799 | 473.4375
2031 | NIWCM | Medium Demand Growth+Expected Future Gas Supply+Methanex Stays+Increased Demand Response+Reduced Rankine Availability+Delayed Build+Upgraded HVDC+Constrained Operational Capacity | -340.0093 | 310.7512 | 468.0428
2032 | NIWCM | Medium Demand Growth+Expected Future Gas Supply+Methanex Stays+Increased Demand Response+Reduced Rankine Availability+Delayed Build+Upgraded HVDC+Constrained Operational Capacity | -499.6549 | 210.8551 | 423.3141
2033 | NIWCM | Medium Demand Growth+Expected Future Gas Supply+Methanex Stays+Increased Demand Response+Reduced Rankine Availability+Delayed Build+Upgraded HVDC+Constrained Operational Capacity | -610.56 | 110.5018 | 381.815
2034 | NIWCM | Medium Demand Growth+Expected Future Gas Supply+Methanex Stays+Increased Demand Response+Reduced Rankine Availability+Delayed Build+Upgraded HVDC+Constrained Operational Capacity | -773.7908 | -48.3355 | 244.8088
2035 | NIWCM | Medium Demand Growth+Expected Future Gas Supply+Methanex Stays+Increased Demand Response+Reduced Rankine Availability+Delayed Build+Upgraded HVDC+Constrained Operational Capacity | -920.5769 | -167.5742 | 136.7775
2026 | SIWEM_PERC | Medium Demand Growth+Expected Future Gas Supply+Methanex Stays+Increased Demand Response+Reduced Rankine Availability+Delayed Build+Upgraded HVDC+Constrained Operational Capacity | 25.8119 | 25.8119 | 25.8119
2027 | SIWEM_PERC | Medium Demand Growth+Expected Future Gas Supply+Methanex Stays+Increased Demand Response+Reduced Rankine Availability+Delayed Build+Upgraded HVDC+Constrained Operational Capacity | 18.2316 | 18.3024 | 18.3024
2028 | SIWEM_PERC | Medium Demand Growth+Expected Future Gas Supply+Methanex Stays+Increased Demand Response+Reduced Rankine Availability+Delayed Build+Upgraded HVDC+Constrained Operational Capacity | 18.3211 | 20.2523 | 20.2523
2029 | SIWEM_PERC | Medium Demand Growth+Expected Future Gas Supply+Methanex Stays+Increased Demand Response+Reduced Rankine Availability+Delayed Build+Upgraded HVDC+Constrained Operational Capacity | 11.1191 | 15.8115 | 15.8115
2030 | SIWEM_PERC | Medium Demand Growth+Expected Future Gas Supply+Methanex Stays+Increased Demand Response+Reduced Rankine Availability+Delayed Build+Upgraded HVDC+Constrained Operational Capacity | 8.553 | 20.0726 | 32.3348
2031 | SIWEM_PERC | Medium Demand Growth+Expected Future Gas Supply+Methanex Stays+Increased Demand Response+Reduced Rankine Availability+Delayed Build+Upgraded HVDC+Constrained Operational Capacity | 5.0748 | 16.2105 | 29.861
2032 | SIWEM_PERC | Medium Demand Growth+Expected Future Gas Supply+Methanex Stays+Increased Demand Response+Reduced Rankine Availability+Delayed Build+Upgraded HVDC+Constrained Operational Capacity | 3.3033 | 15.9476 | 39.1949
2033 | SIWEM_PERC | Medium Demand Growth+Expected Future Gas Supply+Methanex Stays+Increased Demand Response+Reduced Rankine Availability+Delayed Build+Upgraded HVDC+Constrained Operational Capacity | 1.2613 | 13.6353 | 46.6432
2034 | SIWEM_PERC | Medium Demand Growth+Expected Future Gas Supply+Methanex Stays+Increased Demand Response+Reduced Rankine Availability+Delayed Build+Upgraded HVDC+Constrained Operational Capacity | -0.46956 | 11.6703 | 43.9185
2035 | SIWEM_PERC | Medium Demand Growth+Expected Future Gas Supply+Methanex Stays+Increased Demand Response+Reduced Rankine Availability+Delayed Build+Upgraded HVDC+Constrained Operational Capacity | -1.9175 | 10.022 | 43.0613
2026 | NZWEM_PERC | Medium Demand Growth+Expected Future Gas Supply+Methanex Stays+Increased Demand Response+Reduced Rankine Availability+Delayed Build+Upgraded HVDC+Constrained Operational Capacity+Low Wind & Solar | 8.8742 | 8.8742 | 8.8742
2027 | NZWEM_PERC | Medium Demand Growth+Expected Future Gas Supply+Methanex Stays+Increased Demand Response+Reduced Rankine Availability+Delayed Build+Upgraded HVDC+Constrained Operational Capacity+Low Wind & Solar | -2.4287 | -2.3046 | -2.1573
2028 | NZWEM_PERC | Medium Demand Growth+Expected Future Gas Supply+Methanex Stays+Increased Demand Response+Reduced Rankine Availability+Delayed Build+Upgraded HVDC+Constrained Operational Capacity+Low Wind & Solar | -1.1323 | 0.11147 | 0.38214
2029 | NZWEM_PERC | Medium Demand Growth+Expected Future Gas Supply+Methanex Stays+Increased Demand Response+Reduced Rankine Availability+Delayed Build+Upgraded HVDC+Constrained Operational Capacity+Low Wind & Solar | -3.3641 | -0.97231 | -0.22943
2030 | NZWEM_PERC | Medium Demand Growth+Expected Future Gas Supply+Methanex Stays+Increased Demand Response+Reduced Rankine Availability+Delayed Build+Upgraded HVDC+Constrained Operational Capacity+Low Wind & Solar | -5.1671 | 2.3267 | 8.6611
2031 | NZWEM_PERC | Medium Demand Growth+Expected Future Gas Supply+Methanex Stays+Increased Demand Response+Reduced Rankine Availability+Delayed Build+Upgraded HVDC+Constrained Operational Capacity+Low Wind & Solar | -8.5629 | 1.2331 | 8.3088
2032 | NZWEM_PERC | Medium Demand Growth+Expected Future Gas Supply+Methanex Stays+Increased Demand Response+Reduced Rankine Availability+Delayed Build+Upgraded HVDC+Constrained Operational Capacity+Low Wind & Solar | -10.4813 | -0.35097 | 11.2458
2033 | NZWEM_PERC | Medium Demand Growth+Expected Future Gas Supply+Methanex Stays+Increased Demand Response+Reduced Rankine Availability+Delayed Build+Upgraded HVDC+Constrained Operational Capacity+Low Wind & Solar | -12.5945 | -2.6368 | 13.4483
2034 | NZWEM_PERC | Medium Demand Growth+Expected Future Gas Supply+Methanex Stays+Increased Demand Response+Reduced Rankine Availability+Delayed Build+Upgraded HVDC+Constrained Operational Capacity+Low Wind & Solar | -14.1714 | -4.1369 | 12.4127
2035 | NZWEM_PERC | Medium Demand Growth+Expected Future Gas Supply+Methanex Stays+Increased Demand Response+Reduced Rankine Availability+Delayed Build+Upgraded HVDC+Constrained Operational Capacity+Low Wind & Solar | -15.8359 | -5.6007 | 11.9645
2026 | NIWCM | Medium Demand Growth+Expected Future Gas Supply+Methanex Stays+Increased Demand Response+Reduced Rankine Availability+Delayed Build+Upgraded HVDC+Constrained Operational Capacity+Low Wind & Solar | 267.5718 | 267.5718 | 267.5718
2027 | NIWCM | Medium Demand Growth+Expected Future Gas Supply+Methanex Stays+Increased Demand Response+Reduced Rankine Availability+Delayed Build+Upgraded HVDC+Constrained Operational Capacity+Low Wind & Solar | 89.1849 | 89.1849 | 89.1849
2028 | NIWCM | Medium Demand Growth+Expected Future Gas Supply+Methanex Stays+Increased Demand Response+Reduced Rankine Availability+Delayed Build+Upgraded HVDC+Constrained Operational Capacity+Low Wind & Solar | 190.0947 | 190.0947 | 190.0947
2029 | NIWCM | Medium Demand Growth+Expected Future Gas Supply+Methanex Stays+Increased Demand Response+Reduced Rankine Availability+Delayed Build+Upgraded HVDC+Constrained Operational Capacity+Low Wind & Solar | -29.9235 | 52.1493 | 52.1493
2030 | NIWCM | Medium Demand Growth+Expected Future Gas Supply+Methanex Stays+Increased Demand Response+Reduced Rankine Availability+Delayed Build+Upgraded HVDC+Constrained Operational Capacity+Low Wind & Solar | -152.6664 | 357.8799 | 473.4375
2031 | NIWCM | Medium Demand Growth+Expected Future Gas Supply+Methanex Stays+Increased Demand Response+Reduced Rankine Availability+Delayed Build+Upgraded HVDC+Constrained Operational Capacity+Low Wind & Solar | -340.0093 | 310.7512 | 468.0428
2032 | NIWCM | Medium Demand Growth+Expected Future Gas Supply+Methanex Stays+Increased Demand Response+Reduced Rankine Availability+Delayed Build+Upgraded HVDC+Constrained Operational Capacity+Low Wind & Solar | -499.6549 | 210.8551 | 423.3141
2033 | NIWCM | Medium Demand Growth+Expected Future Gas Supply+Methanex Stays+Increased Demand Response+Reduced Rankine Availability+Delayed Build+Upgraded HVDC+Constrained Operational Capacity+Low Wind & Solar | -610.56 | 110.5018 | 381.815
2034 | NIWCM | Medium Demand Growth+Expected Future Gas Supply+Methanex Stays+Increased Demand Response+Reduced Rankine Availability+Delayed Build+Upgraded HVDC+Constrained Operational Capacity+Low Wind & Solar | -773.7908 | -48.3355 | 244.8088
2035 | NIWCM | Medium Demand Growth+Expected Future Gas Supply+Methanex Stays+Increased Demand Response+Reduced Rankine Availability+Delayed Build+Upgraded HVDC+Constrained Operational Capacity+Low Wind & Solar | -920.5769 | -167.5742 | 136.7775
2026 | SIWEM_PERC | Medium Demand Growth+Expected Future Gas Supply+Methanex Stays+Increased Demand Response+Reduced Rankine Availability+Delayed Build+Upgraded HVDC+Constrained Operational Capacity+Low Wind & Solar | 23.2233 | 23.2233 | 23.2233
2027 | SIWEM_PERC | Medium Demand Growth+Expected Future Gas Supply+Methanex Stays+Increased Demand Response+Reduced Rankine Availability+Delayed Build+Upgraded HVDC+Constrained Operational Capacity+Low Wind & Solar | 17.7461 | 17.81 | 17.81
2028 | SIWEM_PERC | Medium Demand Growth+Expected Future Gas Supply+Methanex Stays+Increased Demand Response+Reduced Rankine Availability+Delayed Build+Upgraded HVDC+Constrained Operational Capacity+Low Wind & Solar | 17.5413 | 19.2841 | 19.2841
2029 | SIWEM_PERC | Medium Demand Growth+Expected Future Gas Supply+Methanex Stays+Increased Demand Response+Reduced Rankine Availability+Delayed Build+Upgraded HVDC+Constrained Operational Capacity+Low Wind & Solar | 10.3517 | 14.5864 | 14.5864
2030 | SIWEM_PERC | Medium Demand Growth+Expected Future Gas Supply+Methanex Stays+Increased Demand Response+Reduced Rankine Availability+Delayed Build+Upgraded HVDC+Constrained Operational Capacity+Low Wind & Solar | 7.6541 | 18.0501 | 29.1163
2031 | SIWEM_PERC | Medium Demand Growth+Expected Future Gas Supply+Methanex Stays+Increased Demand Response+Reduced Rankine Availability+Delayed Build+Upgraded HVDC+Constrained Operational Capacity+Low Wind & Solar | 4.2058 | 14.2554 | 26.5745
2032 | SIWEM_PERC | Medium Demand Growth+Expected Future Gas Supply+Methanex Stays+Increased Demand Response+Reduced Rankine Availability+Delayed Build+Upgraded HVDC+Constrained Operational Capacity+Low Wind & Solar | 2.4503 | 13.8614 | 30.4395
2033 | SIWEM_PERC | Medium Demand Growth+Expected Future Gas Supply+Methanex Stays+Increased Demand Response+Reduced Rankine Availability+Delayed Build+Upgraded HVDC+Constrained Operational Capacity+Low Wind & Solar | 0.42653 | 11.5937 | 35.5733
2034 | SIWEM_PERC | Medium Demand Growth+Expected Future Gas Supply+Methanex Stays+Increased Demand Response+Reduced Rankine Availability+Delayed Build+Upgraded HVDC+Constrained Operational Capacity+Low Wind & Solar | -1.2885 | 9.6673 | 32.8098
2035 | SIWEM_PERC | Medium Demand Growth+Expected Future Gas Supply+Methanex Stays+Increased Demand Response+Reduced Rankine Availability+Delayed Build+Upgraded HVDC+Constrained Operational Capacity+Low Wind & Solar | -2.723 | 8.052 | 31.7144
2026 | NZWEM_PERC | Medium Demand Growth+High Gas Supply+Methanex Stays | 17.9363 | 17.993 | 17.993
2027 | NZWEM_PERC | Medium Demand Growth+High Gas Supply+Methanex Stays | 13.0392 | 14.8178 | 15.1253
2028 | NZWEM_PERC | Medium Demand Growth+High Gas Supply+Methanex Stays | 11.1512 | 18.856 | 23.1293
2029 | NZWEM_PERC | Medium Demand Growth+High Gas Supply+Methanex Stays | 5.7585 | 16.3403 | 24.7125
2030 | NZWEM_PERC | Medium Demand Growth+High Gas Supply+Methanex Stays | 2.6898 | 14.9901 | 28.4816
2031 | NZWEM_PERC | Medium Demand Growth+High Gas Supply+Methanex Stays | -0.96477 | 11.0116 | 29.5833
2032 | NZWEM_PERC | Medium Demand Growth+High Gas Supply+Methanex Stays | -3.057 | 9.0031 | 28.0852
2033 | NZWEM_PERC | Medium Demand Growth+High Gas Supply+Methanex Stays | -5.3558 | 6.4039 | 26.611
2034 | NZWEM_PERC | Medium Demand Growth+High Gas Supply+Methanex Stays | -7.103 | 4.7712 | 24.5092
2035 | NZWEM_PERC | Medium Demand Growth+High Gas Supply+Methanex Stays | -8.927 | 2.7666 | 22.0626
2026 | NIWCM | Medium Demand Growth+High Gas Supply+Methanex Stays | 920.9691 | 921.7689 | 921.7689
2027 | NIWCM | Medium Demand Growth+High Gas Supply+Methanex Stays | 1076.3707 | 1108.2368 | 1112.7733
2028 | NIWCM | Medium Demand Growth+High Gas Supply+Methanex Stays | 1089.5103 | 1735.4791 | 1796.2242
2029 | NIWCM | Medium Demand Growth+High Gas Supply+Methanex Stays | 841.753 | 1732.1771 | 2055.5221
2030 | NIWCM | Medium Demand Growth+High Gas Supply+Methanex Stays | 587.5061 | 1601.8514 | 2121.3615
2031 | NIWCM | Medium Demand Growth+High Gas Supply+Methanex Stays | 410.1311 | 1442.2479 | 2212.9238
2032 | NIWCM | Medium Demand Growth+High Gas Supply+Methanex Stays | 245.5165 | 1298.9412 | 2118.0906
2033 | NIWCM | Medium Demand Growth+High Gas Supply+Methanex Stays | 55.9676 | 1114.9126 | 2011.4907
2034 | NIWCM | Medium Demand Growth+High Gas Supply+Methanex Stays | -111.8944 | 992.0695 | 1974.1668
2035 | NIWCM | Medium Demand Growth+High Gas Supply+Methanex Stays | -263.5569 | 852.1582 | 1842.2204
2026 | SIWEM_PERC | Medium Demand Growth+High Gas Supply+Methanex Stays | 49.1312 | 49.2915 | 49.2915
2027 | SIWEM_PERC | Medium Demand Growth+High Gas Supply+Methanex Stays | 34.7079 | 39.6848 | 40.5452
2028 | SIWEM_PERC | Medium Demand Growth+High Gas Supply+Methanex Stays | 29.3388 | 50.9208 | 61.804
2029 | SIWEM_PERC | Medium Demand Growth+High Gas Supply+Methanex Stays | 13.7498 | 42.7541 | 58.8026
2030 | SIWEM_PERC | Medium Demand Growth+High Gas Supply+Methanex Stays | 6.6467 | 38.7458 | 59.4
2031 | SIWEM_PERC | Medium Demand Growth+High Gas Supply+Methanex Stays | 3.1125 | 27.7402 | 58.5769
2032 | SIWEM_PERC | Medium Demand Growth+High Gas Supply+Methanex Stays | 1.3126 | 22.278 | 55.7227
2033 | SIWEM_PERC | Medium Demand Growth+High Gas Supply+Methanex Stays | -0.75867 | 15.1324 | 52.4517
2034 | SIWEM_PERC | Medium Demand Growth+High Gas Supply+Methanex Stays | -2.5134 | 10.6202 | 49.6588
2035 | SIWEM_PERC | Medium Demand Growth+High Gas Supply+Methanex Stays | -3.9808 | 7.7075 | 47.3039
2026 | NZWEM_PERC | Medium Demand Growth+High Gas Supply+Methanex Stays+Low Wind & Solar | 16.747 | 16.7981 | 16.7981
2027 | NZWEM_PERC | Medium Demand Growth+High Gas Supply+Methanex Stays+Low Wind & Solar | 11.7349 | 13.34 | 13.6175
2028 | NZWEM_PERC | Medium Demand Growth+High Gas Supply+Methanex Stays+Low Wind & Solar | 9.7765 | 16.7298 | 20.5863
2029 | NZWEM_PERC | Medium Demand Growth+High Gas Supply+Methanex Stays+Low Wind & Solar | 4.4081 | 13.9577 | 21.5134
2030 | NZWEM_PERC | Medium Demand Growth+High Gas Supply+Methanex Stays+Low Wind & Solar | 1.3885 | 12.536 | 24.7467
2031 | NZWEM_PERC | Medium Demand Growth+High Gas Supply+Methanex Stays+Low Wind & Solar | -2.223 | 8.6387 | 25.4329
2032 | NZWEM_PERC | Medium Demand Growth+High Gas Supply+Methanex Stays+Low Wind & Solar | -4.2866 | 6.6495 | 23.9366
2033 | NZWEM_PERC | Medium Demand Growth+High Gas Supply+Methanex Stays+Low Wind & Solar | -6.5547 | 4.109 | 22.4097
2034 | NZWEM_PERC | Medium Demand Growth+High Gas Supply+Methanex Stays+Low Wind & Solar | -8.2741 | 2.5296 | 20.4054
2035 | NZWEM_PERC | Medium Demand Growth+High Gas Supply+Methanex Stays+Low Wind & Solar | -10.0719 | 0.57513 | 18.0507
2026 | NIWCM | Medium Demand Growth+High Gas Supply+Methanex Stays+Low Wind & Solar | 920.9691 | 921.7689 | 921.7689
2027 | NIWCM | Medium Demand Growth+High Gas Supply+Methanex Stays+Low Wind & Solar | 1076.3707 | 1108.2368 | 1112.7733
2028 | NIWCM | Medium Demand Growth+High Gas Supply+Methanex Stays+Low Wind & Solar | 1089.5103 | 1735.4791 | 1796.2242
2029 | NIWCM | Medium Demand Growth+High Gas Supply+Methanex Stays+Low Wind & Solar | 841.753 | 1732.1771 | 2055.5221
2030 | NIWCM | Medium Demand Growth+High Gas Supply+Methanex Stays+Low Wind & Solar | 587.5061 | 1601.8514 | 2121.3615
2031 | NIWCM | Medium Demand Growth+High Gas Supply+Methanex Stays+Low Wind & Solar | 410.1311 | 1442.2479 | 2212.9238
2032 | NIWCM | Medium Demand Growth+High Gas Supply+Methanex Stays+Low Wind & Solar | 245.5165 | 1298.9412 | 2118.0906
2033 | NIWCM | Medium Demand Growth+High Gas Supply+Methanex Stays+Low Wind & Solar | 55.9676 | 1114.9126 | 2011.4907
2034 | NIWCM | Medium Demand Growth+High Gas Supply+Methanex Stays+Low Wind & Solar | -111.8944 | 992.0695 | 1974.1668
2035 | NIWCM | Medium Demand Growth+High Gas Supply+Methanex Stays+Low Wind & Solar | -263.5569 | 852.1582 | 1842.2204
2026 | SIWEM_PERC | Medium Demand Growth+High Gas Supply+Methanex Stays+Low Wind & Solar | 45.7649 | 45.9096 | 45.9096
2027 | SIWEM_PERC | Medium Demand Growth+High Gas Supply+Methanex Stays+Low Wind & Solar | 31.0581 | 35.5496 | 36.3261
2028 | SIWEM_PERC | Medium Demand Growth+High Gas Supply+Methanex Stays+Low Wind & Solar | 25.4881 | 44.965 | 55.7676
2029 | SIWEM_PERC | Medium Demand Growth+High Gas Supply+Methanex Stays+Low Wind & Solar | 10.0991 | 36.2236 | 55.3204
2030 | SIWEM_PERC | Medium Demand Growth+High Gas Supply+Methanex Stays+Low Wind & Solar | 5.7635 | 32.05 | 55.3849
2031 | SIWEM_PERC | Medium Demand Growth+High Gas Supply+Methanex Stays+Low Wind & Solar | 2.2597 | 21.2749 | 54.2585
2032 | SIWEM_PERC | Medium Demand Growth+High Gas Supply+Methanex Stays+Low Wind & Solar | 0.47602 | 15.8404 | 51.4863
2033 | SIWEM_PERC | Medium Demand Growth+High Gas Supply+Methanex Stays+Low Wind & Solar | -1.5768 | 9.3676 | 48.3088
2034 | SIWEM_PERC | Medium Demand Growth+High Gas Supply+Methanex Stays+Low Wind & Solar | -3.3156 | 7.4153 | 45.5967
2035 | SIWEM_PERC | Medium Demand Growth+High Gas Supply+Methanex Stays+Low Wind & Solar | -4.7693 | 5.7789 | 43.3109
2026 | NZWEM_PERC | Medium Demand Growth+High Gas Supply+Methanex Stays+Constrained Operational Capacity | 17.9363 | 17.993 | 17.993
2027 | NZWEM_PERC | Medium Demand Growth+High Gas Supply+Methanex Stays+Constrained Operational Capacity | 13.0392 | 14.8178 | 15.1253
2028 | NZWEM_PERC | Medium Demand Growth+High Gas Supply+Methanex Stays+Constrained Operational Capacity | 11.1512 | 18.856 | 23.1293
2029 | NZWEM_PERC | Medium Demand Growth+High Gas Supply+Methanex Stays+Constrained Operational Capacity | 5.7585 | 16.3403 | 24.7125
2030 | NZWEM_PERC | Medium Demand Growth+High Gas Supply+Methanex Stays+Constrained Operational Capacity | 2.6898 | 14.9901 | 28.4816
2031 | NZWEM_PERC | Medium Demand Growth+High Gas Supply+Methanex Stays+Constrained Operational Capacity | -0.96477 | 11.0116 | 29.5833
2032 | NZWEM_PERC | Medium Demand Growth+High Gas Supply+Methanex Stays+Constrained Operational Capacity | -3.057 | 9.0031 | 28.0852
2033 | NZWEM_PERC | Medium Demand Growth+High Gas Supply+Methanex Stays+Constrained Operational Capacity | -5.3558 | 6.4039 | 26.611
2034 | NZWEM_PERC | Medium Demand Growth+High Gas Supply+Methanex Stays+Constrained Operational Capacity | -7.103 | 4.7712 | 24.5092
2035 | NZWEM_PERC | Medium Demand Growth+High Gas Supply+Methanex Stays+Constrained Operational Capacity | -8.927 | 2.7666 | 22.0626
2026 | NIWCM | Medium Demand Growth+High Gas Supply+Methanex Stays+Constrained Operational Capacity | 325.6776 | 325.6776 | 325.6776
2027 | NIWCM | Medium Demand Growth+High Gas Supply+Methanex Stays+Constrained Operational Capacity | 454.6836 | 458.6512 | 458.6512
2028 | NIWCM | Medium Demand Growth+High Gas Supply+Methanex Stays+Constrained Operational Capacity | 435.8256 | 929.7399 | 937.5268
2029 | NIWCM | Medium Demand Growth+High Gas Supply+Methanex Stays+Constrained Operational Capacity | 170.0838 | 819.7627 | 976.2717
2030 | NIWCM | Medium Demand Growth+High Gas Supply+Methanex Stays+Constrained Operational Capacity | -87.289 | 649.6906 | 862.3063
2031 | NIWCM | Medium Demand Growth+High Gas Supply+Methanex Stays+Constrained Operational Capacity | -267.4032 | 480.9253 | 752.1464
2032 | NIWCM | Medium Demand Growth+High Gas Supply+Methanex Stays+Constrained Operational Capacity | -433.3615 | 319.5265 | 612.6282
2033 | NIWCM | Medium Demand Growth+High Gas Supply+Methanex Stays+Constrained Operational Capacity | -622.764 | 130.3566 | 435.4464
2034 | NIWCM | Medium Demand Growth+High Gas Supply+Methanex Stays+Constrained Operational Capacity | -792.7651 | 4.824 | 387.2187
2035 | NIWCM | Medium Demand Growth+High Gas Supply+Methanex Stays+Constrained Operational Capacity | -944.4174 | -136.7198 | 245.3193
2026 | SIWEM_PERC | Medium Demand Growth+High Gas Supply+Methanex Stays+Constrained Operational Capacity | 49.1312 | 49.2915 | 49.2915
2027 | SIWEM_PERC | Medium Demand Growth+High Gas Supply+Methanex Stays+Constrained Operational Capacity | 34.7079 | 39.6848 | 40.5452
2028 | SIWEM_PERC | Medium Demand Growth+High Gas Supply+Methanex Stays+Constrained Operational Capacity | 29.3388 | 50.9208 | 61.804
2029 | SIWEM_PERC | Medium Demand Growth+High Gas Supply+Methanex Stays+Constrained Operational Capacity | 13.7498 | 42.7541 | 58.8026
2030 | SIWEM_PERC | Medium Demand Growth+High Gas Supply+Methanex Stays+Constrained Operational Capacity | 6.6467 | 38.7458 | 59.4
2031 | SIWEM_PERC | Medium Demand Growth+High Gas Supply+Methanex Stays+Constrained Operational Capacity | 3.1125 | 27.7402 | 58.5769
2032 | SIWEM_PERC | Medium Demand Growth+High Gas Supply+Methanex Stays+Constrained Operational Capacity | 1.3126 | 22.278 | 55.7227
2033 | SIWEM_PERC | Medium Demand Growth+High Gas Supply+Methanex Stays+Constrained Operational Capacity | -0.75867 | 15.1324 | 52.4517
2034 | SIWEM_PERC | Medium Demand Growth+High Gas Supply+Methanex Stays+Constrained Operational Capacity | -2.5134 | 10.6202 | 49.6588
2035 | SIWEM_PERC | Medium Demand Growth+High Gas Supply+Methanex Stays+Constrained Operational Capacity | -3.9808 | 7.7075 | 47.3039
2026 | NZWEM_PERC | Medium Demand Growth+High Gas Supply+Methanex Stays+Constrained Operational Capacity+Low Wind & Solar | 16.747 | 16.7981 | 16.7981
2027 | NZWEM_PERC | Medium Demand Growth+High Gas Supply+Methanex Stays+Constrained Operational Capacity+Low Wind & Solar | 11.7349 | 13.34 | 13.6175
2028 | NZWEM_PERC | Medium Demand Growth+High Gas Supply+Methanex Stays+Constrained Operational Capacity+Low Wind & Solar | 9.7765 | 16.7298 | 20.5863
2029 | NZWEM_PERC | Medium Demand Growth+High Gas Supply+Methanex Stays+Constrained Operational Capacity+Low Wind & Solar | 4.4081 | 13.9577 | 21.5134
2030 | NZWEM_PERC | Medium Demand Growth+High Gas Supply+Methanex Stays+Constrained Operational Capacity+Low Wind & Solar | 1.3885 | 12.536 | 24.7467
2031 | NZWEM_PERC | Medium Demand Growth+High Gas Supply+Methanex Stays+Constrained Operational Capacity+Low Wind & Solar | -2.223 | 8.6387 | 25.4329
2032 | NZWEM_PERC | Medium Demand Growth+High Gas Supply+Methanex Stays+Constrained Operational Capacity+Low Wind & Solar | -4.2866 | 6.6495 | 23.9366
2033 | NZWEM_PERC | Medium Demand Growth+High Gas Supply+Methanex Stays+Constrained Operational Capacity+Low Wind & Solar | -6.5547 | 4.109 | 22.4097
2034 | NZWEM_PERC | Medium Demand Growth+High Gas Supply+Methanex Stays+Constrained Operational Capacity+Low Wind & Solar | -8.2741 | 2.5296 | 20.4054
2035 | NZWEM_PERC | Medium Demand Growth+High Gas Supply+Methanex Stays+Constrained Operational Capacity+Low Wind & Solar | -10.0719 | 0.57513 | 18.0507
2026 | NIWCM | Medium Demand Growth+High Gas Supply+Methanex Stays+Constrained Operational Capacity+Low Wind & Solar | 325.6776 | 325.6776 | 325.6776
2027 | NIWCM | Medium Demand Growth+High Gas Supply+Methanex Stays+Constrained Operational Capacity+Low Wind & Solar | 454.6836 | 458.6512 | 458.6512
2028 | NIWCM | Medium Demand Growth+High Gas Supply+Methanex Stays+Constrained Operational Capacity+Low Wind & Solar | 435.8256 | 929.7399 | 937.5268
2029 | NIWCM | Medium Demand Growth+High Gas Supply+Methanex Stays+Constrained Operational Capacity+Low Wind & Solar | 170.0838 | 819.7627 | 976.2717
2030 | NIWCM | Medium Demand Growth+High Gas Supply+Methanex Stays+Constrained Operational Capacity+Low Wind & Solar | -87.289 | 649.6906 | 862.3063
2031 | NIWCM | Medium Demand Growth+High Gas Supply+Methanex Stays+Constrained Operational Capacity+Low Wind & Solar | -267.4032 | 480.9253 | 752.1464
2032 | NIWCM | Medium Demand Growth+High Gas Supply+Methanex Stays+Constrained Operational Capacity+Low Wind & Solar | -433.3615 | 319.5265 | 612.6282
2033 | NIWCM | Medium Demand Growth+High Gas Supply+Methanex Stays+Constrained Operational Capacity+Low Wind & Solar | -622.764 | 130.3566 | 435.4464
2034 | NIWCM | Medium Demand Growth+High Gas Supply+Methanex Stays+Constrained Operational Capacity+Low Wind & Solar | -792.7651 | 4.824 | 387.2187
2035 | NIWCM | Medium Demand Growth+High Gas Supply+Methanex Stays+Constrained Operational Capacity+Low Wind & Solar | -944.4174 | -136.7198 | 245.3193
2026 | SIWEM_PERC | Medium Demand Growth+High Gas Supply+Methanex Stays+Constrained Operational Capacity+Low Wind & Solar | 45.7649 | 45.9096 | 45.9096
2027 | SIWEM_PERC | Medium Demand Growth+High Gas Supply+Methanex Stays+Constrained Operational Capacity+Low Wind & Solar | 31.0581 | 35.5496 | 36.3261
2028 | SIWEM_PERC | Medium Demand Growth+High Gas Supply+Methanex Stays+Constrained Operational Capacity+Low Wind & Solar | 25.4881 | 44.965 | 55.7676
2029 | SIWEM_PERC | Medium Demand Growth+High Gas Supply+Methanex Stays+Constrained Operational Capacity+Low Wind & Solar | 10.0991 | 36.2236 | 55.3204
2030 | SIWEM_PERC | Medium Demand Growth+High Gas Supply+Methanex Stays+Constrained Operational Capacity+Low Wind & Solar | 5.7635 | 32.05 | 55.3849
2031 | SIWEM_PERC | Medium Demand Growth+High Gas Supply+Methanex Stays+Constrained Operational Capacity+Low Wind & Solar | 2.2597 | 21.2749 | 54.2585
2032 | SIWEM_PERC | Medium Demand Growth+High Gas Supply+Methanex Stays+Constrained Operational Capacity+Low Wind & Solar | 0.47602 | 15.8404 | 51.4863
2033 | SIWEM_PERC | Medium Demand Growth+High Gas Supply+Methanex Stays+Constrained Operational Capacity+Low Wind & Solar | -1.5768 | 9.3676 | 48.3088
2034 | SIWEM_PERC | Medium Demand Growth+High Gas Supply+Methanex Stays+Constrained Operational Capacity+Low Wind & Solar | -3.3156 | 7.4153 | 45.5967
2035 | SIWEM_PERC | Medium Demand Growth+High Gas Supply+Methanex Stays+Constrained Operational Capacity+Low Wind & Solar | -4.7693 | 5.7789 | 43.3109
2026 | NZWEM_PERC | Medium Demand Growth+High Gas Supply+Methanex Stays+Upgraded HVDC | 17.9363 | 17.993 | 17.993
2027 | NZWEM_PERC | Medium Demand Growth+High Gas Supply+Methanex Stays+Upgraded HVDC | 13.0392 | 14.8178 | 15.1253
2028 | NZWEM_PERC | Medium Demand Growth+High Gas Supply+Methanex Stays+Upgraded HVDC | 11.1512 | 18.856 | 23.1293
2029 | NZWEM_PERC | Medium Demand Growth+High Gas Supply+Methanex Stays+Upgraded HVDC | 5.7585 | 16.3403 | 24.7125
2030 | NZWEM_PERC | Medium Demand Growth+High Gas Supply+Methanex Stays+Upgraded HVDC | 2.6898 | 14.9901 | 28.4816
2031 | NZWEM_PERC | Medium Demand Growth+High Gas Supply+Methanex Stays+Upgraded HVDC | -0.96477 | 11.0116 | 29.5833
2032 | NZWEM_PERC | Medium Demand Growth+High Gas Supply+Methanex Stays+Upgraded HVDC | -3.057 | 9.0031 | 28.0852
2033 | NZWEM_PERC | Medium Demand Growth+High Gas Supply+Methanex Stays+Upgraded HVDC | -5.3558 | 6.4039 | 26.611
2034 | NZWEM_PERC | Medium Demand Growth+High Gas Supply+Methanex Stays+Upgraded HVDC | -7.103 | 4.7712 | 24.5092
2035 | NZWEM_PERC | Medium Demand Growth+High Gas Supply+Methanex Stays+Upgraded HVDC | -8.927 | 2.7666 | 22.0626
2026 | NIWCM | Medium Demand Growth+High Gas Supply+Methanex Stays+Upgraded HVDC | 920.9691 | 921.7689 | 921.7689
2027 | NIWCM | Medium Demand Growth+High Gas Supply+Methanex Stays+Upgraded HVDC | 1076.3707 | 1108.2368 | 1112.7733
2028 | NIWCM | Medium Demand Growth+High Gas Supply+Methanex Stays+Upgraded HVDC | 1089.5103 | 1735.4791 | 1796.2242
2029 | NIWCM | Medium Demand Growth+High Gas Supply+Methanex Stays+Upgraded HVDC | 841.753 | 1732.1771 | 2055.5221
2030 | NIWCM | Medium Demand Growth+High Gas Supply+Methanex Stays+Upgraded HVDC | 587.5061 | 1601.8514 | 2121.3615
2031 | NIWCM | Medium Demand Growth+High Gas Supply+Methanex Stays+Upgraded HVDC | 410.1311 | 1442.2478 | 2222.5311
2032 | NIWCM | Medium Demand Growth+High Gas Supply+Methanex Stays+Upgraded HVDC | 245.5165 | 1298.9413 | 2117.5995
2033 | NIWCM | Medium Demand Growth+High Gas Supply+Methanex Stays+Upgraded HVDC | 55.9676 | 1114.9126 | 2011.5554
2034 | NIWCM | Medium Demand Growth+High Gas Supply+Methanex Stays+Upgraded HVDC | -111.8944 | 992.0695 | 1974.1654
2035 | NIWCM | Medium Demand Growth+High Gas Supply+Methanex Stays+Upgraded HVDC | -263.5569 | 852.1582 | 1842.2228
2026 | SIWEM_PERC | Medium Demand Growth+High Gas Supply+Methanex Stays+Upgraded HVDC | 49.1312 | 49.2915 | 49.2915
2027 | SIWEM_PERC | Medium Demand Growth+High Gas Supply+Methanex Stays+Upgraded HVDC | 34.7079 | 39.6848 | 40.5452
2028 | SIWEM_PERC | Medium Demand Growth+High Gas Supply+Methanex Stays+Upgraded HVDC | 29.3388 | 50.9208 | 62.7937
2029 | SIWEM_PERC | Medium Demand Growth+High Gas Supply+Methanex Stays+Upgraded HVDC | 13.7498 | 42.7541 | 65.0856
2030 | SIWEM_PERC | Medium Demand Growth+High Gas Supply+Methanex Stays+Upgraded HVDC | 6.6467 | 38.7458 | 74.1126
2031 | SIWEM_PERC | Medium Demand Growth+High Gas Supply+Methanex Stays+Upgraded HVDC | 3.1125 | 27.7402 | 76.3495
2032 | SIWEM_PERC | Medium Demand Growth+High Gas Supply+Methanex Stays+Upgraded HVDC | 1.3126 | 22.278 | 72.796
2033 | SIWEM_PERC | Medium Demand Growth+High Gas Supply+Methanex Stays+Upgraded HVDC | -0.75867 | 15.1324 | 68.9464
2034 | SIWEM_PERC | Medium Demand Growth+High Gas Supply+Methanex Stays+Upgraded HVDC | -2.5134 | 10.6202 | 63.603
2035 | SIWEM_PERC | Medium Demand Growth+High Gas Supply+Methanex Stays+Upgraded HVDC | -3.9808 | 7.7075 | 57.4858
2026 | NZWEM_PERC | Medium Demand Growth+High Gas Supply+Methanex Stays+Upgraded HVDC+Low Wind & Solar | 16.747 | 16.7981 | 16.7981
2027 | NZWEM_PERC | Medium Demand Growth+High Gas Supply+Methanex Stays+Upgraded HVDC+Low Wind & Solar | 11.7349 | 13.34 | 13.6175
2028 | NZWEM_PERC | Medium Demand Growth+High Gas Supply+Methanex Stays+Upgraded HVDC+Low Wind & Solar | 9.7765 | 16.7298 | 20.5863
2029 | NZWEM_PERC | Medium Demand Growth+High Gas Supply+Methanex Stays+Upgraded HVDC+Low Wind & Solar | 4.4081 | 13.9577 | 21.5134
2030 | NZWEM_PERC | Medium Demand Growth+High Gas Supply+Methanex Stays+Upgraded HVDC+Low Wind & Solar | 1.3885 | 12.536 | 24.7467
2031 | NZWEM_PERC | Medium Demand Growth+High Gas Supply+Methanex Stays+Upgraded HVDC+Low Wind & Solar | -2.223 | 8.6387 | 25.4329
2032 | NZWEM_PERC | Medium Demand Growth+High Gas Supply+Methanex Stays+Upgraded HVDC+Low Wind & Solar | -4.2866 | 6.6495 | 23.9366
2033 | NZWEM_PERC | Medium Demand Growth+High Gas Supply+Methanex Stays+Upgraded HVDC+Low Wind & Solar | -6.5547 | 4.109 | 22.4097
2034 | NZWEM_PERC | Medium Demand Growth+High Gas Supply+Methanex Stays+Upgraded HVDC+Low Wind & Solar | -8.2741 | 2.5296 | 20.4054
2035 | NZWEM_PERC | Medium Demand Growth+High Gas Supply+Methanex Stays+Upgraded HVDC+Low Wind & Solar | -10.0719 | 0.57513 | 18.0507
2026 | NIWCM | Medium Demand Growth+High Gas Supply+Methanex Stays+Upgraded HVDC+Low Wind & Solar | 920.9691 | 921.7689 | 921.7689
2027 | NIWCM | Medium Demand Growth+High Gas Supply+Methanex Stays+Upgraded HVDC+Low Wind & Solar | 1076.3707 | 1108.2368 | 1112.7733
2028 | NIWCM | Medium Demand Growth+High Gas Supply+Methanex Stays+Upgraded HVDC+Low Wind & Solar | 1089.5103 | 1735.4791 | 1796.2242
2029 | NIWCM | Medium Demand Growth+High Gas Supply+Methanex Stays+Upgraded HVDC+Low Wind & Solar | 841.753 | 1732.1771 | 2055.5221
2030 | NIWCM | Medium Demand Growth+High Gas Supply+Methanex Stays+Upgraded HVDC+Low Wind & Solar | 587.5061 | 1601.8514 | 2121.3615
2031 | NIWCM | Medium Demand Growth+High Gas Supply+Methanex Stays+Upgraded HVDC+Low Wind & Solar | 410.1311 | 1442.2478 | 2222.5311
2032 | NIWCM | Medium Demand Growth+High Gas Supply+Methanex Stays+Upgraded HVDC+Low Wind & Solar | 245.5165 | 1298.9413 | 2117.5995
2033 | NIWCM | Medium Demand Growth+High Gas Supply+Methanex Stays+Upgraded HVDC+Low Wind & Solar | 55.9676 | 1114.9126 | 2011.5554
2034 | NIWCM | Medium Demand Growth+High Gas Supply+Methanex Stays+Upgraded HVDC+Low Wind & Solar | -111.8944 | 992.0695 | 1974.1654
2035 | NIWCM | Medium Demand Growth+High Gas Supply+Methanex Stays+Upgraded HVDC+Low Wind & Solar | -263.5569 | 852.1582 | 1842.2228
2026 | SIWEM_PERC | Medium Demand Growth+High Gas Supply+Methanex Stays+Upgraded HVDC+Low Wind & Solar | 45.7649 | 45.9096 | 45.9096
2027 | SIWEM_PERC | Medium Demand Growth+High Gas Supply+Methanex Stays+Upgraded HVDC+Low Wind & Solar | 31.0581 | 35.5496 | 36.3261
2028 | SIWEM_PERC | Medium Demand Growth+High Gas Supply+Methanex Stays+Upgraded HVDC+Low Wind & Solar | 25.4881 | 44.965 | 55.7676
2029 | SIWEM_PERC | Medium Demand Growth+High Gas Supply+Methanex Stays+Upgraded HVDC+Low Wind & Solar | 10.0991 | 36.2236 | 56.7893
2030 | SIWEM_PERC | Medium Demand Growth+High Gas Supply+Methanex Stays+Upgraded HVDC+Low Wind & Solar | 5.7635 | 32.05 | 64.4739
2031 | SIWEM_PERC | Medium Demand Growth+High Gas Supply+Methanex Stays+Upgraded HVDC+Low Wind & Solar | 2.2597 | 21.2749 | 65.8928
2032 | SIWEM_PERC | Medium Demand Growth+High Gas Supply+Methanex Stays+Upgraded HVDC+Low Wind & Solar | 0.47602 | 15.8404 | 62.0842
2033 | SIWEM_PERC | Medium Demand Growth+High Gas Supply+Methanex Stays+Upgraded HVDC+Low Wind & Solar | -1.5768 | 9.3676 | 58.0809
2034 | SIWEM_PERC | Medium Demand Growth+High Gas Supply+Methanex Stays+Upgraded HVDC+Low Wind & Solar | -3.3156 | 7.4153 | 52.9494
2035 | SIWEM_PERC | Medium Demand Growth+High Gas Supply+Methanex Stays+Upgraded HVDC+Low Wind & Solar | -4.7693 | 5.7789 | 47.0135
2026 | NZWEM_PERC | Medium Demand Growth+High Gas Supply+Methanex Stays+Upgraded HVDC+Constrained Operational Capacity | 17.9363 | 17.993 | 17.993
2027 | NZWEM_PERC | Medium Demand Growth+High Gas Supply+Methanex Stays+Upgraded HVDC+Constrained Operational Capacity | 13.0392 | 14.8178 | 15.1253
2028 | NZWEM_PERC | Medium Demand Growth+High Gas Supply+Methanex Stays+Upgraded HVDC+Constrained Operational Capacity | 11.1512 | 18.856 | 23.1293
2029 | NZWEM_PERC | Medium Demand Growth+High Gas Supply+Methanex Stays+Upgraded HVDC+Constrained Operational Capacity | 5.7585 | 16.3403 | 24.7125
2030 | NZWEM_PERC | Medium Demand Growth+High Gas Supply+Methanex Stays+Upgraded HVDC+Constrained Operational Capacity | 2.6898 | 14.9901 | 28.4816
2031 | NZWEM_PERC | Medium Demand Growth+High Gas Supply+Methanex Stays+Upgraded HVDC+Constrained Operational Capacity | -0.96477 | 11.0116 | 29.5833
2032 | NZWEM_PERC | Medium Demand Growth+High Gas Supply+Methanex Stays+Upgraded HVDC+Constrained Operational Capacity | -3.057 | 9.0031 | 28.0852
2033 | NZWEM_PERC | Medium Demand Growth+High Gas Supply+Methanex Stays+Upgraded HVDC+Constrained Operational Capacity | -5.3558 | 6.4039 | 26.611
2034 | NZWEM_PERC | Medium Demand Growth+High Gas Supply+Methanex Stays+Upgraded HVDC+Constrained Operational Capacity | -7.103 | 4.7712 | 24.5092
2035 | NZWEM_PERC | Medium Demand Growth+High Gas Supply+Methanex Stays+Upgraded HVDC+Constrained Operational Capacity | -8.927 | 2.7666 | 22.0626
2026 | NIWCM | Medium Demand Growth+High Gas Supply+Methanex Stays+Upgraded HVDC+Constrained Operational Capacity | 325.6776 | 325.6776 | 325.6776
2027 | NIWCM | Medium Demand Growth+High Gas Supply+Methanex Stays+Upgraded HVDC+Constrained Operational Capacity | 454.6836 | 458.6512 | 458.6512
2028 | NIWCM | Medium Demand Growth+High Gas Supply+Methanex Stays+Upgraded HVDC+Constrained Operational Capacity | 435.8256 | 929.7399 | 937.5268
2029 | NIWCM | Medium Demand Growth+High Gas Supply+Methanex Stays+Upgraded HVDC+Constrained Operational Capacity | 170.0838 | 819.7627 | 976.2717
2030 | NIWCM | Medium Demand Growth+High Gas Supply+Methanex Stays+Upgraded HVDC+Constrained Operational Capacity | -87.289 | 649.6906 | 862.3063
2031 | NIWCM | Medium Demand Growth+High Gas Supply+Methanex Stays+Upgraded HVDC+Constrained Operational Capacity | -267.4032 | 480.9253 | 752.1464
2032 | NIWCM | Medium Demand Growth+High Gas Supply+Methanex Stays+Upgraded HVDC+Constrained Operational Capacity | -433.3615 | 319.5265 | 612.6282
2033 | NIWCM | Medium Demand Growth+High Gas Supply+Methanex Stays+Upgraded HVDC+Constrained Operational Capacity | -622.764 | 130.3566 | 435.4464
2034 | NIWCM | Medium Demand Growth+High Gas Supply+Methanex Stays+Upgraded HVDC+Constrained Operational Capacity | -792.7651 | 4.824 | 387.2187
2035 | NIWCM | Medium Demand Growth+High Gas Supply+Methanex Stays+Upgraded HVDC+Constrained Operational Capacity | -944.4174 | -136.7198 | 245.3193
2026 | SIWEM_PERC | Medium Demand Growth+High Gas Supply+Methanex Stays+Upgraded HVDC+Constrained Operational Capacity | 49.1312 | 49.2915 | 49.2915
2027 | SIWEM_PERC | Medium Demand Growth+High Gas Supply+Methanex Stays+Upgraded HVDC+Constrained Operational Capacity | 34.7079 | 39.6848 | 40.5452
2028 | SIWEM_PERC | Medium Demand Growth+High Gas Supply+Methanex Stays+Upgraded HVDC+Constrained Operational Capacity | 29.3388 | 50.9208 | 62.7937
2029 | SIWEM_PERC | Medium Demand Growth+High Gas Supply+Methanex Stays+Upgraded HVDC+Constrained Operational Capacity | 13.7498 | 42.7541 | 65.0856
2030 | SIWEM_PERC | Medium Demand Growth+High Gas Supply+Methanex Stays+Upgraded HVDC+Constrained Operational Capacity | 6.6467 | 38.7458 | 74.1126
2031 | SIWEM_PERC | Medium Demand Growth+High Gas Supply+Methanex Stays+Upgraded HVDC+Constrained Operational Capacity | 3.1125 | 27.7402 | 76.3495
2032 | SIWEM_PERC | Medium Demand Growth+High Gas Supply+Methanex Stays+Upgraded HVDC+Constrained Operational Capacity | 1.3126 | 22.278 | 72.796
2033 | SIWEM_PERC | Medium Demand Growth+High Gas Supply+Methanex Stays+Upgraded HVDC+Constrained Operational Capacity | -0.75867 | 15.1324 | 68.9464
2034 | SIWEM_PERC | Medium Demand Growth+High Gas Supply+Methanex Stays+Upgraded HVDC+Constrained Operational Capacity | -2.5134 | 10.6202 | 63.603
2035 | SIWEM_PERC | Medium Demand Growth+High Gas Supply+Methanex Stays+Upgraded HVDC+Constrained Operational Capacity | -3.9808 | 7.7075 | 57.4858
2026 | NZWEM_PERC | Medium Demand Growth+High Gas Supply+Methanex Stays+Upgraded HVDC+Constrained Operational Capacity+Low Wind & Solar | 16.747 | 16.7981 | 16.7981
2027 | NZWEM_PERC | Medium Demand Growth+High Gas Supply+Methanex Stays+Upgraded HVDC+Constrained Operational Capacity+Low Wind & Solar | 11.7349 | 13.34 | 13.6175
2028 | NZWEM_PERC | Medium Demand Growth+High Gas Supply+Methanex Stays+Upgraded HVDC+Constrained Operational Capacity+Low Wind & Solar | 9.7765 | 16.7298 | 20.5863
2029 | NZWEM_PERC | Medium Demand Growth+High Gas Supply+Methanex Stays+Upgraded HVDC+Constrained Operational Capacity+Low Wind & Solar | 4.4081 | 13.9577 | 21.5134
2030 | NZWEM_PERC | Medium Demand Growth+High Gas Supply+Methanex Stays+Upgraded HVDC+Constrained Operational Capacity+Low Wind & Solar | 1.3885 | 12.536 | 24.7467
2031 | NZWEM_PERC | Medium Demand Growth+High Gas Supply+Methanex Stays+Upgraded HVDC+Constrained Operational Capacity+Low Wind & Solar | -2.223 | 8.6387 | 25.4329
2032 | NZWEM_PERC | Medium Demand Growth+High Gas Supply+Methanex Stays+Upgraded HVDC+Constrained Operational Capacity+Low Wind & Solar | -4.2866 | 6.6495 | 23.9366
2033 | NZWEM_PERC | Medium Demand Growth+High Gas Supply+Methanex Stays+Upgraded HVDC+Constrained Operational Capacity+Low Wind & Solar | -6.5547 | 4.109 | 22.4097
2034 | NZWEM_PERC | Medium Demand Growth+High Gas Supply+Methanex Stays+Upgraded HVDC+Constrained Operational Capacity+Low Wind & Solar | -8.2741 | 2.5296 | 20.4054
2035 | NZWEM_PERC | Medium Demand Growth+High Gas Supply+Methanex Stays+Upgraded HVDC+Constrained Operational Capacity+Low Wind & Solar | -10.0719 | 0.57513 | 18.0507
2026 | NIWCM | Medium Demand Growth+High Gas Supply+Methanex Stays+Upgraded HVDC+Constrained Operational Capacity+Low Wind & Solar | 325.6776 | 325.6776 | 325.6776
2027 | NIWCM | Medium Demand Growth+High Gas Supply+Methanex Stays+Upgraded HVDC+Constrained Operational Capacity+Low Wind & Solar | 454.6836 | 458.6512 | 458.6512
2028 | NIWCM | Medium Demand Growth+High Gas Supply+Methanex Stays+Upgraded HVDC+Constrained Operational Capacity+Low Wind & Solar | 435.8256 | 929.7399 | 937.5268
2029 | NIWCM | Medium Demand Growth+High Gas Supply+Methanex Stays+Upgraded HVDC+Constrained Operational Capacity+Low Wind & Solar | 170.0838 | 819.7627 | 976.2717
2030 | NIWCM | Medium Demand Growth+High Gas Supply+Methanex Stays+Upgraded HVDC+Constrained Operational Capacity+Low Wind & Solar | -87.289 | 649.6906 | 862.3063
2031 | NIWCM | Medium Demand Growth+High Gas Supply+Methanex Stays+Upgraded HVDC+Constrained Operational Capacity+Low Wind & Solar | -267.4032 | 480.9253 | 752.1464
2032 | NIWCM | Medium Demand Growth+High Gas Supply+Methanex Stays+Upgraded HVDC+Constrained Operational Capacity+Low Wind & Solar | -433.3615 | 319.5265 | 612.6282
2033 | NIWCM | Medium Demand Growth+High Gas Supply+Methanex Stays+Upgraded HVDC+Constrained Operational Capacity+Low Wind & Solar | -622.764 | 130.3566 | 435.4464
2034 | NIWCM | Medium Demand Growth+High Gas Supply+Methanex Stays+Upgraded HVDC+Constrained Operational Capacity+Low Wind & Solar | -792.7651 | 4.824 | 387.2187
2035 | NIWCM | Medium Demand Growth+High Gas Supply+Methanex Stays+Upgraded HVDC+Constrained Operational Capacity+Low Wind & Solar | -944.4174 | -136.7198 | 245.3193
2026 | SIWEM_PERC | Medium Demand Growth+High Gas Supply+Methanex Stays+Upgraded HVDC+Constrained Operational Capacity+Low Wind & Solar | 45.7649 | 45.9096 | 45.9096
2027 | SIWEM_PERC | Medium Demand Growth+High Gas Supply+Methanex Stays+Upgraded HVDC+Constrained Operational Capacity+Low Wind & Solar | 31.0581 | 35.5496 | 36.3261
2028 | SIWEM_PERC | Medium Demand Growth+High Gas Supply+Methanex Stays+Upgraded HVDC+Constrained Operational Capacity+Low Wind & Solar | 25.4881 | 44.965 | 55.7676
2029 | SIWEM_PERC | Medium Demand Growth+High Gas Supply+Methanex Stays+Upgraded HVDC+Constrained Operational Capacity+Low Wind & Solar | 10.0991 | 36.2236 | 56.7893
2030 | SIWEM_PERC | Medium Demand Growth+High Gas Supply+Methanex Stays+Upgraded HVDC+Constrained Operational Capacity+Low Wind & Solar | 5.7635 | 32.05 | 64.4739
2031 | SIWEM_PERC | Medium Demand Growth+High Gas Supply+Methanex Stays+Upgraded HVDC+Constrained Operational Capacity+Low Wind & Solar | 2.2597 | 21.2749 | 65.8928
2032 | SIWEM_PERC | Medium Demand Growth+High Gas Supply+Methanex Stays+Upgraded HVDC+Constrained Operational Capacity+Low Wind & Solar | 0.47602 | 15.8404 | 62.0842
2033 | SIWEM_PERC | Medium Demand Growth+High Gas Supply+Methanex Stays+Upgraded HVDC+Constrained Operational Capacity+Low Wind & Solar | -1.5768 | 9.3676 | 58.0809
2034 | SIWEM_PERC | Medium Demand Growth+High Gas Supply+Methanex Stays+Upgraded HVDC+Constrained Operational Capacity+Low Wind & Solar | -3.3156 | 7.4153 | 52.9494
2035 | SIWEM_PERC | Medium Demand Growth+High Gas Supply+Methanex Stays+Upgraded HVDC+Constrained Operational Capacity+Low Wind & Solar | -4.7693 | 5.7789 | 47.0135
2026 | NZWEM_PERC | Medium Demand Growth+High Gas Supply+Methanex Stays+Delayed Build | 13.3403 | 13.3403 | 13.3403
2027 | NZWEM_PERC | Medium Demand Growth+High Gas Supply+Methanex Stays+Delayed Build | 5.9043 | 6.0411 | 6.2035
2028 | NZWEM_PERC | Medium Demand Growth+High Gas Supply+Methanex Stays+Delayed Build | 7.1774 | 8.5486 | 8.847
2029 | NZWEM_PERC | Medium Demand Growth+High Gas Supply+Methanex Stays+Delayed Build | 4.6949 | 7.3317 | 8.1507
2030 | NZWEM_PERC | Medium Demand Growth+High Gas Supply+Methanex Stays+Delayed Build | 2.6898 | 10.9511 | 17.9344
2031 | NZWEM_PERC | Medium Demand Growth+High Gas Supply+Methanex Stays+Delayed Build | -0.96477 | 9.8346 | 17.635
2032 | NZWEM_PERC | Medium Demand Growth+High Gas Supply+Methanex Stays+Delayed Build | -3.057 | 8.1109 | 20.8588
2033 | NZWEM_PERC | Medium Demand Growth+High Gas Supply+Methanex Stays+Delayed Build | -5.3558 | 5.6133 | 23.3101
2034 | NZWEM_PERC | Medium Demand Growth+High Gas Supply+Methanex Stays+Delayed Build | -7.103 | 3.9509 | 22.1256
2035 | NZWEM_PERC | Medium Demand Growth+High Gas Supply+Methanex Stays+Delayed Build | -8.927 | 2.3025 | 21.5985
2026 | NIWCM | Medium Demand Growth+High Gas Supply+Methanex Stays+Delayed Build | 628.8124 | 628.8124 | 628.8124
2027 | NIWCM | Medium Demand Growth+High Gas Supply+Methanex Stays+Delayed Build | 677.8105 | 679.8206 | 682.2931
2028 | NIWCM | Medium Demand Growth+High Gas Supply+Methanex Stays+Delayed Build | 835.4318 | 855.4229 | 859.9594
2029 | NIWCM | Medium Demand Growth+High Gas Supply+Methanex Stays+Delayed Build | 634.3073 | 761.4527 | 775.045
2030 | NIWCM | Medium Demand Growth+High Gas Supply+Methanex Stays+Delayed Build | 531.7296 | 1250.7871 | 1527.8104
2031 | NIWCM | Medium Demand Growth+High Gas Supply+Methanex Stays+Delayed Build | 337.1926 | 1266.4198 | 1612.631
2032 | NIWCM | Medium Demand Growth+High Gas Supply+Methanex Stays+Delayed Build | 172.578 | 1172.6335 | 1733.8244
2033 | NIWCM | Medium Demand Growth+High Gas Supply+Methanex Stays+Delayed Build | 55.9676 | 1069.8734 | 1867.049
2034 | NIWCM | Medium Demand Growth+High Gas Supply+Methanex Stays+Delayed Build | -111.8944 | 921.9803 | 1759.6486
2035 | NIWCM | Medium Demand Growth+High Gas Supply+Methanex Stays+Delayed Build | -263.5569 | 799.8262 | 1712.6594
2026 | SIWEM_PERC | Medium Demand Growth+High Gas Supply+Methanex Stays+Delayed Build | 36.1227 | 36.1227 | 36.1227
2027 | SIWEM_PERC | Medium Demand Growth+High Gas Supply+Methanex Stays+Delayed Build | 16.7358 | 16.8057 | 16.8057
2028 | SIWEM_PERC | Medium Demand Growth+High Gas Supply+Methanex Stays+Delayed Build | 18.2077 | 22.0484 | 22.8842
2029 | SIWEM_PERC | Medium Demand Growth+High Gas Supply+Methanex Stays+Delayed Build | 10.8345 | 18.0619 | 20.3066
2030 | SIWEM_PERC | Medium Demand Growth+High Gas Supply+Methanex Stays+Delayed Build | 6.6467 | 27.7258 | 46.7789
2031 | SIWEM_PERC | Medium Demand Growth+High Gas Supply+Methanex Stays+Delayed Build | 3.1125 | 24.5332 | 45.7872
2032 | SIWEM_PERC | Medium Demand Growth+High Gas Supply+Methanex Stays+Delayed Build | 1.3126 | 19.8376 | 51.282
2033 | SIWEM_PERC | Medium Demand Growth+High Gas Supply+Methanex Stays+Delayed Build | -0.75867 | 12.9634 | 52.4517
2034 | SIWEM_PERC | Medium Demand Growth+High Gas Supply+Methanex Stays+Delayed Build | -2.5134 | 9.3772 | 49.6588
2035 | SIWEM_PERC | Medium Demand Growth+High Gas Supply+Methanex Stays+Delayed Build | -3.9808 | 7.7075 | 47.3039
2026 | NZWEM_PERC | Medium Demand Growth+High Gas Supply+Methanex Stays+Delayed Build+Low Wind & Solar | 12.4355 | 12.4355 | 12.4355
2027 | NZWEM_PERC | Medium Demand Growth+High Gas Supply+Methanex Stays+Delayed Build+Low Wind & Solar | 4.9785 | 5.1021 | 5.2486
2028 | NZWEM_PERC | Medium Demand Growth+High Gas Supply+Methanex Stays+Delayed Build+Low Wind & Solar | 6.0349 | 7.2723 | 7.5416
2029 | NZWEM_PERC | Medium Demand Growth+High Gas Supply+Methanex Stays+Delayed Build+Low Wind & Solar | 3.4482 | 5.8278 | 6.5669
2030 | NZWEM_PERC | Medium Demand Growth+High Gas Supply+Methanex Stays+Delayed Build+Low Wind & Solar | 1.3885 | 8.8441 | 15.1462
2031 | NZWEM_PERC | Medium Demand Growth+High Gas Supply+Methanex Stays+Delayed Build+Low Wind & Solar | -2.223 | 7.5231 | 14.5627
2032 | NZWEM_PERC | Medium Demand Growth+High Gas Supply+Methanex Stays+Delayed Build+Low Wind & Solar | -4.2866 | 5.7921 | 17.3297
2033 | NZWEM_PERC | Medium Demand Growth+High Gas Supply+Methanex Stays+Delayed Build+Low Wind & Solar | -6.5547 | 3.3522 | 19.3552
2034 | NZWEM_PERC | Medium Demand Growth+High Gas Supply+Methanex Stays+Delayed Build+Low Wind & Solar | -8.2741 | 1.7092 | 18.1743
2035 | NZWEM_PERC | Medium Demand Growth+High Gas Supply+Methanex Stays+Delayed Build+Low Wind & Solar | -10.0719 | 0.11099 | 17.5866
2026 | NIWCM | Medium Demand Growth+High Gas Supply+Methanex Stays+Delayed Build+Low Wind & Solar | 628.8124 | 628.8124 | 628.8124
2027 | NIWCM | Medium Demand Growth+High Gas Supply+Methanex Stays+Delayed Build+Low Wind & Solar | 677.8105 | 679.8206 | 682.2931
2028 | NIWCM | Medium Demand Growth+High Gas Supply+Methanex Stays+Delayed Build+Low Wind & Solar | 835.4318 | 855.4229 | 859.9594
2029 | NIWCM | Medium Demand Growth+High Gas Supply+Methanex Stays+Delayed Build+Low Wind & Solar | 634.3073 | 761.4527 | 775.045
2030 | NIWCM | Medium Demand Growth+High Gas Supply+Methanex Stays+Delayed Build+Low Wind & Solar | 531.7296 | 1250.7871 | 1527.8104
2031 | NIWCM | Medium Demand Growth+High Gas Supply+Methanex Stays+Delayed Build+Low Wind & Solar | 337.1926 | 1266.4198 | 1612.631
2032 | NIWCM | Medium Demand Growth+High Gas Supply+Methanex Stays+Delayed Build+Low Wind & Solar | 172.578 | 1172.6335 | 1733.8244
2033 | NIWCM | Medium Demand Growth+High Gas Supply+Methanex Stays+Delayed Build+Low Wind & Solar | 55.9676 | 1069.8734 | 1867.049
2034 | NIWCM | Medium Demand Growth+High Gas Supply+Methanex Stays+Delayed Build+Low Wind & Solar | -111.8944 | 921.9803 | 1759.6486
2035 | NIWCM | Medium Demand Growth+High Gas Supply+Methanex Stays+Delayed Build+Low Wind & Solar | -263.5569 | 799.8262 | 1712.6594
2026 | SIWEM_PERC | Medium Demand Growth+High Gas Supply+Methanex Stays+Delayed Build+Low Wind & Solar | 33.5617 | 33.5617 | 33.5617
2027 | SIWEM_PERC | Medium Demand Growth+High Gas Supply+Methanex Stays+Delayed Build+Low Wind & Solar | 16.2565 | 16.3196 | 16.3196
2028 | SIWEM_PERC | Medium Demand Growth+High Gas Supply+Methanex Stays+Delayed Build+Low Wind & Solar | 15.9291 | 18.4734 | 19.2278
2029 | SIWEM_PERC | Medium Demand Growth+High Gas Supply+Methanex Stays+Delayed Build+Low Wind & Solar | 8.5658 | 13.9397 | 15.9655
2030 | SIWEM_PERC | Medium Demand Growth+High Gas Supply+Methanex Stays+Delayed Build+Low Wind & Solar | 5.7635 | 21.9768 | 39.1716
2031 | SIWEM_PERC | Medium Demand Growth+High Gas Supply+Methanex Stays+Delayed Build+Low Wind & Solar | 2.2597 | 18.235 | 37.4159
2032 | SIWEM_PERC | Medium Demand Growth+High Gas Supply+Methanex Stays+Delayed Build+Low Wind & Solar | 0.47602 | 13.4951 | 45.0528
2033 | SIWEM_PERC | Medium Demand Growth+High Gas Supply+Methanex Stays+Delayed Build+Low Wind & Solar | -1.5768 | 9.3676 | 48.3088
2034 | SIWEM_PERC | Medium Demand Growth+High Gas Supply+Methanex Stays+Delayed Build+Low Wind & Solar | -3.3156 | 7.4153 | 45.5967
2035 | SIWEM_PERC | Medium Demand Growth+High Gas Supply+Methanex Stays+Delayed Build+Low Wind & Solar | -4.7693 | 5.7789 | 43.3109
2026 | NZWEM_PERC | Medium Demand Growth+High Gas Supply+Methanex Stays+Delayed Build+Constrained Operational Capacity | 13.3403 | 13.3403 | 13.3403
2027 | NZWEM_PERC | Medium Demand Growth+High Gas Supply+Methanex Stays+Delayed Build+Constrained Operational Capacity | 5.9043 | 6.0411 | 6.2035
2028 | NZWEM_PERC | Medium Demand Growth+High Gas Supply+Methanex Stays+Delayed Build+Constrained Operational Capacity | 7.1774 | 8.5486 | 8.847
2029 | NZWEM_PERC | Medium Demand Growth+High Gas Supply+Methanex Stays+Delayed Build+Constrained Operational Capacity | 4.6949 | 7.3317 | 8.1507
2030 | NZWEM_PERC | Medium Demand Growth+High Gas Supply+Methanex Stays+Delayed Build+Constrained Operational Capacity | 2.6898 | 10.9511 | 17.9344
2031 | NZWEM_PERC | Medium Demand Growth+High Gas Supply+Methanex Stays+Delayed Build+Constrained Operational Capacity | -0.96477 | 9.8346 | 17.635
2032 | NZWEM_PERC | Medium Demand Growth+High Gas Supply+Methanex Stays+Delayed Build+Constrained Operational Capacity | -3.057 | 8.1109 | 20.8588
2033 | NZWEM_PERC | Medium Demand Growth+High Gas Supply+Methanex Stays+Delayed Build+Constrained Operational Capacity | -5.3558 | 5.6133 | 23.3101
2034 | NZWEM_PERC | Medium Demand Growth+High Gas Supply+Methanex Stays+Delayed Build+Constrained Operational Capacity | -7.103 | 3.9509 | 22.1256
2035 | NZWEM_PERC | Medium Demand Growth+High Gas Supply+Methanex Stays+Delayed Build+Constrained Operational Capacity | -8.927 | 2.3025 | 21.5985
2026 | NIWCM | Medium Demand Growth+High Gas Supply+Methanex Stays+Delayed Build+Constrained Operational Capacity | 94.465 | 94.465 | 94.465
2027 | NIWCM | Medium Demand Growth+High Gas Supply+Methanex Stays+Delayed Build+Constrained Operational Capacity | 136.5614 | 136.5614 | 136.5614
2028 | NIWCM | Medium Demand Growth+High Gas Supply+Methanex Stays+Delayed Build+Constrained Operational Capacity | 225.7919 | 225.7919 | 225.7919
2029 | NIWCM | Medium Demand Growth+High Gas Supply+Methanex Stays+Delayed Build+Constrained Operational Capacity | -10.0491 | 72.1036 | 72.1036
2030 | NIWCM | Medium Demand Growth+High Gas Supply+Methanex Stays+Delayed Build+Constrained Operational Capacity | -143.0655 | 368.6962 | 485.3974
2031 | NIWCM | Medium Demand Growth+High Gas Supply+Methanex Stays+Delayed Build+Constrained Operational Capacity | -340.3417 | 312.2533 | 470.2427
2032 | NIWCM | Medium Demand Growth+High Gas Supply+Methanex Stays+Delayed Build+Constrained Operational Capacity | -506.3 | 207.7988 | 421.2215
2033 | NIWCM | Medium Demand Growth+High Gas Supply+Methanex Stays+Delayed Build+Constrained Operational Capacity | -622.764 | 99.8974 | 373.5347
2034 | NIWCM | Medium Demand Growth+High Gas Supply+Methanex Stays+Delayed Build+Constrained Operational Capacity | -792.7651 | -65.2652 | 229.9005
2035 | NIWCM | Medium Demand Growth+High Gas Supply+Methanex Stays+Delayed Build+Constrained Operational Capacity | -944.4174 | -189.0518 | 115.7583
2026 | SIWEM_PERC | Medium Demand Growth+High Gas Supply+Methanex Stays+Delayed Build+Constrained Operational Capacity | 36.1227 | 36.1227 | 36.1227
2027 | SIWEM_PERC | Medium Demand Growth+High Gas Supply+Methanex Stays+Delayed Build+Constrained Operational Capacity | 16.7358 | 16.8057 | 16.8057
2028 | SIWEM_PERC | Medium Demand Growth+High Gas Supply+Methanex Stays+Delayed Build+Constrained Operational Capacity | 18.2077 | 22.0484 | 22.8842
2029 | SIWEM_PERC | Medium Demand Growth+High Gas Supply+Methanex Stays+Delayed Build+Constrained Operational Capacity | 10.8345 | 18.0619 | 20.3066
2030 | SIWEM_PERC | Medium Demand Growth+High Gas Supply+Methanex Stays+Delayed Build+Constrained Operational Capacity | 6.6467 | 27.7258 | 46.7789
2031 | SIWEM_PERC | Medium Demand Growth+High Gas Supply+Methanex Stays+Delayed Build+Constrained Operational Capacity | 3.1125 | 24.5332 | 45.7872
2032 | SIWEM_PERC | Medium Demand Growth+High Gas Supply+Methanex Stays+Delayed Build+Constrained Operational Capacity | 1.3126 | 19.8376 | 51.282
2033 | SIWEM_PERC | Medium Demand Growth+High Gas Supply+Methanex Stays+Delayed Build+Constrained Operational Capacity | -0.75867 | 12.9634 | 52.4517
2034 | SIWEM_PERC | Medium Demand Growth+High Gas Supply+Methanex Stays+Delayed Build+Constrained Operational Capacity | -2.5134 | 9.3772 | 49.6588
2035 | SIWEM_PERC | Medium Demand Growth+High Gas Supply+Methanex Stays+Delayed Build+Constrained Operational Capacity | -3.9808 | 7.7075 | 47.3039
2026 | NZWEM_PERC | Medium Demand Growth+High Gas Supply+Methanex Stays+Delayed Build+Constrained Operational Capacity+Low Wind & Solar | 12.4355 | 12.4355 | 12.4355
2027 | NZWEM_PERC | Medium Demand Growth+High Gas Supply+Methanex Stays+Delayed Build+Constrained Operational Capacity+Low Wind & Solar | 4.9785 | 5.1021 | 5.2486
2028 | NZWEM_PERC | Medium Demand Growth+High Gas Supply+Methanex Stays+Delayed Build+Constrained Operational Capacity+Low Wind & Solar | 6.0349 | 7.2723 | 7.5416
2029 | NZWEM_PERC | Medium Demand Growth+High Gas Supply+Methanex Stays+Delayed Build+Constrained Operational Capacity+Low Wind & Solar | 3.4482 | 5.8278 | 6.5669
2030 | NZWEM_PERC | Medium Demand Growth+High Gas Supply+Methanex Stays+Delayed Build+Constrained Operational Capacity+Low Wind & Solar | 1.3885 | 8.8441 | 15.1462
2031 | NZWEM_PERC | Medium Demand Growth+High Gas Supply+Methanex Stays+Delayed Build+Constrained Operational Capacity+Low Wind & Solar | -2.223 | 7.5231 | 14.5627
2032 | NZWEM_PERC | Medium Demand Growth+High Gas Supply+Methanex Stays+Delayed Build+Constrained Operational Capacity+Low Wind & Solar | -4.2866 | 5.7921 | 17.3297
2033 | NZWEM_PERC | Medium Demand Growth+High Gas Supply+Methanex Stays+Delayed Build+Constrained Operational Capacity+Low Wind & Solar | -6.5547 | 3.3522 | 19.3552
2034 | NZWEM_PERC | Medium Demand Growth+High Gas Supply+Methanex Stays+Delayed Build+Constrained Operational Capacity+Low Wind & Solar | -8.2741 | 1.7092 | 18.1743
2035 | NZWEM_PERC | Medium Demand Growth+High Gas Supply+Methanex Stays+Delayed Build+Constrained Operational Capacity+Low Wind & Solar | -10.0719 | 0.11099 | 17.5866
2026 | NIWCM | Medium Demand Growth+High Gas Supply+Methanex Stays+Delayed Build+Constrained Operational Capacity+Low Wind & Solar | 94.465 | 94.465 | 94.465
2027 | NIWCM | Medium Demand Growth+High Gas Supply+Methanex Stays+Delayed Build+Constrained Operational Capacity+Low Wind & Solar | 136.5614 | 136.5614 | 136.5614
2028 | NIWCM | Medium Demand Growth+High Gas Supply+Methanex Stays+Delayed Build+Constrained Operational Capacity+Low Wind & Solar | 225.7919 | 225.7919 | 225.7919
2029 | NIWCM | Medium Demand Growth+High Gas Supply+Methanex Stays+Delayed Build+Constrained Operational Capacity+Low Wind & Solar | -10.0491 | 72.1036 | 72.1036
2030 | NIWCM | Medium Demand Growth+High Gas Supply+Methanex Stays+Delayed Build+Constrained Operational Capacity+Low Wind & Solar | -143.0655 | 368.6962 | 485.3974
2031 | NIWCM | Medium Demand Growth+High Gas Supply+Methanex Stays+Delayed Build+Constrained Operational Capacity+Low Wind & Solar | -340.3417 | 312.2533 | 470.2427
2032 | NIWCM | Medium Demand Growth+High Gas Supply+Methanex Stays+Delayed Build+Constrained Operational Capacity+Low Wind & Solar | -506.3 | 207.7988 | 421.2215
2033 | NIWCM | Medium Demand Growth+High Gas Supply+Methanex Stays+Delayed Build+Constrained Operational Capacity+Low Wind & Solar | -622.764 | 99.8974 | 373.5347
2034 | NIWCM | Medium Demand Growth+High Gas Supply+Methanex Stays+Delayed Build+Constrained Operational Capacity+Low Wind & Solar | -792.7651 | -65.2652 | 229.9005
2035 | NIWCM | Medium Demand Growth+High Gas Supply+Methanex Stays+Delayed Build+Constrained Operational Capacity+Low Wind & Solar | -944.4174 | -189.0518 | 115.7583
2026 | SIWEM_PERC | Medium Demand Growth+High Gas Supply+Methanex Stays+Delayed Build+Constrained Operational Capacity+Low Wind & Solar | 33.5617 | 33.5617 | 33.5617
2027 | SIWEM_PERC | Medium Demand Growth+High Gas Supply+Methanex Stays+Delayed Build+Constrained Operational Capacity+Low Wind & Solar | 16.2565 | 16.3196 | 16.3196
2028 | SIWEM_PERC | Medium Demand Growth+High Gas Supply+Methanex Stays+Delayed Build+Constrained Operational Capacity+Low Wind & Solar | 15.9291 | 18.4734 | 19.2278
2029 | SIWEM_PERC | Medium Demand Growth+High Gas Supply+Methanex Stays+Delayed Build+Constrained Operational Capacity+Low Wind & Solar | 8.5658 | 13.9397 | 15.9655
2030 | SIWEM_PERC | Medium Demand Growth+High Gas Supply+Methanex Stays+Delayed Build+Constrained Operational Capacity+Low Wind & Solar | 5.7635 | 21.9768 | 39.1716
2031 | SIWEM_PERC | Medium Demand Growth+High Gas Supply+Methanex Stays+Delayed Build+Constrained Operational Capacity+Low Wind & Solar | 2.2597 | 18.235 | 37.4159
2032 | SIWEM_PERC | Medium Demand Growth+High Gas Supply+Methanex Stays+Delayed Build+Constrained Operational Capacity+Low Wind & Solar | 0.47602 | 13.4951 | 45.0528
2033 | SIWEM_PERC | Medium Demand Growth+High Gas Supply+Methanex Stays+Delayed Build+Constrained Operational Capacity+Low Wind & Solar | -1.5768 | 9.3676 | 48.3088
2034 | SIWEM_PERC | Medium Demand Growth+High Gas Supply+Methanex Stays+Delayed Build+Constrained Operational Capacity+Low Wind & Solar | -3.3156 | 7.4153 | 45.5967
2035 | SIWEM_PERC | Medium Demand Growth+High Gas Supply+Methanex Stays+Delayed Build+Constrained Operational Capacity+Low Wind & Solar | -4.7693 | 5.7789 | 43.3109
2026 | NZWEM_PERC | Medium Demand Growth+High Gas Supply+Methanex Stays+Delayed Build+Upgraded HVDC | 13.3403 | 13.3403 | 13.3403
2027 | NZWEM_PERC | Medium Demand Growth+High Gas Supply+Methanex Stays+Delayed Build+Upgraded HVDC | 5.9043 | 6.0411 | 6.2035
2028 | NZWEM_PERC | Medium Demand Growth+High Gas Supply+Methanex Stays+Delayed Build+Upgraded HVDC | 7.1774 | 8.5486 | 8.847
2029 | NZWEM_PERC | Medium Demand Growth+High Gas Supply+Methanex Stays+Delayed Build+Upgraded HVDC | 4.6949 | 7.3317 | 8.1507
2030 | NZWEM_PERC | Medium Demand Growth+High Gas Supply+Methanex Stays+Delayed Build+Upgraded HVDC | 2.6898 | 10.9511 | 17.9344
2031 | NZWEM_PERC | Medium Demand Growth+High Gas Supply+Methanex Stays+Delayed Build+Upgraded HVDC | -0.96477 | 9.8346 | 17.635
2032 | NZWEM_PERC | Medium Demand Growth+High Gas Supply+Methanex Stays+Delayed Build+Upgraded HVDC | -3.057 | 8.1109 | 20.8588
2033 | NZWEM_PERC | Medium Demand Growth+High Gas Supply+Methanex Stays+Delayed Build+Upgraded HVDC | -5.3558 | 5.6133 | 23.3101
2034 | NZWEM_PERC | Medium Demand Growth+High Gas Supply+Methanex Stays+Delayed Build+Upgraded HVDC | -7.103 | 3.9509 | 22.1256
2035 | NZWEM_PERC | Medium Demand Growth+High Gas Supply+Methanex Stays+Delayed Build+Upgraded HVDC | -8.927 | 2.3025 | 21.5985
2026 | NIWCM | Medium Demand Growth+High Gas Supply+Methanex Stays+Delayed Build+Upgraded HVDC | 628.8124 | 628.8124 | 628.8124
2027 | NIWCM | Medium Demand Growth+High Gas Supply+Methanex Stays+Delayed Build+Upgraded HVDC | 677.8105 | 679.8206 | 682.2931
2028 | NIWCM | Medium Demand Growth+High Gas Supply+Methanex Stays+Delayed Build+Upgraded HVDC | 835.4318 | 855.4229 | 859.9594
2029 | NIWCM | Medium Demand Growth+High Gas Supply+Methanex Stays+Delayed Build+Upgraded HVDC | 634.3073 | 761.4527 | 775.045
2030 | NIWCM | Medium Demand Growth+High Gas Supply+Methanex Stays+Delayed Build+Upgraded HVDC | 531.7296 | 1250.7871 | 1527.8104
2031 | NIWCM | Medium Demand Growth+High Gas Supply+Methanex Stays+Delayed Build+Upgraded HVDC | 337.1926 | 1266.4199 | 1612.6349
2032 | NIWCM | Medium Demand Growth+High Gas Supply+Methanex Stays+Delayed Build+Upgraded HVDC | 172.578 | 1172.6336 | 1733.9444
2033 | NIWCM | Medium Demand Growth+High Gas Supply+Methanex Stays+Delayed Build+Upgraded HVDC | 55.9676 | 1069.8734 | 1867.1137
2034 | NIWCM | Medium Demand Growth+High Gas Supply+Methanex Stays+Delayed Build+Upgraded HVDC | -111.8944 | 921.9803 | 1759.6472
2035 | NIWCM | Medium Demand Growth+High Gas Supply+Methanex Stays+Delayed Build+Upgraded HVDC | -263.5569 | 799.8262 | 1712.6618
2026 | SIWEM_PERC | Medium Demand Growth+High Gas Supply+Methanex Stays+Delayed Build+Upgraded HVDC | 36.1227 | 36.1227 | 36.1227
2027 | SIWEM_PERC | Medium Demand Growth+High Gas Supply+Methanex Stays+Delayed Build+Upgraded HVDC | 16.7358 | 16.8057 | 16.8057
2028 | SIWEM_PERC | Medium Demand Growth+High Gas Supply+Methanex Stays+Delayed Build+Upgraded HVDC | 18.2077 | 22.0484 | 22.8842
2029 | SIWEM_PERC | Medium Demand Growth+High Gas Supply+Methanex Stays+Delayed Build+Upgraded HVDC | 10.8345 | 18.0619 | 20.3066
2030 | SIWEM_PERC | Medium Demand Growth+High Gas Supply+Methanex Stays+Delayed Build+Upgraded HVDC | 6.6467 | 27.7258 | 46.7789
2031 | SIWEM_PERC | Medium Demand Growth+High Gas Supply+Methanex Stays+Delayed Build+Upgraded HVDC | 3.1125 | 24.5332 | 45.7872
2032 | SIWEM_PERC | Medium Demand Growth+High Gas Supply+Methanex Stays+Delayed Build+Upgraded HVDC | 1.3126 | 19.8376 | 54.3997
2033 | SIWEM_PERC | Medium Demand Growth+High Gas Supply+Methanex Stays+Delayed Build+Upgraded HVDC | -0.75867 | 12.9634 | 60.7004
2034 | SIWEM_PERC | Medium Demand Growth+High Gas Supply+Methanex Stays+Delayed Build+Upgraded HVDC | -2.5134 | 9.3772 | 57.6261
2035 | SIWEM_PERC | Medium Demand Growth+High Gas Supply+Methanex Stays+Delayed Build+Upgraded HVDC | -3.9808 | 7.7075 | 56.3155
2026 | NZWEM_PERC | Medium Demand Growth+High Gas Supply+Methanex Stays+Delayed Build+Upgraded HVDC+Low Wind & Solar | 12.4355 | 12.4355 | 12.4355
2027 | NZWEM_PERC | Medium Demand Growth+High Gas Supply+Methanex Stays+Delayed Build+Upgraded HVDC+Low Wind & Solar | 4.9785 | 5.1021 | 5.2486
2028 | NZWEM_PERC | Medium Demand Growth+High Gas Supply+Methanex Stays+Delayed Build+Upgraded HVDC+Low Wind & Solar | 6.0349 | 7.2723 | 7.5416
2029 | NZWEM_PERC | Medium Demand Growth+High Gas Supply+Methanex Stays+Delayed Build+Upgraded HVDC+Low Wind & Solar | 3.4482 | 5.8278 | 6.5669
2030 | NZWEM_PERC | Medium Demand Growth+High Gas Supply+Methanex Stays+Delayed Build+Upgraded HVDC+Low Wind & Solar | 1.3885 | 8.8441 | 15.1462
2031 | NZWEM_PERC | Medium Demand Growth+High Gas Supply+Methanex Stays+Delayed Build+Upgraded HVDC+Low Wind & Solar | -2.223 | 7.5231 | 14.5627
2032 | NZWEM_PERC | Medium Demand Growth+High Gas Supply+Methanex Stays+Delayed Build+Upgraded HVDC+Low Wind & Solar | -4.2866 | 5.7921 | 17.3297
2033 | NZWEM_PERC | Medium Demand Growth+High Gas Supply+Methanex Stays+Delayed Build+Upgraded HVDC+Low Wind & Solar | -6.5547 | 3.3522 | 19.3552
2034 | NZWEM_PERC | Medium Demand Growth+High Gas Supply+Methanex Stays+Delayed Build+Upgraded HVDC+Low Wind & Solar | -8.2741 | 1.7092 | 18.1743
2035 | NZWEM_PERC | Medium Demand Growth+High Gas Supply+Methanex Stays+Delayed Build+Upgraded HVDC+Low Wind & Solar | -10.0719 | 0.11099 | 17.5866
2026 | NIWCM | Medium Demand Growth+High Gas Supply+Methanex Stays+Delayed Build+Upgraded HVDC+Low Wind & Solar | 628.8124 | 628.8124 | 628.8124
2027 | NIWCM | Medium Demand Growth+High Gas Supply+Methanex Stays+Delayed Build+Upgraded HVDC+Low Wind & Solar | 677.8105 | 679.8206 | 682.2931
2028 | NIWCM | Medium Demand Growth+High Gas Supply+Methanex Stays+Delayed Build+Upgraded HVDC+Low Wind & Solar | 835.4318 | 855.4229 | 859.9594
2029 | NIWCM | Medium Demand Growth+High Gas Supply+Methanex Stays+Delayed Build+Upgraded HVDC+Low Wind & Solar | 634.3073 | 761.4527 | 775.045
2030 | NIWCM | Medium Demand Growth+High Gas Supply+Methanex Stays+Delayed Build+Upgraded HVDC+Low Wind & Solar | 531.7296 | 1250.7871 | 1527.8104
2031 | NIWCM | Medium Demand Growth+High Gas Supply+Methanex Stays+Delayed Build+Upgraded HVDC+Low Wind & Solar | 337.1926 | 1266.4199 | 1612.6349
2032 | NIWCM | Medium Demand Growth+High Gas Supply+Methanex Stays+Delayed Build+Upgraded HVDC+Low Wind & Solar | 172.578 | 1172.6336 | 1733.9444
2033 | NIWCM | Medium Demand Growth+High Gas Supply+Methanex Stays+Delayed Build+Upgraded HVDC+Low Wind & Solar | 55.9676 | 1069.8734 | 1867.1137
2034 | NIWCM | Medium Demand Growth+High Gas Supply+Methanex Stays+Delayed Build+Upgraded HVDC+Low Wind & Solar | -111.8944 | 921.9803 | 1759.6472
2035 | NIWCM | Medium Demand Growth+High Gas Supply+Methanex Stays+Delayed Build+Upgraded HVDC+Low Wind & Solar | -263.5569 | 799.8262 | 1712.6618
2026 | SIWEM_PERC | Medium Demand Growth+High Gas Supply+Methanex Stays+Delayed Build+Upgraded HVDC+Low Wind & Solar | 33.5617 | 33.5617 | 33.5617
2027 | SIWEM_PERC | Medium Demand Growth+High Gas Supply+Methanex Stays+Delayed Build+Upgraded HVDC+Low Wind & Solar | 16.2565 | 16.3196 | 16.3196
2028 | SIWEM_PERC | Medium Demand Growth+High Gas Supply+Methanex Stays+Delayed Build+Upgraded HVDC+Low Wind & Solar | 15.9291 | 18.4734 | 19.2278
2029 | SIWEM_PERC | Medium Demand Growth+High Gas Supply+Methanex Stays+Delayed Build+Upgraded HVDC+Low Wind & Solar | 8.5658 | 13.9397 | 15.9655
2030 | SIWEM_PERC | Medium Demand Growth+High Gas Supply+Methanex Stays+Delayed Build+Upgraded HVDC+Low Wind & Solar | 5.7635 | 21.9768 | 39.1716
2031 | SIWEM_PERC | Medium Demand Growth+High Gas Supply+Methanex Stays+Delayed Build+Upgraded HVDC+Low Wind & Solar | 2.2597 | 18.235 | 37.4159
2032 | SIWEM_PERC | Medium Demand Growth+High Gas Supply+Methanex Stays+Delayed Build+Upgraded HVDC+Low Wind & Solar | 0.47602 | 13.4951 | 45.0528
2033 | SIWEM_PERC | Medium Demand Growth+High Gas Supply+Methanex Stays+Delayed Build+Upgraded HVDC+Low Wind & Solar | -1.5768 | 9.3676 | 50.4506
2034 | SIWEM_PERC | Medium Demand Growth+High Gas Supply+Methanex Stays+Delayed Build+Upgraded HVDC+Low Wind & Solar | -3.3156 | 7.4153 | 47.3549
2035 | SIWEM_PERC | Medium Demand Growth+High Gas Supply+Methanex Stays+Delayed Build+Upgraded HVDC+Low Wind & Solar | -4.7693 | 5.7789 | 45.8432
2026 | NZWEM_PERC | Medium Demand Growth+High Gas Supply+Methanex Stays+Delayed Build+Upgraded HVDC+Constrained Operational Capacity | 13.3403 | 13.3403 | 13.3403
2027 | NZWEM_PERC | Medium Demand Growth+High Gas Supply+Methanex Stays+Delayed Build+Upgraded HVDC+Constrained Operational Capacity | 5.9043 | 6.0411 | 6.2035
2028 | NZWEM_PERC | Medium Demand Growth+High Gas Supply+Methanex Stays+Delayed Build+Upgraded HVDC+Constrained Operational Capacity | 7.1774 | 8.5486 | 8.847
2029 | NZWEM_PERC | Medium Demand Growth+High Gas Supply+Methanex Stays+Delayed Build+Upgraded HVDC+Constrained Operational Capacity | 4.6949 | 7.3317 | 8.1507
2030 | NZWEM_PERC | Medium Demand Growth+High Gas Supply+Methanex Stays+Delayed Build+Upgraded HVDC+Constrained Operational Capacity | 2.6898 | 10.9511 | 17.9344
2031 | NZWEM_PERC | Medium Demand Growth+High Gas Supply+Methanex Stays+Delayed Build+Upgraded HVDC+Constrained Operational Capacity | -0.96477 | 9.8346 | 17.635
2032 | NZWEM_PERC | Medium Demand Growth+High Gas Supply+Methanex Stays+Delayed Build+Upgraded HVDC+Constrained Operational Capacity | -3.057 | 8.1109 | 20.8588
2033 | NZWEM_PERC | Medium Demand Growth+High Gas Supply+Methanex Stays+Delayed Build+Upgraded HVDC+Constrained Operational Capacity | -5.3558 | 5.6133 | 23.3101
2034 | NZWEM_PERC | Medium Demand Growth+High Gas Supply+Methanex Stays+Delayed Build+Upgraded HVDC+Constrained Operational Capacity | -7.103 | 3.9509 | 22.1256
2035 | NZWEM_PERC | Medium Demand Growth+High Gas Supply+Methanex Stays+Delayed Build+Upgraded HVDC+Constrained Operational Capacity | -8.927 | 2.3025 | 21.5985
2026 | NIWCM | Medium Demand Growth+High Gas Supply+Methanex Stays+Delayed Build+Upgraded HVDC+Constrained Operational Capacity | 94.465 | 94.465 | 94.465
2027 | NIWCM | Medium Demand Growth+High Gas Supply+Methanex Stays+Delayed Build+Upgraded HVDC+Constrained Operational Capacity | 136.5614 | 136.5614 | 136.5614
2028 | NIWCM | Medium Demand Growth+High Gas Supply+Methanex Stays+Delayed Build+Upgraded HVDC+Constrained Operational Capacity | 225.7919 | 225.7919 | 225.7919
2029 | NIWCM | Medium Demand Growth+High Gas Supply+Methanex Stays+Delayed Build+Upgraded HVDC+Constrained Operational Capacity | -10.0491 | 72.1036 | 72.1036
2030 | NIWCM | Medium Demand Growth+High Gas Supply+Methanex Stays+Delayed Build+Upgraded HVDC+Constrained Operational Capacity | -143.0655 | 368.6962 | 485.3974
2031 | NIWCM | Medium Demand Growth+High Gas Supply+Methanex Stays+Delayed Build+Upgraded HVDC+Constrained Operational Capacity | -340.3417 | 312.2533 | 470.2427
2032 | NIWCM | Medium Demand Growth+High Gas Supply+Methanex Stays+Delayed Build+Upgraded HVDC+Constrained Operational Capacity | -506.3 | 207.7988 | 421.2215
2033 | NIWCM | Medium Demand Growth+High Gas Supply+Methanex Stays+Delayed Build+Upgraded HVDC+Constrained Operational Capacity | -622.764 | 99.8974 | 373.5347
2034 | NIWCM | Medium Demand Growth+High Gas Supply+Methanex Stays+Delayed Build+Upgraded HVDC+Constrained Operational Capacity | -792.7651 | -65.2652 | 229.9005
2035 | NIWCM | Medium Demand Growth+High Gas Supply+Methanex Stays+Delayed Build+Upgraded HVDC+Constrained Operational Capacity | -944.4174 | -189.0518 | 115.7583
2026 | SIWEM_PERC | Medium Demand Growth+High Gas Supply+Methanex Stays+Delayed Build+Upgraded HVDC+Constrained Operational Capacity | 36.1227 | 36.1227 | 36.1227
2027 | SIWEM_PERC | Medium Demand Growth+High Gas Supply+Methanex Stays+Delayed Build+Upgraded HVDC+Constrained Operational Capacity | 16.7358 | 16.8057 | 16.8057
2028 | SIWEM_PERC | Medium Demand Growth+High Gas Supply+Methanex Stays+Delayed Build+Upgraded HVDC+Constrained Operational Capacity | 18.2077 | 22.0484 | 22.8842
2029 | SIWEM_PERC | Medium Demand Growth+High Gas Supply+Methanex Stays+Delayed Build+Upgraded HVDC+Constrained Operational Capacity | 10.8345 | 18.0619 | 20.3066
2030 | SIWEM_PERC | Medium Demand Growth+High Gas Supply+Methanex Stays+Delayed Build+Upgraded HVDC+Constrained Operational Capacity | 6.6467 | 27.7258 | 46.7789
2031 | SIWEM_PERC | Medium Demand Growth+High Gas Supply+Methanex Stays+Delayed Build+Upgraded HVDC+Constrained Operational Capacity | 3.1125 | 24.5332 | 45.7872
2032 | SIWEM_PERC | Medium Demand Growth+High Gas Supply+Methanex Stays+Delayed Build+Upgraded HVDC+Constrained Operational Capacity | 1.3126 | 19.8376 | 54.3997
2033 | SIWEM_PERC | Medium Demand Growth+High Gas Supply+Methanex Stays+Delayed Build+Upgraded HVDC+Constrained Operational Capacity | -0.75867 | 12.9634 | 60.7004
2034 | SIWEM_PERC | Medium Demand Growth+High Gas Supply+Methanex Stays+Delayed Build+Upgraded HVDC+Constrained Operational Capacity | -2.5134 | 9.3772 | 57.6261
2035 | SIWEM_PERC | Medium Demand Growth+High Gas Supply+Methanex Stays+Delayed Build+Upgraded HVDC+Constrained Operational Capacity | -3.9808 | 7.7075 | 56.3155
2026 | NZWEM_PERC | Medium Demand Growth+High Gas Supply+Methanex Stays+Delayed Build+Upgraded HVDC+Constrained Operational Capacity+Low Wind & Solar | 12.4355 | 12.4355 | 12.4355
2027 | NZWEM_PERC | Medium Demand Growth+High Gas Supply+Methanex Stays+Delayed Build+Upgraded HVDC+Constrained Operational Capacity+Low Wind & Solar | 4.9785 | 5.1021 | 5.2486
2028 | NZWEM_PERC | Medium Demand Growth+High Gas Supply+Methanex Stays+Delayed Build+Upgraded HVDC+Constrained Operational Capacity+Low Wind & Solar | 6.0349 | 7.2723 | 7.5416
2029 | NZWEM_PERC | Medium Demand Growth+High Gas Supply+Methanex Stays+Delayed Build+Upgraded HVDC+Constrained Operational Capacity+Low Wind & Solar | 3.4482 | 5.8278 | 6.5669
2030 | NZWEM_PERC | Medium Demand Growth+High Gas Supply+Methanex Stays+Delayed Build+Upgraded HVDC+Constrained Operational Capacity+Low Wind & Solar | 1.3885 | 8.8441 | 15.1462
2031 | NZWEM_PERC | Medium Demand Growth+High Gas Supply+Methanex Stays+Delayed Build+Upgraded HVDC+Constrained Operational Capacity+Low Wind & Solar | -2.223 | 7.5231 | 14.5627
2032 | NZWEM_PERC | Medium Demand Growth+High Gas Supply+Methanex Stays+Delayed Build+Upgraded HVDC+Constrained Operational Capacity+Low Wind & Solar | -4.2866 | 5.7921 | 17.3297
2033 | NZWEM_PERC | Medium Demand Growth+High Gas Supply+Methanex Stays+Delayed Build+Upgraded HVDC+Constrained Operational Capacity+Low Wind & Solar | -6.5547 | 3.3522 | 19.3552
2034 | NZWEM_PERC | Medium Demand Growth+High Gas Supply+Methanex Stays+Delayed Build+Upgraded HVDC+Constrained Operational Capacity+Low Wind & Solar | -8.2741 | 1.7092 | 18.1743
2035 | NZWEM_PERC | Medium Demand Growth+High Gas Supply+Methanex Stays+Delayed Build+Upgraded HVDC+Constrained Operational Capacity+Low Wind & Solar | -10.0719 | 0.11099 | 17.5866
2026 | NIWCM | Medium Demand Growth+High Gas Supply+Methanex Stays+Delayed Build+Upgraded HVDC+Constrained Operational Capacity+Low Wind & Solar | 94.465 | 94.465 | 94.465
2027 | NIWCM | Medium Demand Growth+High Gas Supply+Methanex Stays+Delayed Build+Upgraded HVDC+Constrained Operational Capacity+Low Wind & Solar | 136.5614 | 136.5614 | 136.5614
2028 | NIWCM | Medium Demand Growth+High Gas Supply+Methanex Stays+Delayed Build+Upgraded HVDC+Constrained Operational Capacity+Low Wind & Solar | 225.7919 | 225.7919 | 225.7919
2029 | NIWCM | Medium Demand Growth+High Gas Supply+Methanex Stays+Delayed Build+Upgraded HVDC+Constrained Operational Capacity+Low Wind & Solar | -10.0491 | 72.1036 | 72.1036
2030 | NIWCM | Medium Demand Growth+High Gas Supply+Methanex Stays+Delayed Build+Upgraded HVDC+Constrained Operational Capacity+Low Wind & Solar | -143.0655 | 368.6962 | 485.3974
2031 | NIWCM | Medium Demand Growth+High Gas Supply+Methanex Stays+Delayed Build+Upgraded HVDC+Constrained Operational Capacity+Low Wind & Solar | -340.3417 | 312.2533 | 470.2427
2032 | NIWCM | Medium Demand Growth+High Gas Supply+Methanex Stays+Delayed Build+Upgraded HVDC+Constrained Operational Capacity+Low Wind & Solar | -506.3 | 207.7988 | 421.2215
2033 | NIWCM | Medium Demand Growth+High Gas Supply+Methanex Stays+Delayed Build+Upgraded HVDC+Constrained Operational Capacity+Low Wind & Solar | -622.764 | 99.8974 | 373.5347
2034 | NIWCM | Medium Demand Growth+High Gas Supply+Methanex Stays+Delayed Build+Upgraded HVDC+Constrained Operational Capacity+Low Wind & Solar | -792.7651 | -65.2652 | 229.9005
2035 | NIWCM | Medium Demand Growth+High Gas Supply+Methanex Stays+Delayed Build+Upgraded HVDC+Constrained Operational Capacity+Low Wind & Solar | -944.4174 | -189.0518 | 115.7583
2026 | SIWEM_PERC | Medium Demand Growth+High Gas Supply+Methanex Stays+Delayed Build+Upgraded HVDC+Constrained Operational Capacity+Low Wind & Solar | 33.5617 | 33.5617 | 33.5617
2027 | SIWEM_PERC | Medium Demand Growth+High Gas Supply+Methanex Stays+Delayed Build+Upgraded HVDC+Constrained Operational Capacity+Low Wind & Solar | 16.2565 | 16.3196 | 16.3196
2028 | SIWEM_PERC | Medium Demand Growth+High Gas Supply+Methanex Stays+Delayed Build+Upgraded HVDC+Constrained Operational Capacity+Low Wind & Solar | 15.9291 | 18.4734 | 19.2278
2029 | SIWEM_PERC | Medium Demand Growth+High Gas Supply+Methanex Stays+Delayed Build+Upgraded HVDC+Constrained Operational Capacity+Low Wind & Solar | 8.5658 | 13.9397 | 15.9655
2030 | SIWEM_PERC | Medium Demand Growth+High Gas Supply+Methanex Stays+Delayed Build+Upgraded HVDC+Constrained Operational Capacity+Low Wind & Solar | 5.7635 | 21.9768 | 39.1716
2031 | SIWEM_PERC | Medium Demand Growth+High Gas Supply+Methanex Stays+Delayed Build+Upgraded HVDC+Constrained Operational Capacity+Low Wind & Solar | 2.2597 | 18.235 | 37.4159
2032 | SIWEM_PERC | Medium Demand Growth+High Gas Supply+Methanex Stays+Delayed Build+Upgraded HVDC+Constrained Operational Capacity+Low Wind & Solar | 0.47602 | 13.4951 | 45.0528
2033 | SIWEM_PERC | Medium Demand Growth+High Gas Supply+Methanex Stays+Delayed Build+Upgraded HVDC+Constrained Operational Capacity+Low Wind & Solar | -1.5768 | 9.3676 | 50.4506
2034 | SIWEM_PERC | Medium Demand Growth+High Gas Supply+Methanex Stays+Delayed Build+Upgraded HVDC+Constrained Operational Capacity+Low Wind & Solar | -3.3156 | 7.4153 | 47.3549
2035 | SIWEM_PERC | Medium Demand Growth+High Gas Supply+Methanex Stays+Delayed Build+Upgraded HVDC+Constrained Operational Capacity+Low Wind & Solar | -4.7693 | 5.7789 | 45.8432
2026 | NZWEM_PERC | Medium Demand Growth+High Gas Supply+Methanex Stays+Reduced Rankine Availability | 13.8196 | 13.8763 | 13.8763
2027 | NZWEM_PERC | Medium Demand Growth+High Gas Supply+Methanex Stays+Reduced Rankine Availability | 5.1341 | 6.9127 | 7.2202
2028 | NZWEM_PERC | Medium Demand Growth+High Gas Supply+Methanex Stays+Reduced Rankine Availability | 3.4796 | 11.1844 | 15.4577
2029 | NZWEM_PERC | Medium Demand Growth+High Gas Supply+Methanex Stays+Reduced Rankine Availability | -1.5469 | 9.0349 | 17.4071
2030 | NZWEM_PERC | Medium Demand Growth+High Gas Supply+Methanex Stays+Reduced Rankine Availability | -4.3497 | 7.9506 | 21.4422
2031 | NZWEM_PERC | Medium Demand Growth+High Gas Supply+Methanex Stays+Reduced Rankine Availability | -7.7712 | 4.2052 | 22.7769
2032 | NZWEM_PERC | Medium Demand Growth+High Gas Supply+Methanex Stays+Reduced Rankine Availability | -9.7085 | 2.3517 | 21.4337
2033 | NZWEM_PERC | Medium Demand Growth+High Gas Supply+Methanex Stays+Reduced Rankine Availability | -11.8416 | -0.081851 | 20.1252
2034 | NZWEM_PERC | Medium Demand Growth+High Gas Supply+Methanex Stays+Reduced Rankine Availability | -13.4382 | -1.564 | 18.174
2035 | NZWEM_PERC | Medium Demand Growth+High Gas Supply+Methanex Stays+Reduced Rankine Availability | -15.1204 | -3.4267 | 15.8693
2026 | NIWCM | Medium Demand Growth+High Gas Supply+Methanex Stays+Reduced Rankine Availability | 920.9691 | 921.7689 | 921.7689
2027 | NIWCM | Medium Demand Growth+High Gas Supply+Methanex Stays+Reduced Rankine Availability | 845.9707 | 877.8368 | 882.3733
2028 | NIWCM | Medium Demand Growth+High Gas Supply+Methanex Stays+Reduced Rankine Availability | 859.1103 | 1505.0791 | 1565.8242
2029 | NIWCM | Medium Demand Growth+High Gas Supply+Methanex Stays+Reduced Rankine Availability | 611.353 | 1501.7771 | 1825.1221
2030 | NIWCM | Medium Demand Growth+High Gas Supply+Methanex Stays+Reduced Rankine Availability | 357.1061 | 1371.4514 | 1890.9615
2031 | NIWCM | Medium Demand Growth+High Gas Supply+Methanex Stays+Reduced Rankine Availability | 179.7311 | 1211.8479 | 1982.5238
2032 | NIWCM | Medium Demand Growth+High Gas Supply+Methanex Stays+Reduced Rankine Availability | 15.1165 | 1068.5412 | 1887.6906
2033 | NIWCM | Medium Demand Growth+High Gas Supply+Methanex Stays+Reduced Rankine Availability | -174.4324 | 884.5126 | 1781.0907
2034 | NIWCM | Medium Demand Growth+High Gas Supply+Methanex Stays+Reduced Rankine Availability | -342.2944 | 761.6695 | 1743.7668
2035 | NIWCM | Medium Demand Growth+High Gas Supply+Methanex Stays+Reduced Rankine Availability | -493.9569 | 621.7582 | 1611.8204
2026 | SIWEM_PERC | Medium Demand Growth+High Gas Supply+Methanex Stays+Reduced Rankine Availability | 37.4793 | 37.6397 | 37.6397
2027 | SIWEM_PERC | Medium Demand Growth+High Gas Supply+Methanex Stays+Reduced Rankine Availability | 20.3731 | 22.9227 | 22.9227
2028 | SIWEM_PERC | Medium Demand Growth+High Gas Supply+Methanex Stays+Reduced Rankine Availability | 18.9439 | 31.6061 | 41.4017
2029 | SIWEM_PERC | Medium Demand Growth+High Gas Supply+Methanex Stays+Reduced Rankine Availability | 11.0199 | 22.8187 | 45.6782
2030 | SIWEM_PERC | Medium Demand Growth+High Gas Supply+Methanex Stays+Reduced Rankine Availability | 6.6467 | 19.7382 | 56.3497
2031 | SIWEM_PERC | Medium Demand Growth+High Gas Supply+Methanex Stays+Reduced Rankine Availability | 3.1125 | 15.7534 | 58.5769
2032 | SIWEM_PERC | Medium Demand Growth+High Gas Supply+Methanex Stays+Reduced Rankine Availability | 1.3126 | 13.7132 | 55.7227
2033 | SIWEM_PERC | Medium Demand Growth+High Gas Supply+Methanex Stays+Reduced Rankine Availability | -0.75867 | 11.3685 | 52.4517
2034 | SIWEM_PERC | Medium Demand Growth+High Gas Supply+Methanex Stays+Reduced Rankine Availability | -2.5134 | 9.3772 | 47.5265
2035 | SIWEM_PERC | Medium Demand Growth+High Gas Supply+Methanex Stays+Reduced Rankine Availability | -3.9808 | 7.7075 | 41.3369
2026 | NZWEM_PERC | Medium Demand Growth+High Gas Supply+Methanex Stays+Reduced Rankine Availability+Low Wind & Solar | 12.6303 | 12.6814 | 12.6814
2027 | NZWEM_PERC | Medium Demand Growth+High Gas Supply+Methanex Stays+Reduced Rankine Availability+Low Wind & Solar | 3.8298 | 5.4349 | 5.7124
2028 | NZWEM_PERC | Medium Demand Growth+High Gas Supply+Methanex Stays+Reduced Rankine Availability+Low Wind & Solar | 2.1049 | 9.0582 | 12.9147
2029 | NZWEM_PERC | Medium Demand Growth+High Gas Supply+Methanex Stays+Reduced Rankine Availability+Low Wind & Solar | -2.8973 | 6.6523 | 14.208
2030 | NZWEM_PERC | Medium Demand Growth+High Gas Supply+Methanex Stays+Reduced Rankine Availability+Low Wind & Solar | -5.6509 | 5.4965 | 17.7072
2031 | NZWEM_PERC | Medium Demand Growth+High Gas Supply+Methanex Stays+Reduced Rankine Availability+Low Wind & Solar | -9.0294 | 1.8323 | 18.6265
2032 | NZWEM_PERC | Medium Demand Growth+High Gas Supply+Methanex Stays+Reduced Rankine Availability+Low Wind & Solar | -10.938 | -0.001924 | 17.2851
2033 | NZWEM_PERC | Medium Demand Growth+High Gas Supply+Methanex Stays+Reduced Rankine Availability+Low Wind & Solar | -13.0405 | -2.3768 | 15.9239
2034 | NZWEM_PERC | Medium Demand Growth+High Gas Supply+Methanex Stays+Reduced Rankine Availability+Low Wind & Solar | -14.6093 | -3.8056 | 14.0702
2035 | NZWEM_PERC | Medium Demand Growth+High Gas Supply+Methanex Stays+Reduced Rankine Availability+Low Wind & Solar | -16.2653 | -5.6182 | 11.8574
2026 | NIWCM | Medium Demand Growth+High Gas Supply+Methanex Stays+Reduced Rankine Availability+Low Wind & Solar | 920.9691 | 921.7689 | 921.7689
2027 | NIWCM | Medium Demand Growth+High Gas Supply+Methanex Stays+Reduced Rankine Availability+Low Wind & Solar | 845.9707 | 877.8368 | 882.3733
2028 | NIWCM | Medium Demand Growth+High Gas Supply+Methanex Stays+Reduced Rankine Availability+Low Wind & Solar | 859.1103 | 1505.0791 | 1565.8242
2029 | NIWCM | Medium Demand Growth+High Gas Supply+Methanex Stays+Reduced Rankine Availability+Low Wind & Solar | 611.353 | 1501.7771 | 1825.1221
2030 | NIWCM | Medium Demand Growth+High Gas Supply+Methanex Stays+Reduced Rankine Availability+Low Wind & Solar | 357.1061 | 1371.4514 | 1890.9615
2031 | NIWCM | Medium Demand Growth+High Gas Supply+Methanex Stays+Reduced Rankine Availability+Low Wind & Solar | 179.7311 | 1211.8479 | 1982.5238
2032 | NIWCM | Medium Demand Growth+High Gas Supply+Methanex Stays+Reduced Rankine Availability+Low Wind & Solar | 15.1165 | 1068.5412 | 1887.6906
2033 | NIWCM | Medium Demand Growth+High Gas Supply+Methanex Stays+Reduced Rankine Availability+Low Wind & Solar | -174.4324 | 884.5126 | 1781.0907
2034 | NIWCM | Medium Demand Growth+High Gas Supply+Methanex Stays+Reduced Rankine Availability+Low Wind & Solar | -342.2944 | 761.6695 | 1743.7668
2035 | NIWCM | Medium Demand Growth+High Gas Supply+Methanex Stays+Reduced Rankine Availability+Low Wind & Solar | -493.9569 | 621.7582 | 1611.8204
2026 | SIWEM_PERC | Medium Demand Growth+High Gas Supply+Methanex Stays+Reduced Rankine Availability+Low Wind & Solar | 34.1131 | 34.2578 | 34.2578
2027 | SIWEM_PERC | Medium Demand Growth+High Gas Supply+Methanex Stays+Reduced Rankine Availability+Low Wind & Solar | 19.539 | 21.8399 | 21.8399
2028 | SIWEM_PERC | Medium Demand Growth+High Gas Supply+Methanex Stays+Reduced Rankine Availability+Low Wind & Solar | 17.9557 | 29.3829 | 35.7927
2029 | SIWEM_PERC | Medium Demand Growth+High Gas Supply+Methanex Stays+Reduced Rankine Availability+Low Wind & Solar | 10.0991 | 20.7471 | 36.9095
2030 | SIWEM_PERC | Medium Demand Growth+High Gas Supply+Methanex Stays+Reduced Rankine Availability+Low Wind & Solar | 5.7635 | 17.5781 | 46.1591
2031 | SIWEM_PERC | Medium Demand Growth+High Gas Supply+Methanex Stays+Reduced Rankine Availability+Low Wind & Solar | 2.2597 | 13.6677 | 48.4888
2032 | SIWEM_PERC | Medium Demand Growth+High Gas Supply+Methanex Stays+Reduced Rankine Availability+Low Wind & Solar | 0.47602 | 11.6671 | 44.931
2033 | SIWEM_PERC | Medium Demand Growth+High Gas Supply+Methanex Stays+Reduced Rankine Availability+Low Wind & Solar | -1.5768 | 9.3676 | 41.2478
2034 | SIWEM_PERC | Medium Demand Growth+High Gas Supply+Methanex Stays+Reduced Rankine Availability+Low Wind & Solar | -3.3156 | 7.4153 | 36.2261
2035 | SIWEM_PERC | Medium Demand Growth+High Gas Supply+Methanex Stays+Reduced Rankine Availability+Low Wind & Solar | -4.7693 | 5.7789 | 30.2287
2026 | NZWEM_PERC | Medium Demand Growth+High Gas Supply+Methanex Stays+Reduced Rankine Availability+Constrained Operational Capacity | 13.8196 | 13.8763 | 13.8763
2027 | NZWEM_PERC | Medium Demand Growth+High Gas Supply+Methanex Stays+Reduced Rankine Availability+Constrained Operational Capacity | 5.1341 | 6.9127 | 7.2202
2028 | NZWEM_PERC | Medium Demand Growth+High Gas Supply+Methanex Stays+Reduced Rankine Availability+Constrained Operational Capacity | 3.4796 | 11.1844 | 15.4577
2029 | NZWEM_PERC | Medium Demand Growth+High Gas Supply+Methanex Stays+Reduced Rankine Availability+Constrained Operational Capacity | -1.5469 | 9.0349 | 17.4071
2030 | NZWEM_PERC | Medium Demand Growth+High Gas Supply+Methanex Stays+Reduced Rankine Availability+Constrained Operational Capacity | -4.3497 | 7.9506 | 21.4422
2031 | NZWEM_PERC | Medium Demand Growth+High Gas Supply+Methanex Stays+Reduced Rankine Availability+Constrained Operational Capacity | -7.7712 | 4.2052 | 22.7769
2032 | NZWEM_PERC | Medium Demand Growth+High Gas Supply+Methanex Stays+Reduced Rankine Availability+Constrained Operational Capacity | -9.7085 | 2.3517 | 21.4337
2033 | NZWEM_PERC | Medium Demand Growth+High Gas Supply+Methanex Stays+Reduced Rankine Availability+Constrained Operational Capacity | -11.8416 | -0.081851 | 20.1252
2034 | NZWEM_PERC | Medium Demand Growth+High Gas Supply+Methanex Stays+Reduced Rankine Availability+Constrained Operational Capacity | -13.4382 | -1.564 | 18.174
2035 | NZWEM_PERC | Medium Demand Growth+High Gas Supply+Methanex Stays+Reduced Rankine Availability+Constrained Operational Capacity | -15.1204 | -3.4267 | 15.8693
2026 | NIWCM | Medium Demand Growth+High Gas Supply+Methanex Stays+Reduced Rankine Availability+Constrained Operational Capacity | 325.6776 | 325.6776 | 325.6776
2027 | NIWCM | Medium Demand Growth+High Gas Supply+Methanex Stays+Reduced Rankine Availability+Constrained Operational Capacity | 224.2836 | 228.2512 | 228.2512
2028 | NIWCM | Medium Demand Growth+High Gas Supply+Methanex Stays+Reduced Rankine Availability+Constrained Operational Capacity | 205.4256 | 699.3399 | 707.1268
2029 | NIWCM | Medium Demand Growth+High Gas Supply+Methanex Stays+Reduced Rankine Availability+Constrained Operational Capacity | -60.3162 | 589.3627 | 745.8717
2030 | NIWCM | Medium Demand Growth+High Gas Supply+Methanex Stays+Reduced Rankine Availability+Constrained Operational Capacity | -317.689 | 419.2906 | 631.9063
2031 | NIWCM | Medium Demand Growth+High Gas Supply+Methanex Stays+Reduced Rankine Availability+Constrained Operational Capacity | -497.8032 | 250.5253 | 521.7464
2032 | NIWCM | Medium Demand Growth+High Gas Supply+Methanex Stays+Reduced Rankine Availability+Constrained Operational Capacity | -663.7615 | 89.1265 | 382.2282
2033 | NIWCM | Medium Demand Growth+High Gas Supply+Methanex Stays+Reduced Rankine Availability+Constrained Operational Capacity | -853.164 | -100.0434 | 205.0464
2034 | NIWCM | Medium Demand Growth+High Gas Supply+Methanex Stays+Reduced Rankine Availability+Constrained Operational Capacity | -1023.1651 | -225.576 | 156.8187
2035 | NIWCM | Medium Demand Growth+High Gas Supply+Methanex Stays+Reduced Rankine Availability+Constrained Operational Capacity | -1174.8174 | -367.1198 | 14.9193
2026 | SIWEM_PERC | Medium Demand Growth+High Gas Supply+Methanex Stays+Reduced Rankine Availability+Constrained Operational Capacity | 37.4793 | 37.6397 | 37.6397
2027 | SIWEM_PERC | Medium Demand Growth+High Gas Supply+Methanex Stays+Reduced Rankine Availability+Constrained Operational Capacity | 20.3731 | 22.9227 | 22.9227
2028 | SIWEM_PERC | Medium Demand Growth+High Gas Supply+Methanex Stays+Reduced Rankine Availability+Constrained Operational Capacity | 18.9439 | 31.6061 | 41.4017
2029 | SIWEM_PERC | Medium Demand Growth+High Gas Supply+Methanex Stays+Reduced Rankine Availability+Constrained Operational Capacity | 11.0199 | 22.8187 | 45.6782
2030 | SIWEM_PERC | Medium Demand Growth+High Gas Supply+Methanex Stays+Reduced Rankine Availability+Constrained Operational Capacity | 6.6467 | 19.7382 | 56.3497
2031 | SIWEM_PERC | Medium Demand Growth+High Gas Supply+Methanex Stays+Reduced Rankine Availability+Constrained Operational Capacity | 3.1125 | 15.7534 | 58.5769
2032 | SIWEM_PERC | Medium Demand Growth+High Gas Supply+Methanex Stays+Reduced Rankine Availability+Constrained Operational Capacity | 1.3126 | 13.7132 | 55.7227
2033 | SIWEM_PERC | Medium Demand Growth+High Gas Supply+Methanex Stays+Reduced Rankine Availability+Constrained Operational Capacity | -0.75867 | 11.3685 | 52.4517
2034 | SIWEM_PERC | Medium Demand Growth+High Gas Supply+Methanex Stays+Reduced Rankine Availability+Constrained Operational Capacity | -2.5134 | 9.3772 | 47.5265
2035 | SIWEM_PERC | Medium Demand Growth+High Gas Supply+Methanex Stays+Reduced Rankine Availability+Constrained Operational Capacity | -3.9808 | 7.7075 | 41.3369
2026 | NZWEM_PERC | Medium Demand Growth+High Gas Supply+Methanex Stays+Reduced Rankine Availability+Constrained Operational Capacity+Low Wind & Solar | 12.6303 | 12.6814 | 12.6814
2027 | NZWEM_PERC | Medium Demand Growth+High Gas Supply+Methanex Stays+Reduced Rankine Availability+Constrained Operational Capacity+Low Wind & Solar | 3.8298 | 5.4349 | 5.7124
2028 | NZWEM_PERC | Medium Demand Growth+High Gas Supply+Methanex Stays+Reduced Rankine Availability+Constrained Operational Capacity+Low Wind & Solar | 2.1049 | 9.0582 | 12.9147
2029 | NZWEM_PERC | Medium Demand Growth+High Gas Supply+Methanex Stays+Reduced Rankine Availability+Constrained Operational Capacity+Low Wind & Solar | -2.8973 | 6.6523 | 14.208
2030 | NZWEM_PERC | Medium Demand Growth+High Gas Supply+Methanex Stays+Reduced Rankine Availability+Constrained Operational Capacity+Low Wind & Solar | -5.6509 | 5.4965 | 17.7072
2031 | NZWEM_PERC | Medium Demand Growth+High Gas Supply+Methanex Stays+Reduced Rankine Availability+Constrained Operational Capacity+Low Wind & Solar | -9.0294 | 1.8323 | 18.6265
2032 | NZWEM_PERC | Medium Demand Growth+High Gas Supply+Methanex Stays+Reduced Rankine Availability+Constrained Operational Capacity+Low Wind & Solar | -10.938 | -0.001924 | 17.2851
2033 | NZWEM_PERC | Medium Demand Growth+High Gas Supply+Methanex Stays+Reduced Rankine Availability+Constrained Operational Capacity+Low Wind & Solar | -13.0405 | -2.3768 | 15.9239
2034 | NZWEM_PERC | Medium Demand Growth+High Gas Supply+Methanex Stays+Reduced Rankine Availability+Constrained Operational Capacity+Low Wind & Solar | -14.6093 | -3.8056 | 14.0702
2035 | NZWEM_PERC | Medium Demand Growth+High Gas Supply+Methanex Stays+Reduced Rankine Availability+Constrained Operational Capacity+Low Wind & Solar | -16.2653 | -5.6182 | 11.8574
2026 | NIWCM | Medium Demand Growth+High Gas Supply+Methanex Stays+Reduced Rankine Availability+Constrained Operational Capacity+Low Wind & Solar | 325.6776 | 325.6776 | 325.6776
2027 | NIWCM | Medium Demand Growth+High Gas Supply+Methanex Stays+Reduced Rankine Availability+Constrained Operational Capacity+Low Wind & Solar | 224.2836 | 228.2512 | 228.2512
2028 | NIWCM | Medium Demand Growth+High Gas Supply+Methanex Stays+Reduced Rankine Availability+Constrained Operational Capacity+Low Wind & Solar | 205.4256 | 699.3399 | 707.1268
2029 | NIWCM | Medium Demand Growth+High Gas Supply+Methanex Stays+Reduced Rankine Availability+Constrained Operational Capacity+Low Wind & Solar | -60.3162 | 589.3627 | 745.8717
2030 | NIWCM | Medium Demand Growth+High Gas Supply+Methanex Stays+Reduced Rankine Availability+Constrained Operational Capacity+Low Wind & Solar | -317.689 | 419.2906 | 631.9063
2031 | NIWCM | Medium Demand Growth+High Gas Supply+Methanex Stays+Reduced Rankine Availability+Constrained Operational Capacity+Low Wind & Solar | -497.8032 | 250.5253 | 521.7464
2032 | NIWCM | Medium Demand Growth+High Gas Supply+Methanex Stays+Reduced Rankine Availability+Constrained Operational Capacity+Low Wind & Solar | -663.7615 | 89.1265 | 382.2282
2033 | NIWCM | Medium Demand Growth+High Gas Supply+Methanex Stays+Reduced Rankine Availability+Constrained Operational Capacity+Low Wind & Solar | -853.164 | -100.0434 | 205.0464
2034 | NIWCM | Medium Demand Growth+High Gas Supply+Methanex Stays+Reduced Rankine Availability+Constrained Operational Capacity+Low Wind & Solar | -1023.1651 | -225.576 | 156.8187
2035 | NIWCM | Medium Demand Growth+High Gas Supply+Methanex Stays+Reduced Rankine Availability+Constrained Operational Capacity+Low Wind & Solar | -1174.8174 | -367.1198 | 14.9193
2026 | SIWEM_PERC | Medium Demand Growth+High Gas Supply+Methanex Stays+Reduced Rankine Availability+Constrained Operational Capacity+Low Wind & Solar | 34.1131 | 34.2578 | 34.2578
2027 | SIWEM_PERC | Medium Demand Growth+High Gas Supply+Methanex Stays+Reduced Rankine Availability+Constrained Operational Capacity+Low Wind & Solar | 19.539 | 21.8399 | 21.8399
2028 | SIWEM_PERC | Medium Demand Growth+High Gas Supply+Methanex Stays+Reduced Rankine Availability+Constrained Operational Capacity+Low Wind & Solar | 17.9557 | 29.3829 | 35.7927
2029 | SIWEM_PERC | Medium Demand Growth+High Gas Supply+Methanex Stays+Reduced Rankine Availability+Constrained Operational Capacity+Low Wind & Solar | 10.0991 | 20.7471 | 36.9095
2030 | SIWEM_PERC | Medium Demand Growth+High Gas Supply+Methanex Stays+Reduced Rankine Availability+Constrained Operational Capacity+Low Wind & Solar | 5.7635 | 17.5781 | 46.1591
2031 | SIWEM_PERC | Medium Demand Growth+High Gas Supply+Methanex Stays+Reduced Rankine Availability+Constrained Operational Capacity+Low Wind & Solar | 2.2597 | 13.6677 | 48.4888
2032 | SIWEM_PERC | Medium Demand Growth+High Gas Supply+Methanex Stays+Reduced Rankine Availability+Constrained Operational Capacity+Low Wind & Solar | 0.47602 | 11.6671 | 44.931
2033 | SIWEM_PERC | Medium Demand Growth+High Gas Supply+Methanex Stays+Reduced Rankine Availability+Constrained Operational Capacity+Low Wind & Solar | -1.5768 | 9.3676 | 41.2478
2034 | SIWEM_PERC | Medium Demand Growth+High Gas Supply+Methanex Stays+Reduced Rankine Availability+Constrained Operational Capacity+Low Wind & Solar | -3.3156 | 7.4153 | 36.2261
2035 | SIWEM_PERC | Medium Demand Growth+High Gas Supply+Methanex Stays+Reduced Rankine Availability+Constrained Operational Capacity+Low Wind & Solar | -4.7693 | 5.7789 | 30.2287
2026 | NZWEM_PERC | Medium Demand Growth+High Gas Supply+Methanex Stays+Reduced Rankine Availability+Upgraded HVDC | 13.8196 | 13.8763 | 13.8763
2027 | NZWEM_PERC | Medium Demand Growth+High Gas Supply+Methanex Stays+Reduced Rankine Availability+Upgraded HVDC | 5.1341 | 6.9127 | 7.2202
2028 | NZWEM_PERC | Medium Demand Growth+High Gas Supply+Methanex Stays+Reduced Rankine Availability+Upgraded HVDC | 3.4796 | 11.1844 | 15.4577
2029 | NZWEM_PERC | Medium Demand Growth+High Gas Supply+Methanex Stays+Reduced Rankine Availability+Upgraded HVDC | -1.5469 | 9.0349 | 17.4071
2030 | NZWEM_PERC | Medium Demand Growth+High Gas Supply+Methanex Stays+Reduced Rankine Availability+Upgraded HVDC | -4.3497 | 7.9506 | 21.4422
2031 | NZWEM_PERC | Medium Demand Growth+High Gas Supply+Methanex Stays+Reduced Rankine Availability+Upgraded HVDC | -7.7712 | 4.2052 | 22.7769
2032 | NZWEM_PERC | Medium Demand Growth+High Gas Supply+Methanex Stays+Reduced Rankine Availability+Upgraded HVDC | -9.7085 | 2.3517 | 21.4337
2033 | NZWEM_PERC | Medium Demand Growth+High Gas Supply+Methanex Stays+Reduced Rankine Availability+Upgraded HVDC | -11.8416 | -0.081851 | 20.1252
2034 | NZWEM_PERC | Medium Demand Growth+High Gas Supply+Methanex Stays+Reduced Rankine Availability+Upgraded HVDC | -13.4382 | -1.564 | 18.174
2035 | NZWEM_PERC | Medium Demand Growth+High Gas Supply+Methanex Stays+Reduced Rankine Availability+Upgraded HVDC | -15.1204 | -3.4267 | 15.8693
2026 | NIWCM | Medium Demand Growth+High Gas Supply+Methanex Stays+Reduced Rankine Availability+Upgraded HVDC | 920.9691 | 921.7689 | 921.7689
2027 | NIWCM | Medium Demand Growth+High Gas Supply+Methanex Stays+Reduced Rankine Availability+Upgraded HVDC | 845.9707 | 877.8368 | 882.3733
2028 | NIWCM | Medium Demand Growth+High Gas Supply+Methanex Stays+Reduced Rankine Availability+Upgraded HVDC | 859.1103 | 1505.0791 | 1565.8242
2029 | NIWCM | Medium Demand Growth+High Gas Supply+Methanex Stays+Reduced Rankine Availability+Upgraded HVDC | 611.353 | 1501.7771 | 1825.1221
2030 | NIWCM | Medium Demand Growth+High Gas Supply+Methanex Stays+Reduced Rankine Availability+Upgraded HVDC | 357.1061 | 1371.4514 | 1890.9615
2031 | NIWCM | Medium Demand Growth+High Gas Supply+Methanex Stays+Reduced Rankine Availability+Upgraded HVDC | 179.7311 | 1211.8478 | 1992.1311
2032 | NIWCM | Medium Demand Growth+High Gas Supply+Methanex Stays+Reduced Rankine Availability+Upgraded HVDC | 15.1165 | 1068.5413 | 1887.1995
2033 | NIWCM | Medium Demand Growth+High Gas Supply+Methanex Stays+Reduced Rankine Availability+Upgraded HVDC | -174.4324 | 884.5126 | 1781.1554
2034 | NIWCM | Medium Demand Growth+High Gas Supply+Methanex Stays+Reduced Rankine Availability+Upgraded HVDC | -342.2944 | 761.6695 | 1743.7654
2035 | NIWCM | Medium Demand Growth+High Gas Supply+Methanex Stays+Reduced Rankine Availability+Upgraded HVDC | -493.9569 | 621.7582 | 1611.8228
2026 | SIWEM_PERC | Medium Demand Growth+High Gas Supply+Methanex Stays+Reduced Rankine Availability+Upgraded HVDC | 37.4793 | 37.6397 | 37.6397
2027 | SIWEM_PERC | Medium Demand Growth+High Gas Supply+Methanex Stays+Reduced Rankine Availability+Upgraded HVDC | 20.3731 | 22.9227 | 22.9227
2028 | SIWEM_PERC | Medium Demand Growth+High Gas Supply+Methanex Stays+Reduced Rankine Availability+Upgraded HVDC | 18.9439 | 31.6061 | 41.4017
2029 | SIWEM_PERC | Medium Demand Growth+High Gas Supply+Methanex Stays+Reduced Rankine Availability+Upgraded HVDC | 11.0199 | 22.8187 | 45.6782
2030 | SIWEM_PERC | Medium Demand Growth+High Gas Supply+Methanex Stays+Reduced Rankine Availability+Upgraded HVDC | 6.6467 | 19.7382 | 56.3497
2031 | SIWEM_PERC | Medium Demand Growth+High Gas Supply+Methanex Stays+Reduced Rankine Availability+Upgraded HVDC | 3.1125 | 15.7534 | 59.6884
2032 | SIWEM_PERC | Medium Demand Growth+High Gas Supply+Methanex Stays+Reduced Rankine Availability+Upgraded HVDC | 1.3126 | 13.7132 | 56.2286
2033 | SIWEM_PERC | Medium Demand Growth+High Gas Supply+Methanex Stays+Reduced Rankine Availability+Upgraded HVDC | -0.75867 | 11.3685 | 52.7444
2034 | SIWEM_PERC | Medium Demand Growth+High Gas Supply+Methanex Stays+Reduced Rankine Availability+Upgraded HVDC | -2.5134 | 9.3772 | 47.5265
2035 | SIWEM_PERC | Medium Demand Growth+High Gas Supply+Methanex Stays+Reduced Rankine Availability+Upgraded HVDC | -3.9808 | 7.7075 | 41.3369
2026 | NZWEM_PERC | Medium Demand Growth+High Gas Supply+Methanex Stays+Reduced Rankine Availability+Upgraded HVDC+Low Wind & Solar | 12.6303 | 12.6814 | 12.6814
2027 | NZWEM_PERC | Medium Demand Growth+High Gas Supply+Methanex Stays+Reduced Rankine Availability+Upgraded HVDC+Low Wind & Solar | 3.8298 | 5.4349 | 5.7124
2028 | NZWEM_PERC | Medium Demand Growth+High Gas Supply+Methanex Stays+Reduced Rankine Availability+Upgraded HVDC+Low Wind & Solar | 2.1049 | 9.0582 | 12.9147
2029 | NZWEM_PERC | Medium Demand Growth+High Gas Supply+Methanex Stays+Reduced Rankine Availability+Upgraded HVDC+Low Wind & Solar | -2.8973 | 6.6523 | 14.208
2030 | NZWEM_PERC | Medium Demand Growth+High Gas Supply+Methanex Stays+Reduced Rankine Availability+Upgraded HVDC+Low Wind & Solar | -5.6509 | 5.4965 | 17.7072
2031 | NZWEM_PERC | Medium Demand Growth+High Gas Supply+Methanex Stays+Reduced Rankine Availability+Upgraded HVDC+Low Wind & Solar | -9.0294 | 1.8323 | 18.6265
2032 | NZWEM_PERC | Medium Demand Growth+High Gas Supply+Methanex Stays+Reduced Rankine Availability+Upgraded HVDC+Low Wind & Solar | -10.938 | -0.001924 | 17.2851
2033 | NZWEM_PERC | Medium Demand Growth+High Gas Supply+Methanex Stays+Reduced Rankine Availability+Upgraded HVDC+Low Wind & Solar | -13.0405 | -2.3768 | 15.9239
2034 | NZWEM_PERC | Medium Demand Growth+High Gas Supply+Methanex Stays+Reduced Rankine Availability+Upgraded HVDC+Low Wind & Solar | -14.6093 | -3.8056 | 14.0702
2035 | NZWEM_PERC | Medium Demand Growth+High Gas Supply+Methanex Stays+Reduced Rankine Availability+Upgraded HVDC+Low Wind & Solar | -16.2653 | -5.6182 | 11.8574
2026 | NIWCM | Medium Demand Growth+High Gas Supply+Methanex Stays+Reduced Rankine Availability+Upgraded HVDC+Low Wind & Solar | 920.9691 | 921.7689 | 921.7689
2027 | NIWCM | Medium Demand Growth+High Gas Supply+Methanex Stays+Reduced Rankine Availability+Upgraded HVDC+Low Wind & Solar | 845.9707 | 877.8368 | 882.3733
2028 | NIWCM | Medium Demand Growth+High Gas Supply+Methanex Stays+Reduced Rankine Availability+Upgraded HVDC+Low Wind & Solar | 859.1103 | 1505.0791 | 1565.8242
2029 | NIWCM | Medium Demand Growth+High Gas Supply+Methanex Stays+Reduced Rankine Availability+Upgraded HVDC+Low Wind & Solar | 611.353 | 1501.7771 | 1825.1221
2030 | NIWCM | Medium Demand Growth+High Gas Supply+Methanex Stays+Reduced Rankine Availability+Upgraded HVDC+Low Wind & Solar | 357.1061 | 1371.4514 | 1890.9615
2031 | NIWCM | Medium Demand Growth+High Gas Supply+Methanex Stays+Reduced Rankine Availability+Upgraded HVDC+Low Wind & Solar | 179.7311 | 1211.8478 | 1992.1311
2032 | NIWCM | Medium Demand Growth+High Gas Supply+Methanex Stays+Reduced Rankine Availability+Upgraded HVDC+Low Wind & Solar | 15.1165 | 1068.5413 | 1887.1995
2033 | NIWCM | Medium Demand Growth+High Gas Supply+Methanex Stays+Reduced Rankine Availability+Upgraded HVDC+Low Wind & Solar | -174.4324 | 884.5126 | 1781.1554
2034 | NIWCM | Medium Demand Growth+High Gas Supply+Methanex Stays+Reduced Rankine Availability+Upgraded HVDC+Low Wind & Solar | -342.2944 | 761.6695 | 1743.7654
2035 | NIWCM | Medium Demand Growth+High Gas Supply+Methanex Stays+Reduced Rankine Availability+Upgraded HVDC+Low Wind & Solar | -493.9569 | 621.7582 | 1611.8228
2026 | SIWEM_PERC | Medium Demand Growth+High Gas Supply+Methanex Stays+Reduced Rankine Availability+Upgraded HVDC+Low Wind & Solar | 34.1131 | 34.2578 | 34.2578
2027 | SIWEM_PERC | Medium Demand Growth+High Gas Supply+Methanex Stays+Reduced Rankine Availability+Upgraded HVDC+Low Wind & Solar | 19.539 | 21.8399 | 21.8399
2028 | SIWEM_PERC | Medium Demand Growth+High Gas Supply+Methanex Stays+Reduced Rankine Availability+Upgraded HVDC+Low Wind & Solar | 17.9557 | 29.3829 | 35.7927
2029 | SIWEM_PERC | Medium Demand Growth+High Gas Supply+Methanex Stays+Reduced Rankine Availability+Upgraded HVDC+Low Wind & Solar | 10.0991 | 20.7471 | 36.9095
2030 | SIWEM_PERC | Medium Demand Growth+High Gas Supply+Methanex Stays+Reduced Rankine Availability+Upgraded HVDC+Low Wind & Solar | 5.7635 | 17.5781 | 46.1591
2031 | SIWEM_PERC | Medium Demand Growth+High Gas Supply+Methanex Stays+Reduced Rankine Availability+Upgraded HVDC+Low Wind & Solar | 2.2597 | 13.6677 | 48.4888
2032 | SIWEM_PERC | Medium Demand Growth+High Gas Supply+Methanex Stays+Reduced Rankine Availability+Upgraded HVDC+Low Wind & Solar | 0.47602 | 11.6671 | 44.931
2033 | SIWEM_PERC | Medium Demand Growth+High Gas Supply+Methanex Stays+Reduced Rankine Availability+Upgraded HVDC+Low Wind & Solar | -1.5768 | 9.3676 | 41.2478
2034 | SIWEM_PERC | Medium Demand Growth+High Gas Supply+Methanex Stays+Reduced Rankine Availability+Upgraded HVDC+Low Wind & Solar | -3.3156 | 7.4153 | 36.2261
2035 | SIWEM_PERC | Medium Demand Growth+High Gas Supply+Methanex Stays+Reduced Rankine Availability+Upgraded HVDC+Low Wind & Solar | -4.7693 | 5.7789 | 30.2287
2026 | NZWEM_PERC | Medium Demand Growth+High Gas Supply+Methanex Stays+Reduced Rankine Availability+Upgraded HVDC+Constrained Operational Capacity | 13.8196 | 13.8763 | 13.8763
2027 | NZWEM_PERC | Medium Demand Growth+High Gas Supply+Methanex Stays+Reduced Rankine Availability+Upgraded HVDC+Constrained Operational Capacity | 5.1341 | 6.9127 | 7.2202
2028 | NZWEM_PERC | Medium Demand Growth+High Gas Supply+Methanex Stays+Reduced Rankine Availability+Upgraded HVDC+Constrained Operational Capacity | 3.4796 | 11.1844 | 15.4577
2029 | NZWEM_PERC | Medium Demand Growth+High Gas Supply+Methanex Stays+Reduced Rankine Availability+Upgraded HVDC+Constrained Operational Capacity | -1.5469 | 9.0349 | 17.4071
2030 | NZWEM_PERC | Medium Demand Growth+High Gas Supply+Methanex Stays+Reduced Rankine Availability+Upgraded HVDC+Constrained Operational Capacity | -4.3497 | 7.9506 | 21.4422
2031 | NZWEM_PERC | Medium Demand Growth+High Gas Supply+Methanex Stays+Reduced Rankine Availability+Upgraded HVDC+Constrained Operational Capacity | -7.7712 | 4.2052 | 22.7769
2032 | NZWEM_PERC | Medium Demand Growth+High Gas Supply+Methanex Stays+Reduced Rankine Availability+Upgraded HVDC+Constrained Operational Capacity | -9.7085 | 2.3517 | 21.4337
2033 | NZWEM_PERC | Medium Demand Growth+High Gas Supply+Methanex Stays+Reduced Rankine Availability+Upgraded HVDC+Constrained Operational Capacity | -11.8416 | -0.081851 | 20.1252
2034 | NZWEM_PERC | Medium Demand Growth+High Gas Supply+Methanex Stays+Reduced Rankine Availability+Upgraded HVDC+Constrained Operational Capacity | -13.4382 | -1.564 | 18.174
2035 | NZWEM_PERC | Medium Demand Growth+High Gas Supply+Methanex Stays+Reduced Rankine Availability+Upgraded HVDC+Constrained Operational Capacity | -15.1204 | -3.4267 | 15.8693
2026 | NIWCM | Medium Demand Growth+High Gas Supply+Methanex Stays+Reduced Rankine Availability+Upgraded HVDC+Constrained Operational Capacity | 325.6776 | 325.6776 | 325.6776
2027 | NIWCM | Medium Demand Growth+High Gas Supply+Methanex Stays+Reduced Rankine Availability+Upgraded HVDC+Constrained Operational Capacity | 224.2836 | 228.2512 | 228.2512
2028 | NIWCM | Medium Demand Growth+High Gas Supply+Methanex Stays+Reduced Rankine Availability+Upgraded HVDC+Constrained Operational Capacity | 205.4256 | 699.3399 | 707.1268
2029 | NIWCM | Medium Demand Growth+High Gas Supply+Methanex Stays+Reduced Rankine Availability+Upgraded HVDC+Constrained Operational Capacity | -60.3162 | 589.3627 | 745.8717
2030 | NIWCM | Medium Demand Growth+High Gas Supply+Methanex Stays+Reduced Rankine Availability+Upgraded HVDC+Constrained Operational Capacity | -317.689 | 419.2906 | 631.9063
2031 | NIWCM | Medium Demand Growth+High Gas Supply+Methanex Stays+Reduced Rankine Availability+Upgraded HVDC+Constrained Operational Capacity | -497.8032 | 250.5253 | 521.7464
2032 | NIWCM | Medium Demand Growth+High Gas Supply+Methanex Stays+Reduced Rankine Availability+Upgraded HVDC+Constrained Operational Capacity | -663.7615 | 89.1265 | 382.2282
2033 | NIWCM | Medium Demand Growth+High Gas Supply+Methanex Stays+Reduced Rankine Availability+Upgraded HVDC+Constrained Operational Capacity | -853.164 | -100.0434 | 205.0464
2034 | NIWCM | Medium Demand Growth+High Gas Supply+Methanex Stays+Reduced Rankine Availability+Upgraded HVDC+Constrained Operational Capacity | -1023.1651 | -225.576 | 156.8187
2035 | NIWCM | Medium Demand Growth+High Gas Supply+Methanex Stays+Reduced Rankine Availability+Upgraded HVDC+Constrained Operational Capacity | -1174.8174 | -367.1198 | 14.9193
2026 | SIWEM_PERC | Medium Demand Growth+High Gas Supply+Methanex Stays+Reduced Rankine Availability+Upgraded HVDC+Constrained Operational Capacity | 37.4793 | 37.6397 | 37.6397
2027 | SIWEM_PERC | Medium Demand Growth+High Gas Supply+Methanex Stays+Reduced Rankine Availability+Upgraded HVDC+Constrained Operational Capacity | 20.3731 | 22.9227 | 22.9227
2028 | SIWEM_PERC | Medium Demand Growth+High Gas Supply+Methanex Stays+Reduced Rankine Availability+Upgraded HVDC+Constrained Operational Capacity | 18.9439 | 31.6061 | 41.4017
2029 | SIWEM_PERC | Medium Demand Growth+High Gas Supply+Methanex Stays+Reduced Rankine Availability+Upgraded HVDC+Constrained Operational Capacity | 11.0199 | 22.8187 | 45.6782
2030 | SIWEM_PERC | Medium Demand Growth+High Gas Supply+Methanex Stays+Reduced Rankine Availability+Upgraded HVDC+Constrained Operational Capacity | 6.6467 | 19.7382 | 56.3497
2031 | SIWEM_PERC | Medium Demand Growth+High Gas Supply+Methanex Stays+Reduced Rankine Availability+Upgraded HVDC+Constrained Operational Capacity | 3.1125 | 15.7534 | 59.6884
2032 | SIWEM_PERC | Medium Demand Growth+High Gas Supply+Methanex Stays+Reduced Rankine Availability+Upgraded HVDC+Constrained Operational Capacity | 1.3126 | 13.7132 | 56.2286
2033 | SIWEM_PERC | Medium Demand Growth+High Gas Supply+Methanex Stays+Reduced Rankine Availability+Upgraded HVDC+Constrained Operational Capacity | -0.75867 | 11.3685 | 52.7444
2034 | SIWEM_PERC | Medium Demand Growth+High Gas Supply+Methanex Stays+Reduced Rankine Availability+Upgraded HVDC+Constrained Operational Capacity | -2.5134 | 9.3772 | 47.5265
2035 | SIWEM_PERC | Medium Demand Growth+High Gas Supply+Methanex Stays+Reduced Rankine Availability+Upgraded HVDC+Constrained Operational Capacity | -3.9808 | 7.7075 | 41.3369
2026 | NZWEM_PERC | Medium Demand Growth+High Gas Supply+Methanex Stays+Reduced Rankine Availability+Upgraded HVDC+Constrained Operational Capacity+Low Wind & Solar | 12.6303 | 12.6814 | 12.6814
2027 | NZWEM_PERC | Medium Demand Growth+High Gas Supply+Methanex Stays+Reduced Rankine Availability+Upgraded HVDC+Constrained Operational Capacity+Low Wind & Solar | 3.8298 | 5.4349 | 5.7124
2028 | NZWEM_PERC | Medium Demand Growth+High Gas Supply+Methanex Stays+Reduced Rankine Availability+Upgraded HVDC+Constrained Operational Capacity+Low Wind & Solar | 2.1049 | 9.0582 | 12.9147
2029 | NZWEM_PERC | Medium Demand Growth+High Gas Supply+Methanex Stays+Reduced Rankine Availability+Upgraded HVDC+Constrained Operational Capacity+Low Wind & Solar | -2.8973 | 6.6523 | 14.208
2030 | NZWEM_PERC | Medium Demand Growth+High Gas Supply+Methanex Stays+Reduced Rankine Availability+Upgraded HVDC+Constrained Operational Capacity+Low Wind & Solar | -5.6509 | 5.4965 | 17.7072
2031 | NZWEM_PERC | Medium Demand Growth+High Gas Supply+Methanex Stays+Reduced Rankine Availability+Upgraded HVDC+Constrained Operational Capacity+Low Wind & Solar | -9.0294 | 1.8323 | 18.6265
2032 | NZWEM_PERC | Medium Demand Growth+High Gas Supply+Methanex Stays+Reduced Rankine Availability+Upgraded HVDC+Constrained Operational Capacity+Low Wind & Solar | -10.938 | -0.001924 | 17.2851
2033 | NZWEM_PERC | Medium Demand Growth+High Gas Supply+Methanex Stays+Reduced Rankine Availability+Upgraded HVDC+Constrained Operational Capacity+Low Wind & Solar | -13.0405 | -2.3768 | 15.9239
2034 | NZWEM_PERC | Medium Demand Growth+High Gas Supply+Methanex Stays+Reduced Rankine Availability+Upgraded HVDC+Constrained Operational Capacity+Low Wind & Solar | -14.6093 | -3.8056 | 14.0702
2035 | NZWEM_PERC | Medium Demand Growth+High Gas Supply+Methanex Stays+Reduced Rankine Availability+Upgraded HVDC+Constrained Operational Capacity+Low Wind & Solar | -16.2653 | -5.6182 | 11.8574
2026 | NIWCM | Medium Demand Growth+High Gas Supply+Methanex Stays+Reduced Rankine Availability+Upgraded HVDC+Constrained Operational Capacity+Low Wind & Solar | 325.6776 | 325.6776 | 325.6776
2027 | NIWCM | Medium Demand Growth+High Gas Supply+Methanex Stays+Reduced Rankine Availability+Upgraded HVDC+Constrained Operational Capacity+Low Wind & Solar | 224.2836 | 228.2512 | 228.2512
2028 | NIWCM | Medium Demand Growth+High Gas Supply+Methanex Stays+Reduced Rankine Availability+Upgraded HVDC+Constrained Operational Capacity+Low Wind & Solar | 205.4256 | 699.3399 | 707.1268
2029 | NIWCM | Medium Demand Growth+High Gas Supply+Methanex Stays+Reduced Rankine Availability+Upgraded HVDC+Constrained Operational Capacity+Low Wind & Solar | -60.3162 | 589.3627 | 745.8717
2030 | NIWCM | Medium Demand Growth+High Gas Supply+Methanex Stays+Reduced Rankine Availability+Upgraded HVDC+Constrained Operational Capacity+Low Wind & Solar | -317.689 | 419.2906 | 631.9063
2031 | NIWCM | Medium Demand Growth+High Gas Supply+Methanex Stays+Reduced Rankine Availability+Upgraded HVDC+Constrained Operational Capacity+Low Wind & Solar | -497.8032 | 250.5253 | 521.7464
2032 | NIWCM | Medium Demand Growth+High Gas Supply+Methanex Stays+Reduced Rankine Availability+Upgraded HVDC+Constrained Operational Capacity+Low Wind & Solar | -663.7615 | 89.1265 | 382.2282
2033 | NIWCM | Medium Demand Growth+High Gas Supply+Methanex Stays+Reduced Rankine Availability+Upgraded HVDC+Constrained Operational Capacity+Low Wind & Solar | -853.164 | -100.0434 | 205.0464
2034 | NIWCM | Medium Demand Growth+High Gas Supply+Methanex Stays+Reduced Rankine Availability+Upgraded HVDC+Constrained Operational Capacity+Low Wind & Solar | -1023.1651 | -225.576 | 156.8187
2035 | NIWCM | Medium Demand Growth+High Gas Supply+Methanex Stays+Reduced Rankine Availability+Upgraded HVDC+Constrained Operational Capacity+Low Wind & Solar | -1174.8174 | -367.1198 | 14.9193
2026 | SIWEM_PERC | Medium Demand Growth+High Gas Supply+Methanex Stays+Reduced Rankine Availability+Upgraded HVDC+Constrained Operational Capacity+Low Wind & Solar | 34.1131 | 34.2578 | 34.2578
2027 | SIWEM_PERC | Medium Demand Growth+High Gas Supply+Methanex Stays+Reduced Rankine Availability+Upgraded HVDC+Constrained Operational Capacity+Low Wind & Solar | 19.539 | 21.8399 | 21.8399
2028 | SIWEM_PERC | Medium Demand Growth+High Gas Supply+Methanex Stays+Reduced Rankine Availability+Upgraded HVDC+Constrained Operational Capacity+Low Wind & Solar | 17.9557 | 29.3829 | 35.7927
2029 | SIWEM_PERC | Medium Demand Growth+High Gas Supply+Methanex Stays+Reduced Rankine Availability+Upgraded HVDC+Constrained Operational Capacity+Low Wind & Solar | 10.0991 | 20.7471 | 36.9095
2030 | SIWEM_PERC | Medium Demand Growth+High Gas Supply+Methanex Stays+Reduced Rankine Availability+Upgraded HVDC+Constrained Operational Capacity+Low Wind & Solar | 5.7635 | 17.5781 | 46.1591
2031 | SIWEM_PERC | Medium Demand Growth+High Gas Supply+Methanex Stays+Reduced Rankine Availability+Upgraded HVDC+Constrained Operational Capacity+Low Wind & Solar | 2.2597 | 13.6677 | 48.4888
2032 | SIWEM_PERC | Medium Demand Growth+High Gas Supply+Methanex Stays+Reduced Rankine Availability+Upgraded HVDC+Constrained Operational Capacity+Low Wind & Solar | 0.47602 | 11.6671 | 44.931
2033 | SIWEM_PERC | Medium Demand Growth+High Gas Supply+Methanex Stays+Reduced Rankine Availability+Upgraded HVDC+Constrained Operational Capacity+Low Wind & Solar | -1.5768 | 9.3676 | 41.2478
2034 | SIWEM_PERC | Medium Demand Growth+High Gas Supply+Methanex Stays+Reduced Rankine Availability+Upgraded HVDC+Constrained Operational Capacity+Low Wind & Solar | -3.3156 | 7.4153 | 36.2261
2035 | SIWEM_PERC | Medium Demand Growth+High Gas Supply+Methanex Stays+Reduced Rankine Availability+Upgraded HVDC+Constrained Operational Capacity+Low Wind & Solar | -4.7693 | 5.7789 | 30.2287
2026 | NZWEM_PERC | Medium Demand Growth+High Gas Supply+Methanex Stays+Reduced Rankine Availability+Delayed Build | 9.2236 | 9.2236 | 9.2236
2027 | NZWEM_PERC | Medium Demand Growth+High Gas Supply+Methanex Stays+Reduced Rankine Availability+Delayed Build | -2.0008 | -1.8639 | -1.7015
2028 | NZWEM_PERC | Medium Demand Growth+High Gas Supply+Methanex Stays+Reduced Rankine Availability+Delayed Build | -0.49417 | 0.87694 | 1.1753
2029 | NZWEM_PERC | Medium Demand Growth+High Gas Supply+Methanex Stays+Reduced Rankine Availability+Delayed Build | -2.6104 | 0.026337 | 0.8453
2030 | NZWEM_PERC | Medium Demand Growth+High Gas Supply+Methanex Stays+Reduced Rankine Availability+Delayed Build | -4.3497 | 3.9117 | 10.8949
2031 | NZWEM_PERC | Medium Demand Growth+High Gas Supply+Methanex Stays+Reduced Rankine Availability+Delayed Build | -7.7712 | 3.0282 | 10.8286
2032 | NZWEM_PERC | Medium Demand Growth+High Gas Supply+Methanex Stays+Reduced Rankine Availability+Delayed Build | -9.7085 | 1.4594 | 14.2073
2033 | NZWEM_PERC | Medium Demand Growth+High Gas Supply+Methanex Stays+Reduced Rankine Availability+Delayed Build | -11.8416 | -0.87249 | 16.8243
2034 | NZWEM_PERC | Medium Demand Growth+High Gas Supply+Methanex Stays+Reduced Rankine Availability+Delayed Build | -13.4382 | -2.3843 | 15.7905
2035 | NZWEM_PERC | Medium Demand Growth+High Gas Supply+Methanex Stays+Reduced Rankine Availability+Delayed Build | -15.1204 | -3.8909 | 15.4051
2026 | NIWCM | Medium Demand Growth+High Gas Supply+Methanex Stays+Reduced Rankine Availability+Delayed Build | 628.8124 | 628.8124 | 628.8124
2027 | NIWCM | Medium Demand Growth+High Gas Supply+Methanex Stays+Reduced Rankine Availability+Delayed Build | 447.4105 | 449.4206 | 451.8931
2028 | NIWCM | Medium Demand Growth+High Gas Supply+Methanex Stays+Reduced Rankine Availability+Delayed Build | 605.0318 | 625.0229 | 629.5594
2029 | NIWCM | Medium Demand Growth+High Gas Supply+Methanex Stays+Reduced Rankine Availability+Delayed Build | 403.9073 | 531.0527 | 544.645
2030 | NIWCM | Medium Demand Growth+High Gas Supply+Methanex Stays+Reduced Rankine Availability+Delayed Build | 301.3296 | 1020.3871 | 1297.4104
2031 | NIWCM | Medium Demand Growth+High Gas Supply+Methanex Stays+Reduced Rankine Availability+Delayed Build | 106.7926 | 1036.0198 | 1382.231
2032 | NIWCM | Medium Demand Growth+High Gas Supply+Methanex Stays+Reduced Rankine Availability+Delayed Build | -57.822 | 942.2335 | 1503.4244
2033 | NIWCM | Medium Demand Growth+High Gas Supply+Methanex Stays+Reduced Rankine Availability+Delayed Build | -174.4324 | 839.4734 | 1636.649
2034 | NIWCM | Medium Demand Growth+High Gas Supply+Methanex Stays+Reduced Rankine Availability+Delayed Build | -342.2944 | 691.5803 | 1529.2486
2035 | NIWCM | Medium Demand Growth+High Gas Supply+Methanex Stays+Reduced Rankine Availability+Delayed Build | -493.9569 | 569.4262 | 1482.2594
2026 | SIWEM_PERC | Medium Demand Growth+High Gas Supply+Methanex Stays+Reduced Rankine Availability+Delayed Build | 24.4709 | 24.4709 | 24.4709
2027 | SIWEM_PERC | Medium Demand Growth+High Gas Supply+Methanex Stays+Reduced Rankine Availability+Delayed Build | 16.7358 | 16.8057 | 16.8057
2028 | SIWEM_PERC | Medium Demand Growth+High Gas Supply+Methanex Stays+Reduced Rankine Availability+Delayed Build | 16.6982 | 18.6029 | 18.6029
2029 | SIWEM_PERC | Medium Demand Growth+High Gas Supply+Methanex Stays+Reduced Rankine Availability+Delayed Build | 9.3208 | 13.9372 | 13.9372
2030 | SIWEM_PERC | Medium Demand Growth+High Gas Supply+Methanex Stays+Reduced Rankine Availability+Delayed Build | 6.6467 | 17.964 | 30.0108
2031 | SIWEM_PERC | Medium Demand Growth+High Gas Supply+Methanex Stays+Reduced Rankine Availability+Delayed Build | 3.1125 | 14.0403 | 27.4358
2032 | SIWEM_PERC | Medium Demand Growth+High Gas Supply+Methanex Stays+Reduced Rankine Availability+Delayed Build | 1.3126 | 13.7132 | 36.5125
2033 | SIWEM_PERC | Medium Demand Growth+High Gas Supply+Methanex Stays+Reduced Rankine Availability+Delayed Build | -0.75867 | 11.3685 | 43.7179
2034 | SIWEM_PERC | Medium Demand Growth+High Gas Supply+Methanex Stays+Reduced Rankine Availability+Delayed Build | -2.5134 | 9.3772 | 40.9631
2035 | SIWEM_PERC | Medium Demand Growth+High Gas Supply+Methanex Stays+Reduced Rankine Availability+Delayed Build | -3.9808 | 7.7075 | 40.0518
2026 | NZWEM_PERC | Medium Demand Growth+High Gas Supply+Methanex Stays+Reduced Rankine Availability+Delayed Build+Low Wind & Solar | 8.3187 | 8.3187 | 8.3187
2027 | NZWEM_PERC | Medium Demand Growth+High Gas Supply+Methanex Stays+Reduced Rankine Availability+Delayed Build+Low Wind & Solar | -2.9265 | -2.803 | -2.6565
2028 | NZWEM_PERC | Medium Demand Growth+High Gas Supply+Methanex Stays+Reduced Rankine Availability+Delayed Build+Low Wind & Solar | -1.6367 | -0.39931 | -0.13001
2029 | NZWEM_PERC | Medium Demand Growth+High Gas Supply+Methanex Stays+Reduced Rankine Availability+Delayed Build+Low Wind & Solar | -3.8571 | -1.4776 | -0.73847
2030 | NZWEM_PERC | Medium Demand Growth+High Gas Supply+Methanex Stays+Reduced Rankine Availability+Delayed Build+Low Wind & Solar | -5.6509 | 1.8046 | 8.1067
2031 | NZWEM_PERC | Medium Demand Growth+High Gas Supply+Methanex Stays+Reduced Rankine Availability+Delayed Build+Low Wind & Solar | -9.0294 | 0.71664 | 7.7562
2032 | NZWEM_PERC | Medium Demand Growth+High Gas Supply+Methanex Stays+Reduced Rankine Availability+Delayed Build+Low Wind & Solar | -10.938 | -0.85938 | 10.6782
2033 | NZWEM_PERC | Medium Demand Growth+High Gas Supply+Methanex Stays+Reduced Rankine Availability+Delayed Build+Low Wind & Solar | -13.0405 | -3.1335 | 12.8695
2034 | NZWEM_PERC | Medium Demand Growth+High Gas Supply+Methanex Stays+Reduced Rankine Availability+Delayed Build+Low Wind & Solar | -14.6093 | -4.626 | 11.8391
2035 | NZWEM_PERC | Medium Demand Growth+High Gas Supply+Methanex Stays+Reduced Rankine Availability+Delayed Build+Low Wind & Solar | -16.2653 | -6.0824 | 11.3932
2026 | NIWCM | Medium Demand Growth+High Gas Supply+Methanex Stays+Reduced Rankine Availability+Delayed Build+Low Wind & Solar | 628.8124 | 628.8124 | 628.8124
2027 | NIWCM | Medium Demand Growth+High Gas Supply+Methanex Stays+Reduced Rankine Availability+Delayed Build+Low Wind & Solar | 447.4105 | 449.4206 | 451.8931
2028 | NIWCM | Medium Demand Growth+High Gas Supply+Methanex Stays+Reduced Rankine Availability+Delayed Build+Low Wind & Solar | 605.0318 | 625.0229 | 629.5594
2029 | NIWCM | Medium Demand Growth+High Gas Supply+Methanex Stays+Reduced Rankine Availability+Delayed Build+Low Wind & Solar | 403.9073 | 531.0527 | 544.645
2030 | NIWCM | Medium Demand Growth+High Gas Supply+Methanex Stays+Reduced Rankine Availability+Delayed Build+Low Wind & Solar | 301.3296 | 1020.3871 | 1297.4104
2031 | NIWCM | Medium Demand Growth+High Gas Supply+Methanex Stays+Reduced Rankine Availability+Delayed Build+Low Wind & Solar | 106.7926 | 1036.0198 | 1382.231
2032 | NIWCM | Medium Demand Growth+High Gas Supply+Methanex Stays+Reduced Rankine Availability+Delayed Build+Low Wind & Solar | -57.822 | 942.2335 | 1503.4244
2033 | NIWCM | Medium Demand Growth+High Gas Supply+Methanex Stays+Reduced Rankine Availability+Delayed Build+Low Wind & Solar | -174.4324 | 839.4734 | 1636.649
2034 | NIWCM | Medium Demand Growth+High Gas Supply+Methanex Stays+Reduced Rankine Availability+Delayed Build+Low Wind & Solar | -342.2944 | 691.5803 | 1529.2486
2035 | NIWCM | Medium Demand Growth+High Gas Supply+Methanex Stays+Reduced Rankine Availability+Delayed Build+Low Wind & Solar | -493.9569 | 569.4262 | 1482.2594
2026 | SIWEM_PERC | Medium Demand Growth+High Gas Supply+Methanex Stays+Reduced Rankine Availability+Delayed Build+Low Wind & Solar | 21.9099 | 21.9099 | 21.9099
2027 | SIWEM_PERC | Medium Demand Growth+High Gas Supply+Methanex Stays+Reduced Rankine Availability+Delayed Build+Low Wind & Solar | 16.2565 | 16.3196 | 16.3196
2028 | SIWEM_PERC | Medium Demand Growth+High Gas Supply+Methanex Stays+Reduced Rankine Availability+Delayed Build+Low Wind & Solar | 15.9291 | 17.648 | 17.648
2029 | SIWEM_PERC | Medium Demand Growth+High Gas Supply+Methanex Stays+Reduced Rankine Availability+Delayed Build+Low Wind & Solar | 8.5658 | 12.7319 | 12.7319
2030 | SIWEM_PERC | Medium Demand Growth+High Gas Supply+Methanex Stays+Reduced Rankine Availability+Delayed Build+Low Wind & Solar | 5.7635 | 15.977 | 26.8488
2031 | SIWEM_PERC | Medium Demand Growth+High Gas Supply+Methanex Stays+Reduced Rankine Availability+Delayed Build+Low Wind & Solar | 2.2597 | 12.1217 | 24.2107
2032 | SIWEM_PERC | Medium Demand Growth+High Gas Supply+Methanex Stays+Reduced Rankine Availability+Delayed Build+Low Wind & Solar | 0.47602 | 11.6671 | 27.9258
2033 | SIWEM_PERC | Medium Demand Growth+High Gas Supply+Methanex Stays+Reduced Rankine Availability+Delayed Build+Low Wind & Solar | -1.5768 | 9.3676 | 32.8688
2034 | SIWEM_PERC | Medium Demand Growth+High Gas Supply+Methanex Stays+Reduced Rankine Availability+Delayed Build+Low Wind & Solar | -3.3156 | 7.4153 | 30.0826
2035 | SIWEM_PERC | Medium Demand Growth+High Gas Supply+Methanex Stays+Reduced Rankine Availability+Delayed Build+Low Wind & Solar | -4.7693 | 5.7789 | 28.9436
2026 | NZWEM_PERC | Medium Demand Growth+High Gas Supply+Methanex Stays+Reduced Rankine Availability+Delayed Build+Constrained Operational Capacity | 9.2236 | 9.2236 | 9.2236
2027 | NZWEM_PERC | Medium Demand Growth+High Gas Supply+Methanex Stays+Reduced Rankine Availability+Delayed Build+Constrained Operational Capacity | -2.0008 | -1.8639 | -1.7015
2028 | NZWEM_PERC | Medium Demand Growth+High Gas Supply+Methanex Stays+Reduced Rankine Availability+Delayed Build+Constrained Operational Capacity | -0.49417 | 0.87694 | 1.1753
2029 | NZWEM_PERC | Medium Demand Growth+High Gas Supply+Methanex Stays+Reduced Rankine Availability+Delayed Build+Constrained Operational Capacity | -2.6104 | 0.026337 | 0.8453
2030 | NZWEM_PERC | Medium Demand Growth+High Gas Supply+Methanex Stays+Reduced Rankine Availability+Delayed Build+Constrained Operational Capacity | -4.3497 | 3.9117 | 10.8949
2031 | NZWEM_PERC | Medium Demand Growth+High Gas Supply+Methanex Stays+Reduced Rankine Availability+Delayed Build+Constrained Operational Capacity | -7.7712 | 3.0282 | 10.8286
2032 | NZWEM_PERC | Medium Demand Growth+High Gas Supply+Methanex Stays+Reduced Rankine Availability+Delayed Build+Constrained Operational Capacity | -9.7085 | 1.4594 | 14.2073
2033 | NZWEM_PERC | Medium Demand Growth+High Gas Supply+Methanex Stays+Reduced Rankine Availability+Delayed Build+Constrained Operational Capacity | -11.8416 | -0.87249 | 16.8243
2034 | NZWEM_PERC | Medium Demand Growth+High Gas Supply+Methanex Stays+Reduced Rankine Availability+Delayed Build+Constrained Operational Capacity | -13.4382 | -2.3843 | 15.7905
2035 | NZWEM_PERC | Medium Demand Growth+High Gas Supply+Methanex Stays+Reduced Rankine Availability+Delayed Build+Constrained Operational Capacity | -15.1204 | -3.8909 | 15.4051
2026 | NIWCM | Medium Demand Growth+High Gas Supply+Methanex Stays+Reduced Rankine Availability+Delayed Build+Constrained Operational Capacity | 94.465 | 94.465 | 94.465
2027 | NIWCM | Medium Demand Growth+High Gas Supply+Methanex Stays+Reduced Rankine Availability+Delayed Build+Constrained Operational Capacity | -93.8386 | -93.8386 | -93.8386
2028 | NIWCM | Medium Demand Growth+High Gas Supply+Methanex Stays+Reduced Rankine Availability+Delayed Build+Constrained Operational Capacity | -4.6081 | -4.6081 | -4.6081
2029 | NIWCM | Medium Demand Growth+High Gas Supply+Methanex Stays+Reduced Rankine Availability+Delayed Build+Constrained Operational Capacity | -240.4491 | -158.2964 | -158.2964
2030 | NIWCM | Medium Demand Growth+High Gas Supply+Methanex Stays+Reduced Rankine Availability+Delayed Build+Constrained Operational Capacity | -373.4655 | 138.2962 | 254.9974
2031 | NIWCM | Medium Demand Growth+High Gas Supply+Methanex Stays+Reduced Rankine Availability+Delayed Build+Constrained Operational Capacity | -570.7417 | 81.8533 | 239.8427
2032 | NIWCM | Medium Demand Growth+High Gas Supply+Methanex Stays+Reduced Rankine Availability+Delayed Build+Constrained Operational Capacity | -736.7 | -22.6012 | 190.8215
2033 | NIWCM | Medium Demand Growth+High Gas Supply+Methanex Stays+Reduced Rankine Availability+Delayed Build+Constrained Operational Capacity | -853.164 | -130.5026 | 143.1347
2034 | NIWCM | Medium Demand Growth+High Gas Supply+Methanex Stays+Reduced Rankine Availability+Delayed Build+Constrained Operational Capacity | -1023.1651 | -295.6652 | -0.49953
2035 | NIWCM | Medium Demand Growth+High Gas Supply+Methanex Stays+Reduced Rankine Availability+Delayed Build+Constrained Operational Capacity | -1174.8174 | -419.4518 | -114.6417
2026 | SIWEM_PERC | Medium Demand Growth+High Gas Supply+Methanex Stays+Reduced Rankine Availability+Delayed Build+Constrained Operational Capacity | 24.4709 | 24.4709 | 24.4709
2027 | SIWEM_PERC | Medium Demand Growth+High Gas Supply+Methanex Stays+Reduced Rankine Availability+Delayed Build+Constrained Operational Capacity | 16.7358 | 16.8057 | 16.8057
2028 | SIWEM_PERC | Medium Demand Growth+High Gas Supply+Methanex Stays+Reduced Rankine Availability+Delayed Build+Constrained Operational Capacity | 16.6982 | 18.6029 | 18.6029
2029 | SIWEM_PERC | Medium Demand Growth+High Gas Supply+Methanex Stays+Reduced Rankine Availability+Delayed Build+Constrained Operational Capacity | 9.3208 | 13.9372 | 13.9372
2030 | SIWEM_PERC | Medium Demand Growth+High Gas Supply+Methanex Stays+Reduced Rankine Availability+Delayed Build+Constrained Operational Capacity | 6.6467 | 17.964 | 30.0108
2031 | SIWEM_PERC | Medium Demand Growth+High Gas Supply+Methanex Stays+Reduced Rankine Availability+Delayed Build+Constrained Operational Capacity | 3.1125 | 14.0403 | 27.4358
2032 | SIWEM_PERC | Medium Demand Growth+High Gas Supply+Methanex Stays+Reduced Rankine Availability+Delayed Build+Constrained Operational Capacity | 1.3126 | 13.7132 | 36.5125
2033 | SIWEM_PERC | Medium Demand Growth+High Gas Supply+Methanex Stays+Reduced Rankine Availability+Delayed Build+Constrained Operational Capacity | -0.75867 | 11.3685 | 43.7179
2034 | SIWEM_PERC | Medium Demand Growth+High Gas Supply+Methanex Stays+Reduced Rankine Availability+Delayed Build+Constrained Operational Capacity | -2.5134 | 9.3772 | 40.9631
2035 | SIWEM_PERC | Medium Demand Growth+High Gas Supply+Methanex Stays+Reduced Rankine Availability+Delayed Build+Constrained Operational Capacity | -3.9808 | 7.7075 | 40.0518
2026 | NZWEM_PERC | Medium Demand Growth+High Gas Supply+Methanex Stays+Reduced Rankine Availability+Delayed Build+Constrained Operational Capacity+Low Wind & Solar | 8.3187 | 8.3187 | 8.3187
2027 | NZWEM_PERC | Medium Demand Growth+High Gas Supply+Methanex Stays+Reduced Rankine Availability+Delayed Build+Constrained Operational Capacity+Low Wind & Solar | -2.9265 | -2.803 | -2.6565
2028 | NZWEM_PERC | Medium Demand Growth+High Gas Supply+Methanex Stays+Reduced Rankine Availability+Delayed Build+Constrained Operational Capacity+Low Wind & Solar | -1.6367 | -0.39931 | -0.13001
2029 | NZWEM_PERC | Medium Demand Growth+High Gas Supply+Methanex Stays+Reduced Rankine Availability+Delayed Build+Constrained Operational Capacity+Low Wind & Solar | -3.8571 | -1.4776 | -0.73847
2030 | NZWEM_PERC | Medium Demand Growth+High Gas Supply+Methanex Stays+Reduced Rankine Availability+Delayed Build+Constrained Operational Capacity+Low Wind & Solar | -5.6509 | 1.8046 | 8.1067
2031 | NZWEM_PERC | Medium Demand Growth+High Gas Supply+Methanex Stays+Reduced Rankine Availability+Delayed Build+Constrained Operational Capacity+Low Wind & Solar | -9.0294 | 0.71664 | 7.7562
2032 | NZWEM_PERC | Medium Demand Growth+High Gas Supply+Methanex Stays+Reduced Rankine Availability+Delayed Build+Constrained Operational Capacity+Low Wind & Solar | -10.938 | -0.85938 | 10.6782
2033 | NZWEM_PERC | Medium Demand Growth+High Gas Supply+Methanex Stays+Reduced Rankine Availability+Delayed Build+Constrained Operational Capacity+Low Wind & Solar | -13.0405 | -3.1335 | 12.8695
2034 | NZWEM_PERC | Medium Demand Growth+High Gas Supply+Methanex Stays+Reduced Rankine Availability+Delayed Build+Constrained Operational Capacity+Low Wind & Solar | -14.6093 | -4.626 | 11.8391
2035 | NZWEM_PERC | Medium Demand Growth+High Gas Supply+Methanex Stays+Reduced Rankine Availability+Delayed Build+Constrained Operational Capacity+Low Wind & Solar | -16.2653 | -6.0824 | 11.3932
2026 | NIWCM | Medium Demand Growth+High Gas Supply+Methanex Stays+Reduced Rankine Availability+Delayed Build+Constrained Operational Capacity+Low Wind & Solar | 94.465 | 94.465 | 94.465
2027 | NIWCM | Medium Demand Growth+High Gas Supply+Methanex Stays+Reduced Rankine Availability+Delayed Build+Constrained Operational Capacity+Low Wind & Solar | -93.8386 | -93.8386 | -93.8386
2028 | NIWCM | Medium Demand Growth+High Gas Supply+Methanex Stays+Reduced Rankine Availability+Delayed Build+Constrained Operational Capacity+Low Wind & Solar | -4.6081 | -4.6081 | -4.6081
2029 | NIWCM | Medium Demand Growth+High Gas Supply+Methanex Stays+Reduced Rankine Availability+Delayed Build+Constrained Operational Capacity+Low Wind & Solar | -240.4491 | -158.2964 | -158.2964
2030 | NIWCM | Medium Demand Growth+High Gas Supply+Methanex Stays+Reduced Rankine Availability+Delayed Build+Constrained Operational Capacity+Low Wind & Solar | -373.4655 | 138.2962 | 254.9974
2031 | NIWCM | Medium Demand Growth+High Gas Supply+Methanex Stays+Reduced Rankine Availability+Delayed Build+Constrained Operational Capacity+Low Wind & Solar | -570.7417 | 81.8533 | 239.8427
2032 | NIWCM | Medium Demand Growth+High Gas Supply+Methanex Stays+Reduced Rankine Availability+Delayed Build+Constrained Operational Capacity+Low Wind & Solar | -736.7 | -22.6012 | 190.8215
2033 | NIWCM | Medium Demand Growth+High Gas Supply+Methanex Stays+Reduced Rankine Availability+Delayed Build+Constrained Operational Capacity+Low Wind & Solar | -853.164 | -130.5026 | 143.1347
2034 | NIWCM | Medium Demand Growth+High Gas Supply+Methanex Stays+Reduced Rankine Availability+Delayed Build+Constrained Operational Capacity+Low Wind & Solar | -1023.1651 | -295.6652 | -0.49953
2035 | NIWCM | Medium Demand Growth+High Gas Supply+Methanex Stays+Reduced Rankine Availability+Delayed Build+Constrained Operational Capacity+Low Wind & Solar | -1174.8174 | -419.4518 | -114.6417
2026 | SIWEM_PERC | Medium Demand Growth+High Gas Supply+Methanex Stays+Reduced Rankine Availability+Delayed Build+Constrained Operational Capacity+Low Wind & Solar | 21.9099 | 21.9099 | 21.9099
2027 | SIWEM_PERC | Medium Demand Growth+High Gas Supply+Methanex Stays+Reduced Rankine Availability+Delayed Build+Constrained Operational Capacity+Low Wind & Solar | 16.2565 | 16.3196 | 16.3196
2028 | SIWEM_PERC | Medium Demand Growth+High Gas Supply+Methanex Stays+Reduced Rankine Availability+Delayed Build+Constrained Operational Capacity+Low Wind & Solar | 15.9291 | 17.648 | 17.648
2029 | SIWEM_PERC | Medium Demand Growth+High Gas Supply+Methanex Stays+Reduced Rankine Availability+Delayed Build+Constrained Operational Capacity+Low Wind & Solar | 8.5658 | 12.7319 | 12.7319
2030 | SIWEM_PERC | Medium Demand Growth+High Gas Supply+Methanex Stays+Reduced Rankine Availability+Delayed Build+Constrained Operational Capacity+Low Wind & Solar | 5.7635 | 15.977 | 26.8488
2031 | SIWEM_PERC | Medium Demand Growth+High Gas Supply+Methanex Stays+Reduced Rankine Availability+Delayed Build+Constrained Operational Capacity+Low Wind & Solar | 2.2597 | 12.1217 | 24.2107
2032 | SIWEM_PERC | Medium Demand Growth+High Gas Supply+Methanex Stays+Reduced Rankine Availability+Delayed Build+Constrained Operational Capacity+Low Wind & Solar | 0.47602 | 11.6671 | 27.9258
2033 | SIWEM_PERC | Medium Demand Growth+High Gas Supply+Methanex Stays+Reduced Rankine Availability+Delayed Build+Constrained Operational Capacity+Low Wind & Solar | -1.5768 | 9.3676 | 32.8688
2034 | SIWEM_PERC | Medium Demand Growth+High Gas Supply+Methanex Stays+Reduced Rankine Availability+Delayed Build+Constrained Operational Capacity+Low Wind & Solar | -3.3156 | 7.4153 | 30.0826
2035 | SIWEM_PERC | Medium Demand Growth+High Gas Supply+Methanex Stays+Reduced Rankine Availability+Delayed Build+Constrained Operational Capacity+Low Wind & Solar | -4.7693 | 5.7789 | 28.9436
2026 | NZWEM_PERC | Medium Demand Growth+High Gas Supply+Methanex Stays+Reduced Rankine Availability+Delayed Build+Upgraded HVDC | 9.2236 | 9.2236 | 9.2236
2027 | NZWEM_PERC | Medium Demand Growth+High Gas Supply+Methanex Stays+Reduced Rankine Availability+Delayed Build+Upgraded HVDC | -2.0008 | -1.8639 | -1.7015
2028 | NZWEM_PERC | Medium Demand Growth+High Gas Supply+Methanex Stays+Reduced Rankine Availability+Delayed Build+Upgraded HVDC | -0.49417 | 0.87694 | 1.1753
2029 | NZWEM_PERC | Medium Demand Growth+High Gas Supply+Methanex Stays+Reduced Rankine Availability+Delayed Build+Upgraded HVDC | -2.6104 | 0.026337 | 0.8453
2030 | NZWEM_PERC | Medium Demand Growth+High Gas Supply+Methanex Stays+Reduced Rankine Availability+Delayed Build+Upgraded HVDC | -4.3497 | 3.9117 | 10.8949
2031 | NZWEM_PERC | Medium Demand Growth+High Gas Supply+Methanex Stays+Reduced Rankine Availability+Delayed Build+Upgraded HVDC | -7.7712 | 3.0282 | 10.8286
2032 | NZWEM_PERC | Medium Demand Growth+High Gas Supply+Methanex Stays+Reduced Rankine Availability+Delayed Build+Upgraded HVDC | -9.7085 | 1.4594 | 14.2073
2033 | NZWEM_PERC | Medium Demand Growth+High Gas Supply+Methanex Stays+Reduced Rankine Availability+Delayed Build+Upgraded HVDC | -11.8416 | -0.87249 | 16.8243
2034 | NZWEM_PERC | Medium Demand Growth+High Gas Supply+Methanex Stays+Reduced Rankine Availability+Delayed Build+Upgraded HVDC | -13.4382 | -2.3843 | 15.7905
2035 | NZWEM_PERC | Medium Demand Growth+High Gas Supply+Methanex Stays+Reduced Rankine Availability+Delayed Build+Upgraded HVDC | -15.1204 | -3.8909 | 15.4051
2026 | NIWCM | Medium Demand Growth+High Gas Supply+Methanex Stays+Reduced Rankine Availability+Delayed Build+Upgraded HVDC | 628.8124 | 628.8124 | 628.8124
2027 | NIWCM | Medium Demand Growth+High Gas Supply+Methanex Stays+Reduced Rankine Availability+Delayed Build+Upgraded HVDC | 447.4105 | 449.4206 | 451.8931
2028 | NIWCM | Medium Demand Growth+High Gas Supply+Methanex Stays+Reduced Rankine Availability+Delayed Build+Upgraded HVDC | 605.0318 | 625.0229 | 629.5594
2029 | NIWCM | Medium Demand Growth+High Gas Supply+Methanex Stays+Reduced Rankine Availability+Delayed Build+Upgraded HVDC | 403.9073 | 531.0527 | 544.645
2030 | NIWCM | Medium Demand Growth+High Gas Supply+Methanex Stays+Reduced Rankine Availability+Delayed Build+Upgraded HVDC | 301.3296 | 1020.3871 | 1297.4104
2031 | NIWCM | Medium Demand Growth+High Gas Supply+Methanex Stays+Reduced Rankine Availability+Delayed Build+Upgraded HVDC | 106.7926 | 1036.0199 | 1382.2349
2032 | NIWCM | Medium Demand Growth+High Gas Supply+Methanex Stays+Reduced Rankine Availability+Delayed Build+Upgraded HVDC | -57.822 | 942.2336 | 1503.5444
2033 | NIWCM | Medium Demand Growth+High Gas Supply+Methanex Stays+Reduced Rankine Availability+Delayed Build+Upgraded HVDC | -174.4324 | 839.4734 | 1636.7137
2034 | NIWCM | Medium Demand Growth+High Gas Supply+Methanex Stays+Reduced Rankine Availability+Delayed Build+Upgraded HVDC | -342.2944 | 691.5803 | 1529.2472
2035 | NIWCM | Medium Demand Growth+High Gas Supply+Methanex Stays+Reduced Rankine Availability+Delayed Build+Upgraded HVDC | -493.9569 | 569.4262 | 1482.2618
2026 | SIWEM_PERC | Medium Demand Growth+High Gas Supply+Methanex Stays+Reduced Rankine Availability+Delayed Build+Upgraded HVDC | 24.4709 | 24.4709 | 24.4709
2027 | SIWEM_PERC | Medium Demand Growth+High Gas Supply+Methanex Stays+Reduced Rankine Availability+Delayed Build+Upgraded HVDC | 16.7358 | 16.8057 | 16.8057
2028 | SIWEM_PERC | Medium Demand Growth+High Gas Supply+Methanex Stays+Reduced Rankine Availability+Delayed Build+Upgraded HVDC | 16.6982 | 18.6029 | 18.6029
2029 | SIWEM_PERC | Medium Demand Growth+High Gas Supply+Methanex Stays+Reduced Rankine Availability+Delayed Build+Upgraded HVDC | 9.3208 | 13.9372 | 13.9372
2030 | SIWEM_PERC | Medium Demand Growth+High Gas Supply+Methanex Stays+Reduced Rankine Availability+Delayed Build+Upgraded HVDC | 6.6467 | 17.964 | 30.0108
2031 | SIWEM_PERC | Medium Demand Growth+High Gas Supply+Methanex Stays+Reduced Rankine Availability+Delayed Build+Upgraded HVDC | 3.1125 | 14.0403 | 27.4358
2032 | SIWEM_PERC | Medium Demand Growth+High Gas Supply+Methanex Stays+Reduced Rankine Availability+Delayed Build+Upgraded HVDC | 1.3126 | 13.7132 | 36.5125
2033 | SIWEM_PERC | Medium Demand Growth+High Gas Supply+Methanex Stays+Reduced Rankine Availability+Delayed Build+Upgraded HVDC | -0.75867 | 11.3685 | 43.7179
2034 | SIWEM_PERC | Medium Demand Growth+High Gas Supply+Methanex Stays+Reduced Rankine Availability+Delayed Build+Upgraded HVDC | -2.5134 | 9.3772 | 40.9631
2035 | SIWEM_PERC | Medium Demand Growth+High Gas Supply+Methanex Stays+Reduced Rankine Availability+Delayed Build+Upgraded HVDC | -3.9808 | 7.7075 | 40.0518
2026 | NZWEM_PERC | Medium Demand Growth+High Gas Supply+Methanex Stays+Reduced Rankine Availability+Delayed Build+Upgraded HVDC+Low Wind & Solar | 8.3187 | 8.3187 | 8.3187
2027 | NZWEM_PERC | Medium Demand Growth+High Gas Supply+Methanex Stays+Reduced Rankine Availability+Delayed Build+Upgraded HVDC+Low Wind & Solar | -2.9265 | -2.803 | -2.6565
2028 | NZWEM_PERC | Medium Demand Growth+High Gas Supply+Methanex Stays+Reduced Rankine Availability+Delayed Build+Upgraded HVDC+Low Wind & Solar | -1.6367 | -0.39931 | -0.13001
2029 | NZWEM_PERC | Medium Demand Growth+High Gas Supply+Methanex Stays+Reduced Rankine Availability+Delayed Build+Upgraded HVDC+Low Wind & Solar | -3.8571 | -1.4776 | -0.73847
2030 | NZWEM_PERC | Medium Demand Growth+High Gas Supply+Methanex Stays+Reduced Rankine Availability+Delayed Build+Upgraded HVDC+Low Wind & Solar | -5.6509 | 1.8046 | 8.1067
2031 | NZWEM_PERC | Medium Demand Growth+High Gas Supply+Methanex Stays+Reduced Rankine Availability+Delayed Build+Upgraded HVDC+Low Wind & Solar | -9.0294 | 0.71664 | 7.7562
2032 | NZWEM_PERC | Medium Demand Growth+High Gas Supply+Methanex Stays+Reduced Rankine Availability+Delayed Build+Upgraded HVDC+Low Wind & Solar | -10.938 | -0.85938 | 10.6782
2033 | NZWEM_PERC | Medium Demand Growth+High Gas Supply+Methanex Stays+Reduced Rankine Availability+Delayed Build+Upgraded HVDC+Low Wind & Solar | -13.0405 | -3.1335 | 12.8695
2034 | NZWEM_PERC | Medium Demand Growth+High Gas Supply+Methanex Stays+Reduced Rankine Availability+Delayed Build+Upgraded HVDC+Low Wind & Solar | -14.6093 | -4.626 | 11.8391
2035 | NZWEM_PERC | Medium Demand Growth+High Gas Supply+Methanex Stays+Reduced Rankine Availability+Delayed Build+Upgraded HVDC+Low Wind & Solar | -16.2653 | -6.0824 | 11.3932
2026 | NIWCM | Medium Demand Growth+High Gas Supply+Methanex Stays+Reduced Rankine Availability+Delayed Build+Upgraded HVDC+Low Wind & Solar | 628.8124 | 628.8124 | 628.8124
2027 | NIWCM | Medium Demand Growth+High Gas Supply+Methanex Stays+Reduced Rankine Availability+Delayed Build+Upgraded HVDC+Low Wind & Solar | 447.4105 | 449.4206 | 451.8931
2028 | NIWCM | Medium Demand Growth+High Gas Supply+Methanex Stays+Reduced Rankine Availability+Delayed Build+Upgraded HVDC+Low Wind & Solar | 605.0318 | 625.0229 | 629.5594
2029 | NIWCM | Medium Demand Growth+High Gas Supply+Methanex Stays+Reduced Rankine Availability+Delayed Build+Upgraded HVDC+Low Wind & Solar | 403.9073 | 531.0527 | 544.645
2030 | NIWCM | Medium Demand Growth+High Gas Supply+Methanex Stays+Reduced Rankine Availability+Delayed Build+Upgraded HVDC+Low Wind & Solar | 301.3296 | 1020.3871 | 1297.4104
2031 | NIWCM | Medium Demand Growth+High Gas Supply+Methanex Stays+Reduced Rankine Availability+Delayed Build+Upgraded HVDC+Low Wind & Solar | 106.7926 | 1036.0199 | 1382.2349
2032 | NIWCM | Medium Demand Growth+High Gas Supply+Methanex Stays+Reduced Rankine Availability+Delayed Build+Upgraded HVDC+Low Wind & Solar | -57.822 | 942.2336 | 1503.5444
2033 | NIWCM | Medium Demand Growth+High Gas Supply+Methanex Stays+Reduced Rankine Availability+Delayed Build+Upgraded HVDC+Low Wind & Solar | -174.4324 | 839.4734 | 1636.7137
2034 | NIWCM | Medium Demand Growth+High Gas Supply+Methanex Stays+Reduced Rankine Availability+Delayed Build+Upgraded HVDC+Low Wind & Solar | -342.2944 | 691.5803 | 1529.2472
2035 | NIWCM | Medium Demand Growth+High Gas Supply+Methanex Stays+Reduced Rankine Availability+Delayed Build+Upgraded HVDC+Low Wind & Solar | -493.9569 | 569.4262 | 1482.2618
2026 | SIWEM_PERC | Medium Demand Growth+High Gas Supply+Methanex Stays+Reduced Rankine Availability+Delayed Build+Upgraded HVDC+Low Wind & Solar | 21.9099 | 21.9099 | 21.9099
2027 | SIWEM_PERC | Medium Demand Growth+High Gas Supply+Methanex Stays+Reduced Rankine Availability+Delayed Build+Upgraded HVDC+Low Wind & Solar | 16.2565 | 16.3196 | 16.3196
2028 | SIWEM_PERC | Medium Demand Growth+High Gas Supply+Methanex Stays+Reduced Rankine Availability+Delayed Build+Upgraded HVDC+Low Wind & Solar | 15.9291 | 17.648 | 17.648
2029 | SIWEM_PERC | Medium Demand Growth+High Gas Supply+Methanex Stays+Reduced Rankine Availability+Delayed Build+Upgraded HVDC+Low Wind & Solar | 8.5658 | 12.7319 | 12.7319
2030 | SIWEM_PERC | Medium Demand Growth+High Gas Supply+Methanex Stays+Reduced Rankine Availability+Delayed Build+Upgraded HVDC+Low Wind & Solar | 5.7635 | 15.977 | 26.8488
2031 | SIWEM_PERC | Medium Demand Growth+High Gas Supply+Methanex Stays+Reduced Rankine Availability+Delayed Build+Upgraded HVDC+Low Wind & Solar | 2.2597 | 12.1217 | 24.2107
2032 | SIWEM_PERC | Medium Demand Growth+High Gas Supply+Methanex Stays+Reduced Rankine Availability+Delayed Build+Upgraded HVDC+Low Wind & Solar | 0.47602 | 11.6671 | 27.9258
2033 | SIWEM_PERC | Medium Demand Growth+High Gas Supply+Methanex Stays+Reduced Rankine Availability+Delayed Build+Upgraded HVDC+Low Wind & Solar | -1.5768 | 9.3676 | 32.8688
2034 | SIWEM_PERC | Medium Demand Growth+High Gas Supply+Methanex Stays+Reduced Rankine Availability+Delayed Build+Upgraded HVDC+Low Wind & Solar | -3.3156 | 7.4153 | 30.0826
2035 | SIWEM_PERC | Medium Demand Growth+High Gas Supply+Methanex Stays+Reduced Rankine Availability+Delayed Build+Upgraded HVDC+Low Wind & Solar | -4.7693 | 5.7789 | 28.9436
2026 | NZWEM_PERC | Medium Demand Growth+High Gas Supply+Methanex Stays+Reduced Rankine Availability+Delayed Build+Upgraded HVDC+Constrained Operational Capacity | 9.2236 | 9.2236 | 9.2236
2027 | NZWEM_PERC | Medium Demand Growth+High Gas Supply+Methanex Stays+Reduced Rankine Availability+Delayed Build+Upgraded HVDC+Constrained Operational Capacity | -2.0008 | -1.8639 | -1.7015
2028 | NZWEM_PERC | Medium Demand Growth+High Gas Supply+Methanex Stays+Reduced Rankine Availability+Delayed Build+Upgraded HVDC+Constrained Operational Capacity | -0.49417 | 0.87694 | 1.1753
2029 | NZWEM_PERC | Medium Demand Growth+High Gas Supply+Methanex Stays+Reduced Rankine Availability+Delayed Build+Upgraded HVDC+Constrained Operational Capacity | -2.6104 | 0.026337 | 0.8453
2030 | NZWEM_PERC | Medium Demand Growth+High Gas Supply+Methanex Stays+Reduced Rankine Availability+Delayed Build+Upgraded HVDC+Constrained Operational Capacity | -4.3497 | 3.9117 | 10.8949
2031 | NZWEM_PERC | Medium Demand Growth+High Gas Supply+Methanex Stays+Reduced Rankine Availability+Delayed Build+Upgraded HVDC+Constrained Operational Capacity | -7.7712 | 3.0282 | 10.8286
2032 | NZWEM_PERC | Medium Demand Growth+High Gas Supply+Methanex Stays+Reduced Rankine Availability+Delayed Build+Upgraded HVDC+Constrained Operational Capacity | -9.7085 | 1.4594 | 14.2073
2033 | NZWEM_PERC | Medium Demand Growth+High Gas Supply+Methanex Stays+Reduced Rankine Availability+Delayed Build+Upgraded HVDC+Constrained Operational Capacity | -11.8416 | -0.87249 | 16.8243
2034 | NZWEM_PERC | Medium Demand Growth+High Gas Supply+Methanex Stays+Reduced Rankine Availability+Delayed Build+Upgraded HVDC+Constrained Operational Capacity | -13.4382 | -2.3843 | 15.7905
2035 | NZWEM_PERC | Medium Demand Growth+High Gas Supply+Methanex Stays+Reduced Rankine Availability+Delayed Build+Upgraded HVDC+Constrained Operational Capacity | -15.1204 | -3.8909 | 15.4051
2026 | NIWCM | Medium Demand Growth+High Gas Supply+Methanex Stays+Reduced Rankine Availability+Delayed Build+Upgraded HVDC+Constrained Operational Capacity | 94.465 | 94.465 | 94.465
2027 | NIWCM | Medium Demand Growth+High Gas Supply+Methanex Stays+Reduced Rankine Availability+Delayed Build+Upgraded HVDC+Constrained Operational Capacity | -93.8386 | -93.8386 | -93.8386
2028 | NIWCM | Medium Demand Growth+High Gas Supply+Methanex Stays+Reduced Rankine Availability+Delayed Build+Upgraded HVDC+Constrained Operational Capacity | -4.6081 | -4.6081 | -4.6081
2029 | NIWCM | Medium Demand Growth+High Gas Supply+Methanex Stays+Reduced Rankine Availability+Delayed Build+Upgraded HVDC+Constrained Operational Capacity | -240.4491 | -158.2964 | -158.2964
2030 | NIWCM | Medium Demand Growth+High Gas Supply+Methanex Stays+Reduced Rankine Availability+Delayed Build+Upgraded HVDC+Constrained Operational Capacity | -373.4655 | 138.2962 | 254.9974
2031 | NIWCM | Medium Demand Growth+High Gas Supply+Methanex Stays+Reduced Rankine Availability+Delayed Build+Upgraded HVDC+Constrained Operational Capacity | -570.7417 | 81.8533 | 239.8427
2032 | NIWCM | Medium Demand Growth+High Gas Supply+Methanex Stays+Reduced Rankine Availability+Delayed Build+Upgraded HVDC+Constrained Operational Capacity | -736.7 | -22.6012 | 190.8215
2033 | NIWCM | Medium Demand Growth+High Gas Supply+Methanex Stays+Reduced Rankine Availability+Delayed Build+Upgraded HVDC+Constrained Operational Capacity | -853.164 | -130.5026 | 143.1347
2034 | NIWCM | Medium Demand Growth+High Gas Supply+Methanex Stays+Reduced Rankine Availability+Delayed Build+Upgraded HVDC+Constrained Operational Capacity | -1023.1651 | -295.6652 | -0.49953
2035 | NIWCM | Medium Demand Growth+High Gas Supply+Methanex Stays+Reduced Rankine Availability+Delayed Build+Upgraded HVDC+Constrained Operational Capacity | -1174.8174 | -419.4518 | -114.6417
2026 | SIWEM_PERC | Medium Demand Growth+High Gas Supply+Methanex Stays+Reduced Rankine Availability+Delayed Build+Upgraded HVDC+Constrained Operational Capacity | 24.4709 | 24.4709 | 24.4709
2027 | SIWEM_PERC | Medium Demand Growth+High Gas Supply+Methanex Stays+Reduced Rankine Availability+Delayed Build+Upgraded HVDC+Constrained Operational Capacity | 16.7358 | 16.8057 | 16.8057
2028 | SIWEM_PERC | Medium Demand Growth+High Gas Supply+Methanex Stays+Reduced Rankine Availability+Delayed Build+Upgraded HVDC+Constrained Operational Capacity | 16.6982 | 18.6029 | 18.6029
2029 | SIWEM_PERC | Medium Demand Growth+High Gas Supply+Methanex Stays+Reduced Rankine Availability+Delayed Build+Upgraded HVDC+Constrained Operational Capacity | 9.3208 | 13.9372 | 13.9372
2030 | SIWEM_PERC | Medium Demand Growth+High Gas Supply+Methanex Stays+Reduced Rankine Availability+Delayed Build+Upgraded HVDC+Constrained Operational Capacity | 6.6467 | 17.964 | 30.0108
2031 | SIWEM_PERC | Medium Demand Growth+High Gas Supply+Methanex Stays+Reduced Rankine Availability+Delayed Build+Upgraded HVDC+Constrained Operational Capacity | 3.1125 | 14.0403 | 27.4358
2032 | SIWEM_PERC | Medium Demand Growth+High Gas Supply+Methanex Stays+Reduced Rankine Availability+Delayed Build+Upgraded HVDC+Constrained Operational Capacity | 1.3126 | 13.7132 | 36.5125
2033 | SIWEM_PERC | Medium Demand Growth+High Gas Supply+Methanex Stays+Reduced Rankine Availability+Delayed Build+Upgraded HVDC+Constrained Operational Capacity | -0.75867 | 11.3685 | 43.7179
2034 | SIWEM_PERC | Medium Demand Growth+High Gas Supply+Methanex Stays+Reduced Rankine Availability+Delayed Build+Upgraded HVDC+Constrained Operational Capacity | -2.5134 | 9.3772 | 40.9631
2035 | SIWEM_PERC | Medium Demand Growth+High Gas Supply+Methanex Stays+Reduced Rankine Availability+Delayed Build+Upgraded HVDC+Constrained Operational Capacity | -3.9808 | 7.7075 | 40.0518
2026 | NZWEM_PERC | Medium Demand Growth+High Gas Supply+Methanex Stays+Reduced Rankine Availability+Delayed Build+Upgraded HVDC+Constrained Operational Capacity+Low Wind & Solar | 8.3187 | 8.3187 | 8.3187
2027 | NZWEM_PERC | Medium Demand Growth+High Gas Supply+Methanex Stays+Reduced Rankine Availability+Delayed Build+Upgraded HVDC+Constrained Operational Capacity+Low Wind & Solar | -2.9265 | -2.803 | -2.6565
2028 | NZWEM_PERC | Medium Demand Growth+High Gas Supply+Methanex Stays+Reduced Rankine Availability+Delayed Build+Upgraded HVDC+Constrained Operational Capacity+Low Wind & Solar | -1.6367 | -0.39931 | -0.13001
2029 | NZWEM_PERC | Medium Demand Growth+High Gas Supply+Methanex Stays+Reduced Rankine Availability+Delayed Build+Upgraded HVDC+Constrained Operational Capacity+Low Wind & Solar | -3.8571 | -1.4776 | -0.73847
2030 | NZWEM_PERC | Medium Demand Growth+High Gas Supply+Methanex Stays+Reduced Rankine Availability+Delayed Build+Upgraded HVDC+Constrained Operational Capacity+Low Wind & Solar | -5.6509 | 1.8046 | 8.1067
2031 | NZWEM_PERC | Medium Demand Growth+High Gas Supply+Methanex Stays+Reduced Rankine Availability+Delayed Build+Upgraded HVDC+Constrained Operational Capacity+Low Wind & Solar | -9.0294 | 0.71664 | 7.7562
2032 | NZWEM_PERC | Medium Demand Growth+High Gas Supply+Methanex Stays+Reduced Rankine Availability+Delayed Build+Upgraded HVDC+Constrained Operational Capacity+Low Wind & Solar | -10.938 | -0.85938 | 10.6782
2033 | NZWEM_PERC | Medium Demand Growth+High Gas Supply+Methanex Stays+Reduced Rankine Availability+Delayed Build+Upgraded HVDC+Constrained Operational Capacity+Low Wind & Solar | -13.0405 | -3.1335 | 12.8695
2034 | NZWEM_PERC | Medium Demand Growth+High Gas Supply+Methanex Stays+Reduced Rankine Availability+Delayed Build+Upgraded HVDC+Constrained Operational Capacity+Low Wind & Solar | -14.6093 | -4.626 | 11.8391
2035 | NZWEM_PERC | Medium Demand Growth+High Gas Supply+Methanex Stays+Reduced Rankine Availability+Delayed Build+Upgraded HVDC+Constrained Operational Capacity+Low Wind & Solar | -16.2653 | -6.0824 | 11.3932
2026 | NIWCM | Medium Demand Growth+High Gas Supply+Methanex Stays+Reduced Rankine Availability+Delayed Build+Upgraded HVDC+Constrained Operational Capacity+Low Wind & Solar | 94.465 | 94.465 | 94.465
2027 | NIWCM | Medium Demand Growth+High Gas Supply+Methanex Stays+Reduced Rankine Availability+Delayed Build+Upgraded HVDC+Constrained Operational Capacity+Low Wind & Solar | -93.8386 | -93.8386 | -93.8386
2028 | NIWCM | Medium Demand Growth+High Gas Supply+Methanex Stays+Reduced Rankine Availability+Delayed Build+Upgraded HVDC+Constrained Operational Capacity+Low Wind & Solar | -4.6081 | -4.6081 | -4.6081
2029 | NIWCM | Medium Demand Growth+High Gas Supply+Methanex Stays+Reduced Rankine Availability+Delayed Build+Upgraded HVDC+Constrained Operational Capacity+Low Wind & Solar | -240.4491 | -158.2964 | -158.2964
2030 | NIWCM | Medium Demand Growth+High Gas Supply+Methanex Stays+Reduced Rankine Availability+Delayed Build+Upgraded HVDC+Constrained Operational Capacity+Low Wind & Solar | -373.4655 | 138.2962 | 254.9974
2031 | NIWCM | Medium Demand Growth+High Gas Supply+Methanex Stays+Reduced Rankine Availability+Delayed Build+Upgraded HVDC+Constrained Operational Capacity+Low Wind & Solar | -570.7417 | 81.8533 | 239.8427
2032 | NIWCM | Medium Demand Growth+High Gas Supply+Methanex Stays+Reduced Rankine Availability+Delayed Build+Upgraded HVDC+Constrained Operational Capacity+Low Wind & Solar | -736.7 | -22.6012 | 190.8215
2033 | NIWCM | Medium Demand Growth+High Gas Supply+Methanex Stays+Reduced Rankine Availability+Delayed Build+Upgraded HVDC+Constrained Operational Capacity+Low Wind & Solar | -853.164 | -130.5026 | 143.1347
2034 | NIWCM | Medium Demand Growth+High Gas Supply+Methanex Stays+Reduced Rankine Availability+Delayed Build+Upgraded HVDC+Constrained Operational Capacity+Low Wind & Solar | -1023.1651 | -295.6652 | -0.49953
2035 | NIWCM | Medium Demand Growth+High Gas Supply+Methanex Stays+Reduced Rankine Availability+Delayed Build+Upgraded HVDC+Constrained Operational Capacity+Low Wind & Solar | -1174.8174 | -419.4518 | -114.6417
2026 | SIWEM_PERC | Medium Demand Growth+High Gas Supply+Methanex Stays+Reduced Rankine Availability+Delayed Build+Upgraded HVDC+Constrained Operational Capacity+Low Wind & Solar | 21.9099 | 21.9099 | 21.9099
2027 | SIWEM_PERC | Medium Demand Growth+High Gas Supply+Methanex Stays+Reduced Rankine Availability+Delayed Build+Upgraded HVDC+Constrained Operational Capacity+Low Wind & Solar | 16.2565 | 16.3196 | 16.3196
2028 | SIWEM_PERC | Medium Demand Growth+High Gas Supply+Methanex Stays+Reduced Rankine Availability+Delayed Build+Upgraded HVDC+Constrained Operational Capacity+Low Wind & Solar | 15.9291 | 17.648 | 17.648
2029 | SIWEM_PERC | Medium Demand Growth+High Gas Supply+Methanex Stays+Reduced Rankine Availability+Delayed Build+Upgraded HVDC+Constrained Operational Capacity+Low Wind & Solar | 8.5658 | 12.7319 | 12.7319
2030 | SIWEM_PERC | Medium Demand Growth+High Gas Supply+Methanex Stays+Reduced Rankine Availability+Delayed Build+Upgraded HVDC+Constrained Operational Capacity+Low Wind & Solar | 5.7635 | 15.977 | 26.8488
2031 | SIWEM_PERC | Medium Demand Growth+High Gas Supply+Methanex Stays+Reduced Rankine Availability+Delayed Build+Upgraded HVDC+Constrained Operational Capacity+Low Wind & Solar | 2.2597 | 12.1217 | 24.2107
2032 | SIWEM_PERC | Medium Demand Growth+High Gas Supply+Methanex Stays+Reduced Rankine Availability+Delayed Build+Upgraded HVDC+Constrained Operational Capacity+Low Wind & Solar | 0.47602 | 11.6671 | 27.9258
2033 | SIWEM_PERC | Medium Demand Growth+High Gas Supply+Methanex Stays+Reduced Rankine Availability+Delayed Build+Upgraded HVDC+Constrained Operational Capacity+Low Wind & Solar | -1.5768 | 9.3676 | 32.8688
2034 | SIWEM_PERC | Medium Demand Growth+High Gas Supply+Methanex Stays+Reduced Rankine Availability+Delayed Build+Upgraded HVDC+Constrained Operational Capacity+Low Wind & Solar | -3.3156 | 7.4153 | 30.0826
2035 | SIWEM_PERC | Medium Demand Growth+High Gas Supply+Methanex Stays+Reduced Rankine Availability+Delayed Build+Upgraded HVDC+Constrained Operational Capacity+Low Wind & Solar | -4.7693 | 5.7789 | 28.9436
2026 | NZWEM_PERC | Medium Demand Growth+High Gas Supply+Methanex Stays+Increased Demand Response | 18.5411 | 18.5981 | 18.5981
2027 | NZWEM_PERC | Medium Demand Growth+High Gas Supply+Methanex Stays+Increased Demand Response | 13.6189 | 15.4066 | 15.7156
2028 | NZWEM_PERC | Medium Demand Growth+High Gas Supply+Methanex Stays+Increased Demand Response | 11.7213 | 19.4655 | 23.7607
2029 | NZWEM_PERC | Medium Demand Growth+High Gas Supply+Methanex Stays+Increased Demand Response | 6.3009 | 16.9369 | 25.352
2030 | NZWEM_PERC | Medium Demand Growth+High Gas Supply+Methanex Stays+Increased Demand Response | 3.2164 | 15.5798 | 29.1405
2031 | NZWEM_PERC | Medium Demand Growth+High Gas Supply+Methanex Stays+Increased Demand Response | -0.45689 | 11.5809 | 30.2478
2032 | NZWEM_PERC | Medium Demand Growth+High Gas Supply+Methanex Stays+Increased Demand Response | -2.5599 | 9.5621 | 28.742
2033 | NZWEM_PERC | Medium Demand Growth+High Gas Supply+Methanex Stays+Increased Demand Response | -4.8704 | 6.9496 | 27.2603
2034 | NZWEM_PERC | Medium Demand Growth+High Gas Supply+Methanex Stays+Increased Demand Response | -6.6266 | 5.3085 | 25.1477
2035 | NZWEM_PERC | Medium Demand Growth+High Gas Supply+Methanex Stays+Increased Demand Response | -8.46 | 3.2936 | 22.6886
2026 | NIWCM | Medium Demand Growth+High Gas Supply+Methanex Stays+Increased Demand Response | 1066.7284 | 1067.5282 | 1067.5282
2027 | NIWCM | Medium Demand Growth+High Gas Supply+Methanex Stays+Increased Demand Response | 1257.8828 | 1288.8253 | 1293.3618
2028 | NIWCM | Medium Demand Growth+High Gas Supply+Methanex Stays+Increased Demand Response | 1276.6847 | 1884.5216 | 1922.8368
2029 | NIWCM | Medium Demand Growth+High Gas Supply+Methanex Stays+Increased Demand Response | 1049.2947 | 1927.8168 | 2201.0383
2030 | NIWCM | Medium Demand Growth+High Gas Supply+Methanex Stays+Increased Demand Response | 804.9243 | 1804.235 | 2257.1317
2031 | NIWCM | Medium Demand Growth+High Gas Supply+Methanex Stays+Increased Demand Response | 637.8662 | 1658.4112 | 2363.1836
2032 | NIWCM | Medium Demand Growth+High Gas Supply+Methanex Stays+Increased Demand Response | 479.3549 | 1524.8896 | 2294.3757
2033 | NIWCM | Medium Demand Growth+High Gas Supply+Methanex Stays+Increased Demand Response | 297.5751 | 1347.4941 | 2219.4295
2034 | NIWCM | Medium Demand Growth+High Gas Supply+Methanex Stays+Increased Demand Response | 135.4698 | 1231.9917 | 2196.4338
2035 | NIWCM | Medium Demand Growth+High Gas Supply+Methanex Stays+Increased Demand Response | -11.5938 | 1098.5111 | 2069.3599
2026 | SIWEM_PERC | Medium Demand Growth+High Gas Supply+Methanex Stays+Increased Demand Response | 50.7379 | 50.9 | 50.9
2027 | SIWEM_PERC | Medium Demand Growth+High Gas Supply+Methanex Stays+Increased Demand Response | 36.434 | 41.4747 | 42.3461
2028 | SIWEM_PERC | Medium Demand Growth+High Gas Supply+Methanex Stays+Increased Demand Response | 31.1375 | 53.0196 | 64.0543
2029 | SIWEM_PERC | Medium Demand Growth+High Gas Supply+Methanex Stays+Increased Demand Response | 15.621 | 45.1024 | 61.4149
2030 | SIWEM_PERC | Medium Demand Growth+High Gas Supply+Methanex Stays+Increased Demand Response | 8.553 | 41.2259 | 62.2493
2031 | SIWEM_PERC | Medium Demand Growth+High Gas Supply+Methanex Stays+Increased Demand Response | 5.0748 | 30.1712 | 61.5948
2032 | SIWEM_PERC | Medium Demand Growth+High Gas Supply+Methanex Stays+Increased Demand Response | 3.3033 | 24.6807 | 58.7826
2033 | SIWEM_PERC | Medium Demand Growth+High Gas Supply+Methanex Stays+Increased Demand Response | 1.2613 | 17.4758 | 55.5548
2034 | SIWEM_PERC | Medium Demand Growth+High Gas Supply+Methanex Stays+Increased Demand Response | -0.46956 | 12.9394 | 52.7964
2035 | SIWEM_PERC | Medium Demand Growth+High Gas Supply+Methanex Stays+Increased Demand Response | -1.9175 | 10.022 | 50.4692
2026 | NZWEM_PERC | Medium Demand Growth+High Gas Supply+Methanex Stays+Increased Demand Response+Low Wind & Solar | 17.3457 | 17.3971 | 17.3971
2027 | NZWEM_PERC | Medium Demand Growth+High Gas Supply+Methanex Stays+Increased Demand Response+Low Wind & Solar | 12.3079 | 13.9212 | 14.2001
2028 | NZWEM_PERC | Medium Demand Growth+High Gas Supply+Methanex Stays+Increased Demand Response+Low Wind & Solar | 10.3395 | 17.3284 | 21.2047
2029 | NZWEM_PERC | Medium Demand Growth+High Gas Supply+Methanex Stays+Increased Demand Response+Low Wind & Solar | 4.9435 | 14.5421 | 22.1365
2030 | NZWEM_PERC | Medium Demand Growth+High Gas Supply+Methanex Stays+Increased Demand Response+Low Wind & Solar | 1.9085 | 13.1131 | 25.3864
2031 | NZWEM_PERC | Medium Demand Growth+High Gas Supply+Methanex Stays+Increased Demand Response+Low Wind & Solar | -1.7216 | 9.1959 | 26.0762
2032 | NZWEM_PERC | Medium Demand Growth+High Gas Supply+Methanex Stays+Increased Demand Response+Low Wind & Solar | -3.7957 | 7.1965 | 24.5722
2033 | NZWEM_PERC | Medium Demand Growth+High Gas Supply+Methanex Stays+Increased Demand Response+Low Wind & Solar | -6.0755 | 4.6429 | 23.0374
2034 | NZWEM_PERC | Medium Demand Growth+High Gas Supply+Methanex Stays+Increased Demand Response+Low Wind & Solar | -7.8037 | 3.0554 | 21.0228
2035 | NZWEM_PERC | Medium Demand Growth+High Gas Supply+Methanex Stays+Increased Demand Response+Low Wind & Solar | -9.6107 | 1.0909 | 18.6561
2026 | NIWCM | Medium Demand Growth+High Gas Supply+Methanex Stays+Increased Demand Response+Low Wind & Solar | 1066.7284 | 1067.5282 | 1067.5282
2027 | NIWCM | Medium Demand Growth+High Gas Supply+Methanex Stays+Increased Demand Response+Low Wind & Solar | 1257.8828 | 1288.8253 | 1293.3618
2028 | NIWCM | Medium Demand Growth+High Gas Supply+Methanex Stays+Increased Demand Response+Low Wind & Solar | 1276.6847 | 1884.5216 | 1922.8368
2029 | NIWCM | Medium Demand Growth+High Gas Supply+Methanex Stays+Increased Demand Response+Low Wind & Solar | 1049.2947 | 1927.8168 | 2201.0383
2030 | NIWCM | Medium Demand Growth+High Gas Supply+Methanex Stays+Increased Demand Response+Low Wind & Solar | 804.9243 | 1804.235 | 2257.1317
2031 | NIWCM | Medium Demand Growth+High Gas Supply+Methanex Stays+Increased Demand Response+Low Wind & Solar | 637.8662 | 1658.4112 | 2363.1836
2032 | NIWCM | Medium Demand Growth+High Gas Supply+Methanex Stays+Increased Demand Response+Low Wind & Solar | 479.3549 | 1524.8896 | 2294.3757
2033 | NIWCM | Medium Demand Growth+High Gas Supply+Methanex Stays+Increased Demand Response+Low Wind & Solar | 297.5751 | 1347.4941 | 2219.4295
2034 | NIWCM | Medium Demand Growth+High Gas Supply+Methanex Stays+Increased Demand Response+Low Wind & Solar | 135.4698 | 1231.9917 | 2196.4338
2035 | NIWCM | Medium Demand Growth+High Gas Supply+Methanex Stays+Increased Demand Response+Low Wind & Solar | -11.5938 | 1098.5111 | 2069.3599
2026 | SIWEM_PERC | Medium Demand Growth+High Gas Supply+Methanex Stays+Increased Demand Response+Low Wind & Solar | 47.3353 | 47.4816 | 47.4816
2027 | SIWEM_PERC | Medium Demand Growth+High Gas Supply+Methanex Stays+Increased Demand Response+Low Wind & Solar | 32.7375 | 37.2865 | 38.0729
2028 | SIWEM_PERC | Medium Demand Growth+High Gas Supply+Methanex Stays+Increased Demand Response+Low Wind & Solar | 27.2332 | 46.981 | 57.9339
2029 | SIWEM_PERC | Medium Demand Growth+High Gas Supply+Methanex Stays+Increased Demand Response+Low Wind & Solar | 11.9103 | 38.4645 | 57.8754
2030 | SIWEM_PERC | Medium Demand Growth+High Gas Supply+Methanex Stays+Increased Demand Response+Low Wind & Solar | 7.6541 | 34.4104 | 58.1624
2031 | SIWEM_PERC | Medium Demand Growth+High Gas Supply+Methanex Stays+Increased Demand Response+Low Wind & Solar | 4.2058 | 23.5828 | 57.1942
2032 | SIWEM_PERC | Medium Demand Growth+High Gas Supply+Methanex Stays+Increased Demand Response+Low Wind & Solar | 2.4503 | 18.1167 | 54.463
2033 | SIWEM_PERC | Medium Demand Growth+High Gas Supply+Methanex Stays+Increased Demand Response+Low Wind & Solar | 0.42653 | 11.5937 | 51.3275
2034 | SIWEM_PERC | Medium Demand Growth+High Gas Supply+Methanex Stays+Increased Demand Response+Low Wind & Solar | -1.2885 | 9.6673 | 48.6492
2035 | SIWEM_PERC | Medium Demand Growth+High Gas Supply+Methanex Stays+Increased Demand Response+Low Wind & Solar | -2.723 | 8.052 | 46.3905
2026 | NZWEM_PERC | Medium Demand Growth+High Gas Supply+Methanex Stays+Increased Demand Response+Constrained Operational Capacity | 18.5411 | 18.5981 | 18.5981
2027 | NZWEM_PERC | Medium Demand Growth+High Gas Supply+Methanex Stays+Increased Demand Response+Constrained Operational Capacity | 13.6189 | 15.4066 | 15.7156
2028 | NZWEM_PERC | Medium Demand Growth+High Gas Supply+Methanex Stays+Increased Demand Response+Constrained Operational Capacity | 11.7213 | 19.4655 | 23.7607
2029 | NZWEM_PERC | Medium Demand Growth+High Gas Supply+Methanex Stays+Increased Demand Response+Constrained Operational Capacity | 6.3009 | 16.9369 | 25.352
2030 | NZWEM_PERC | Medium Demand Growth+High Gas Supply+Methanex Stays+Increased Demand Response+Constrained Operational Capacity | 3.2164 | 15.5798 | 29.1405
2031 | NZWEM_PERC | Medium Demand Growth+High Gas Supply+Methanex Stays+Increased Demand Response+Constrained Operational Capacity | -0.45689 | 11.5809 | 30.2478
2032 | NZWEM_PERC | Medium Demand Growth+High Gas Supply+Methanex Stays+Increased Demand Response+Constrained Operational Capacity | -2.5599 | 9.5621 | 28.742
2033 | NZWEM_PERC | Medium Demand Growth+High Gas Supply+Methanex Stays+Increased Demand Response+Constrained Operational Capacity | -4.8704 | 6.9496 | 27.2603
2034 | NZWEM_PERC | Medium Demand Growth+High Gas Supply+Methanex Stays+Increased Demand Response+Constrained Operational Capacity | -6.6266 | 5.3085 | 25.1477
2035 | NZWEM_PERC | Medium Demand Growth+High Gas Supply+Methanex Stays+Increased Demand Response+Constrained Operational Capacity | -8.46 | 3.2936 | 22.6886
2026 | NIWCM | Medium Demand Growth+High Gas Supply+Methanex Stays+Increased Demand Response+Constrained Operational Capacity | 496.3733 | 496.3733 | 496.3733
2027 | NIWCM | Medium Demand Growth+High Gas Supply+Methanex Stays+Increased Demand Response+Constrained Operational Capacity | 636.4987 | 640.4165 | 640.4165
2028 | NIWCM | Medium Demand Growth+High Gas Supply+Methanex Stays+Increased Demand Response+Constrained Operational Capacity | 629.9312 | 1117.416 | 1124.8439
2029 | NIWCM | Medium Demand Growth+High Gas Supply+Methanex Stays+Increased Demand Response+Constrained Operational Capacity | 380.392 | 1027.7241 | 1184.1439
2030 | NIWCM | Medium Demand Growth+High Gas Supply+Methanex Stays+Increased Demand Response+Constrained Operational Capacity | 133.5101 | 866.4545 | 1077.4421
2031 | NIWCM | Medium Demand Growth+High Gas Supply+Methanex Stays+Increased Demand Response+Constrained Operational Capacity | -36.6708 | 708.458 | 977.2019
2032 | NIWCM | Medium Demand Growth+High Gas Supply+Methanex Stays+Increased Demand Response+Constrained Operational Capacity | -196.3164 | 552.9828 | 844.6374
2033 | NIWCM | Medium Demand Growth+High Gas Supply+Methanex Stays+Increased Demand Response+Constrained Operational Capacity | -380.16 | 371.361 | 674.1267
2034 | NIWCM | Medium Demand Growth+High Gas Supply+Methanex Stays+Increased Demand Response+Constrained Operational Capacity | -543.3908 | 252.1537 | 632.527
2035 | NIWCM | Medium Demand Growth+High Gas Supply+Methanex Stays+Increased Demand Response+Constrained Operational Capacity | -690.1769 | 115.1578 | 496.7385
2026 | SIWEM_PERC | Medium Demand Growth+High Gas Supply+Methanex Stays+Increased Demand Response+Constrained Operational Capacity | 50.7379 | 50.9 | 50.9
2027 | SIWEM_PERC | Medium Demand Growth+High Gas Supply+Methanex Stays+Increased Demand Response+Constrained Operational Capacity | 36.434 | 41.4747 | 42.3461
2028 | SIWEM_PERC | Medium Demand Growth+High Gas Supply+Methanex Stays+Increased Demand Response+Constrained Operational Capacity | 31.1375 | 53.0196 | 64.0543
2029 | SIWEM_PERC | Medium Demand Growth+High Gas Supply+Methanex Stays+Increased Demand Response+Constrained Operational Capacity | 15.621 | 45.1024 | 61.4149
2030 | SIWEM_PERC | Medium Demand Growth+High Gas Supply+Methanex Stays+Increased Demand Response+Constrained Operational Capacity | 8.553 | 41.2259 | 62.2493
2031 | SIWEM_PERC | Medium Demand Growth+High Gas Supply+Methanex Stays+Increased Demand Response+Constrained Operational Capacity | 5.0748 | 30.1712 | 61.5948
2032 | SIWEM_PERC | Medium Demand Growth+High Gas Supply+Methanex Stays+Increased Demand Response+Constrained Operational Capacity | 3.3033 | 24.6807 | 58.7826
2033 | SIWEM_PERC | Medium Demand Growth+High Gas Supply+Methanex Stays+Increased Demand Response+Constrained Operational Capacity | 1.2613 | 17.4758 | 55.5548
2034 | SIWEM_PERC | Medium Demand Growth+High Gas Supply+Methanex Stays+Increased Demand Response+Constrained Operational Capacity | -0.46956 | 12.9394 | 52.7964
2035 | SIWEM_PERC | Medium Demand Growth+High Gas Supply+Methanex Stays+Increased Demand Response+Constrained Operational Capacity | -1.9175 | 10.022 | 50.4692
2026 | NZWEM_PERC | Medium Demand Growth+High Gas Supply+Methanex Stays+Increased Demand Response+Constrained Operational Capacity+Low Wind & Solar | 17.3457 | 17.3971 | 17.3971
2027 | NZWEM_PERC | Medium Demand Growth+High Gas Supply+Methanex Stays+Increased Demand Response+Constrained Operational Capacity+Low Wind & Solar | 12.3079 | 13.9212 | 14.2001
2028 | NZWEM_PERC | Medium Demand Growth+High Gas Supply+Methanex Stays+Increased Demand Response+Constrained Operational Capacity+Low Wind & Solar | 10.3395 | 17.3284 | 21.2047
2029 | NZWEM_PERC | Medium Demand Growth+High Gas Supply+Methanex Stays+Increased Demand Response+Constrained Operational Capacity+Low Wind & Solar | 4.9435 | 14.5421 | 22.1365
2030 | NZWEM_PERC | Medium Demand Growth+High Gas Supply+Methanex Stays+Increased Demand Response+Constrained Operational Capacity+Low Wind & Solar | 1.9085 | 13.1131 | 25.3864
2031 | NZWEM_PERC | Medium Demand Growth+High Gas Supply+Methanex Stays+Increased Demand Response+Constrained Operational Capacity+Low Wind & Solar | -1.7216 | 9.1959 | 26.0762
2032 | NZWEM_PERC | Medium Demand Growth+High Gas Supply+Methanex Stays+Increased Demand Response+Constrained Operational Capacity+Low Wind & Solar | -3.7957 | 7.1965 | 24.5722
2033 | NZWEM_PERC | Medium Demand Growth+High Gas Supply+Methanex Stays+Increased Demand Response+Constrained Operational Capacity+Low Wind & Solar | -6.0755 | 4.6429 | 23.0374
2034 | NZWEM_PERC | Medium Demand Growth+High Gas Supply+Methanex Stays+Increased Demand Response+Constrained Operational Capacity+Low Wind & Solar | -7.8037 | 3.0554 | 21.0228
2035 | NZWEM_PERC | Medium Demand Growth+High Gas Supply+Methanex Stays+Increased Demand Response+Constrained Operational Capacity+Low Wind & Solar | -9.6107 | 1.0909 | 18.6561
2026 | NIWCM | Medium Demand Growth+High Gas Supply+Methanex Stays+Increased Demand Response+Constrained Operational Capacity+Low Wind & Solar | 496.3733 | 496.3733 | 496.3733
2027 | NIWCM | Medium Demand Growth+High Gas Supply+Methanex Stays+Increased Demand Response+Constrained Operational Capacity+Low Wind & Solar | 636.4987 | 640.4165 | 640.4165
2028 | NIWCM | Medium Demand Growth+High Gas Supply+Methanex Stays+Increased Demand Response+Constrained Operational Capacity+Low Wind & Solar | 629.9312 | 1117.416 | 1124.8439
2029 | NIWCM | Medium Demand Growth+High Gas Supply+Methanex Stays+Increased Demand Response+Constrained Operational Capacity+Low Wind & Solar | 380.392 | 1027.7241 | 1184.1439
2030 | NIWCM | Medium Demand Growth+High Gas Supply+Methanex Stays+Increased Demand Response+Constrained Operational Capacity+Low Wind & Solar | 133.5101 | 866.4545 | 1077.4421
2031 | NIWCM | Medium Demand Growth+High Gas Supply+Methanex Stays+Increased Demand Response+Constrained Operational Capacity+Low Wind & Solar | -36.6708 | 708.458 | 977.2019
2032 | NIWCM | Medium Demand Growth+High Gas Supply+Methanex Stays+Increased Demand Response+Constrained Operational Capacity+Low Wind & Solar | -196.3164 | 552.9828 | 844.6374
2033 | NIWCM | Medium Demand Growth+High Gas Supply+Methanex Stays+Increased Demand Response+Constrained Operational Capacity+Low Wind & Solar | -380.16 | 371.361 | 674.1267
2034 | NIWCM | Medium Demand Growth+High Gas Supply+Methanex Stays+Increased Demand Response+Constrained Operational Capacity+Low Wind & Solar | -543.3908 | 252.1537 | 632.527
2035 | NIWCM | Medium Demand Growth+High Gas Supply+Methanex Stays+Increased Demand Response+Constrained Operational Capacity+Low Wind & Solar | -690.1769 | 115.1578 | 496.7385
2026 | SIWEM_PERC | Medium Demand Growth+High Gas Supply+Methanex Stays+Increased Demand Response+Constrained Operational Capacity+Low Wind & Solar | 47.3353 | 47.4816 | 47.4816
2027 | SIWEM_PERC | Medium Demand Growth+High Gas Supply+Methanex Stays+Increased Demand Response+Constrained Operational Capacity+Low Wind & Solar | 32.7375 | 37.2865 | 38.0729
2028 | SIWEM_PERC | Medium Demand Growth+High Gas Supply+Methanex Stays+Increased Demand Response+Constrained Operational Capacity+Low Wind & Solar | 27.2332 | 46.981 | 57.9339
2029 | SIWEM_PERC | Medium Demand Growth+High Gas Supply+Methanex Stays+Increased Demand Response+Constrained Operational Capacity+Low Wind & Solar | 11.9103 | 38.4645 | 57.8754
2030 | SIWEM_PERC | Medium Demand Growth+High Gas Supply+Methanex Stays+Increased Demand Response+Constrained Operational Capacity+Low Wind & Solar | 7.6541 | 34.4104 | 58.1624
2031 | SIWEM_PERC | Medium Demand Growth+High Gas Supply+Methanex Stays+Increased Demand Response+Constrained Operational Capacity+Low Wind & Solar | 4.2058 | 23.5828 | 57.1942
2032 | SIWEM_PERC | Medium Demand Growth+High Gas Supply+Methanex Stays+Increased Demand Response+Constrained Operational Capacity+Low Wind & Solar | 2.4503 | 18.1167 | 54.463
2033 | SIWEM_PERC | Medium Demand Growth+High Gas Supply+Methanex Stays+Increased Demand Response+Constrained Operational Capacity+Low Wind & Solar | 0.42653 | 11.5937 | 51.3275
2034 | SIWEM_PERC | Medium Demand Growth+High Gas Supply+Methanex Stays+Increased Demand Response+Constrained Operational Capacity+Low Wind & Solar | -1.2885 | 9.6673 | 48.6492
2035 | SIWEM_PERC | Medium Demand Growth+High Gas Supply+Methanex Stays+Increased Demand Response+Constrained Operational Capacity+Low Wind & Solar | -2.723 | 8.052 | 46.3905
2026 | NZWEM_PERC | Medium Demand Growth+High Gas Supply+Methanex Stays+Increased Demand Response+Upgraded HVDC | 18.5411 | 18.5981 | 18.5981
2027 | NZWEM_PERC | Medium Demand Growth+High Gas Supply+Methanex Stays+Increased Demand Response+Upgraded HVDC | 13.6189 | 15.4066 | 15.7156
2028 | NZWEM_PERC | Medium Demand Growth+High Gas Supply+Methanex Stays+Increased Demand Response+Upgraded HVDC | 11.7213 | 19.4655 | 23.7607
2029 | NZWEM_PERC | Medium Demand Growth+High Gas Supply+Methanex Stays+Increased Demand Response+Upgraded HVDC | 6.3009 | 16.9369 | 25.352
2030 | NZWEM_PERC | Medium Demand Growth+High Gas Supply+Methanex Stays+Increased Demand Response+Upgraded HVDC | 3.2164 | 15.5798 | 29.1405
2031 | NZWEM_PERC | Medium Demand Growth+High Gas Supply+Methanex Stays+Increased Demand Response+Upgraded HVDC | -0.45689 | 11.5809 | 30.2478
2032 | NZWEM_PERC | Medium Demand Growth+High Gas Supply+Methanex Stays+Increased Demand Response+Upgraded HVDC | -2.5599 | 9.5621 | 28.742
2033 | NZWEM_PERC | Medium Demand Growth+High Gas Supply+Methanex Stays+Increased Demand Response+Upgraded HVDC | -4.8704 | 6.9496 | 27.2603
2034 | NZWEM_PERC | Medium Demand Growth+High Gas Supply+Methanex Stays+Increased Demand Response+Upgraded HVDC | -6.6266 | 5.3085 | 25.1477
2035 | NZWEM_PERC | Medium Demand Growth+High Gas Supply+Methanex Stays+Increased Demand Response+Upgraded HVDC | -8.46 | 3.2936 | 22.6886
2026 | NIWCM | Medium Demand Growth+High Gas Supply+Methanex Stays+Increased Demand Response+Upgraded HVDC | 1066.7284 | 1067.5282 | 1067.5282
2027 | NIWCM | Medium Demand Growth+High Gas Supply+Methanex Stays+Increased Demand Response+Upgraded HVDC | 1257.8828 | 1288.8253 | 1293.3618
2028 | NIWCM | Medium Demand Growth+High Gas Supply+Methanex Stays+Increased Demand Response+Upgraded HVDC | 1276.6847 | 1884.5216 | 1922.8368
2029 | NIWCM | Medium Demand Growth+High Gas Supply+Methanex Stays+Increased Demand Response+Upgraded HVDC | 1049.2947 | 1927.8168 | 2201.0383
2030 | NIWCM | Medium Demand Growth+High Gas Supply+Methanex Stays+Increased Demand Response+Upgraded HVDC | 804.9243 | 1804.235 | 2257.1317
2031 | NIWCM | Medium Demand Growth+High Gas Supply+Methanex Stays+Increased Demand Response+Upgraded HVDC | 637.8662 | 1658.4183 | 2434.2183
2032 | NIWCM | Medium Demand Growth+High Gas Supply+Methanex Stays+Increased Demand Response+Upgraded HVDC | 479.3549 | 1524.8883 | 2333.0629
2033 | NIWCM | Medium Demand Growth+High Gas Supply+Methanex Stays+Increased Demand Response+Upgraded HVDC | 297.5751 | 1347.4939 | 2227.5098
2034 | NIWCM | Medium Demand Growth+High Gas Supply+Methanex Stays+Increased Demand Response+Upgraded HVDC | 135.4698 | 1231.9918 | 2195.9357
2035 | NIWCM | Medium Demand Growth+High Gas Supply+Methanex Stays+Increased Demand Response+Upgraded HVDC | -11.5938 | 1098.5111 | 2069.5385
2026 | SIWEM_PERC | Medium Demand Growth+High Gas Supply+Methanex Stays+Increased Demand Response+Upgraded HVDC | 50.7379 | 50.9 | 50.9
2027 | SIWEM_PERC | Medium Demand Growth+High Gas Supply+Methanex Stays+Increased Demand Response+Upgraded HVDC | 36.434 | 41.4747 | 42.3461
2028 | SIWEM_PERC | Medium Demand Growth+High Gas Supply+Methanex Stays+Increased Demand Response+Upgraded HVDC | 31.1375 | 53.0196 | 65.0577
2029 | SIWEM_PERC | Medium Demand Growth+High Gas Supply+Methanex Stays+Increased Demand Response+Upgraded HVDC | 15.621 | 45.1024 | 67.8013
2030 | SIWEM_PERC | Medium Demand Growth+High Gas Supply+Methanex Stays+Increased Demand Response+Upgraded HVDC | 8.553 | 41.2259 | 77.2249
2031 | SIWEM_PERC | Medium Demand Growth+High Gas Supply+Methanex Stays+Increased Demand Response+Upgraded HVDC | 5.0748 | 30.1712 | 79.7056
2032 | SIWEM_PERC | Medium Demand Growth+High Gas Supply+Methanex Stays+Increased Demand Response+Upgraded HVDC | 3.3033 | 24.6807 | 76.1914
2033 | SIWEM_PERC | Medium Demand Growth+High Gas Supply+Methanex Stays+Increased Demand Response+Upgraded HVDC | 1.2613 | 17.4758 | 72.3852
2034 | SIWEM_PERC | Medium Demand Growth+High Gas Supply+Methanex Stays+Increased Demand Response+Upgraded HVDC | -0.46956 | 12.9394 | 67.0329
2035 | SIWEM_PERC | Medium Demand Growth+High Gas Supply+Methanex Stays+Increased Demand Response+Upgraded HVDC | -1.9175 | 10.022 | 60.87
2026 | NZWEM_PERC | Medium Demand Growth+High Gas Supply+Methanex Stays+Increased Demand Response+Upgraded HVDC+Low Wind & Solar | 17.3457 | 17.3971 | 17.3971
2027 | NZWEM_PERC | Medium Demand Growth+High Gas Supply+Methanex Stays+Increased Demand Response+Upgraded HVDC+Low Wind & Solar | 12.3079 | 13.9212 | 14.2001
2028 | NZWEM_PERC | Medium Demand Growth+High Gas Supply+Methanex Stays+Increased Demand Response+Upgraded HVDC+Low Wind & Solar | 10.3395 | 17.3284 | 21.2047
2029 | NZWEM_PERC | Medium Demand Growth+High Gas Supply+Methanex Stays+Increased Demand Response+Upgraded HVDC+Low Wind & Solar | 4.9435 | 14.5421 | 22.1365
2030 | NZWEM_PERC | Medium Demand Growth+High Gas Supply+Methanex Stays+Increased Demand Response+Upgraded HVDC+Low Wind & Solar | 1.9085 | 13.1131 | 25.3864
2031 | NZWEM_PERC | Medium Demand Growth+High Gas Supply+Methanex Stays+Increased Demand Response+Upgraded HVDC+Low Wind & Solar | -1.7216 | 9.1959 | 26.0762
2032 | NZWEM_PERC | Medium Demand Growth+High Gas Supply+Methanex Stays+Increased Demand Response+Upgraded HVDC+Low Wind & Solar | -3.7957 | 7.1965 | 24.5722
2033 | NZWEM_PERC | Medium Demand Growth+High Gas Supply+Methanex Stays+Increased Demand Response+Upgraded HVDC+Low Wind & Solar | -6.0755 | 4.6429 | 23.0374
2034 | NZWEM_PERC | Medium Demand Growth+High Gas Supply+Methanex Stays+Increased Demand Response+Upgraded HVDC+Low Wind & Solar | -7.8037 | 3.0554 | 21.0228
2035 | NZWEM_PERC | Medium Demand Growth+High Gas Supply+Methanex Stays+Increased Demand Response+Upgraded HVDC+Low Wind & Solar | -9.6107 | 1.0909 | 18.6561
2026 | NIWCM | Medium Demand Growth+High Gas Supply+Methanex Stays+Increased Demand Response+Upgraded HVDC+Low Wind & Solar | 1066.7284 | 1067.5282 | 1067.5282
2027 | NIWCM | Medium Demand Growth+High Gas Supply+Methanex Stays+Increased Demand Response+Upgraded HVDC+Low Wind & Solar | 1257.8828 | 1288.8253 | 1293.3618
2028 | NIWCM | Medium Demand Growth+High Gas Supply+Methanex Stays+Increased Demand Response+Upgraded HVDC+Low Wind & Solar | 1276.6847 | 1884.5216 | 1922.8368
2029 | NIWCM | Medium Demand Growth+High Gas Supply+Methanex Stays+Increased Demand Response+Upgraded HVDC+Low Wind & Solar | 1049.2947 | 1927.8168 | 2201.0383
2030 | NIWCM | Medium Demand Growth+High Gas Supply+Methanex Stays+Increased Demand Response+Upgraded HVDC+Low Wind & Solar | 804.9243 | 1804.235 | 2257.1317
2031 | NIWCM | Medium Demand Growth+High Gas Supply+Methanex Stays+Increased Demand Response+Upgraded HVDC+Low Wind & Solar | 637.8662 | 1658.4183 | 2434.2183
2032 | NIWCM | Medium Demand Growth+High Gas Supply+Methanex Stays+Increased Demand Response+Upgraded HVDC+Low Wind & Solar | 479.3549 | 1524.8883 | 2333.0629
2033 | NIWCM | Medium Demand Growth+High Gas Supply+Methanex Stays+Increased Demand Response+Upgraded HVDC+Low Wind & Solar | 297.5751 | 1347.4939 | 2227.5098
2034 | NIWCM | Medium Demand Growth+High Gas Supply+Methanex Stays+Increased Demand Response+Upgraded HVDC+Low Wind & Solar | 135.4698 | 1231.9918 | 2195.9357
2035 | NIWCM | Medium Demand Growth+High Gas Supply+Methanex Stays+Increased Demand Response+Upgraded HVDC+Low Wind & Solar | -11.5938 | 1098.5111 | 2069.5385
2026 | SIWEM_PERC | Medium Demand Growth+High Gas Supply+Methanex Stays+Increased Demand Response+Upgraded HVDC+Low Wind & Solar | 47.3353 | 47.4816 | 47.4816
2027 | SIWEM_PERC | Medium Demand Growth+High Gas Supply+Methanex Stays+Increased Demand Response+Upgraded HVDC+Low Wind & Solar | 32.7375 | 37.2865 | 38.0729
2028 | SIWEM_PERC | Medium Demand Growth+High Gas Supply+Methanex Stays+Increased Demand Response+Upgraded HVDC+Low Wind & Solar | 27.2332 | 46.981 | 57.9339
2029 | SIWEM_PERC | Medium Demand Growth+High Gas Supply+Methanex Stays+Increased Demand Response+Upgraded HVDC+Low Wind & Solar | 11.9103 | 38.4645 | 59.3685
2030 | SIWEM_PERC | Medium Demand Growth+High Gas Supply+Methanex Stays+Increased Demand Response+Upgraded HVDC+Low Wind & Solar | 7.6541 | 34.4104 | 67.4139
2031 | SIWEM_PERC | Medium Demand Growth+High Gas Supply+Methanex Stays+Increased Demand Response+Upgraded HVDC+Low Wind & Solar | 4.2058 | 23.5828 | 69.0499
2032 | SIWEM_PERC | Medium Demand Growth+High Gas Supply+Methanex Stays+Increased Demand Response+Upgraded HVDC+Low Wind & Solar | 2.4503 | 18.1167 | 65.2691
2033 | SIWEM_PERC | Medium Demand Growth+High Gas Supply+Methanex Stays+Increased Demand Response+Upgraded HVDC+Low Wind & Solar | 0.42653 | 11.5937 | 61.2985
2034 | SIWEM_PERC | Medium Demand Growth+High Gas Supply+Methanex Stays+Increased Demand Response+Upgraded HVDC+Low Wind & Solar | -1.2885 | 9.6673 | 56.156
2035 | SIWEM_PERC | Medium Demand Growth+High Gas Supply+Methanex Stays+Increased Demand Response+Upgraded HVDC+Low Wind & Solar | -2.723 | 8.052 | 50.1726
2026 | NZWEM_PERC | Medium Demand Growth+High Gas Supply+Methanex Stays+Increased Demand Response+Upgraded HVDC+Constrained Operational Capacity | 18.5411 | 18.5981 | 18.5981
2027 | NZWEM_PERC | Medium Demand Growth+High Gas Supply+Methanex Stays+Increased Demand Response+Upgraded HVDC+Constrained Operational Capacity | 13.6189 | 15.4066 | 15.7156
2028 | NZWEM_PERC | Medium Demand Growth+High Gas Supply+Methanex Stays+Increased Demand Response+Upgraded HVDC+Constrained Operational Capacity | 11.7213 | 19.4655 | 23.7607
2029 | NZWEM_PERC | Medium Demand Growth+High Gas Supply+Methanex Stays+Increased Demand Response+Upgraded HVDC+Constrained Operational Capacity | 6.3009 | 16.9369 | 25.352
2030 | NZWEM_PERC | Medium Demand Growth+High Gas Supply+Methanex Stays+Increased Demand Response+Upgraded HVDC+Constrained Operational Capacity | 3.2164 | 15.5798 | 29.1405
2031 | NZWEM_PERC | Medium Demand Growth+High Gas Supply+Methanex Stays+Increased Demand Response+Upgraded HVDC+Constrained Operational Capacity | -0.45689 | 11.5809 | 30.2478
2032 | NZWEM_PERC | Medium Demand Growth+High Gas Supply+Methanex Stays+Increased Demand Response+Upgraded HVDC+Constrained Operational Capacity | -2.5599 | 9.5621 | 28.742
2033 | NZWEM_PERC | Medium Demand Growth+High Gas Supply+Methanex Stays+Increased Demand Response+Upgraded HVDC+Constrained Operational Capacity | -4.8704 | 6.9496 | 27.2603
2034 | NZWEM_PERC | Medium Demand Growth+High Gas Supply+Methanex Stays+Increased Demand Response+Upgraded HVDC+Constrained Operational Capacity | -6.6266 | 5.3085 | 25.1477
2035 | NZWEM_PERC | Medium Demand Growth+High Gas Supply+Methanex Stays+Increased Demand Response+Upgraded HVDC+Constrained Operational Capacity | -8.46 | 3.2936 | 22.6886
2026 | NIWCM | Medium Demand Growth+High Gas Supply+Methanex Stays+Increased Demand Response+Upgraded HVDC+Constrained Operational Capacity | 496.3733 | 496.3733 | 496.3733
2027 | NIWCM | Medium Demand Growth+High Gas Supply+Methanex Stays+Increased Demand Response+Upgraded HVDC+Constrained Operational Capacity | 636.4987 | 640.4165 | 640.4165
2028 | NIWCM | Medium Demand Growth+High Gas Supply+Methanex Stays+Increased Demand Response+Upgraded HVDC+Constrained Operational Capacity | 629.9312 | 1117.416 | 1124.8439
2029 | NIWCM | Medium Demand Growth+High Gas Supply+Methanex Stays+Increased Demand Response+Upgraded HVDC+Constrained Operational Capacity | 380.392 | 1027.7241 | 1184.1439
2030 | NIWCM | Medium Demand Growth+High Gas Supply+Methanex Stays+Increased Demand Response+Upgraded HVDC+Constrained Operational Capacity | 133.5101 | 866.4545 | 1077.4421
2031 | NIWCM | Medium Demand Growth+High Gas Supply+Methanex Stays+Increased Demand Response+Upgraded HVDC+Constrained Operational Capacity | -36.6708 | 708.458 | 977.202
2032 | NIWCM | Medium Demand Growth+High Gas Supply+Methanex Stays+Increased Demand Response+Upgraded HVDC+Constrained Operational Capacity | -196.3164 | 552.9828 | 844.6374
2033 | NIWCM | Medium Demand Growth+High Gas Supply+Methanex Stays+Increased Demand Response+Upgraded HVDC+Constrained Operational Capacity | -380.16 | 371.361 | 674.1267
2034 | NIWCM | Medium Demand Growth+High Gas Supply+Methanex Stays+Increased Demand Response+Upgraded HVDC+Constrained Operational Capacity | -543.3908 | 252.1537 | 632.527
2035 | NIWCM | Medium Demand Growth+High Gas Supply+Methanex Stays+Increased Demand Response+Upgraded HVDC+Constrained Operational Capacity | -690.1769 | 115.1578 | 496.7385
2026 | SIWEM_PERC | Medium Demand Growth+High Gas Supply+Methanex Stays+Increased Demand Response+Upgraded HVDC+Constrained Operational Capacity | 50.7379 | 50.9 | 50.9
2027 | SIWEM_PERC | Medium Demand Growth+High Gas Supply+Methanex Stays+Increased Demand Response+Upgraded HVDC+Constrained Operational Capacity | 36.434 | 41.4747 | 42.3461
2028 | SIWEM_PERC | Medium Demand Growth+High Gas Supply+Methanex Stays+Increased Demand Response+Upgraded HVDC+Constrained Operational Capacity | 31.1375 | 53.0196 | 65.0577
2029 | SIWEM_PERC | Medium Demand Growth+High Gas Supply+Methanex Stays+Increased Demand Response+Upgraded HVDC+Constrained Operational Capacity | 15.621 | 45.1024 | 67.8013
2030 | SIWEM_PERC | Medium Demand Growth+High Gas Supply+Methanex Stays+Increased Demand Response+Upgraded HVDC+Constrained Operational Capacity | 8.553 | 41.2259 | 77.2249
2031 | SIWEM_PERC | Medium Demand Growth+High Gas Supply+Methanex Stays+Increased Demand Response+Upgraded HVDC+Constrained Operational Capacity | 5.0748 | 30.1712 | 79.7056
2032 | SIWEM_PERC | Medium Demand Growth+High Gas Supply+Methanex Stays+Increased Demand Response+Upgraded HVDC+Constrained Operational Capacity | 3.3033 | 24.6807 | 76.1914
2033 | SIWEM_PERC | Medium Demand Growth+High Gas Supply+Methanex Stays+Increased Demand Response+Upgraded HVDC+Constrained Operational Capacity | 1.2613 | 17.4758 | 72.3852
2034 | SIWEM_PERC | Medium Demand Growth+High Gas Supply+Methanex Stays+Increased Demand Response+Upgraded HVDC+Constrained Operational Capacity | -0.46956 | 12.9394 | 67.0329
2035 | SIWEM_PERC | Medium Demand Growth+High Gas Supply+Methanex Stays+Increased Demand Response+Upgraded HVDC+Constrained Operational Capacity | -1.9175 | 10.022 | 60.87
2026 | NZWEM_PERC | Medium Demand Growth+High Gas Supply+Methanex Stays+Increased Demand Response+Upgraded HVDC+Constrained Operational Capacity+Low Wind & Solar | 17.3457 | 17.3971 | 17.3971
2027 | NZWEM_PERC | Medium Demand Growth+High Gas Supply+Methanex Stays+Increased Demand Response+Upgraded HVDC+Constrained Operational Capacity+Low Wind & Solar | 12.3079 | 13.9212 | 14.2001
2028 | NZWEM_PERC | Medium Demand Growth+High Gas Supply+Methanex Stays+Increased Demand Response+Upgraded HVDC+Constrained Operational Capacity+Low Wind & Solar | 10.3395 | 17.3284 | 21.2047
2029 | NZWEM_PERC | Medium Demand Growth+High Gas Supply+Methanex Stays+Increased Demand Response+Upgraded HVDC+Constrained Operational Capacity+Low Wind & Solar | 4.9435 | 14.5421 | 22.1365
2030 | NZWEM_PERC | Medium Demand Growth+High Gas Supply+Methanex Stays+Increased Demand Response+Upgraded HVDC+Constrained Operational Capacity+Low Wind & Solar | 1.9085 | 13.1131 | 25.3864
2031 | NZWEM_PERC | Medium Demand Growth+High Gas Supply+Methanex Stays+Increased Demand Response+Upgraded HVDC+Constrained Operational Capacity+Low Wind & Solar | -1.7216 | 9.1959 | 26.0762
2032 | NZWEM_PERC | Medium Demand Growth+High Gas Supply+Methanex Stays+Increased Demand Response+Upgraded HVDC+Constrained Operational Capacity+Low Wind & Solar | -3.7957 | 7.1965 | 24.5722
2033 | NZWEM_PERC | Medium Demand Growth+High Gas Supply+Methanex Stays+Increased Demand Response+Upgraded HVDC+Constrained Operational Capacity+Low Wind & Solar | -6.0755 | 4.6429 | 23.0374
2034 | NZWEM_PERC | Medium Demand Growth+High Gas Supply+Methanex Stays+Increased Demand Response+Upgraded HVDC+Constrained Operational Capacity+Low Wind & Solar | -7.8037 | 3.0554 | 21.0228
2035 | NZWEM_PERC | Medium Demand Growth+High Gas Supply+Methanex Stays+Increased Demand Response+Upgraded HVDC+Constrained Operational Capacity+Low Wind & Solar | -9.6107 | 1.0909 | 18.6561
2026 | NIWCM | Medium Demand Growth+High Gas Supply+Methanex Stays+Increased Demand Response+Upgraded HVDC+Constrained Operational Capacity+Low Wind & Solar | 496.3733 | 496.3733 | 496.3733
2027 | NIWCM | Medium Demand Growth+High Gas Supply+Methanex Stays+Increased Demand Response+Upgraded HVDC+Constrained Operational Capacity+Low Wind & Solar | 636.4987 | 640.4165 | 640.4165
2028 | NIWCM | Medium Demand Growth+High Gas Supply+Methanex Stays+Increased Demand Response+Upgraded HVDC+Constrained Operational Capacity+Low Wind & Solar | 629.9312 | 1117.416 | 1124.8439
2029 | NIWCM | Medium Demand Growth+High Gas Supply+Methanex Stays+Increased Demand Response+Upgraded HVDC+Constrained Operational Capacity+Low Wind & Solar | 380.392 | 1027.7241 | 1184.1439
2030 | NIWCM | Medium Demand Growth+High Gas Supply+Methanex Stays+Increased Demand Response+Upgraded HVDC+Constrained Operational Capacity+Low Wind & Solar | 133.5101 | 866.4545 | 1077.4421
2031 | NIWCM | Medium Demand Growth+High Gas Supply+Methanex Stays+Increased Demand Response+Upgraded HVDC+Constrained Operational Capacity+Low Wind & Solar | -36.6708 | 708.458 | 977.202
2032 | NIWCM | Medium Demand Growth+High Gas Supply+Methanex Stays+Increased Demand Response+Upgraded HVDC+Constrained Operational Capacity+Low Wind & Solar | -196.3164 | 552.9828 | 844.6374
2033 | NIWCM | Medium Demand Growth+High Gas Supply+Methanex Stays+Increased Demand Response+Upgraded HVDC+Constrained Operational Capacity+Low Wind & Solar | -380.16 | 371.361 | 674.1267
2034 | NIWCM | Medium Demand Growth+High Gas Supply+Methanex Stays+Increased Demand Response+Upgraded HVDC+Constrained Operational Capacity+Low Wind & Solar | -543.3908 | 252.1537 | 632.527
2035 | NIWCM | Medium Demand Growth+High Gas Supply+Methanex Stays+Increased Demand Response+Upgraded HVDC+Constrained Operational Capacity+Low Wind & Solar | -690.1769 | 115.1578 | 496.7385
2026 | SIWEM_PERC | Medium Demand Growth+High Gas Supply+Methanex Stays+Increased Demand Response+Upgraded HVDC+Constrained Operational Capacity+Low Wind & Solar | 47.3353 | 47.4816 | 47.4816
2027 | SIWEM_PERC | Medium Demand Growth+High Gas Supply+Methanex Stays+Increased Demand Response+Upgraded HVDC+Constrained Operational Capacity+Low Wind & Solar | 32.7375 | 37.2865 | 38.0729
2028 | SIWEM_PERC | Medium Demand Growth+High Gas Supply+Methanex Stays+Increased Demand Response+Upgraded HVDC+Constrained Operational Capacity+Low Wind & Solar | 27.2332 | 46.981 | 57.9339
2029 | SIWEM_PERC | Medium Demand Growth+High Gas Supply+Methanex Stays+Increased Demand Response+Upgraded HVDC+Constrained Operational Capacity+Low Wind & Solar | 11.9103 | 38.4645 | 59.3685
2030 | SIWEM_PERC | Medium Demand Growth+High Gas Supply+Methanex Stays+Increased Demand Response+Upgraded HVDC+Constrained Operational Capacity+Low Wind & Solar | 7.6541 | 34.4104 | 67.4139
2031 | SIWEM_PERC | Medium Demand Growth+High Gas Supply+Methanex Stays+Increased Demand Response+Upgraded HVDC+Constrained Operational Capacity+Low Wind & Solar | 4.2058 | 23.5828 | 69.0499
2032 | SIWEM_PERC | Medium Demand Growth+High Gas Supply+Methanex Stays+Increased Demand Response+Upgraded HVDC+Constrained Operational Capacity+Low Wind & Solar | 2.4503 | 18.1167 | 65.2691
2033 | SIWEM_PERC | Medium Demand Growth+High Gas Supply+Methanex Stays+Increased Demand Response+Upgraded HVDC+Constrained Operational Capacity+Low Wind & Solar | 0.42653 | 11.5937 | 61.2985
2034 | SIWEM_PERC | Medium Demand Growth+High Gas Supply+Methanex Stays+Increased Demand Response+Upgraded HVDC+Constrained Operational Capacity+Low Wind & Solar | -1.2885 | 9.6673 | 56.156
2035 | SIWEM_PERC | Medium Demand Growth+High Gas Supply+Methanex Stays+Increased Demand Response+Upgraded HVDC+Constrained Operational Capacity+Low Wind & Solar | -2.723 | 8.052 | 50.1726
2026 | NZWEM_PERC | Medium Demand Growth+High Gas Supply+Methanex Stays+Increased Demand Response+Delayed Build | 13.9215 | 13.9215 | 13.9215
2027 | NZWEM_PERC | Medium Demand Growth+High Gas Supply+Methanex Stays+Increased Demand Response+Delayed Build | 6.4474 | 6.5849 | 6.7482
2028 | NZWEM_PERC | Medium Demand Growth+High Gas Supply+Methanex Stays+Increased Demand Response+Delayed Build | 7.7271 | 9.1052 | 9.4051
2029 | NZWEM_PERC | Medium Demand Growth+High Gas Supply+Methanex Stays+Increased Demand Response+Delayed Build | 5.2318 | 7.8821 | 8.7053
2030 | NZWEM_PERC | Medium Demand Growth+High Gas Supply+Methanex Stays+Increased Demand Response+Delayed Build | 3.2164 | 11.5201 | 18.5391
2031 | NZWEM_PERC | Medium Demand Growth+High Gas Supply+Methanex Stays+Increased Demand Response+Delayed Build | -0.45689 | 10.3978 | 18.2382
2032 | NZWEM_PERC | Medium Demand Growth+High Gas Supply+Methanex Stays+Increased Demand Response+Delayed Build | -2.5599 | 8.6653 | 21.4785
2033 | NZWEM_PERC | Medium Demand Growth+High Gas Supply+Methanex Stays+Increased Demand Response+Delayed Build | -4.8704 | 6.1549 | 23.9424
2034 | NZWEM_PERC | Medium Demand Growth+High Gas Supply+Methanex Stays+Increased Demand Response+Delayed Build | -6.6266 | 4.484 | 22.7519
2035 | NZWEM_PERC | Medium Demand Growth+High Gas Supply+Methanex Stays+Increased Demand Response+Delayed Build | -8.46 | 2.8271 | 22.2221
2026 | NIWCM | Medium Demand Growth+High Gas Supply+Methanex Stays+Increased Demand Response+Delayed Build | 796.8961 | 796.8961 | 796.8961
2027 | NIWCM | Medium Demand Growth+High Gas Supply+Methanex Stays+Increased Demand Response+Delayed Build | 859.3691 | 861.3799 | 863.8524
2028 | NIWCM | Medium Demand Growth+High Gas Supply+Methanex Stays+Increased Demand Response+Delayed Build | 1022.5709 | 1042.514 | 1047.0505
2029 | NIWCM | Medium Demand Growth+High Gas Supply+Methanex Stays+Increased Demand Response+Delayed Build | 842.1767 | 968.6908 | 982.2831
2030 | NIWCM | Medium Demand Growth+High Gas Supply+Methanex Stays+Increased Demand Response+Delayed Build | 749.1478 | 1456.8637 | 1724.1237
2031 | NIWCM | Medium Demand Growth+High Gas Supply+Methanex Stays+Increased Demand Response+Delayed Build | 564.9277 | 1488.2476 | 1821.5687
2032 | NIWCM | Medium Demand Growth+High Gas Supply+Methanex Stays+Increased Demand Response+Delayed Build | 406.4164 | 1398.5819 | 1935.1651
2033 | NIWCM | Medium Demand Growth+High Gas Supply+Methanex Stays+Increased Demand Response+Delayed Build | 297.5751 | 1302.4549 | 2074.9878
2034 | NIWCM | Medium Demand Growth+High Gas Supply+Methanex Stays+Increased Demand Response+Delayed Build | 135.4698 | 1161.9025 | 1981.9156
2035 | NIWCM | Medium Demand Growth+High Gas Supply+Methanex Stays+Increased Demand Response+Delayed Build | -11.5938 | 1046.1791 | 1939.7989
2026 | SIWEM_PERC | Medium Demand Growth+High Gas Supply+Methanex Stays+Increased Demand Response+Delayed Build | 37.5893 | 37.5893 | 37.5893
2027 | SIWEM_PERC | Medium Demand Growth+High Gas Supply+Methanex Stays+Increased Demand Response+Delayed Build | 18.2316 | 18.3024 | 18.3024
2028 | SIWEM_PERC | Medium Demand Growth+High Gas Supply+Methanex Stays+Increased Demand Response+Delayed Build | 19.8516 | 23.7457 | 24.5932
2029 | SIWEM_PERC | Medium Demand Growth+High Gas Supply+Methanex Stays+Increased Demand Response+Delayed Build | 12.6578 | 20.004 | 22.2857
2030 | SIWEM_PERC | Medium Demand Growth+High Gas Supply+Methanex Stays+Increased Demand Response+Delayed Build | 8.553 | 30.0089 | 49.4026
2031 | SIWEM_PERC | Medium Demand Growth+High Gas Supply+Methanex Stays+Increased Demand Response+Delayed Build | 5.0748 | 26.9032 | 48.5616
2032 | SIWEM_PERC | Medium Demand Growth+High Gas Supply+Methanex Stays+Increased Demand Response+Delayed Build | 3.3033 | 22.1923 | 54.2546
2033 | SIWEM_PERC | Medium Demand Growth+High Gas Supply+Methanex Stays+Increased Demand Response+Delayed Build | 1.2613 | 15.2627 | 55.5548
2034 | SIWEM_PERC | Medium Demand Growth+High Gas Supply+Methanex Stays+Increased Demand Response+Delayed Build | -0.46956 | 11.6703 | 52.7964
2035 | SIWEM_PERC | Medium Demand Growth+High Gas Supply+Methanex Stays+Increased Demand Response+Delayed Build | -1.9175 | 10.022 | 50.4692
2026 | NZWEM_PERC | Medium Demand Growth+High Gas Supply+Methanex Stays+Increased Demand Response+Delayed Build+Low Wind & Solar | 13.0121 | 13.0121 | 13.0121
2027 | NZWEM_PERC | Medium Demand Growth+High Gas Supply+Methanex Stays+Increased Demand Response+Delayed Build+Low Wind & Solar | 5.5169 | 5.641 | 5.7883
2028 | NZWEM_PERC | Medium Demand Growth+High Gas Supply+Methanex Stays+Increased Demand Response+Delayed Build+Low Wind & Solar | 6.5787 | 7.8224 | 8.0931
2029 | NZWEM_PERC | Medium Demand Growth+High Gas Supply+Methanex Stays+Increased Demand Response+Delayed Build+Low Wind & Solar | 3.9787 | 6.3705 | 7.1134
2030 | NZWEM_PERC | Medium Demand Growth+High Gas Supply+Methanex Stays+Increased Demand Response+Delayed Build+Low Wind & Solar | 1.9085 | 9.4023 | 15.7367
2031 | NZWEM_PERC | Medium Demand Growth+High Gas Supply+Methanex Stays+Increased Demand Response+Delayed Build+Low Wind & Solar | -1.7216 | 8.0745 | 15.1502
2032 | NZWEM_PERC | Medium Demand Growth+High Gas Supply+Methanex Stays+Increased Demand Response+Delayed Build+Low Wind & Solar | -3.7957 | 6.3346 | 17.9313
2033 | NZWEM_PERC | Medium Demand Growth+High Gas Supply+Methanex Stays+Increased Demand Response+Delayed Build+Low Wind & Solar | -6.0755 | 3.8822 | 19.9673
2034 | NZWEM_PERC | Medium Demand Growth+High Gas Supply+Methanex Stays+Increased Demand Response+Delayed Build+Low Wind & Solar | -7.8037 | 2.2308 | 18.7803
2035 | NZWEM_PERC | Medium Demand Growth+High Gas Supply+Methanex Stays+Increased Demand Response+Delayed Build+Low Wind & Solar | -9.6107 | 0.62438 | 18.1896
2026 | NIWCM | Medium Demand Growth+High Gas Supply+Methanex Stays+Increased Demand Response+Delayed Build+Low Wind & Solar | 796.8961 | 796.8961 | 796.8961
2027 | NIWCM | Medium Demand Growth+High Gas Supply+Methanex Stays+Increased Demand Response+Delayed Build+Low Wind & Solar | 859.3691 | 861.3799 | 863.8524
2028 | NIWCM | Medium Demand Growth+High Gas Supply+Methanex Stays+Increased Demand Response+Delayed Build+Low Wind & Solar | 1022.5709 | 1042.514 | 1047.0505
2029 | NIWCM | Medium Demand Growth+High Gas Supply+Methanex Stays+Increased Demand Response+Delayed Build+Low Wind & Solar | 842.1767 | 968.6908 | 982.2831
2030 | NIWCM | Medium Demand Growth+High Gas Supply+Methanex Stays+Increased Demand Response+Delayed Build+Low Wind & Solar | 749.1478 | 1456.8637 | 1724.1237
2031 | NIWCM | Medium Demand Growth+High Gas Supply+Methanex Stays+Increased Demand Response+Delayed Build+Low Wind & Solar | 564.9277 | 1488.2476 | 1821.5687
2032 | NIWCM | Medium Demand Growth+High Gas Supply+Methanex Stays+Increased Demand Response+Delayed Build+Low Wind & Solar | 406.4164 | 1398.5819 | 1935.1651
2033 | NIWCM | Medium Demand Growth+High Gas Supply+Methanex Stays+Increased Demand Response+Delayed Build+Low Wind & Solar | 297.5751 | 1302.4549 | 2074.9878
2034 | NIWCM | Medium Demand Growth+High Gas Supply+Methanex Stays+Increased Demand Response+Delayed Build+Low Wind & Solar | 135.4698 | 1161.9025 | 1981.9156
2035 | NIWCM | Medium Demand Growth+High Gas Supply+Methanex Stays+Increased Demand Response+Delayed Build+Low Wind & Solar | -11.5938 | 1046.1791 | 1939.7989
2026 | SIWEM_PERC | Medium Demand Growth+High Gas Supply+Methanex Stays+Increased Demand Response+Delayed Build+Low Wind & Solar | 35.0007 | 35.0007 | 35.0007
2027 | SIWEM_PERC | Medium Demand Growth+High Gas Supply+Methanex Stays+Increased Demand Response+Delayed Build+Low Wind & Solar | 17.7461 | 17.81 | 17.81
2028 | SIWEM_PERC | Medium Demand Growth+High Gas Supply+Methanex Stays+Increased Demand Response+Delayed Build+Low Wind & Solar | 17.5413 | 20.121 | 20.8859
2029 | SIWEM_PERC | Medium Demand Growth+High Gas Supply+Methanex Stays+Increased Demand Response+Delayed Build+Low Wind & Solar | 10.3517 | 15.814 | 17.8732
2030 | SIWEM_PERC | Medium Demand Growth+High Gas Supply+Methanex Stays+Increased Demand Response+Delayed Build+Low Wind & Solar | 7.6541 | 24.1572 | 41.6594
2031 | SIWEM_PERC | Medium Demand Growth+High Gas Supply+Methanex Stays+Increased Demand Response+Delayed Build+Low Wind & Solar | 4.2058 | 20.4851 | 40.0311
2032 | SIWEM_PERC | Medium Demand Growth+High Gas Supply+Methanex Stays+Increased Demand Response+Delayed Build+Low Wind & Solar | 2.4503 | 15.7252 | 47.903
2033 | SIWEM_PERC | Medium Demand Growth+High Gas Supply+Methanex Stays+Increased Demand Response+Delayed Build+Low Wind & Solar | 0.42653 | 11.5937 | 51.3275
2034 | SIWEM_PERC | Medium Demand Growth+High Gas Supply+Methanex Stays+Increased Demand Response+Delayed Build+Low Wind & Solar | -1.2885 | 9.6673 | 48.6492
2035 | SIWEM_PERC | Medium Demand Growth+High Gas Supply+Methanex Stays+Increased Demand Response+Delayed Build+Low Wind & Solar | -2.723 | 8.052 | 46.3905
2026 | NZWEM_PERC | Medium Demand Growth+High Gas Supply+Methanex Stays+Increased Demand Response+Delayed Build+Constrained Operational Capacity | 13.9215 | 13.9215 | 13.9215
2027 | NZWEM_PERC | Medium Demand Growth+High Gas Supply+Methanex Stays+Increased Demand Response+Delayed Build+Constrained Operational Capacity | 6.4474 | 6.5849 | 6.7482
2028 | NZWEM_PERC | Medium Demand Growth+High Gas Supply+Methanex Stays+Increased Demand Response+Delayed Build+Constrained Operational Capacity | 7.7271 | 9.1052 | 9.4051
2029 | NZWEM_PERC | Medium Demand Growth+High Gas Supply+Methanex Stays+Increased Demand Response+Delayed Build+Constrained Operational Capacity | 5.2318 | 7.8821 | 8.7053
2030 | NZWEM_PERC | Medium Demand Growth+High Gas Supply+Methanex Stays+Increased Demand Response+Delayed Build+Constrained Operational Capacity | 3.2164 | 11.5201 | 18.5391
2031 | NZWEM_PERC | Medium Demand Growth+High Gas Supply+Methanex Stays+Increased Demand Response+Delayed Build+Constrained Operational Capacity | -0.45689 | 10.3978 | 18.2382
2032 | NZWEM_PERC | Medium Demand Growth+High Gas Supply+Methanex Stays+Increased Demand Response+Delayed Build+Constrained Operational Capacity | -2.5599 | 8.6653 | 21.4785
2033 | NZWEM_PERC | Medium Demand Growth+High Gas Supply+Methanex Stays+Increased Demand Response+Delayed Build+Constrained Operational Capacity | -4.8704 | 6.1549 | 23.9424
2034 | NZWEM_PERC | Medium Demand Growth+High Gas Supply+Methanex Stays+Increased Demand Response+Delayed Build+Constrained Operational Capacity | -6.6266 | 4.484 | 22.7519
2035 | NZWEM_PERC | Medium Demand Growth+High Gas Supply+Methanex Stays+Increased Demand Response+Delayed Build+Constrained Operational Capacity | -8.46 | 2.8271 | 22.2221
2026 | NIWCM | Medium Demand Growth+High Gas Supply+Methanex Stays+Increased Demand Response+Delayed Build+Constrained Operational Capacity | 267.5718 | 267.5718 | 267.5718
2027 | NIWCM | Medium Demand Growth+High Gas Supply+Methanex Stays+Increased Demand Response+Delayed Build+Constrained Operational Capacity | 319.5849 | 319.5849 | 319.5849
2028 | NIWCM | Medium Demand Growth+High Gas Supply+Methanex Stays+Increased Demand Response+Delayed Build+Constrained Operational Capacity | 420.4947 | 420.4947 | 420.4947
2029 | NIWCM | Medium Demand Growth+High Gas Supply+Methanex Stays+Increased Demand Response+Delayed Build+Constrained Operational Capacity | 200.4765 | 282.5493 | 282.5493
2030 | NIWCM | Medium Demand Growth+High Gas Supply+Methanex Stays+Increased Demand Response+Delayed Build+Constrained Operational Capacity | 77.7336 | 588.2799 | 703.8375
2031 | NIWCM | Medium Demand Growth+High Gas Supply+Methanex Stays+Increased Demand Response+Delayed Build+Constrained Operational Capacity | -109.6093 | 541.1512 | 698.4428
2032 | NIWCM | Medium Demand Growth+High Gas Supply+Methanex Stays+Increased Demand Response+Delayed Build+Constrained Operational Capacity | -269.2549 | 441.2551 | 653.7141
2033 | NIWCM | Medium Demand Growth+High Gas Supply+Methanex Stays+Increased Demand Response+Delayed Build+Constrained Operational Capacity | -380.16 | 340.9018 | 612.215
2034 | NIWCM | Medium Demand Growth+High Gas Supply+Methanex Stays+Increased Demand Response+Delayed Build+Constrained Operational Capacity | -543.3908 | 182.0645 | 475.2088
2035 | NIWCM | Medium Demand Growth+High Gas Supply+Methanex Stays+Increased Demand Response+Delayed Build+Constrained Operational Capacity | -690.1769 | 62.8258 | 367.1775
2026 | SIWEM_PERC | Medium Demand Growth+High Gas Supply+Methanex Stays+Increased Demand Response+Delayed Build+Constrained Operational Capacity | 37.5893 | 37.5893 | 37.5893
2027 | SIWEM_PERC | Medium Demand Growth+High Gas Supply+Methanex Stays+Increased Demand Response+Delayed Build+Constrained Operational Capacity | 18.2316 | 18.3024 | 18.3024
2028 | SIWEM_PERC | Medium Demand Growth+High Gas Supply+Methanex Stays+Increased Demand Response+Delayed Build+Constrained Operational Capacity | 19.8516 | 23.7457 | 24.5932
2029 | SIWEM_PERC | Medium Demand Growth+High Gas Supply+Methanex Stays+Increased Demand Response+Delayed Build+Constrained Operational Capacity | 12.6578 | 20.004 | 22.2857
2030 | SIWEM_PERC | Medium Demand Growth+High Gas Supply+Methanex Stays+Increased Demand Response+Delayed Build+Constrained Operational Capacity | 8.553 | 30.0089 | 49.4026
2031 | SIWEM_PERC | Medium Demand Growth+High Gas Supply+Methanex Stays+Increased Demand Response+Delayed Build+Constrained Operational Capacity | 5.0748 | 26.9032 | 48.5616
2032 | SIWEM_PERC | Medium Demand Growth+High Gas Supply+Methanex Stays+Increased Demand Response+Delayed Build+Constrained Operational Capacity | 3.3033 | 22.1923 | 54.2546
2033 | SIWEM_PERC | Medium Demand Growth+High Gas Supply+Methanex Stays+Increased Demand Response+Delayed Build+Constrained Operational Capacity | 1.2613 | 15.2627 | 55.5548
2034 | SIWEM_PERC | Medium Demand Growth+High Gas Supply+Methanex Stays+Increased Demand Response+Delayed Build+Constrained Operational Capacity | -0.46956 | 11.6703 | 52.7964
2035 | SIWEM_PERC | Medium Demand Growth+High Gas Supply+Methanex Stays+Increased Demand Response+Delayed Build+Constrained Operational Capacity | -1.9175 | 10.022 | 50.4692
2026 | NZWEM_PERC | Medium Demand Growth+High Gas Supply+Methanex Stays+Increased Demand Response+Delayed Build+Constrained Operational Capacity+Low Wind & Solar | 13.0121 | 13.0121 | 13.0121
2027 | NZWEM_PERC | Medium Demand Growth+High Gas Supply+Methanex Stays+Increased Demand Response+Delayed Build+Constrained Operational Capacity+Low Wind & Solar | 5.5169 | 5.641 | 5.7883
2028 | NZWEM_PERC | Medium Demand Growth+High Gas Supply+Methanex Stays+Increased Demand Response+Delayed Build+Constrained Operational Capacity+Low Wind & Solar | 6.5787 | 7.8224 | 8.0931
2029 | NZWEM_PERC | Medium Demand Growth+High Gas Supply+Methanex Stays+Increased Demand Response+Delayed Build+Constrained Operational Capacity+Low Wind & Solar | 3.9787 | 6.3705 | 7.1134
2030 | NZWEM_PERC | Medium Demand Growth+High Gas Supply+Methanex Stays+Increased Demand Response+Delayed Build+Constrained Operational Capacity+Low Wind & Solar | 1.9085 | 9.4023 | 15.7367
2031 | NZWEM_PERC | Medium Demand Growth+High Gas Supply+Methanex Stays+Increased Demand Response+Delayed Build+Constrained Operational Capacity+Low Wind & Solar | -1.7216 | 8.0745 | 15.1502
2032 | NZWEM_PERC | Medium Demand Growth+High Gas Supply+Methanex Stays+Increased Demand Response+Delayed Build+Constrained Operational Capacity+Low Wind & Solar | -3.7957 | 6.3346 | 17.9313
2033 | NZWEM_PERC | Medium Demand Growth+High Gas Supply+Methanex Stays+Increased Demand Response+Delayed Build+Constrained Operational Capacity+Low Wind & Solar | -6.0755 | 3.8822 | 19.9673
2034 | NZWEM_PERC | Medium Demand Growth+High Gas Supply+Methanex Stays+Increased Demand Response+Delayed Build+Constrained Operational Capacity+Low Wind & Solar | -7.8037 | 2.2308 | 18.7803
2035 | NZWEM_PERC | Medium Demand Growth+High Gas Supply+Methanex Stays+Increased Demand Response+Delayed Build+Constrained Operational Capacity+Low Wind & Solar | -9.6107 | 0.62438 | 18.1896
2026 | NIWCM | Medium Demand Growth+High Gas Supply+Methanex Stays+Increased Demand Response+Delayed Build+Constrained Operational Capacity+Low Wind & Solar | 267.5718 | 267.5718 | 267.5718
2027 | NIWCM | Medium Demand Growth+High Gas Supply+Methanex Stays+Increased Demand Response+Delayed Build+Constrained Operational Capacity+Low Wind & Solar | 319.5849 | 319.5849 | 319.5849
2028 | NIWCM | Medium Demand Growth+High Gas Supply+Methanex Stays+Increased Demand Response+Delayed Build+Constrained Operational Capacity+Low Wind & Solar | 420.4947 | 420.4947 | 420.4947
2029 | NIWCM | Medium Demand Growth+High Gas Supply+Methanex Stays+Increased Demand Response+Delayed Build+Constrained Operational Capacity+Low Wind & Solar | 200.4765 | 282.5493 | 282.5493
2030 | NIWCM | Medium Demand Growth+High Gas Supply+Methanex Stays+Increased Demand Response+Delayed Build+Constrained Operational Capacity+Low Wind & Solar | 77.7336 | 588.2799 | 703.8375
2031 | NIWCM | Medium Demand Growth+High Gas Supply+Methanex Stays+Increased Demand Response+Delayed Build+Constrained Operational Capacity+Low Wind & Solar | -109.6093 | 541.1512 | 698.4428
2032 | NIWCM | Medium Demand Growth+High Gas Supply+Methanex Stays+Increased Demand Response+Delayed Build+Constrained Operational Capacity+Low Wind & Solar | -269.2549 | 441.2551 | 653.7141
2033 | NIWCM | Medium Demand Growth+High Gas Supply+Methanex Stays+Increased Demand Response+Delayed Build+Constrained Operational Capacity+Low Wind & Solar | -380.16 | 340.9018 | 612.215
2034 | NIWCM | Medium Demand Growth+High Gas Supply+Methanex Stays+Increased Demand Response+Delayed Build+Constrained Operational Capacity+Low Wind & Solar | -543.3908 | 182.0645 | 475.2088
2035 | NIWCM | Medium Demand Growth+High Gas Supply+Methanex Stays+Increased Demand Response+Delayed Build+Constrained Operational Capacity+Low Wind & Solar | -690.1769 | 62.8258 | 367.1775
2026 | SIWEM_PERC | Medium Demand Growth+High Gas Supply+Methanex Stays+Increased Demand Response+Delayed Build+Constrained Operational Capacity+Low Wind & Solar | 35.0007 | 35.0007 | 35.0007
2027 | SIWEM_PERC | Medium Demand Growth+High Gas Supply+Methanex Stays+Increased Demand Response+Delayed Build+Constrained Operational Capacity+Low Wind & Solar | 17.7461 | 17.81 | 17.81
2028 | SIWEM_PERC | Medium Demand Growth+High Gas Supply+Methanex Stays+Increased Demand Response+Delayed Build+Constrained Operational Capacity+Low Wind & Solar | 17.5413 | 20.121 | 20.8859
2029 | SIWEM_PERC | Medium Demand Growth+High Gas Supply+Methanex Stays+Increased Demand Response+Delayed Build+Constrained Operational Capacity+Low Wind & Solar | 10.3517 | 15.814 | 17.8732
2030 | SIWEM_PERC | Medium Demand Growth+High Gas Supply+Methanex Stays+Increased Demand Response+Delayed Build+Constrained Operational Capacity+Low Wind & Solar | 7.6541 | 24.1572 | 41.6594
2031 | SIWEM_PERC | Medium Demand Growth+High Gas Supply+Methanex Stays+Increased Demand Response+Delayed Build+Constrained Operational Capacity+Low Wind & Solar | 4.2058 | 20.4851 | 40.0311
2032 | SIWEM_PERC | Medium Demand Growth+High Gas Supply+Methanex Stays+Increased Demand Response+Delayed Build+Constrained Operational Capacity+Low Wind & Solar | 2.4503 | 15.7252 | 47.903
2033 | SIWEM_PERC | Medium Demand Growth+High Gas Supply+Methanex Stays+Increased Demand Response+Delayed Build+Constrained Operational Capacity+Low Wind & Solar | 0.42653 | 11.5937 | 51.3275
2034 | SIWEM_PERC | Medium Demand Growth+High Gas Supply+Methanex Stays+Increased Demand Response+Delayed Build+Constrained Operational Capacity+Low Wind & Solar | -1.2885 | 9.6673 | 48.6492
2035 | SIWEM_PERC | Medium Demand Growth+High Gas Supply+Methanex Stays+Increased Demand Response+Delayed Build+Constrained Operational Capacity+Low Wind & Solar | -2.723 | 8.052 | 46.3905
2026 | NZWEM_PERC | Medium Demand Growth+High Gas Supply+Methanex Stays+Increased Demand Response+Delayed Build+Upgraded HVDC | 13.9215 | 13.9215 | 13.9215
2027 | NZWEM_PERC | Medium Demand Growth+High Gas Supply+Methanex Stays+Increased Demand Response+Delayed Build+Upgraded HVDC | 6.4474 | 6.5849 | 6.7482
2028 | NZWEM_PERC | Medium Demand Growth+High Gas Supply+Methanex Stays+Increased Demand Response+Delayed Build+Upgraded HVDC | 7.7271 | 9.1052 | 9.4051
2029 | NZWEM_PERC | Medium Demand Growth+High Gas Supply+Methanex Stays+Increased Demand Response+Delayed Build+Upgraded HVDC | 5.2318 | 7.8821 | 8.7053
2030 | NZWEM_PERC | Medium Demand Growth+High Gas Supply+Methanex Stays+Increased Demand Response+Delayed Build+Upgraded HVDC | 3.2164 | 11.5201 | 18.5391
2031 | NZWEM_PERC | Medium Demand Growth+High Gas Supply+Methanex Stays+Increased Demand Response+Delayed Build+Upgraded HVDC | -0.45689 | 10.3978 | 18.2382
2032 | NZWEM_PERC | Medium Demand Growth+High Gas Supply+Methanex Stays+Increased Demand Response+Delayed Build+Upgraded HVDC | -2.5599 | 8.6653 | 21.4785
2033 | NZWEM_PERC | Medium Demand Growth+High Gas Supply+Methanex Stays+Increased Demand Response+Delayed Build+Upgraded HVDC | -4.8704 | 6.1549 | 23.9424
2034 | NZWEM_PERC | Medium Demand Growth+High Gas Supply+Methanex Stays+Increased Demand Response+Delayed Build+Upgraded HVDC | -6.6266 | 4.484 | 22.7519
2035 | NZWEM_PERC | Medium Demand Growth+High Gas Supply+Methanex Stays+Increased Demand Response+Delayed Build+Upgraded HVDC | -8.46 | 2.8271 | 22.2221
2026 | NIWCM | Medium Demand Growth+High Gas Supply+Methanex Stays+Increased Demand Response+Delayed Build+Upgraded HVDC | 796.8961 | 796.8961 | 796.8961
2027 | NIWCM | Medium Demand Growth+High Gas Supply+Methanex Stays+Increased Demand Response+Delayed Build+Upgraded HVDC | 859.3691 | 861.3799 | 863.8524
2028 | NIWCM | Medium Demand Growth+High Gas Supply+Methanex Stays+Increased Demand Response+Delayed Build+Upgraded HVDC | 1022.5709 | 1042.514 | 1047.0505
2029 | NIWCM | Medium Demand Growth+High Gas Supply+Methanex Stays+Increased Demand Response+Delayed Build+Upgraded HVDC | 842.1767 | 968.6908 | 982.2831
2030 | NIWCM | Medium Demand Growth+High Gas Supply+Methanex Stays+Increased Demand Response+Delayed Build+Upgraded HVDC | 749.1478 | 1456.8637 | 1724.1237
2031 | NIWCM | Medium Demand Growth+High Gas Supply+Methanex Stays+Increased Demand Response+Delayed Build+Upgraded HVDC | 564.9277 | 1488.2484 | 1821.7348
2032 | NIWCM | Medium Demand Growth+High Gas Supply+Methanex Stays+Increased Demand Response+Delayed Build+Upgraded HVDC | 406.4164 | 1398.5806 | 1945.0813
2033 | NIWCM | Medium Demand Growth+High Gas Supply+Methanex Stays+Increased Demand Response+Delayed Build+Upgraded HVDC | 297.5751 | 1302.4547 | 2083.0681
2034 | NIWCM | Medium Demand Growth+High Gas Supply+Methanex Stays+Increased Demand Response+Delayed Build+Upgraded HVDC | 135.4698 | 1161.9026 | 1981.4175
2035 | NIWCM | Medium Demand Growth+High Gas Supply+Methanex Stays+Increased Demand Response+Delayed Build+Upgraded HVDC | -11.5938 | 1046.1791 | 1939.9775
2026 | SIWEM_PERC | Medium Demand Growth+High Gas Supply+Methanex Stays+Increased Demand Response+Delayed Build+Upgraded HVDC | 37.5893 | 37.5893 | 37.5893
2027 | SIWEM_PERC | Medium Demand Growth+High Gas Supply+Methanex Stays+Increased Demand Response+Delayed Build+Upgraded HVDC | 18.2316 | 18.3024 | 18.3024
2028 | SIWEM_PERC | Medium Demand Growth+High Gas Supply+Methanex Stays+Increased Demand Response+Delayed Build+Upgraded HVDC | 19.8516 | 23.7457 | 24.5932
2029 | SIWEM_PERC | Medium Demand Growth+High Gas Supply+Methanex Stays+Increased Demand Response+Delayed Build+Upgraded HVDC | 12.6578 | 20.004 | 22.2857
2030 | SIWEM_PERC | Medium Demand Growth+High Gas Supply+Methanex Stays+Increased Demand Response+Delayed Build+Upgraded HVDC | 8.553 | 30.0089 | 49.4026
2031 | SIWEM_PERC | Medium Demand Growth+High Gas Supply+Methanex Stays+Increased Demand Response+Delayed Build+Upgraded HVDC | 5.0748 | 26.9032 | 48.5616
2032 | SIWEM_PERC | Medium Demand Growth+High Gas Supply+Methanex Stays+Increased Demand Response+Delayed Build+Upgraded HVDC | 3.3033 | 22.1923 | 57.4335
2033 | SIWEM_PERC | Medium Demand Growth+High Gas Supply+Methanex Stays+Increased Demand Response+Delayed Build+Upgraded HVDC | 1.2613 | 15.2627 | 63.9714
2034 | SIWEM_PERC | Medium Demand Growth+High Gas Supply+Methanex Stays+Increased Demand Response+Delayed Build+Upgraded HVDC | -0.46956 | 11.6703 | 60.9308
2035 | SIWEM_PERC | Medium Demand Growth+High Gas Supply+Methanex Stays+Increased Demand Response+Delayed Build+Upgraded HVDC | -1.9175 | 10.022 | 59.6745
2026 | NZWEM_PERC | Medium Demand Growth+High Gas Supply+Methanex Stays+Increased Demand Response+Delayed Build+Upgraded HVDC+Low Wind & Solar | 13.0121 | 13.0121 | 13.0121
2027 | NZWEM_PERC | Medium Demand Growth+High Gas Supply+Methanex Stays+Increased Demand Response+Delayed Build+Upgraded HVDC+Low Wind & Solar | 5.5169 | 5.641 | 5.7883
2028 | NZWEM_PERC | Medium Demand Growth+High Gas Supply+Methanex Stays+Increased Demand Response+Delayed Build+Upgraded HVDC+Low Wind & Solar | 6.5787 | 7.8224 | 8.0931
2029 | NZWEM_PERC | Medium Demand Growth+High Gas Supply+Methanex Stays+Increased Demand Response+Delayed Build+Upgraded HVDC+Low Wind & Solar | 3.9787 | 6.3705 | 7.1134
2030 | NZWEM_PERC | Medium Demand Growth+High Gas Supply+Methanex Stays+Increased Demand Response+Delayed Build+Upgraded HVDC+Low Wind & Solar | 1.9085 | 9.4023 | 15.7367
2031 | NZWEM_PERC | Medium Demand Growth+High Gas Supply+Methanex Stays+Increased Demand Response+Delayed Build+Upgraded HVDC+Low Wind & Solar | -1.7216 | 8.0745 | 15.1502
2032 | NZWEM_PERC | Medium Demand Growth+High Gas Supply+Methanex Stays+Increased Demand Response+Delayed Build+Upgraded HVDC+Low Wind & Solar | -3.7957 | 6.3346 | 17.9313
2033 | NZWEM_PERC | Medium Demand Growth+High Gas Supply+Methanex Stays+Increased Demand Response+Delayed Build+Upgraded HVDC+Low Wind & Solar | -6.0755 | 3.8822 | 19.9673
2034 | NZWEM_PERC | Medium Demand Growth+High Gas Supply+Methanex Stays+Increased Demand Response+Delayed Build+Upgraded HVDC+Low Wind & Solar | -7.8037 | 2.2308 | 18.7803
2035 | NZWEM_PERC | Medium Demand Growth+High Gas Supply+Methanex Stays+Increased Demand Response+Delayed Build+Upgraded HVDC+Low Wind & Solar | -9.6107 | 0.62438 | 18.1896
2026 | NIWCM | Medium Demand Growth+High Gas Supply+Methanex Stays+Increased Demand Response+Delayed Build+Upgraded HVDC+Low Wind & Solar | 796.8961 | 796.8961 | 796.8961
2027 | NIWCM | Medium Demand Growth+High Gas Supply+Methanex Stays+Increased Demand Response+Delayed Build+Upgraded HVDC+Low Wind & Solar | 859.3691 | 861.3799 | 863.8524
2028 | NIWCM | Medium Demand Growth+High Gas Supply+Methanex Stays+Increased Demand Response+Delayed Build+Upgraded HVDC+Low Wind & Solar | 1022.5709 | 1042.514 | 1047.0505
2029 | NIWCM | Medium Demand Growth+High Gas Supply+Methanex Stays+Increased Demand Response+Delayed Build+Upgraded HVDC+Low Wind & Solar | 842.1767 | 968.6908 | 982.2831
2030 | NIWCM | Medium Demand Growth+High Gas Supply+Methanex Stays+Increased Demand Response+Delayed Build+Upgraded HVDC+Low Wind & Solar | 749.1478 | 1456.8637 | 1724.1237
2031 | NIWCM | Medium Demand Growth+High Gas Supply+Methanex Stays+Increased Demand Response+Delayed Build+Upgraded HVDC+Low Wind & Solar | 564.9277 | 1488.2484 | 1821.7348
2032 | NIWCM | Medium Demand Growth+High Gas Supply+Methanex Stays+Increased Demand Response+Delayed Build+Upgraded HVDC+Low Wind & Solar | 406.4164 | 1398.5806 | 1945.0813
2033 | NIWCM | Medium Demand Growth+High Gas Supply+Methanex Stays+Increased Demand Response+Delayed Build+Upgraded HVDC+Low Wind & Solar | 297.5751 | 1302.4547 | 2083.0681
2034 | NIWCM | Medium Demand Growth+High Gas Supply+Methanex Stays+Increased Demand Response+Delayed Build+Upgraded HVDC+Low Wind & Solar | 135.4698 | 1161.9026 | 1981.4175
2035 | NIWCM | Medium Demand Growth+High Gas Supply+Methanex Stays+Increased Demand Response+Delayed Build+Upgraded HVDC+Low Wind & Solar | -11.5938 | 1046.1791 | 1939.9775
2026 | SIWEM_PERC | Medium Demand Growth+High Gas Supply+Methanex Stays+Increased Demand Response+Delayed Build+Upgraded HVDC+Low Wind & Solar | 35.0007 | 35.0007 | 35.0007
2027 | SIWEM_PERC | Medium Demand Growth+High Gas Supply+Methanex Stays+Increased Demand Response+Delayed Build+Upgraded HVDC+Low Wind & Solar | 17.7461 | 17.81 | 17.81
2028 | SIWEM_PERC | Medium Demand Growth+High Gas Supply+Methanex Stays+Increased Demand Response+Delayed Build+Upgraded HVDC+Low Wind & Solar | 17.5413 | 20.121 | 20.8859
2029 | SIWEM_PERC | Medium Demand Growth+High Gas Supply+Methanex Stays+Increased Demand Response+Delayed Build+Upgraded HVDC+Low Wind & Solar | 10.3517 | 15.814 | 17.8732
2030 | SIWEM_PERC | Medium Demand Growth+High Gas Supply+Methanex Stays+Increased Demand Response+Delayed Build+Upgraded HVDC+Low Wind & Solar | 7.6541 | 24.1572 | 41.6594
2031 | SIWEM_PERC | Medium Demand Growth+High Gas Supply+Methanex Stays+Increased Demand Response+Delayed Build+Upgraded HVDC+Low Wind & Solar | 4.2058 | 20.4851 | 40.0311
2032 | SIWEM_PERC | Medium Demand Growth+High Gas Supply+Methanex Stays+Increased Demand Response+Delayed Build+Upgraded HVDC+Low Wind & Solar | 2.4503 | 15.7252 | 47.903
2033 | SIWEM_PERC | Medium Demand Growth+High Gas Supply+Methanex Stays+Increased Demand Response+Delayed Build+Upgraded HVDC+Low Wind & Solar | 0.42653 | 11.5937 | 53.5129
2034 | SIWEM_PERC | Medium Demand Growth+High Gas Supply+Methanex Stays+Increased Demand Response+Delayed Build+Upgraded HVDC+Low Wind & Solar | -1.2885 | 9.6673 | 50.4442
2035 | SIWEM_PERC | Medium Demand Growth+High Gas Supply+Methanex Stays+Increased Demand Response+Delayed Build+Upgraded HVDC+Low Wind & Solar | -2.723 | 8.052 | 48.9772
2026 | NZWEM_PERC | Medium Demand Growth+High Gas Supply+Methanex Stays+Increased Demand Response+Delayed Build+Upgraded HVDC+Constrained Operational Capacity | 13.9215 | 13.9215 | 13.9215
2027 | NZWEM_PERC | Medium Demand Growth+High Gas Supply+Methanex Stays+Increased Demand Response+Delayed Build+Upgraded HVDC+Constrained Operational Capacity | 6.4474 | 6.5849 | 6.7482
2028 | NZWEM_PERC | Medium Demand Growth+High Gas Supply+Methanex Stays+Increased Demand Response+Delayed Build+Upgraded HVDC+Constrained Operational Capacity | 7.7271 | 9.1052 | 9.4051
2029 | NZWEM_PERC | Medium Demand Growth+High Gas Supply+Methanex Stays+Increased Demand Response+Delayed Build+Upgraded HVDC+Constrained Operational Capacity | 5.2318 | 7.8821 | 8.7053
2030 | NZWEM_PERC | Medium Demand Growth+High Gas Supply+Methanex Stays+Increased Demand Response+Delayed Build+Upgraded HVDC+Constrained Operational Capacity | 3.2164 | 11.5201 | 18.5391
2031 | NZWEM_PERC | Medium Demand Growth+High Gas Supply+Methanex Stays+Increased Demand Response+Delayed Build+Upgraded HVDC+Constrained Operational Capacity | -0.45689 | 10.3978 | 18.2382
2032 | NZWEM_PERC | Medium Demand Growth+High Gas Supply+Methanex Stays+Increased Demand Response+Delayed Build+Upgraded HVDC+Constrained Operational Capacity | -2.5599 | 8.6653 | 21.4785
2033 | NZWEM_PERC | Medium Demand Growth+High Gas Supply+Methanex Stays+Increased Demand Response+Delayed Build+Upgraded HVDC+Constrained Operational Capacity | -4.8704 | 6.1549 | 23.9424
2034 | NZWEM_PERC | Medium Demand Growth+High Gas Supply+Methanex Stays+Increased Demand Response+Delayed Build+Upgraded HVDC+Constrained Operational Capacity | -6.6266 | 4.484 | 22.7519
2035 | NZWEM_PERC | Medium Demand Growth+High Gas Supply+Methanex Stays+Increased Demand Response+Delayed Build+Upgraded HVDC+Constrained Operational Capacity | -8.46 | 2.8271 | 22.2221
2026 | NIWCM | Medium Demand Growth+High Gas Supply+Methanex Stays+Increased Demand Response+Delayed Build+Upgraded HVDC+Constrained Operational Capacity | 267.5718 | 267.5718 | 267.5718
2027 | NIWCM | Medium Demand Growth+High Gas Supply+Methanex Stays+Increased Demand Response+Delayed Build+Upgraded HVDC+Constrained Operational Capacity | 319.5849 | 319.5849 | 319.5849
2028 | NIWCM | Medium Demand Growth+High Gas Supply+Methanex Stays+Increased Demand Response+Delayed Build+Upgraded HVDC+Constrained Operational Capacity | 420.4947 | 420.4947 | 420.4947
2029 | NIWCM | Medium Demand Growth+High Gas Supply+Methanex Stays+Increased Demand Response+Delayed Build+Upgraded HVDC+Constrained Operational Capacity | 200.4765 | 282.5493 | 282.5493
2030 | NIWCM | Medium Demand Growth+High Gas Supply+Methanex Stays+Increased Demand Response+Delayed Build+Upgraded HVDC+Constrained Operational Capacity | 77.7336 | 588.2799 | 703.8375
2031 | NIWCM | Medium Demand Growth+High Gas Supply+Methanex Stays+Increased Demand Response+Delayed Build+Upgraded HVDC+Constrained Operational Capacity | -109.6093 | 541.1512 | 698.4428
2032 | NIWCM | Medium Demand Growth+High Gas Supply+Methanex Stays+Increased Demand Response+Delayed Build+Upgraded HVDC+Constrained Operational Capacity | -269.2549 | 441.2551 | 653.7141
2033 | NIWCM | Medium Demand Growth+High Gas Supply+Methanex Stays+Increased Demand Response+Delayed Build+Upgraded HVDC+Constrained Operational Capacity | -380.16 | 340.9018 | 612.215
2034 | NIWCM | Medium Demand Growth+High Gas Supply+Methanex Stays+Increased Demand Response+Delayed Build+Upgraded HVDC+Constrained Operational Capacity | -543.3908 | 182.0645 | 475.2088
2035 | NIWCM | Medium Demand Growth+High Gas Supply+Methanex Stays+Increased Demand Response+Delayed Build+Upgraded HVDC+Constrained Operational Capacity | -690.1769 | 62.8258 | 367.1775
2026 | SIWEM_PERC | Medium Demand Growth+High Gas Supply+Methanex Stays+Increased Demand Response+Delayed Build+Upgraded HVDC+Constrained Operational Capacity | 37.5893 | 37.5893 | 37.5893
2027 | SIWEM_PERC | Medium Demand Growth+High Gas Supply+Methanex Stays+Increased Demand Response+Delayed Build+Upgraded HVDC+Constrained Operational Capacity | 18.2316 | 18.3024 | 18.3024
2028 | SIWEM_PERC | Medium Demand Growth+High Gas Supply+Methanex Stays+Increased Demand Response+Delayed Build+Upgraded HVDC+Constrained Operational Capacity | 19.8516 | 23.7457 | 24.5932
2029 | SIWEM_PERC | Medium Demand Growth+High Gas Supply+Methanex Stays+Increased Demand Response+Delayed Build+Upgraded HVDC+Constrained Operational Capacity | 12.6578 | 20.004 | 22.2857
2030 | SIWEM_PERC | Medium Demand Growth+High Gas Supply+Methanex Stays+Increased Demand Response+Delayed Build+Upgraded HVDC+Constrained Operational Capacity | 8.553 | 30.0089 | 49.4026
2031 | SIWEM_PERC | Medium Demand Growth+High Gas Supply+Methanex Stays+Increased Demand Response+Delayed Build+Upgraded HVDC+Constrained Operational Capacity | 5.0748 | 26.9032 | 48.5616
2032 | SIWEM_PERC | Medium Demand Growth+High Gas Supply+Methanex Stays+Increased Demand Response+Delayed Build+Upgraded HVDC+Constrained Operational Capacity | 3.3033 | 22.1923 | 57.4335
2033 | SIWEM_PERC | Medium Demand Growth+High Gas Supply+Methanex Stays+Increased Demand Response+Delayed Build+Upgraded HVDC+Constrained Operational Capacity | 1.2613 | 15.2627 | 63.9714
2034 | SIWEM_PERC | Medium Demand Growth+High Gas Supply+Methanex Stays+Increased Demand Response+Delayed Build+Upgraded HVDC+Constrained Operational Capacity | -0.46956 | 11.6703 | 60.9308
2035 | SIWEM_PERC | Medium Demand Growth+High Gas Supply+Methanex Stays+Increased Demand Response+Delayed Build+Upgraded HVDC+Constrained Operational Capacity | -1.9175 | 10.022 | 59.6745
2026 | NZWEM_PERC | Medium Demand Growth+High Gas Supply+Methanex Stays+Increased Demand Response+Delayed Build+Upgraded HVDC+Constrained Operational Capacity+Low Wind & Solar | 13.0121 | 13.0121 | 13.0121
2027 | NZWEM_PERC | Medium Demand Growth+High Gas Supply+Methanex Stays+Increased Demand Response+Delayed Build+Upgraded HVDC+Constrained Operational Capacity+Low Wind & Solar | 5.5169 | 5.641 | 5.7883
2028 | NZWEM_PERC | Medium Demand Growth+High Gas Supply+Methanex Stays+Increased Demand Response+Delayed Build+Upgraded HVDC+Constrained Operational Capacity+Low Wind & Solar | 6.5787 | 7.8224 | 8.0931
2029 | NZWEM_PERC | Medium Demand Growth+High Gas Supply+Methanex Stays+Increased Demand Response+Delayed Build+Upgraded HVDC+Constrained Operational Capacity+Low Wind & Solar | 3.9787 | 6.3705 | 7.1134
2030 | NZWEM_PERC | Medium Demand Growth+High Gas Supply+Methanex Stays+Increased Demand Response+Delayed Build+Upgraded HVDC+Constrained Operational Capacity+Low Wind & Solar | 1.9085 | 9.4023 | 15.7367
2031 | NZWEM_PERC | Medium Demand Growth+High Gas Supply+Methanex Stays+Increased Demand Response+Delayed Build+Upgraded HVDC+Constrained Operational Capacity+Low Wind & Solar | -1.7216 | 8.0745 | 15.1502
2032 | NZWEM_PERC | Medium Demand Growth+High Gas Supply+Methanex Stays+Increased Demand Response+Delayed Build+Upgraded HVDC+Constrained Operational Capacity+Low Wind & Solar | -3.7957 | 6.3346 | 17.9313
2033 | NZWEM_PERC | Medium Demand Growth+High Gas Supply+Methanex Stays+Increased Demand Response+Delayed Build+Upgraded HVDC+Constrained Operational Capacity+Low Wind & Solar | -6.0755 | 3.8822 | 19.9673
2034 | NZWEM_PERC | Medium Demand Growth+High Gas Supply+Methanex Stays+Increased Demand Response+Delayed Build+Upgraded HVDC+Constrained Operational Capacity+Low Wind & Solar | -7.8037 | 2.2308 | 18.7803
2035 | NZWEM_PERC | Medium Demand Growth+High Gas Supply+Methanex Stays+Increased Demand Response+Delayed Build+Upgraded HVDC+Constrained Operational Capacity+Low Wind & Solar | -9.6107 | 0.62438 | 18.1896
2026 | NIWCM | Medium Demand Growth+High Gas Supply+Methanex Stays+Increased Demand Response+Delayed Build+Upgraded HVDC+Constrained Operational Capacity+Low Wind & Solar | 267.5718 | 267.5718 | 267.5718
2027 | NIWCM | Medium Demand Growth+High Gas Supply+Methanex Stays+Increased Demand Response+Delayed Build+Upgraded HVDC+Constrained Operational Capacity+Low Wind & Solar | 319.5849 | 319.5849 | 319.5849
2028 | NIWCM | Medium Demand Growth+High Gas Supply+Methanex Stays+Increased Demand Response+Delayed Build+Upgraded HVDC+Constrained Operational Capacity+Low Wind & Solar | 420.4947 | 420.4947 | 420.4947
2029 | NIWCM | Medium Demand Growth+High Gas Supply+Methanex Stays+Increased Demand Response+Delayed Build+Upgraded HVDC+Constrained Operational Capacity+Low Wind & Solar | 200.4765 | 282.5493 | 282.5493
2030 | NIWCM | Medium Demand Growth+High Gas Supply+Methanex Stays+Increased Demand Response+Delayed Build+Upgraded HVDC+Constrained Operational Capacity+Low Wind & Solar | 77.7336 | 588.2799 | 703.8375
2031 | NIWCM | Medium Demand Growth+High Gas Supply+Methanex Stays+Increased Demand Response+Delayed Build+Upgraded HVDC+Constrained Operational Capacity+Low Wind & Solar | -109.6093 | 541.1512 | 698.4428
2032 | NIWCM | Medium Demand Growth+High Gas Supply+Methanex Stays+Increased Demand Response+Delayed Build+Upgraded HVDC+Constrained Operational Capacity+Low Wind & Solar | -269.2549 | 441.2551 | 653.7141
2033 | NIWCM | Medium Demand Growth+High Gas Supply+Methanex Stays+Increased Demand Response+Delayed Build+Upgraded HVDC+Constrained Operational Capacity+Low Wind & Solar | -380.16 | 340.9018 | 612.215
2034 | NIWCM | Medium Demand Growth+High Gas Supply+Methanex Stays+Increased Demand Response+Delayed Build+Upgraded HVDC+Constrained Operational Capacity+Low Wind & Solar | -543.3908 | 182.0645 | 475.2088
2035 | NIWCM | Medium Demand Growth+High Gas Supply+Methanex Stays+Increased Demand Response+Delayed Build+Upgraded HVDC+Constrained Operational Capacity+Low Wind & Solar | -690.1769 | 62.8258 | 367.1775
2026 | SIWEM_PERC | Medium Demand Growth+High Gas Supply+Methanex Stays+Increased Demand Response+Delayed Build+Upgraded HVDC+Constrained Operational Capacity+Low Wind & Solar | 35.0007 | 35.0007 | 35.0007
2027 | SIWEM_PERC | Medium Demand Growth+High Gas Supply+Methanex Stays+Increased Demand Response+Delayed Build+Upgraded HVDC+Constrained Operational Capacity+Low Wind & Solar | 17.7461 | 17.81 | 17.81
2028 | SIWEM_PERC | Medium Demand Growth+High Gas Supply+Methanex Stays+Increased Demand Response+Delayed Build+Upgraded HVDC+Constrained Operational Capacity+Low Wind & Solar | 17.5413 | 20.121 | 20.8859
2029 | SIWEM_PERC | Medium Demand Growth+High Gas Supply+Methanex Stays+Increased Demand Response+Delayed Build+Upgraded HVDC+Constrained Operational Capacity+Low Wind & Solar | 10.3517 | 15.814 | 17.8732
2030 | SIWEM_PERC | Medium Demand Growth+High Gas Supply+Methanex Stays+Increased Demand Response+Delayed Build+Upgraded HVDC+Constrained Operational Capacity+Low Wind & Solar | 7.6541 | 24.1572 | 41.6594
2031 | SIWEM_PERC | Medium Demand Growth+High Gas Supply+Methanex Stays+Increased Demand Response+Delayed Build+Upgraded HVDC+Constrained Operational Capacity+Low Wind & Solar | 4.2058 | 20.4851 | 40.0311
2032 | SIWEM_PERC | Medium Demand Growth+High Gas Supply+Methanex Stays+Increased Demand Response+Delayed Build+Upgraded HVDC+Constrained Operational Capacity+Low Wind & Solar | 2.4503 | 15.7252 | 47.903
2033 | SIWEM_PERC | Medium Demand Growth+High Gas Supply+Methanex Stays+Increased Demand Response+Delayed Build+Upgraded HVDC+Constrained Operational Capacity+Low Wind & Solar | 0.42653 | 11.5937 | 53.5129
2034 | SIWEM_PERC | Medium Demand Growth+High Gas Supply+Methanex Stays+Increased Demand Response+Delayed Build+Upgraded HVDC+Constrained Operational Capacity+Low Wind & Solar | -1.2885 | 9.6673 | 50.4442
2035 | SIWEM_PERC | Medium Demand Growth+High Gas Supply+Methanex Stays+Increased Demand Response+Delayed Build+Upgraded HVDC+Constrained Operational Capacity+Low Wind & Solar | -2.723 | 8.052 | 48.9772
2026 | NZWEM_PERC | Medium Demand Growth+High Gas Supply+Methanex Stays+Increased Demand Response+Reduced Rankine Availability | 14.4033 | 14.4602 | 14.4602
2027 | NZWEM_PERC | Medium Demand Growth+High Gas Supply+Methanex Stays+Increased Demand Response+Reduced Rankine Availability | 5.6733 | 7.461 | 7.77
2028 | NZWEM_PERC | Medium Demand Growth+High Gas Supply+Methanex Stays+Increased Demand Response+Reduced Rankine Availability | 4.0103 | 11.7545 | 16.0498
2029 | NZWEM_PERC | Medium Demand Growth+High Gas Supply+Methanex Stays+Increased Demand Response+Reduced Rankine Availability | -1.042 | 9.594 | 18.0092
2030 | NZWEM_PERC | Medium Demand Growth+High Gas Supply+Methanex Stays+Increased Demand Response+Reduced Rankine Availability | -3.8591 | 8.5042 | 22.0649
2031 | NZWEM_PERC | Medium Demand Growth+High Gas Supply+Methanex Stays+Increased Demand Response+Reduced Rankine Availability | -7.2982 | 4.7395 | 23.4065
2032 | NZWEM_PERC | Medium Demand Growth+High Gas Supply+Methanex Stays+Increased Demand Response+Reduced Rankine Availability | -9.2454 | 2.8765 | 22.0565
2033 | NZWEM_PERC | Medium Demand Growth+High Gas Supply+Methanex Stays+Increased Demand Response+Reduced Rankine Availability | -11.3895 | 0.43055 | 20.7412
2034 | NZWEM_PERC | Medium Demand Growth+High Gas Supply+Methanex Stays+Increased Demand Response+Reduced Rankine Availability | -12.9943 | -1.0592 | 18.78
2035 | NZWEM_PERC | Medium Demand Growth+High Gas Supply+Methanex Stays+Increased Demand Response+Reduced Rankine Availability | -14.6851 | -2.9315 | 16.4635
2026 | NIWCM | Medium Demand Growth+High Gas Supply+Methanex Stays+Increased Demand Response+Reduced Rankine Availability | 1066.7284 | 1067.5282 | 1067.5282
2027 | NIWCM | Medium Demand Growth+High Gas Supply+Methanex Stays+Increased Demand Response+Reduced Rankine Availability | 1027.4828 | 1058.4253 | 1062.9618
2028 | NIWCM | Medium Demand Growth+High Gas Supply+Methanex Stays+Increased Demand Response+Reduced Rankine Availability | 1046.2847 | 1654.1216 | 1692.4368
2029 | NIWCM | Medium Demand Growth+High Gas Supply+Methanex Stays+Increased Demand Response+Reduced Rankine Availability | 818.8947 | 1697.4168 | 1970.6383
2030 | NIWCM | Medium Demand Growth+High Gas Supply+Methanex Stays+Increased Demand Response+Reduced Rankine Availability | 574.5243 | 1573.835 | 2026.7317
2031 | NIWCM | Medium Demand Growth+High Gas Supply+Methanex Stays+Increased Demand Response+Reduced Rankine Availability | 407.4662 | 1428.0112 | 2132.7836
2032 | NIWCM | Medium Demand Growth+High Gas Supply+Methanex Stays+Increased Demand Response+Reduced Rankine Availability | 248.9549 | 1294.4896 | 2063.9757
2033 | NIWCM | Medium Demand Growth+High Gas Supply+Methanex Stays+Increased Demand Response+Reduced Rankine Availability | 67.1751 | 1117.0941 | 1989.0295
2034 | NIWCM | Medium Demand Growth+High Gas Supply+Methanex Stays+Increased Demand Response+Reduced Rankine Availability | -94.9302 | 1001.5917 | 1966.0338
2035 | NIWCM | Medium Demand Growth+High Gas Supply+Methanex Stays+Increased Demand Response+Reduced Rankine Availability | -241.9938 | 868.1111 | 1838.9599
2026 | SIWEM_PERC | Medium Demand Growth+High Gas Supply+Methanex Stays+Increased Demand Response+Reduced Rankine Availability | 38.9605 | 39.1226 | 39.1226
2027 | SIWEM_PERC | Medium Demand Growth+High Gas Supply+Methanex Stays+Increased Demand Response+Reduced Rankine Availability | 21.9156 | 24.4978 | 24.4978
2028 | SIWEM_PERC | Medium Demand Growth+High Gas Supply+Methanex Stays+Increased Demand Response+Reduced Rankine Availability | 20.598 | 33.4363 | 43.3681
2029 | SIWEM_PERC | Medium Demand Growth+High Gas Supply+Methanex Stays+Increased Demand Response+Reduced Rankine Availability | 12.8462 | 24.839 | 48.0747
2030 | SIWEM_PERC | Medium Demand Growth+High Gas Supply+Methanex Stays+Increased Demand Response+Reduced Rankine Availability | 8.553 | 21.8785 | 59.1445
2031 | SIWEM_PERC | Medium Demand Growth+High Gas Supply+Methanex Stays+Increased Demand Response+Reduced Rankine Availability | 5.0748 | 17.9563 | 61.5948
2032 | SIWEM_PERC | Medium Demand Growth+High Gas Supply+Methanex Stays+Increased Demand Response+Reduced Rankine Availability | 3.3033 | 15.9476 | 58.7826
2033 | SIWEM_PERC | Medium Demand Growth+High Gas Supply+Methanex Stays+Increased Demand Response+Reduced Rankine Availability | 1.2613 | 13.6353 | 55.5548
2034 | SIWEM_PERC | Medium Demand Growth+High Gas Supply+Methanex Stays+Increased Demand Response+Reduced Rankine Availability | -0.46956 | 11.6703 | 50.6194
2035 | SIWEM_PERC | Medium Demand Growth+High Gas Supply+Methanex Stays+Increased Demand Response+Reduced Rankine Availability | -1.9175 | 10.022 | 44.374
2026 | NZWEM_PERC | Medium Demand Growth+High Gas Supply+Methanex Stays+Increased Demand Response+Reduced Rankine Availability+Low Wind & Solar | 13.2079 | 13.2592 | 13.2592
2027 | NZWEM_PERC | Medium Demand Growth+High Gas Supply+Methanex Stays+Increased Demand Response+Reduced Rankine Availability+Low Wind & Solar | 4.3623 | 5.9756 | 6.2545
2028 | NZWEM_PERC | Medium Demand Growth+High Gas Supply+Methanex Stays+Increased Demand Response+Reduced Rankine Availability+Low Wind & Solar | 2.6285 | 9.6174 | 13.4937
2029 | NZWEM_PERC | Medium Demand Growth+High Gas Supply+Methanex Stays+Increased Demand Response+Reduced Rankine Availability+Low Wind & Solar | -2.3993 | 7.1993 | 14.7937
2030 | NZWEM_PERC | Medium Demand Growth+High Gas Supply+Methanex Stays+Increased Demand Response+Reduced Rankine Availability+Low Wind & Solar | -5.1671 | 6.0376 | 18.3108
2031 | NZWEM_PERC | Medium Demand Growth+High Gas Supply+Methanex Stays+Increased Demand Response+Reduced Rankine Availability+Low Wind & Solar | -8.5629 | 2.3545 | 19.2348
2032 | NZWEM_PERC | Medium Demand Growth+High Gas Supply+Methanex Stays+Increased Demand Response+Reduced Rankine Availability+Low Wind & Solar | -10.4813 | 0.51089 | 17.8866
2033 | NZWEM_PERC | Medium Demand Growth+High Gas Supply+Methanex Stays+Increased Demand Response+Reduced Rankine Availability+Low Wind & Solar | -12.5945 | -1.8762 | 16.5184
2034 | NZWEM_PERC | Medium Demand Growth+High Gas Supply+Methanex Stays+Increased Demand Response+Reduced Rankine Availability+Low Wind & Solar | -14.1714 | -3.3123 | 14.6552
2035 | NZWEM_PERC | Medium Demand Growth+High Gas Supply+Methanex Stays+Increased Demand Response+Reduced Rankine Availability+Low Wind & Solar | -15.8359 | -5.1342 | 12.431
2026 | NIWCM | Medium Demand Growth+High Gas Supply+Methanex Stays+Increased Demand Response+Reduced Rankine Availability+Low Wind & Solar | 1066.7284 | 1067.5282 | 1067.5282
2027 | NIWCM | Medium Demand Growth+High Gas Supply+Methanex Stays+Increased Demand Response+Reduced Rankine Availability+Low Wind & Solar | 1027.4828 | 1058.4253 | 1062.9618
2028 | NIWCM | Medium Demand Growth+High Gas Supply+Methanex Stays+Increased Demand Response+Reduced Rankine Availability+Low Wind & Solar | 1046.2847 | 1654.1216 | 1692.4368
2029 | NIWCM | Medium Demand Growth+High Gas Supply+Methanex Stays+Increased Demand Response+Reduced Rankine Availability+Low Wind & Solar | 818.8947 | 1697.4168 | 1970.6383
2030 | NIWCM | Medium Demand Growth+High Gas Supply+Methanex Stays+Increased Demand Response+Reduced Rankine Availability+Low Wind & Solar | 574.5243 | 1573.835 | 2026.7317
2031 | NIWCM | Medium Demand Growth+High Gas Supply+Methanex Stays+Increased Demand Response+Reduced Rankine Availability+Low Wind & Solar | 407.4662 | 1428.0112 | 2132.7836
2032 | NIWCM | Medium Demand Growth+High Gas Supply+Methanex Stays+Increased Demand Response+Reduced Rankine Availability+Low Wind & Solar | 248.9549 | 1294.4896 | 2063.9757
2033 | NIWCM | Medium Demand Growth+High Gas Supply+Methanex Stays+Increased Demand Response+Reduced Rankine Availability+Low Wind & Solar | 67.1751 | 1117.0941 | 1989.0295
2034 | NIWCM | Medium Demand Growth+High Gas Supply+Methanex Stays+Increased Demand Response+Reduced Rankine Availability+Low Wind & Solar | -94.9302 | 1001.5917 | 1966.0338
2035 | NIWCM | Medium Demand Growth+High Gas Supply+Methanex Stays+Increased Demand Response+Reduced Rankine Availability+Low Wind & Solar | -241.9938 | 868.1111 | 1838.9599
2026 | SIWEM_PERC | Medium Demand Growth+High Gas Supply+Methanex Stays+Increased Demand Response+Reduced Rankine Availability+Low Wind & Solar | 35.558 | 35.7042 | 35.7042
2027 | SIWEM_PERC | Medium Demand Growth+High Gas Supply+Methanex Stays+Increased Demand Response+Reduced Rankine Availability+Low Wind & Solar | 21.0708 | 23.4011 | 23.4011
2028 | SIWEM_PERC | Medium Demand Growth+High Gas Supply+Methanex Stays+Increased Demand Response+Reduced Rankine Availability+Low Wind & Solar | 19.5962 | 31.1823 | 37.6812
2029 | SIWEM_PERC | Medium Demand Growth+High Gas Supply+Methanex Stays+Increased Demand Response+Reduced Rankine Availability+Low Wind & Solar | 11.9103 | 22.7334 | 39.1617
2030 | SIWEM_PERC | Medium Demand Growth+High Gas Supply+Methanex Stays+Increased Demand Response+Reduced Rankine Availability+Low Wind & Solar | 7.6541 | 19.6798 | 48.7717
2031 | SIWEM_PERC | Medium Demand Growth+High Gas Supply+Methanex Stays+Increased Demand Response+Reduced Rankine Availability+Low Wind & Solar | 4.2058 | 15.8309 | 51.3147
2032 | SIWEM_PERC | Medium Demand Growth+High Gas Supply+Methanex Stays+Increased Demand Response+Reduced Rankine Availability+Low Wind & Solar | 2.4503 | 13.8614 | 47.7789
2033 | SIWEM_PERC | Medium Demand Growth+High Gas Supply+Methanex Stays+Increased Demand Response+Reduced Rankine Availability+Low Wind & Solar | 0.42653 | 11.5937 | 44.1228
2034 | SIWEM_PERC | Medium Demand Growth+High Gas Supply+Methanex Stays+Increased Demand Response+Reduced Rankine Availability+Low Wind & Solar | -1.2885 | 9.6673 | 39.0821
2035 | SIWEM_PERC | Medium Demand Growth+High Gas Supply+Methanex Stays+Increased Demand Response+Reduced Rankine Availability+Low Wind & Solar | -2.723 | 8.052 | 33.0272
2026 | NZWEM_PERC | Medium Demand Growth+High Gas Supply+Methanex Stays+Increased Demand Response+Reduced Rankine Availability+Constrained Operational Capacity | 14.4033 | 14.4602 | 14.4602
2027 | NZWEM_PERC | Medium Demand Growth+High Gas Supply+Methanex Stays+Increased Demand Response+Reduced Rankine Availability+Constrained Operational Capacity | 5.6733 | 7.461 | 7.77
2028 | NZWEM_PERC | Medium Demand Growth+High Gas Supply+Methanex Stays+Increased Demand Response+Reduced Rankine Availability+Constrained Operational Capacity | 4.0103 | 11.7545 | 16.0498
2029 | NZWEM_PERC | Medium Demand Growth+High Gas Supply+Methanex Stays+Increased Demand Response+Reduced Rankine Availability+Constrained Operational Capacity | -1.042 | 9.594 | 18.0092
2030 | NZWEM_PERC | Medium Demand Growth+High Gas Supply+Methanex Stays+Increased Demand Response+Reduced Rankine Availability+Constrained Operational Capacity | -3.8591 | 8.5042 | 22.0649
2031 | NZWEM_PERC | Medium Demand Growth+High Gas Supply+Methanex Stays+Increased Demand Response+Reduced Rankine Availability+Constrained Operational Capacity | -7.2982 | 4.7395 | 23.4065
2032 | NZWEM_PERC | Medium Demand Growth+High Gas Supply+Methanex Stays+Increased Demand Response+Reduced Rankine Availability+Constrained Operational Capacity | -9.2454 | 2.8765 | 22.0565
2033 | NZWEM_PERC | Medium Demand Growth+High Gas Supply+Methanex Stays+Increased Demand Response+Reduced Rankine Availability+Constrained Operational Capacity | -11.3895 | 0.43055 | 20.7412
2034 | NZWEM_PERC | Medium Demand Growth+High Gas Supply+Methanex Stays+Increased Demand Response+Reduced Rankine Availability+Constrained Operational Capacity | -12.9943 | -1.0592 | 18.78
2035 | NZWEM_PERC | Medium Demand Growth+High Gas Supply+Methanex Stays+Increased Demand Response+Reduced Rankine Availability+Constrained Operational Capacity | -14.6851 | -2.9315 | 16.4635
2026 | NIWCM | Medium Demand Growth+High Gas Supply+Methanex Stays+Increased Demand Response+Reduced Rankine Availability+Constrained Operational Capacity | 496.3733 | 496.3733 | 496.3733
2027 | NIWCM | Medium Demand Growth+High Gas Supply+Methanex Stays+Increased Demand Response+Reduced Rankine Availability+Constrained Operational Capacity | 406.0987 | 410.0165 | 410.0165
2028 | NIWCM | Medium Demand Growth+High Gas Supply+Methanex Stays+Increased Demand Response+Reduced Rankine Availability+Constrained Operational Capacity | 399.5312 | 887.016 | 894.4439
2029 | NIWCM | Medium Demand Growth+High Gas Supply+Methanex Stays+Increased Demand Response+Reduced Rankine Availability+Constrained Operational Capacity | 149.992 | 797.3241 | 953.7439
2030 | NIWCM | Medium Demand Growth+High Gas Supply+Methanex Stays+Increased Demand Response+Reduced Rankine Availability+Constrained Operational Capacity | -96.8899 | 636.0545 | 847.0421
2031 | NIWCM | Medium Demand Growth+High Gas Supply+Methanex Stays+Increased Demand Response+Reduced Rankine Availability+Constrained Operational Capacity | -267.0708 | 478.058 | 746.8019
2032 | NIWCM | Medium Demand Growth+High Gas Supply+Methanex Stays+Increased Demand Response+Reduced Rankine Availability+Constrained Operational Capacity | -426.7164 | 322.5828 | 614.2374
2033 | NIWCM | Medium Demand Growth+High Gas Supply+Methanex Stays+Increased Demand Response+Reduced Rankine Availability+Constrained Operational Capacity | -610.56 | 140.961 | 443.7267
2034 | NIWCM | Medium Demand Growth+High Gas Supply+Methanex Stays+Increased Demand Response+Reduced Rankine Availability+Constrained Operational Capacity | -773.7908 | 21.7537 | 402.127
2035 | NIWCM | Medium Demand Growth+High Gas Supply+Methanex Stays+Increased Demand Response+Reduced Rankine Availability+Constrained Operational Capacity | -920.5769 | -115.2422 | 266.3385
2026 | SIWEM_PERC | Medium Demand Growth+High Gas Supply+Methanex Stays+Increased Demand Response+Reduced Rankine Availability+Constrained Operational Capacity | 38.9605 | 39.1226 | 39.1226
2027 | SIWEM_PERC | Medium Demand Growth+High Gas Supply+Methanex Stays+Increased Demand Response+Reduced Rankine Availability+Constrained Operational Capacity | 21.9156 | 24.4978 | 24.4978
2028 | SIWEM_PERC | Medium Demand Growth+High Gas Supply+Methanex Stays+Increased Demand Response+Reduced Rankine Availability+Constrained Operational Capacity | 20.598 | 33.4363 | 43.3681
2029 | SIWEM_PERC | Medium Demand Growth+High Gas Supply+Methanex Stays+Increased Demand Response+Reduced Rankine Availability+Constrained Operational Capacity | 12.8462 | 24.839 | 48.0747
2030 | SIWEM_PERC | Medium Demand Growth+High Gas Supply+Methanex Stays+Increased Demand Response+Reduced Rankine Availability+Constrained Operational Capacity | 8.553 | 21.8785 | 59.1445
2031 | SIWEM_PERC | Medium Demand Growth+High Gas Supply+Methanex Stays+Increased Demand Response+Reduced Rankine Availability+Constrained Operational Capacity | 5.0748 | 17.9563 | 61.5948
2032 | SIWEM_PERC | Medium Demand Growth+High Gas Supply+Methanex Stays+Increased Demand Response+Reduced Rankine Availability+Constrained Operational Capacity | 3.3033 | 15.9476 | 58.7826
2033 | SIWEM_PERC | Medium Demand Growth+High Gas Supply+Methanex Stays+Increased Demand Response+Reduced Rankine Availability+Constrained Operational Capacity | 1.2613 | 13.6353 | 55.5548
2034 | SIWEM_PERC | Medium Demand Growth+High Gas Supply+Methanex Stays+Increased Demand Response+Reduced Rankine Availability+Constrained Operational Capacity | -0.46956 | 11.6703 | 50.6194
2035 | SIWEM_PERC | Medium Demand Growth+High Gas Supply+Methanex Stays+Increased Demand Response+Reduced Rankine Availability+Constrained Operational Capacity | -1.9175 | 10.022 | 44.374
2026 | NZWEM_PERC | Medium Demand Growth+High Gas Supply+Methanex Stays+Increased Demand Response+Reduced Rankine Availability+Constrained Operational Capacity+Low Wind & Solar | 13.2079 | 13.2592 | 13.2592
2027 | NZWEM_PERC | Medium Demand Growth+High Gas Supply+Methanex Stays+Increased Demand Response+Reduced Rankine Availability+Constrained Operational Capacity+Low Wind & Solar | 4.3623 | 5.9756 | 6.2545
2028 | NZWEM_PERC | Medium Demand Growth+High Gas Supply+Methanex Stays+Increased Demand Response+Reduced Rankine Availability+Constrained Operational Capacity+Low Wind & Solar | 2.6285 | 9.6174 | 13.4937
2029 | NZWEM_PERC | Medium Demand Growth+High Gas Supply+Methanex Stays+Increased Demand Response+Reduced Rankine Availability+Constrained Operational Capacity+Low Wind & Solar | -2.3993 | 7.1993 | 14.7937
2030 | NZWEM_PERC | Medium Demand Growth+High Gas Supply+Methanex Stays+Increased Demand Response+Reduced Rankine Availability+Constrained Operational Capacity+Low Wind & Solar | -5.1671 | 6.0376 | 18.3108
2031 | NZWEM_PERC | Medium Demand Growth+High Gas Supply+Methanex Stays+Increased Demand Response+Reduced Rankine Availability+Constrained Operational Capacity+Low Wind & Solar | -8.5629 | 2.3545 | 19.2348
2032 | NZWEM_PERC | Medium Demand Growth+High Gas Supply+Methanex Stays+Increased Demand Response+Reduced Rankine Availability+Constrained Operational Capacity+Low Wind & Solar | -10.4813 | 0.51089 | 17.8866
2033 | NZWEM_PERC | Medium Demand Growth+High Gas Supply+Methanex Stays+Increased Demand Response+Reduced Rankine Availability+Constrained Operational Capacity+Low Wind & Solar | -12.5945 | -1.8762 | 16.5184
2034 | NZWEM_PERC | Medium Demand Growth+High Gas Supply+Methanex Stays+Increased Demand Response+Reduced Rankine Availability+Constrained Operational Capacity+Low Wind & Solar | -14.1714 | -3.3123 | 14.6552
2035 | NZWEM_PERC | Medium Demand Growth+High Gas Supply+Methanex Stays+Increased Demand Response+Reduced Rankine Availability+Constrained Operational Capacity+Low Wind & Solar | -15.8359 | -5.1342 | 12.431
2026 | NIWCM | Medium Demand Growth+High Gas Supply+Methanex Stays+Increased Demand Response+Reduced Rankine Availability+Constrained Operational Capacity+Low Wind & Solar | 496.3733 | 496.3733 | 496.3733
2027 | NIWCM | Medium Demand Growth+High Gas Supply+Methanex Stays+Increased Demand Response+Reduced Rankine Availability+Constrained Operational Capacity+Low Wind & Solar | 406.0987 | 410.0165 | 410.0165
2028 | NIWCM | Medium Demand Growth+High Gas Supply+Methanex Stays+Increased Demand Response+Reduced Rankine Availability+Constrained Operational Capacity+Low Wind & Solar | 399.5312 | 887.016 | 894.4439
2029 | NIWCM | Medium Demand Growth+High Gas Supply+Methanex Stays+Increased Demand Response+Reduced Rankine Availability+Constrained Operational Capacity+Low Wind & Solar | 149.992 | 797.3241 | 953.7439
2030 | NIWCM | Medium Demand Growth+High Gas Supply+Methanex Stays+Increased Demand Response+Reduced Rankine Availability+Constrained Operational Capacity+Low Wind & Solar | -96.8899 | 636.0545 | 847.0421
2031 | NIWCM | Medium Demand Growth+High Gas Supply+Methanex Stays+Increased Demand Response+Reduced Rankine Availability+Constrained Operational Capacity+Low Wind & Solar | -267.0708 | 478.058 | 746.8019
2032 | NIWCM | Medium Demand Growth+High Gas Supply+Methanex Stays+Increased Demand Response+Reduced Rankine Availability+Constrained Operational Capacity+Low Wind & Solar | -426.7164 | 322.5828 | 614.2374
2033 | NIWCM | Medium Demand Growth+High Gas Supply+Methanex Stays+Increased Demand Response+Reduced Rankine Availability+Constrained Operational Capacity+Low Wind & Solar | -610.56 | 140.961 | 443.7267
2034 | NIWCM | Medium Demand Growth+High Gas Supply+Methanex Stays+Increased Demand Response+Reduced Rankine Availability+Constrained Operational Capacity+Low Wind & Solar | -773.7908 | 21.7537 | 402.127
2035 | NIWCM | Medium Demand Growth+High Gas Supply+Methanex Stays+Increased Demand Response+Reduced Rankine Availability+Constrained Operational Capacity+Low Wind & Solar | -920.5769 | -115.2422 | 266.3385
2026 | SIWEM_PERC | Medium Demand Growth+High Gas Supply+Methanex Stays+Increased Demand Response+Reduced Rankine Availability+Constrained Operational Capacity+Low Wind & Solar | 35.558 | 35.7042 | 35.7042
2027 | SIWEM_PERC | Medium Demand Growth+High Gas Supply+Methanex Stays+Increased Demand Response+Reduced Rankine Availability+Constrained Operational Capacity+Low Wind & Solar | 21.0708 | 23.4011 | 23.4011
2028 | SIWEM_PERC | Medium Demand Growth+High Gas Supply+Methanex Stays+Increased Demand Response+Reduced Rankine Availability+Constrained Operational Capacity+Low Wind & Solar | 19.5962 | 31.1823 | 37.6812
2029 | SIWEM_PERC | Medium Demand Growth+High Gas Supply+Methanex Stays+Increased Demand Response+Reduced Rankine Availability+Constrained Operational Capacity+Low Wind & Solar | 11.9103 | 22.7334 | 39.1617
2030 | SIWEM_PERC | Medium Demand Growth+High Gas Supply+Methanex Stays+Increased Demand Response+Reduced Rankine Availability+Constrained Operational Capacity+Low Wind & Solar | 7.6541 | 19.6798 | 48.7717
2031 | SIWEM_PERC | Medium Demand Growth+High Gas Supply+Methanex Stays+Increased Demand Response+Reduced Rankine Availability+Constrained Operational Capacity+Low Wind & Solar | 4.2058 | 15.8309 | 51.3147
2032 | SIWEM_PERC | Medium Demand Growth+High Gas Supply+Methanex Stays+Increased Demand Response+Reduced Rankine Availability+Constrained Operational Capacity+Low Wind & Solar | 2.4503 | 13.8614 | 47.7789
2033 | SIWEM_PERC | Medium Demand Growth+High Gas Supply+Methanex Stays+Increased Demand Response+Reduced Rankine Availability+Constrained Operational Capacity+Low Wind & Solar | 0.42653 | 11.5937 | 44.1228
2034 | SIWEM_PERC | Medium Demand Growth+High Gas Supply+Methanex Stays+Increased Demand Response+Reduced Rankine Availability+Constrained Operational Capacity+Low Wind & Solar | -1.2885 | 9.6673 | 39.0821
2035 | SIWEM_PERC | Medium Demand Growth+High Gas Supply+Methanex Stays+Increased Demand Response+Reduced Rankine Availability+Constrained Operational Capacity+Low Wind & Solar | -2.723 | 8.052 | 33.0272
2026 | NZWEM_PERC | Medium Demand Growth+High Gas Supply+Methanex Stays+Increased Demand Response+Reduced Rankine Availability+Upgraded HVDC | 14.4033 | 14.4602 | 14.4602
2027 | NZWEM_PERC | Medium Demand Growth+High Gas Supply+Methanex Stays+Increased Demand Response+Reduced Rankine Availability+Upgraded HVDC | 5.6733 | 7.461 | 7.77
2028 | NZWEM_PERC | Medium Demand Growth+High Gas Supply+Methanex Stays+Increased Demand Response+Reduced Rankine Availability+Upgraded HVDC | 4.0103 | 11.7545 | 16.0498
2029 | NZWEM_PERC | Medium Demand Growth+High Gas Supply+Methanex Stays+Increased Demand Response+Reduced Rankine Availability+Upgraded HVDC | -1.042 | 9.594 | 18.0092
2030 | NZWEM_PERC | Medium Demand Growth+High Gas Supply+Methanex Stays+Increased Demand Response+Reduced Rankine Availability+Upgraded HVDC | -3.8591 | 8.5042 | 22.0649
2031 | NZWEM_PERC | Medium Demand Growth+High Gas Supply+Methanex Stays+Increased Demand Response+Reduced Rankine Availability+Upgraded HVDC | -7.2982 | 4.7395 | 23.4065
2032 | NZWEM_PERC | Medium Demand Growth+High Gas Supply+Methanex Stays+Increased Demand Response+Reduced Rankine Availability+Upgraded HVDC | -9.2454 | 2.8765 | 22.0565
2033 | NZWEM_PERC | Medium Demand Growth+High Gas Supply+Methanex Stays+Increased Demand Response+Reduced Rankine Availability+Upgraded HVDC | -11.3895 | 0.43055 | 20.7412
2034 | NZWEM_PERC | Medium Demand Growth+High Gas Supply+Methanex Stays+Increased Demand Response+Reduced Rankine Availability+Upgraded HVDC | -12.9943 | -1.0592 | 18.78
2035 | NZWEM_PERC | Medium Demand Growth+High Gas Supply+Methanex Stays+Increased Demand Response+Reduced Rankine Availability+Upgraded HVDC | -14.6851 | -2.9315 | 16.4635
2026 | NIWCM | Medium Demand Growth+High Gas Supply+Methanex Stays+Increased Demand Response+Reduced Rankine Availability+Upgraded HVDC | 1066.7284 | 1067.5282 | 1067.5282
2027 | NIWCM | Medium Demand Growth+High Gas Supply+Methanex Stays+Increased Demand Response+Reduced Rankine Availability+Upgraded HVDC | 1027.4828 | 1058.4253 | 1062.9618
2028 | NIWCM | Medium Demand Growth+High Gas Supply+Methanex Stays+Increased Demand Response+Reduced Rankine Availability+Upgraded HVDC | 1046.2847 | 1654.1216 | 1692.4368
2029 | NIWCM | Medium Demand Growth+High Gas Supply+Methanex Stays+Increased Demand Response+Reduced Rankine Availability+Upgraded HVDC | 818.8947 | 1697.4168 | 1970.6383
2030 | NIWCM | Medium Demand Growth+High Gas Supply+Methanex Stays+Increased Demand Response+Reduced Rankine Availability+Upgraded HVDC | 574.5243 | 1573.835 | 2026.7317
2031 | NIWCM | Medium Demand Growth+High Gas Supply+Methanex Stays+Increased Demand Response+Reduced Rankine Availability+Upgraded HVDC | 407.4662 | 1428.0183 | 2203.8183
2032 | NIWCM | Medium Demand Growth+High Gas Supply+Methanex Stays+Increased Demand Response+Reduced Rankine Availability+Upgraded HVDC | 248.9549 | 1294.4883 | 2102.6629
2033 | NIWCM | Medium Demand Growth+High Gas Supply+Methanex Stays+Increased Demand Response+Reduced Rankine Availability+Upgraded HVDC | 67.1751 | 1117.0939 | 1997.1098
2034 | NIWCM | Medium Demand Growth+High Gas Supply+Methanex Stays+Increased Demand Response+Reduced Rankine Availability+Upgraded HVDC | -94.9302 | 1001.5918 | 1965.5357
2035 | NIWCM | Medium Demand Growth+High Gas Supply+Methanex Stays+Increased Demand Response+Reduced Rankine Availability+Upgraded HVDC | -241.9938 | 868.1111 | 1839.1385
2026 | SIWEM_PERC | Medium Demand Growth+High Gas Supply+Methanex Stays+Increased Demand Response+Reduced Rankine Availability+Upgraded HVDC | 38.9605 | 39.1226 | 39.1226
2027 | SIWEM_PERC | Medium Demand Growth+High Gas Supply+Methanex Stays+Increased Demand Response+Reduced Rankine Availability+Upgraded HVDC | 21.9156 | 24.4978 | 24.4978
2028 | SIWEM_PERC | Medium Demand Growth+High Gas Supply+Methanex Stays+Increased Demand Response+Reduced Rankine Availability+Upgraded HVDC | 20.598 | 33.4363 | 43.3681
2029 | SIWEM_PERC | Medium Demand Growth+High Gas Supply+Methanex Stays+Increased Demand Response+Reduced Rankine Availability+Upgraded HVDC | 12.8462 | 24.839 | 48.0747
2030 | SIWEM_PERC | Medium Demand Growth+High Gas Supply+Methanex Stays+Increased Demand Response+Reduced Rankine Availability+Upgraded HVDC | 8.553 | 21.8785 | 59.1445
2031 | SIWEM_PERC | Medium Demand Growth+High Gas Supply+Methanex Stays+Increased Demand Response+Reduced Rankine Availability+Upgraded HVDC | 5.0748 | 17.9563 | 62.7274
2032 | SIWEM_PERC | Medium Demand Growth+High Gas Supply+Methanex Stays+Increased Demand Response+Reduced Rankine Availability+Upgraded HVDC | 3.3033 | 15.9476 | 59.2985
2033 | SIWEM_PERC | Medium Demand Growth+High Gas Supply+Methanex Stays+Increased Demand Response+Reduced Rankine Availability+Upgraded HVDC | 1.2613 | 13.6353 | 55.8534
2034 | SIWEM_PERC | Medium Demand Growth+High Gas Supply+Methanex Stays+Increased Demand Response+Reduced Rankine Availability+Upgraded HVDC | -0.46956 | 11.6703 | 50.6194
2035 | SIWEM_PERC | Medium Demand Growth+High Gas Supply+Methanex Stays+Increased Demand Response+Reduced Rankine Availability+Upgraded HVDC | -1.9175 | 10.022 | 44.374
2026 | NZWEM_PERC | Medium Demand Growth+High Gas Supply+Methanex Stays+Increased Demand Response+Reduced Rankine Availability+Upgraded HVDC+Low Wind & Solar | 13.2079 | 13.2592 | 13.2592
2027 | NZWEM_PERC | Medium Demand Growth+High Gas Supply+Methanex Stays+Increased Demand Response+Reduced Rankine Availability+Upgraded HVDC+Low Wind & Solar | 4.3623 | 5.9756 | 6.2545
2028 | NZWEM_PERC | Medium Demand Growth+High Gas Supply+Methanex Stays+Increased Demand Response+Reduced Rankine Availability+Upgraded HVDC+Low Wind & Solar | 2.6285 | 9.6174 | 13.4937
2029 | NZWEM_PERC | Medium Demand Growth+High Gas Supply+Methanex Stays+Increased Demand Response+Reduced Rankine Availability+Upgraded HVDC+Low Wind & Solar | -2.3993 | 7.1993 | 14.7937
2030 | NZWEM_PERC | Medium Demand Growth+High Gas Supply+Methanex Stays+Increased Demand Response+Reduced Rankine Availability+Upgraded HVDC+Low Wind & Solar | -5.1671 | 6.0376 | 18.3108
2031 | NZWEM_PERC | Medium Demand Growth+High Gas Supply+Methanex Stays+Increased Demand Response+Reduced Rankine Availability+Upgraded HVDC+Low Wind & Solar | -8.5629 | 2.3545 | 19.2348
2032 | NZWEM_PERC | Medium Demand Growth+High Gas Supply+Methanex Stays+Increased Demand Response+Reduced Rankine Availability+Upgraded HVDC+Low Wind & Solar | -10.4813 | 0.51089 | 17.8866
2033 | NZWEM_PERC | Medium Demand Growth+High Gas Supply+Methanex Stays+Increased Demand Response+Reduced Rankine Availability+Upgraded HVDC+Low Wind & Solar | -12.5945 | -1.8762 | 16.5184
2034 | NZWEM_PERC | Medium Demand Growth+High Gas Supply+Methanex Stays+Increased Demand Response+Reduced Rankine Availability+Upgraded HVDC+Low Wind & Solar | -14.1714 | -3.3123 | 14.6552
2035 | NZWEM_PERC | Medium Demand Growth+High Gas Supply+Methanex Stays+Increased Demand Response+Reduced Rankine Availability+Upgraded HVDC+Low Wind & Solar | -15.8359 | -5.1342 | 12.431
2026 | NIWCM | Medium Demand Growth+High Gas Supply+Methanex Stays+Increased Demand Response+Reduced Rankine Availability+Upgraded HVDC+Low Wind & Solar | 1066.7284 | 1067.5282 | 1067.5282
2027 | NIWCM | Medium Demand Growth+High Gas Supply+Methanex Stays+Increased Demand Response+Reduced Rankine Availability+Upgraded HVDC+Low Wind & Solar | 1027.4828 | 1058.4253 | 1062.9618
2028 | NIWCM | Medium Demand Growth+High Gas Supply+Methanex Stays+Increased Demand Response+Reduced Rankine Availability+Upgraded HVDC+Low Wind & Solar | 1046.2847 | 1654.1216 | 1692.4368
2029 | NIWCM | Medium Demand Growth+High Gas Supply+Methanex Stays+Increased Demand Response+Reduced Rankine Availability+Upgraded HVDC+Low Wind & Solar | 818.8947 | 1697.4168 | 1970.6383
2030 | NIWCM | Medium Demand Growth+High Gas Supply+Methanex Stays+Increased Demand Response+Reduced Rankine Availability+Upgraded HVDC+Low Wind & Solar | 574.5243 | 1573.835 | 2026.7317
2031 | NIWCM | Medium Demand Growth+High Gas Supply+Methanex Stays+Increased Demand Response+Reduced Rankine Availability+Upgraded HVDC+Low Wind & Solar | 407.4662 | 1428.0183 | 2203.8183
2032 | NIWCM | Medium Demand Growth+High Gas Supply+Methanex Stays+Increased Demand Response+Reduced Rankine Availability+Upgraded HVDC+Low Wind & Solar | 248.9549 | 1294.4883 | 2102.6629
2033 | NIWCM | Medium Demand Growth+High Gas Supply+Methanex Stays+Increased Demand Response+Reduced Rankine Availability+Upgraded HVDC+Low Wind & Solar | 67.1751 | 1117.0939 | 1997.1098
2034 | NIWCM | Medium Demand Growth+High Gas Supply+Methanex Stays+Increased Demand Response+Reduced Rankine Availability+Upgraded HVDC+Low Wind & Solar | -94.9302 | 1001.5918 | 1965.5357
2035 | NIWCM | Medium Demand Growth+High Gas Supply+Methanex Stays+Increased Demand Response+Reduced Rankine Availability+Upgraded HVDC+Low Wind & Solar | -241.9938 | 868.1111 | 1839.1385
2026 | SIWEM_PERC | Medium Demand Growth+High Gas Supply+Methanex Stays+Increased Demand Response+Reduced Rankine Availability+Upgraded HVDC+Low Wind & Solar | 35.558 | 35.7042 | 35.7042
2027 | SIWEM_PERC | Medium Demand Growth+High Gas Supply+Methanex Stays+Increased Demand Response+Reduced Rankine Availability+Upgraded HVDC+Low Wind & Solar | 21.0708 | 23.4011 | 23.4011
2028 | SIWEM_PERC | Medium Demand Growth+High Gas Supply+Methanex Stays+Increased Demand Response+Reduced Rankine Availability+Upgraded HVDC+Low Wind & Solar | 19.5962 | 31.1823 | 37.6812
2029 | SIWEM_PERC | Medium Demand Growth+High Gas Supply+Methanex Stays+Increased Demand Response+Reduced Rankine Availability+Upgraded HVDC+Low Wind & Solar | 11.9103 | 22.7334 | 39.1617
2030 | SIWEM_PERC | Medium Demand Growth+High Gas Supply+Methanex Stays+Increased Demand Response+Reduced Rankine Availability+Upgraded HVDC+Low Wind & Solar | 7.6541 | 19.6798 | 48.7717
2031 | SIWEM_PERC | Medium Demand Growth+High Gas Supply+Methanex Stays+Increased Demand Response+Reduced Rankine Availability+Upgraded HVDC+Low Wind & Solar | 4.2058 | 15.8309 | 51.3147
2032 | SIWEM_PERC | Medium Demand Growth+High Gas Supply+Methanex Stays+Increased Demand Response+Reduced Rankine Availability+Upgraded HVDC+Low Wind & Solar | 2.4503 | 13.8614 | 47.7789
2033 | SIWEM_PERC | Medium Demand Growth+High Gas Supply+Methanex Stays+Increased Demand Response+Reduced Rankine Availability+Upgraded HVDC+Low Wind & Solar | 0.42653 | 11.5937 | 44.1228
2034 | SIWEM_PERC | Medium Demand Growth+High Gas Supply+Methanex Stays+Increased Demand Response+Reduced Rankine Availability+Upgraded HVDC+Low Wind & Solar | -1.2885 | 9.6673 | 39.0821
2035 | SIWEM_PERC | Medium Demand Growth+High Gas Supply+Methanex Stays+Increased Demand Response+Reduced Rankine Availability+Upgraded HVDC+Low Wind & Solar | -2.723 | 8.052 | 33.0272
2026 | NZWEM_PERC | Medium Demand Growth+High Gas Supply+Methanex Stays+Increased Demand Response+Reduced Rankine Availability+Upgraded HVDC+Constrained Operational Capacity | 14.4033 | 14.4602 | 14.4602
2027 | NZWEM_PERC | Medium Demand Growth+High Gas Supply+Methanex Stays+Increased Demand Response+Reduced Rankine Availability+Upgraded HVDC+Constrained Operational Capacity | 5.6733 | 7.461 | 7.77
2028 | NZWEM_PERC | Medium Demand Growth+High Gas Supply+Methanex Stays+Increased Demand Response+Reduced Rankine Availability+Upgraded HVDC+Constrained Operational Capacity | 4.0103 | 11.7545 | 16.0498
2029 | NZWEM_PERC | Medium Demand Growth+High Gas Supply+Methanex Stays+Increased Demand Response+Reduced Rankine Availability+Upgraded HVDC+Constrained Operational Capacity | -1.042 | 9.594 | 18.0092
2030 | NZWEM_PERC | Medium Demand Growth+High Gas Supply+Methanex Stays+Increased Demand Response+Reduced Rankine Availability+Upgraded HVDC+Constrained Operational Capacity | -3.8591 | 8.5042 | 22.0649
2031 | NZWEM_PERC | Medium Demand Growth+High Gas Supply+Methanex Stays+Increased Demand Response+Reduced Rankine Availability+Upgraded HVDC+Constrained Operational Capacity | -7.2982 | 4.7395 | 23.4065
2032 | NZWEM_PERC | Medium Demand Growth+High Gas Supply+Methanex Stays+Increased Demand Response+Reduced Rankine Availability+Upgraded HVDC+Constrained Operational Capacity | -9.2454 | 2.8765 | 22.0565
2033 | NZWEM_PERC | Medium Demand Growth+High Gas Supply+Methanex Stays+Increased Demand Response+Reduced Rankine Availability+Upgraded HVDC+Constrained Operational Capacity | -11.3895 | 0.43055 | 20.7412
2034 | NZWEM_PERC | Medium Demand Growth+High Gas Supply+Methanex Stays+Increased Demand Response+Reduced Rankine Availability+Upgraded HVDC+Constrained Operational Capacity | -12.9943 | -1.0592 | 18.78
2035 | NZWEM_PERC | Medium Demand Growth+High Gas Supply+Methanex Stays+Increased Demand Response+Reduced Rankine Availability+Upgraded HVDC+Constrained Operational Capacity | -14.6851 | -2.9315 | 16.4635
2026 | NIWCM | Medium Demand Growth+High Gas Supply+Methanex Stays+Increased Demand Response+Reduced Rankine Availability+Upgraded HVDC+Constrained Operational Capacity | 496.3733 | 496.3733 | 496.3733
2027 | NIWCM | Medium Demand Growth+High Gas Supply+Methanex Stays+Increased Demand Response+Reduced Rankine Availability+Upgraded HVDC+Constrained Operational Capacity | 406.0987 | 410.0165 | 410.0165
2028 | NIWCM | Medium Demand Growth+High Gas Supply+Methanex Stays+Increased Demand Response+Reduced Rankine Availability+Upgraded HVDC+Constrained Operational Capacity | 399.5312 | 887.016 | 894.4439
2029 | NIWCM | Medium Demand Growth+High Gas Supply+Methanex Stays+Increased Demand Response+Reduced Rankine Availability+Upgraded HVDC+Constrained Operational Capacity | 149.992 | 797.3241 | 953.7439
2030 | NIWCM | Medium Demand Growth+High Gas Supply+Methanex Stays+Increased Demand Response+Reduced Rankine Availability+Upgraded HVDC+Constrained Operational Capacity | -96.8899 | 636.0545 | 847.0421
2031 | NIWCM | Medium Demand Growth+High Gas Supply+Methanex Stays+Increased Demand Response+Reduced Rankine Availability+Upgraded HVDC+Constrained Operational Capacity | -267.0708 | 478.058 | 746.802
2032 | NIWCM | Medium Demand Growth+High Gas Supply+Methanex Stays+Increased Demand Response+Reduced Rankine Availability+Upgraded HVDC+Constrained Operational Capacity | -426.7164 | 322.5828 | 614.2374
2033 | NIWCM | Medium Demand Growth+High Gas Supply+Methanex Stays+Increased Demand Response+Reduced Rankine Availability+Upgraded HVDC+Constrained Operational Capacity | -610.56 | 140.961 | 443.7267
2034 | NIWCM | Medium Demand Growth+High Gas Supply+Methanex Stays+Increased Demand Response+Reduced Rankine Availability+Upgraded HVDC+Constrained Operational Capacity | -773.7908 | 21.7537 | 402.127
2035 | NIWCM | Medium Demand Growth+High Gas Supply+Methanex Stays+Increased Demand Response+Reduced Rankine Availability+Upgraded HVDC+Constrained Operational Capacity | -920.5769 | -115.2422 | 266.3385
2026 | SIWEM_PERC | Medium Demand Growth+High Gas Supply+Methanex Stays+Increased Demand Response+Reduced Rankine Availability+Upgraded HVDC+Constrained Operational Capacity | 38.9605 | 39.1226 | 39.1226
2027 | SIWEM_PERC | Medium Demand Growth+High Gas Supply+Methanex Stays+Increased Demand Response+Reduced Rankine Availability+Upgraded HVDC+Constrained Operational Capacity | 21.9156 | 24.4978 | 24.4978
2028 | SIWEM_PERC | Medium Demand Growth+High Gas Supply+Methanex Stays+Increased Demand Response+Reduced Rankine Availability+Upgraded HVDC+Constrained Operational Capacity | 20.598 | 33.4363 | 43.3681
2029 | SIWEM_PERC | Medium Demand Growth+High Gas Supply+Methanex Stays+Increased Demand Response+Reduced Rankine Availability+Upgraded HVDC+Constrained Operational Capacity | 12.8462 | 24.839 | 48.0747
2030 | SIWEM_PERC | Medium Demand Growth+High Gas Supply+Methanex Stays+Increased Demand Response+Reduced Rankine Availability+Upgraded HVDC+Constrained Operational Capacity | 8.553 | 21.8785 | 59.1445
2031 | SIWEM_PERC | Medium Demand Growth+High Gas Supply+Methanex Stays+Increased Demand Response+Reduced Rankine Availability+Upgraded HVDC+Constrained Operational Capacity | 5.0748 | 17.9563 | 62.7274
2032 | SIWEM_PERC | Medium Demand Growth+High Gas Supply+Methanex Stays+Increased Demand Response+Reduced Rankine Availability+Upgraded HVDC+Constrained Operational Capacity | 3.3033 | 15.9476 | 59.2985
2033 | SIWEM_PERC | Medium Demand Growth+High Gas Supply+Methanex Stays+Increased Demand Response+Reduced Rankine Availability+Upgraded HVDC+Constrained Operational Capacity | 1.2613 | 13.6353 | 55.8534
2034 | SIWEM_PERC | Medium Demand Growth+High Gas Supply+Methanex Stays+Increased Demand Response+Reduced Rankine Availability+Upgraded HVDC+Constrained Operational Capacity | -0.46956 | 11.6703 | 50.6194
2035 | SIWEM_PERC | Medium Demand Growth+High Gas Supply+Methanex Stays+Increased Demand Response+Reduced Rankine Availability+Upgraded HVDC+Constrained Operational Capacity | -1.9175 | 10.022 | 44.374
2026 | NZWEM_PERC | Medium Demand Growth+High Gas Supply+Methanex Stays+Increased Demand Response+Reduced Rankine Availability+Upgraded HVDC+Constrained Operational Capacity+Low Wind & Solar | 13.2079 | 13.2592 | 13.2592
2027 | NZWEM_PERC | Medium Demand Growth+High Gas Supply+Methanex Stays+Increased Demand Response+Reduced Rankine Availability+Upgraded HVDC+Constrained Operational Capacity+Low Wind & Solar | 4.3623 | 5.9756 | 6.2545
2028 | NZWEM_PERC | Medium Demand Growth+High Gas Supply+Methanex Stays+Increased Demand Response+Reduced Rankine Availability+Upgraded HVDC+Constrained Operational Capacity+Low Wind & Solar | 2.6285 | 9.6174 | 13.4937
2029 | NZWEM_PERC | Medium Demand Growth+High Gas Supply+Methanex Stays+Increased Demand Response+Reduced Rankine Availability+Upgraded HVDC+Constrained Operational Capacity+Low Wind & Solar | -2.3993 | 7.1993 | 14.7937
2030 | NZWEM_PERC | Medium Demand Growth+High Gas Supply+Methanex Stays+Increased Demand Response+Reduced Rankine Availability+Upgraded HVDC+Constrained Operational Capacity+Low Wind & Solar | -5.1671 | 6.0376 | 18.3108
2031 | NZWEM_PERC | Medium Demand Growth+High Gas Supply+Methanex Stays+Increased Demand Response+Reduced Rankine Availability+Upgraded HVDC+Constrained Operational Capacity+Low Wind & Solar | -8.5629 | 2.3545 | 19.2348
2032 | NZWEM_PERC | Medium Demand Growth+High Gas Supply+Methanex Stays+Increased Demand Response+Reduced Rankine Availability+Upgraded HVDC+Constrained Operational Capacity+Low Wind & Solar | -10.4813 | 0.51089 | 17.8866
2033 | NZWEM_PERC | Medium Demand Growth+High Gas Supply+Methanex Stays+Increased Demand Response+Reduced Rankine Availability+Upgraded HVDC+Constrained Operational Capacity+Low Wind & Solar | -12.5945 | -1.8762 | 16.5184
2034 | NZWEM_PERC | Medium Demand Growth+High Gas Supply+Methanex Stays+Increased Demand Response+Reduced Rankine Availability+Upgraded HVDC+Constrained Operational Capacity+Low Wind & Solar | -14.1714 | -3.3123 | 14.6552
2035 | NZWEM_PERC | Medium Demand Growth+High Gas Supply+Methanex Stays+Increased Demand Response+Reduced Rankine Availability+Upgraded HVDC+Constrained Operational Capacity+Low Wind & Solar | -15.8359 | -5.1342 | 12.431
2026 | NIWCM | Medium Demand Growth+High Gas Supply+Methanex Stays+Increased Demand Response+Reduced Rankine Availability+Upgraded HVDC+Constrained Operational Capacity+Low Wind & Solar | 496.3733 | 496.3733 | 496.3733
2027 | NIWCM | Medium Demand Growth+High Gas Supply+Methanex Stays+Increased Demand Response+Reduced Rankine Availability+Upgraded HVDC+Constrained Operational Capacity+Low Wind & Solar | 406.0987 | 410.0165 | 410.0165
2028 | NIWCM | Medium Demand Growth+High Gas Supply+Methanex Stays+Increased Demand Response+Reduced Rankine Availability+Upgraded HVDC+Constrained Operational Capacity+Low Wind & Solar | 399.5312 | 887.016 | 894.4439
2029 | NIWCM | Medium Demand Growth+High Gas Supply+Methanex Stays+Increased Demand Response+Reduced Rankine Availability+Upgraded HVDC+Constrained Operational Capacity+Low Wind & Solar | 149.992 | 797.3241 | 953.7439
2030 | NIWCM | Medium Demand Growth+High Gas Supply+Methanex Stays+Increased Demand Response+Reduced Rankine Availability+Upgraded HVDC+Constrained Operational Capacity+Low Wind & Solar | -96.8899 | 636.0545 | 847.0421
2031 | NIWCM | Medium Demand Growth+High Gas Supply+Methanex Stays+Increased Demand Response+Reduced Rankine Availability+Upgraded HVDC+Constrained Operational Capacity+Low Wind & Solar | -267.0708 | 478.058 | 746.802
2032 | NIWCM | Medium Demand Growth+High Gas Supply+Methanex Stays+Increased Demand Response+Reduced Rankine Availability+Upgraded HVDC+Constrained Operational Capacity+Low Wind & Solar | -426.7164 | 322.5828 | 614.2374
2033 | NIWCM | Medium Demand Growth+High Gas Supply+Methanex Stays+Increased Demand Response+Reduced Rankine Availability+Upgraded HVDC+Constrained Operational Capacity+Low Wind & Solar | -610.56 | 140.961 | 443.7267
2034 | NIWCM | Medium Demand Growth+High Gas Supply+Methanex Stays+Increased Demand Response+Reduced Rankine Availability+Upgraded HVDC+Constrained Operational Capacity+Low Wind & Solar | -773.7908 | 21.7537 | 402.127
2035 | NIWCM | Medium Demand Growth+High Gas Supply+Methanex Stays+Increased Demand Response+Reduced Rankine Availability+Upgraded HVDC+Constrained Operational Capacity+Low Wind & Solar | -920.5769 | -115.2422 | 266.3385
2026 | SIWEM_PERC | Medium Demand Growth+High Gas Supply+Methanex Stays+Increased Demand Response+Reduced Rankine Availability+Upgraded HVDC+Constrained Operational Capacity+Low Wind & Solar | 35.558 | 35.7042 | 35.7042
2027 | SIWEM_PERC | Medium Demand Growth+High Gas Supply+Methanex Stays+Increased Demand Response+Reduced Rankine Availability+Upgraded HVDC+Constrained Operational Capacity+Low Wind & Solar | 21.0708 | 23.4011 | 23.4011
2028 | SIWEM_PERC | Medium Demand Growth+High Gas Supply+Methanex Stays+Increased Demand Response+Reduced Rankine Availability+Upgraded HVDC+Constrained Operational Capacity+Low Wind & Solar | 19.5962 | 31.1823 | 37.6812
2029 | SIWEM_PERC | Medium Demand Growth+High Gas Supply+Methanex Stays+Increased Demand Response+Reduced Rankine Availability+Upgraded HVDC+Constrained Operational Capacity+Low Wind & Solar | 11.9103 | 22.7334 | 39.1617
2030 | SIWEM_PERC | Medium Demand Growth+High Gas Supply+Methanex Stays+Increased Demand Response+Reduced Rankine Availability+Upgraded HVDC+Constrained Operational Capacity+Low Wind & Solar | 7.6541 | 19.6798 | 48.7717
2031 | SIWEM_PERC | Medium Demand Growth+High Gas Supply+Methanex Stays+Increased Demand Response+Reduced Rankine Availability+Upgraded HVDC+Constrained Operational Capacity+Low Wind & Solar | 4.2058 | 15.8309 | 51.3147
2032 | SIWEM_PERC | Medium Demand Growth+High Gas Supply+Methanex Stays+Increased Demand Response+Reduced Rankine Availability+Upgraded HVDC+Constrained Operational Capacity+Low Wind & Solar | 2.4503 | 13.8614 | 47.7789
2033 | SIWEM_PERC | Medium Demand Growth+High Gas Supply+Methanex Stays+Increased Demand Response+Reduced Rankine Availability+Upgraded HVDC+Constrained Operational Capacity+Low Wind & Solar | 0.42653 | 11.5937 | 44.1228
2034 | SIWEM_PERC | Medium Demand Growth+High Gas Supply+Methanex Stays+Increased Demand Response+Reduced Rankine Availability+Upgraded HVDC+Constrained Operational Capacity+Low Wind & Solar | -1.2885 | 9.6673 | 39.0821
2035 | SIWEM_PERC | Medium Demand Growth+High Gas Supply+Methanex Stays+Increased Demand Response+Reduced Rankine Availability+Upgraded HVDC+Constrained Operational Capacity+Low Wind & Solar | -2.723 | 8.052 | 33.0272
2026 | NZWEM_PERC | Medium Demand Growth+High Gas Supply+Methanex Stays+Increased Demand Response+Reduced Rankine Availability+Delayed Build | 9.7837 | 9.7837 | 9.7837
2027 | NZWEM_PERC | Medium Demand Growth+High Gas Supply+Methanex Stays+Increased Demand Response+Reduced Rankine Availability+Delayed Build | -1.4982 | -1.3607 | -1.1975
2028 | NZWEM_PERC | Medium Demand Growth+High Gas Supply+Methanex Stays+Increased Demand Response+Reduced Rankine Availability+Delayed Build | 0.016114 | 1.3943 | 1.6942
2029 | NZWEM_PERC | Medium Demand Growth+High Gas Supply+Methanex Stays+Increased Demand Response+Reduced Rankine Availability+Delayed Build | -2.111 | 0.53929 | 1.3625
2030 | NZWEM_PERC | Medium Demand Growth+High Gas Supply+Methanex Stays+Increased Demand Response+Reduced Rankine Availability+Delayed Build | -3.8591 | 4.4446 | 11.4636
2031 | NZWEM_PERC | Medium Demand Growth+High Gas Supply+Methanex Stays+Increased Demand Response+Reduced Rankine Availability+Delayed Build | -7.2982 | 3.5565 | 11.3969
2032 | NZWEM_PERC | Medium Demand Growth+High Gas Supply+Methanex Stays+Increased Demand Response+Reduced Rankine Availability+Delayed Build | -9.2454 | 1.9797 | 14.793
2033 | NZWEM_PERC | Medium Demand Growth+High Gas Supply+Methanex Stays+Increased Demand Response+Reduced Rankine Availability+Delayed Build | -11.3895 | -0.36415 | 17.4234
2034 | NZWEM_PERC | Medium Demand Growth+High Gas Supply+Methanex Stays+Increased Demand Response+Reduced Rankine Availability+Delayed Build | -12.9943 | -1.8837 | 16.3843
2035 | NZWEM_PERC | Medium Demand Growth+High Gas Supply+Methanex Stays+Increased Demand Response+Reduced Rankine Availability+Delayed Build | -14.6851 | -3.398 | 15.997
2026 | NIWCM | Medium Demand Growth+High Gas Supply+Methanex Stays+Increased Demand Response+Reduced Rankine Availability+Delayed Build | 796.8961 | 796.8961 | 796.8961
2027 | NIWCM | Medium Demand Growth+High Gas Supply+Methanex Stays+Increased Demand Response+Reduced Rankine Availability+Delayed Build | 628.9691 | 630.9799 | 633.4524
2028 | NIWCM | Medium Demand Growth+High Gas Supply+Methanex Stays+Increased Demand Response+Reduced Rankine Availability+Delayed Build | 792.1709 | 812.114 | 816.6505
2029 | NIWCM | Medium Demand Growth+High Gas Supply+Methanex Stays+Increased Demand Response+Reduced Rankine Availability+Delayed Build | 611.7767 | 738.2908 | 751.8831
2030 | NIWCM | Medium Demand Growth+High Gas Supply+Methanex Stays+Increased Demand Response+Reduced Rankine Availability+Delayed Build | 518.7478 | 1226.4637 | 1493.7237
2031 | NIWCM | Medium Demand Growth+High Gas Supply+Methanex Stays+Increased Demand Response+Reduced Rankine Availability+Delayed Build | 334.5277 | 1257.8476 | 1591.1687
2032 | NIWCM | Medium Demand Growth+High Gas Supply+Methanex Stays+Increased Demand Response+Reduced Rankine Availability+Delayed Build | 176.0164 | 1168.1819 | 1704.7651
2033 | NIWCM | Medium Demand Growth+High Gas Supply+Methanex Stays+Increased Demand Response+Reduced Rankine Availability+Delayed Build | 67.1751 | 1072.0549 | 1844.5878
2034 | NIWCM | Medium Demand Growth+High Gas Supply+Methanex Stays+Increased Demand Response+Reduced Rankine Availability+Delayed Build | -94.9302 | 931.5025 | 1751.5156
2035 | NIWCM | Medium Demand Growth+High Gas Supply+Methanex Stays+Increased Demand Response+Reduced Rankine Availability+Delayed Build | -241.9938 | 815.7791 | 1709.3989
2026 | SIWEM_PERC | Medium Demand Growth+High Gas Supply+Methanex Stays+Increased Demand Response+Reduced Rankine Availability+Delayed Build | 25.8119 | 25.8119 | 25.8119
2027 | SIWEM_PERC | Medium Demand Growth+High Gas Supply+Methanex Stays+Increased Demand Response+Reduced Rankine Availability+Delayed Build | 18.2316 | 18.3024 | 18.3024
2028 | SIWEM_PERC | Medium Demand Growth+High Gas Supply+Methanex Stays+Increased Demand Response+Reduced Rankine Availability+Delayed Build | 18.3211 | 20.2523 | 20.2523
2029 | SIWEM_PERC | Medium Demand Growth+High Gas Supply+Methanex Stays+Increased Demand Response+Reduced Rankine Availability+Delayed Build | 11.1191 | 15.8115 | 15.8115
2030 | SIWEM_PERC | Medium Demand Growth+High Gas Supply+Methanex Stays+Increased Demand Response+Reduced Rankine Availability+Delayed Build | 8.553 | 20.0726 | 32.3348
2031 | SIWEM_PERC | Medium Demand Growth+High Gas Supply+Methanex Stays+Increased Demand Response+Reduced Rankine Availability+Delayed Build | 5.0748 | 16.2105 | 29.861
2032 | SIWEM_PERC | Medium Demand Growth+High Gas Supply+Methanex Stays+Increased Demand Response+Reduced Rankine Availability+Delayed Build | 3.3033 | 15.9476 | 39.1949
2033 | SIWEM_PERC | Medium Demand Growth+High Gas Supply+Methanex Stays+Increased Demand Response+Reduced Rankine Availability+Delayed Build | 1.2613 | 13.6353 | 46.6432
2034 | SIWEM_PERC | Medium Demand Growth+High Gas Supply+Methanex Stays+Increased Demand Response+Reduced Rankine Availability+Delayed Build | -0.46956 | 11.6703 | 43.9185
2035 | SIWEM_PERC | Medium Demand Growth+High Gas Supply+Methanex Stays+Increased Demand Response+Reduced Rankine Availability+Delayed Build | -1.9175 | 10.022 | 43.0613
2026 | NZWEM_PERC | Medium Demand Growth+High Gas Supply+Methanex Stays+Increased Demand Response+Reduced Rankine Availability+Delayed Build+Low Wind & Solar | 8.8742 | 8.8742 | 8.8742
2027 | NZWEM_PERC | Medium Demand Growth+High Gas Supply+Methanex Stays+Increased Demand Response+Reduced Rankine Availability+Delayed Build+Low Wind & Solar | -2.4287 | -2.3046 | -2.1573
2028 | NZWEM_PERC | Medium Demand Growth+High Gas Supply+Methanex Stays+Increased Demand Response+Reduced Rankine Availability+Delayed Build+Low Wind & Solar | -1.1323 | 0.11147 | 0.38214
2029 | NZWEM_PERC | Medium Demand Growth+High Gas Supply+Methanex Stays+Increased Demand Response+Reduced Rankine Availability+Delayed Build+Low Wind & Solar | -3.3641 | -0.97231 | -0.22943
2030 | NZWEM_PERC | Medium Demand Growth+High Gas Supply+Methanex Stays+Increased Demand Response+Reduced Rankine Availability+Delayed Build+Low Wind & Solar | -5.1671 | 2.3267 | 8.6611
2031 | NZWEM_PERC | Medium Demand Growth+High Gas Supply+Methanex Stays+Increased Demand Response+Reduced Rankine Availability+Delayed Build+Low Wind & Solar | -8.5629 | 1.2331 | 8.3088
2032 | NZWEM_PERC | Medium Demand Growth+High Gas Supply+Methanex Stays+Increased Demand Response+Reduced Rankine Availability+Delayed Build+Low Wind & Solar | -10.4813 | -0.35097 | 11.2458
2033 | NZWEM_PERC | Medium Demand Growth+High Gas Supply+Methanex Stays+Increased Demand Response+Reduced Rankine Availability+Delayed Build+Low Wind & Solar | -12.5945 | -2.6368 | 13.4483
2034 | NZWEM_PERC | Medium Demand Growth+High Gas Supply+Methanex Stays+Increased Demand Response+Reduced Rankine Availability+Delayed Build+Low Wind & Solar | -14.1714 | -4.1369 | 12.4127
2035 | NZWEM_PERC | Medium Demand Growth+High Gas Supply+Methanex Stays+Increased Demand Response+Reduced Rankine Availability+Delayed Build+Low Wind & Solar | -15.8359 | -5.6007 | 11.9645
2026 | NIWCM | Medium Demand Growth+High Gas Supply+Methanex Stays+Increased Demand Response+Reduced Rankine Availability+Delayed Build+Low Wind & Solar | 796.8961 | 796.8961 | 796.8961
2027 | NIWCM | Medium Demand Growth+High Gas Supply+Methanex Stays+Increased Demand Response+Reduced Rankine Availability+Delayed Build+Low Wind & Solar | 628.9691 | 630.9799 | 633.4524
2028 | NIWCM | Medium Demand Growth+High Gas Supply+Methanex Stays+Increased Demand Response+Reduced Rankine Availability+Delayed Build+Low Wind & Solar | 792.1709 | 812.114 | 816.6505
2029 | NIWCM | Medium Demand Growth+High Gas Supply+Methanex Stays+Increased Demand Response+Reduced Rankine Availability+Delayed Build+Low Wind & Solar | 611.7767 | 738.2908 | 751.8831
2030 | NIWCM | Medium Demand Growth+High Gas Supply+Methanex Stays+Increased Demand Response+Reduced Rankine Availability+Delayed Build+Low Wind & Solar | 518.7478 | 1226.4637 | 1493.7237
2031 | NIWCM | Medium Demand Growth+High Gas Supply+Methanex Stays+Increased Demand Response+Reduced Rankine Availability+Delayed Build+Low Wind & Solar | 334.5277 | 1257.8476 | 1591.1687
2032 | NIWCM | Medium Demand Growth+High Gas Supply+Methanex Stays+Increased Demand Response+Reduced Rankine Availability+Delayed Build+Low Wind & Solar | 176.0164 | 1168.1819 | 1704.7651
2033 | NIWCM | Medium Demand Growth+High Gas Supply+Methanex Stays+Increased Demand Response+Reduced Rankine Availability+Delayed Build+Low Wind & Solar | 67.1751 | 1072.0549 | 1844.5878
2034 | NIWCM | Medium Demand Growth+High Gas Supply+Methanex Stays+Increased Demand Response+Reduced Rankine Availability+Delayed Build+Low Wind & Solar | -94.9302 | 931.5025 | 1751.5156
2035 | NIWCM | Medium Demand Growth+High Gas Supply+Methanex Stays+Increased Demand Response+Reduced Rankine Availability+Delayed Build+Low Wind & Solar | -241.9938 | 815.7791 | 1709.3989
2026 | SIWEM_PERC | Medium Demand Growth+High Gas Supply+Methanex Stays+Increased Demand Response+Reduced Rankine Availability+Delayed Build+Low Wind & Solar | 23.2233 | 23.2233 | 23.2233
2027 | SIWEM_PERC | Medium Demand Growth+High Gas Supply+Methanex Stays+Increased Demand Response+Reduced Rankine Availability+Delayed Build+Low Wind & Solar | 17.7461 | 17.81 | 17.81
2028 | SIWEM_PERC | Medium Demand Growth+High Gas Supply+Methanex Stays+Increased Demand Response+Reduced Rankine Availability+Delayed Build+Low Wind & Solar | 17.5413 | 19.2841 | 19.2841
2029 | SIWEM_PERC | Medium Demand Growth+High Gas Supply+Methanex Stays+Increased Demand Response+Reduced Rankine Availability+Delayed Build+Low Wind & Solar | 10.3517 | 14.5864 | 14.5864
2030 | SIWEM_PERC | Medium Demand Growth+High Gas Supply+Methanex Stays+Increased Demand Response+Reduced Rankine Availability+Delayed Build+Low Wind & Solar | 7.6541 | 18.0501 | 29.1163
2031 | SIWEM_PERC | Medium Demand Growth+High Gas Supply+Methanex Stays+Increased Demand Response+Reduced Rankine Availability+Delayed Build+Low Wind & Solar | 4.2058 | 14.2554 | 26.5745
2032 | SIWEM_PERC | Medium Demand Growth+High Gas Supply+Methanex Stays+Increased Demand Response+Reduced Rankine Availability+Delayed Build+Low Wind & Solar | 2.4503 | 13.8614 | 30.4395
2033 | SIWEM_PERC | Medium Demand Growth+High Gas Supply+Methanex Stays+Increased Demand Response+Reduced Rankine Availability+Delayed Build+Low Wind & Solar | 0.42653 | 11.5937 | 35.5733
2034 | SIWEM_PERC | Medium Demand Growth+High Gas Supply+Methanex Stays+Increased Demand Response+Reduced Rankine Availability+Delayed Build+Low Wind & Solar | -1.2885 | 9.6673 | 32.8098
2035 | SIWEM_PERC | Medium Demand Growth+High Gas Supply+Methanex Stays+Increased Demand Response+Reduced Rankine Availability+Delayed Build+Low Wind & Solar | -2.723 | 8.052 | 31.7144
2026 | NZWEM_PERC | Medium Demand Growth+High Gas Supply+Methanex Stays+Increased Demand Response+Reduced Rankine Availability+Delayed Build+Constrained Operational Capacity | 9.7837 | 9.7837 | 9.7837
2027 | NZWEM_PERC | Medium Demand Growth+High Gas Supply+Methanex Stays+Increased Demand Response+Reduced Rankine Availability+Delayed Build+Constrained Operational Capacity | -1.4982 | -1.3607 | -1.1975
2028 | NZWEM_PERC | Medium Demand Growth+High Gas Supply+Methanex Stays+Increased Demand Response+Reduced Rankine Availability+Delayed Build+Constrained Operational Capacity | 0.016114 | 1.3943 | 1.6942
2029 | NZWEM_PERC | Medium Demand Growth+High Gas Supply+Methanex Stays+Increased Demand Response+Reduced Rankine Availability+Delayed Build+Constrained Operational Capacity | -2.111 | 0.53929 | 1.3625
2030 | NZWEM_PERC | Medium Demand Growth+High Gas Supply+Methanex Stays+Increased Demand Response+Reduced Rankine Availability+Delayed Build+Constrained Operational Capacity | -3.8591 | 4.4446 | 11.4636
2031 | NZWEM_PERC | Medium Demand Growth+High Gas Supply+Methanex Stays+Increased Demand Response+Reduced Rankine Availability+Delayed Build+Constrained Operational Capacity | -7.2982 | 3.5565 | 11.3969
2032 | NZWEM_PERC | Medium Demand Growth+High Gas Supply+Methanex Stays+Increased Demand Response+Reduced Rankine Availability+Delayed Build+Constrained Operational Capacity | -9.2454 | 1.9797 | 14.793
2033 | NZWEM_PERC | Medium Demand Growth+High Gas Supply+Methanex Stays+Increased Demand Response+Reduced Rankine Availability+Delayed Build+Constrained Operational Capacity | -11.3895 | -0.36415 | 17.4234
2034 | NZWEM_PERC | Medium Demand Growth+High Gas Supply+Methanex Stays+Increased Demand Response+Reduced Rankine Availability+Delayed Build+Constrained Operational Capacity | -12.9943 | -1.8837 | 16.3843
2035 | NZWEM_PERC | Medium Demand Growth+High Gas Supply+Methanex Stays+Increased Demand Response+Reduced Rankine Availability+Delayed Build+Constrained Operational Capacity | -14.6851 | -3.398 | 15.997
2026 | NIWCM | Medium Demand Growth+High Gas Supply+Methanex Stays+Increased Demand Response+Reduced Rankine Availability+Delayed Build+Constrained Operational Capacity | 267.5718 | 267.5718 | 267.5718
2027 | NIWCM | Medium Demand Growth+High Gas Supply+Methanex Stays+Increased Demand Response+Reduced Rankine Availability+Delayed Build+Constrained Operational Capacity | 89.1849 | 89.1849 | 89.1849
2028 | NIWCM | Medium Demand Growth+High Gas Supply+Methanex Stays+Increased Demand Response+Reduced Rankine Availability+Delayed Build+Constrained Operational Capacity | 190.0947 | 190.0947 | 190.0947
2029 | NIWCM | Medium Demand Growth+High Gas Supply+Methanex Stays+Increased Demand Response+Reduced Rankine Availability+Delayed Build+Constrained Operational Capacity | -29.9235 | 52.1493 | 52.1493
2030 | NIWCM | Medium Demand Growth+High Gas Supply+Methanex Stays+Increased Demand Response+Reduced Rankine Availability+Delayed Build+Constrained Operational Capacity | -152.6664 | 357.8799 | 473.4375
2031 | NIWCM | Medium Demand Growth+High Gas Supply+Methanex Stays+Increased Demand Response+Reduced Rankine Availability+Delayed Build+Constrained Operational Capacity | -340.0093 | 310.7512 | 468.0428
2032 | NIWCM | Medium Demand Growth+High Gas Supply+Methanex Stays+Increased Demand Response+Reduced Rankine Availability+Delayed Build+Constrained Operational Capacity | -499.6549 | 210.8551 | 423.3141
2033 | NIWCM | Medium Demand Growth+High Gas Supply+Methanex Stays+Increased Demand Response+Reduced Rankine Availability+Delayed Build+Constrained Operational Capacity | -610.56 | 110.5018 | 381.815
2034 | NIWCM | Medium Demand Growth+High Gas Supply+Methanex Stays+Increased Demand Response+Reduced Rankine Availability+Delayed Build+Constrained Operational Capacity | -773.7908 | -48.3355 | 244.8088
2035 | NIWCM | Medium Demand Growth+High Gas Supply+Methanex Stays+Increased Demand Response+Reduced Rankine Availability+Delayed Build+Constrained Operational Capacity | -920.5769 | -167.5742 | 136.7775
2026 | SIWEM_PERC | Medium Demand Growth+High Gas Supply+Methanex Stays+Increased Demand Response+Reduced Rankine Availability+Delayed Build+Constrained Operational Capacity | 25.8119 | 25.8119 | 25.8119
2027 | SIWEM_PERC | Medium Demand Growth+High Gas Supply+Methanex Stays+Increased Demand Response+Reduced Rankine Availability+Delayed Build+Constrained Operational Capacity | 18.2316 | 18.3024 | 18.3024
2028 | SIWEM_PERC | Medium Demand Growth+High Gas Supply+Methanex Stays+Increased Demand Response+Reduced Rankine Availability+Delayed Build+Constrained Operational Capacity | 18.3211 | 20.2523 | 20.2523
2029 | SIWEM_PERC | Medium Demand Growth+High Gas Supply+Methanex Stays+Increased Demand Response+Reduced Rankine Availability+Delayed Build+Constrained Operational Capacity | 11.1191 | 15.8115 | 15.8115
2030 | SIWEM_PERC | Medium Demand Growth+High Gas Supply+Methanex Stays+Increased Demand Response+Reduced Rankine Availability+Delayed Build+Constrained Operational Capacity | 8.553 | 20.0726 | 32.3348
2031 | SIWEM_PERC | Medium Demand Growth+High Gas Supply+Methanex Stays+Increased Demand Response+Reduced Rankine Availability+Delayed Build+Constrained Operational Capacity | 5.0748 | 16.2105 | 29.861
2032 | SIWEM_PERC | Medium Demand Growth+High Gas Supply+Methanex Stays+Increased Demand Response+Reduced Rankine Availability+Delayed Build+Constrained Operational Capacity | 3.3033 | 15.9476 | 39.1949
2033 | SIWEM_PERC | Medium Demand Growth+High Gas Supply+Methanex Stays+Increased Demand Response+Reduced Rankine Availability+Delayed Build+Constrained Operational Capacity | 1.2613 | 13.6353 | 46.6432
2034 | SIWEM_PERC | Medium Demand Growth+High Gas Supply+Methanex Stays+Increased Demand Response+Reduced Rankine Availability+Delayed Build+Constrained Operational Capacity | -0.46956 | 11.6703 | 43.9185
2035 | SIWEM_PERC | Medium Demand Growth+High Gas Supply+Methanex Stays+Increased Demand Response+Reduced Rankine Availability+Delayed Build+Constrained Operational Capacity | -1.9175 | 10.022 | 43.0613
2026 | NZWEM_PERC | Medium Demand Growth+High Gas Supply+Methanex Stays+Increased Demand Response+Reduced Rankine Availability+Delayed Build+Constrained Operational Capacity+Low Wind & Solar | 8.8742 | 8.8742 | 8.8742
2027 | NZWEM_PERC | Medium Demand Growth+High Gas Supply+Methanex Stays+Increased Demand Response+Reduced Rankine Availability+Delayed Build+Constrained Operational Capacity+Low Wind & Solar | -2.4287 | -2.3046 | -2.1573
2028 | NZWEM_PERC | Medium Demand Growth+High Gas Supply+Methanex Stays+Increased Demand Response+Reduced Rankine Availability+Delayed Build+Constrained Operational Capacity+Low Wind & Solar | -1.1323 | 0.11147 | 0.38214
2029 | NZWEM_PERC | Medium Demand Growth+High Gas Supply+Methanex Stays+Increased Demand Response+Reduced Rankine Availability+Delayed Build+Constrained Operational Capacity+Low Wind & Solar | -3.3641 | -0.97231 | -0.22943
2030 | NZWEM_PERC | Medium Demand Growth+High Gas Supply+Methanex Stays+Increased Demand Response+Reduced Rankine Availability+Delayed Build+Constrained Operational Capacity+Low Wind & Solar | -5.1671 | 2.3267 | 8.6611
2031 | NZWEM_PERC | Medium Demand Growth+High Gas Supply+Methanex Stays+Increased Demand Response+Reduced Rankine Availability+Delayed Build+Constrained Operational Capacity+Low Wind & Solar | -8.5629 | 1.2331 | 8.3088
2032 | NZWEM_PERC | Medium Demand Growth+High Gas Supply+Methanex Stays+Increased Demand Response+Reduced Rankine Availability+Delayed Build+Constrained Operational Capacity+Low Wind & Solar | -10.4813 | -0.35097 | 11.2458
2033 | NZWEM_PERC | Medium Demand Growth+High Gas Supply+Methanex Stays+Increased Demand Response+Reduced Rankine Availability+Delayed Build+Constrained Operational Capacity+Low Wind & Solar | -12.5945 | -2.6368 | 13.4483
2034 | NZWEM_PERC | Medium Demand Growth+High Gas Supply+Methanex Stays+Increased Demand Response+Reduced Rankine Availability+Delayed Build+Constrained Operational Capacity+Low Wind & Solar | -14.1714 | -4.1369 | 12.4127
2035 | NZWEM_PERC | Medium Demand Growth+High Gas Supply+Methanex Stays+Increased Demand Response+Reduced Rankine Availability+Delayed Build+Constrained Operational Capacity+Low Wind & Solar | -15.8359 | -5.6007 | 11.9645
2026 | NIWCM | Medium Demand Growth+High Gas Supply+Methanex Stays+Increased Demand Response+Reduced Rankine Availability+Delayed Build+Constrained Operational Capacity+Low Wind & Solar | 267.5718 | 267.5718 | 267.5718
2027 | NIWCM | Medium Demand Growth+High Gas Supply+Methanex Stays+Increased Demand Response+Reduced Rankine Availability+Delayed Build+Constrained Operational Capacity+Low Wind & Solar | 89.1849 | 89.1849 | 89.1849
2028 | NIWCM | Medium Demand Growth+High Gas Supply+Methanex Stays+Increased Demand Response+Reduced Rankine Availability+Delayed Build+Constrained Operational Capacity+Low Wind & Solar | 190.0947 | 190.0947 | 190.0947
2029 | NIWCM | Medium Demand Growth+High Gas Supply+Methanex Stays+Increased Demand Response+Reduced Rankine Availability+Delayed Build+Constrained Operational Capacity+Low Wind & Solar | -29.9235 | 52.1493 | 52.1493
2030 | NIWCM | Medium Demand Growth+High Gas Supply+Methanex Stays+Increased Demand Response+Reduced Rankine Availability+Delayed Build+Constrained Operational Capacity+Low Wind & Solar | -152.6664 | 357.8799 | 473.4375
2031 | NIWCM | Medium Demand Growth+High Gas Supply+Methanex Stays+Increased Demand Response+Reduced Rankine Availability+Delayed Build+Constrained Operational Capacity+Low Wind & Solar | -340.0093 | 310.7512 | 468.0428
2032 | NIWCM | Medium Demand Growth+High Gas Supply+Methanex Stays+Increased Demand Response+Reduced Rankine Availability+Delayed Build+Constrained Operational Capacity+Low Wind & Solar | -499.6549 | 210.8551 | 423.3141
2033 | NIWCM | Medium Demand Growth+High Gas Supply+Methanex Stays+Increased Demand Response+Reduced Rankine Availability+Delayed Build+Constrained Operational Capacity+Low Wind & Solar | -610.56 | 110.5018 | 381.815
2034 | NIWCM | Medium Demand Growth+High Gas Supply+Methanex Stays+Increased Demand Response+Reduced Rankine Availability+Delayed Build+Constrained Operational Capacity+Low Wind & Solar | -773.7908 | -48.3355 | 244.8088
2035 | NIWCM | Medium Demand Growth+High Gas Supply+Methanex Stays+Increased Demand Response+Reduced Rankine Availability+Delayed Build+Constrained Operational Capacity+Low Wind & Solar | -920.5769 | -167.5742 | 136.7775
2026 | SIWEM_PERC | Medium Demand Growth+High Gas Supply+Methanex Stays+Increased Demand Response+Reduced Rankine Availability+Delayed Build+Constrained Operational Capacity+Low Wind & Solar | 23.2233 | 23.2233 | 23.2233
2027 | SIWEM_PERC | Medium Demand Growth+High Gas Supply+Methanex Stays+Increased Demand Response+Reduced Rankine Availability+Delayed Build+Constrained Operational Capacity+Low Wind & Solar | 17.7461 | 17.81 | 17.81
2028 | SIWEM_PERC | Medium Demand Growth+High Gas Supply+Methanex Stays+Increased Demand Response+Reduced Rankine Availability+Delayed Build+Constrained Operational Capacity+Low Wind & Solar | 17.5413 | 19.2841 | 19.2841
2029 | SIWEM_PERC | Medium Demand Growth+High Gas Supply+Methanex Stays+Increased Demand Response+Reduced Rankine Availability+Delayed Build+Constrained Operational Capacity+Low Wind & Solar | 10.3517 | 14.5864 | 14.5864
2030 | SIWEM_PERC | Medium Demand Growth+High Gas Supply+Methanex Stays+Increased Demand Response+Reduced Rankine Availability+Delayed Build+Constrained Operational Capacity+Low Wind & Solar | 7.6541 | 18.0501 | 29.1163
2031 | SIWEM_PERC | Medium Demand Growth+High Gas Supply+Methanex Stays+Increased Demand Response+Reduced Rankine Availability+Delayed Build+Constrained Operational Capacity+Low Wind & Solar | 4.2058 | 14.2554 | 26.5745
2032 | SIWEM_PERC | Medium Demand Growth+High Gas Supply+Methanex Stays+Increased Demand Response+Reduced Rankine Availability+Delayed Build+Constrained Operational Capacity+Low Wind & Solar | 2.4503 | 13.8614 | 30.4395
2033 | SIWEM_PERC | Medium Demand Growth+High Gas Supply+Methanex Stays+Increased Demand Response+Reduced Rankine Availability+Delayed Build+Constrained Operational Capacity+Low Wind & Solar | 0.42653 | 11.5937 | 35.5733
2034 | SIWEM_PERC | Medium Demand Growth+High Gas Supply+Methanex Stays+Increased Demand Response+Reduced Rankine Availability+Delayed Build+Constrained Operational Capacity+Low Wind & Solar | -1.2885 | 9.6673 | 32.8098
2035 | SIWEM_PERC | Medium Demand Growth+High Gas Supply+Methanex Stays+Increased Demand Response+Reduced Rankine Availability+Delayed Build+Constrained Operational Capacity+Low Wind & Solar | -2.723 | 8.052 | 31.7144
2026 | NZWEM_PERC | Medium Demand Growth+High Gas Supply+Methanex Stays+Increased Demand Response+Reduced Rankine Availability+Delayed Build+Upgraded HVDC | 9.7837 | 9.7837 | 9.7837
2027 | NZWEM_PERC | Medium Demand Growth+High Gas Supply+Methanex Stays+Increased Demand Response+Reduced Rankine Availability+Delayed Build+Upgraded HVDC | -1.4982 | -1.3607 | -1.1975
2028 | NZWEM_PERC | Medium Demand Growth+High Gas Supply+Methanex Stays+Increased Demand Response+Reduced Rankine Availability+Delayed Build+Upgraded HVDC | 0.016114 | 1.3943 | 1.6942
2029 | NZWEM_PERC | Medium Demand Growth+High Gas Supply+Methanex Stays+Increased Demand Response+Reduced Rankine Availability+Delayed Build+Upgraded HVDC | -2.111 | 0.53929 | 1.3625
2030 | NZWEM_PERC | Medium Demand Growth+High Gas Supply+Methanex Stays+Increased Demand Response+Reduced Rankine Availability+Delayed Build+Upgraded HVDC | -3.8591 | 4.4446 | 11.4636
2031 | NZWEM_PERC | Medium Demand Growth+High Gas Supply+Methanex Stays+Increased Demand Response+Reduced Rankine Availability+Delayed Build+Upgraded HVDC | -7.2982 | 3.5565 | 11.3969
2032 | NZWEM_PERC | Medium Demand Growth+High Gas Supply+Methanex Stays+Increased Demand Response+Reduced Rankine Availability+Delayed Build+Upgraded HVDC | -9.2454 | 1.9797 | 14.793
2033 | NZWEM_PERC | Medium Demand Growth+High Gas Supply+Methanex Stays+Increased Demand Response+Reduced Rankine Availability+Delayed Build+Upgraded HVDC | -11.3895 | -0.36415 | 17.4234
2034 | NZWEM_PERC | Medium Demand Growth+High Gas Supply+Methanex Stays+Increased Demand Response+Reduced Rankine Availability+Delayed Build+Upgraded HVDC | -12.9943 | -1.8837 | 16.3843
2035 | NZWEM_PERC | Medium Demand Growth+High Gas Supply+Methanex Stays+Increased Demand Response+Reduced Rankine Availability+Delayed Build+Upgraded HVDC | -14.6851 | -3.398 | 15.997
2026 | NIWCM | Medium Demand Growth+High Gas Supply+Methanex Stays+Increased Demand Response+Reduced Rankine Availability+Delayed Build+Upgraded HVDC | 796.8961 | 796.8961 | 796.8961
2027 | NIWCM | Medium Demand Growth+High Gas Supply+Methanex Stays+Increased Demand Response+Reduced Rankine Availability+Delayed Build+Upgraded HVDC | 628.9691 | 630.9799 | 633.4524
2028 | NIWCM | Medium Demand Growth+High Gas Supply+Methanex Stays+Increased Demand Response+Reduced Rankine Availability+Delayed Build+Upgraded HVDC | 792.1709 | 812.114 | 816.6505
2029 | NIWCM | Medium Demand Growth+High Gas Supply+Methanex Stays+Increased Demand Response+Reduced Rankine Availability+Delayed Build+Upgraded HVDC | 611.7767 | 738.2908 | 751.8831
2030 | NIWCM | Medium Demand Growth+High Gas Supply+Methanex Stays+Increased Demand Response+Reduced Rankine Availability+Delayed Build+Upgraded HVDC | 518.7478 | 1226.4637 | 1493.7237
2031 | NIWCM | Medium Demand Growth+High Gas Supply+Methanex Stays+Increased Demand Response+Reduced Rankine Availability+Delayed Build+Upgraded HVDC | 334.5277 | 1257.8484 | 1591.3348
2032 | NIWCM | Medium Demand Growth+High Gas Supply+Methanex Stays+Increased Demand Response+Reduced Rankine Availability+Delayed Build+Upgraded HVDC | 176.0164 | 1168.1806 | 1714.6813
2033 | NIWCM | Medium Demand Growth+High Gas Supply+Methanex Stays+Increased Demand Response+Reduced Rankine Availability+Delayed Build+Upgraded HVDC | 67.1751 | 1072.0547 | 1852.6681
2034 | NIWCM | Medium Demand Growth+High Gas Supply+Methanex Stays+Increased Demand Response+Reduced Rankine Availability+Delayed Build+Upgraded HVDC | -94.9302 | 931.5026 | 1751.0175
2035 | NIWCM | Medium Demand Growth+High Gas Supply+Methanex Stays+Increased Demand Response+Reduced Rankine Availability+Delayed Build+Upgraded HVDC | -241.9938 | 815.7791 | 1709.5775
2026 | SIWEM_PERC | Medium Demand Growth+High Gas Supply+Methanex Stays+Increased Demand Response+Reduced Rankine Availability+Delayed Build+Upgraded HVDC | 25.8119 | 25.8119 | 25.8119
2027 | SIWEM_PERC | Medium Demand Growth+High Gas Supply+Methanex Stays+Increased Demand Response+Reduced Rankine Availability+Delayed Build+Upgraded HVDC | 18.2316 | 18.3024 | 18.3024
2028 | SIWEM_PERC | Medium Demand Growth+High Gas Supply+Methanex Stays+Increased Demand Response+Reduced Rankine Availability+Delayed Build+Upgraded HVDC | 18.3211 | 20.2523 | 20.2523
2029 | SIWEM_PERC | Medium Demand Growth+High Gas Supply+Methanex Stays+Increased Demand Response+Reduced Rankine Availability+Delayed Build+Upgraded HVDC | 11.1191 | 15.8115 | 15.8115
2030 | SIWEM_PERC | Medium Demand Growth+High Gas Supply+Methanex Stays+Increased Demand Response+Reduced Rankine Availability+Delayed Build+Upgraded HVDC | 8.553 | 20.0726 | 32.3348
2031 | SIWEM_PERC | Medium Demand Growth+High Gas Supply+Methanex Stays+Increased Demand Response+Reduced Rankine Availability+Delayed Build+Upgraded HVDC | 5.0748 | 16.2105 | 29.861
2032 | SIWEM_PERC | Medium Demand Growth+High Gas Supply+Methanex Stays+Increased Demand Response+Reduced Rankine Availability+Delayed Build+Upgraded HVDC | 3.3033 | 15.9476 | 39.1949
2033 | SIWEM_PERC | Medium Demand Growth+High Gas Supply+Methanex Stays+Increased Demand Response+Reduced Rankine Availability+Delayed Build+Upgraded HVDC | 1.2613 | 13.6353 | 46.6432
2034 | SIWEM_PERC | Medium Demand Growth+High Gas Supply+Methanex Stays+Increased Demand Response+Reduced Rankine Availability+Delayed Build+Upgraded HVDC | -0.46956 | 11.6703 | 43.9185
2035 | SIWEM_PERC | Medium Demand Growth+High Gas Supply+Methanex Stays+Increased Demand Response+Reduced Rankine Availability+Delayed Build+Upgraded HVDC | -1.9175 | 10.022 | 43.0613
2026 | NZWEM_PERC | Medium Demand Growth+High Gas Supply+Methanex Stays+Increased Demand Response+Reduced Rankine Availability+Delayed Build+Upgraded HVDC+Low Wind & Solar | 8.8742 | 8.8742 | 8.8742
2027 | NZWEM_PERC | Medium Demand Growth+High Gas Supply+Methanex Stays+Increased Demand Response+Reduced Rankine Availability+Delayed Build+Upgraded HVDC+Low Wind & Solar | -2.4287 | -2.3046 | -2.1573
2028 | NZWEM_PERC | Medium Demand Growth+High Gas Supply+Methanex Stays+Increased Demand Response+Reduced Rankine Availability+Delayed Build+Upgraded HVDC+Low Wind & Solar | -1.1323 | 0.11147 | 0.38214
2029 | NZWEM_PERC | Medium Demand Growth+High Gas Supply+Methanex Stays+Increased Demand Response+Reduced Rankine Availability+Delayed Build+Upgraded HVDC+Low Wind & Solar | -3.3641 | -0.97231 | -0.22943
2030 | NZWEM_PERC | Medium Demand Growth+High Gas Supply+Methanex Stays+Increased Demand Response+Reduced Rankine Availability+Delayed Build+Upgraded HVDC+Low Wind & Solar | -5.1671 | 2.3267 | 8.6611
2031 | NZWEM_PERC | Medium Demand Growth+High Gas Supply+Methanex Stays+Increased Demand Response+Reduced Rankine Availability+Delayed Build+Upgraded HVDC+Low Wind & Solar | -8.5629 | 1.2331 | 8.3088
2032 | NZWEM_PERC | Medium Demand Growth+High Gas Supply+Methanex Stays+Increased Demand Response+Reduced Rankine Availability+Delayed Build+Upgraded HVDC+Low Wind & Solar | -10.4813 | -0.35097 | 11.2458
2033 | NZWEM_PERC | Medium Demand Growth+High Gas Supply+Methanex Stays+Increased Demand Response+Reduced Rankine Availability+Delayed Build+Upgraded HVDC+Low Wind & Solar | -12.5945 | -2.6368 | 13.4483
2034 | NZWEM_PERC | Medium Demand Growth+High Gas Supply+Methanex Stays+Increased Demand Response+Reduced Rankine Availability+Delayed Build+Upgraded HVDC+Low Wind & Solar | -14.1714 | -4.1369 | 12.4127
2035 | NZWEM_PERC | Medium Demand Growth+High Gas Supply+Methanex Stays+Increased Demand Response+Reduced Rankine Availability+Delayed Build+Upgraded HVDC+Low Wind & Solar | -15.8359 | -5.6007 | 11.9645
2026 | NIWCM | Medium Demand Growth+High Gas Supply+Methanex Stays+Increased Demand Response+Reduced Rankine Availability+Delayed Build+Upgraded HVDC+Low Wind & Solar | 796.8961 | 796.8961 | 796.8961
2027 | NIWCM | Medium Demand Growth+High Gas Supply+Methanex Stays+Increased Demand Response+Reduced Rankine Availability+Delayed Build+Upgraded HVDC+Low Wind & Solar | 628.9691 | 630.9799 | 633.4524
2028 | NIWCM | Medium Demand Growth+High Gas Supply+Methanex Stays+Increased Demand Response+Reduced Rankine Availability+Delayed Build+Upgraded HVDC+Low Wind & Solar | 792.1709 | 812.114 | 816.6505
2029 | NIWCM | Medium Demand Growth+High Gas Supply+Methanex Stays+Increased Demand Response+Reduced Rankine Availability+Delayed Build+Upgraded HVDC+Low Wind & Solar | 611.7767 | 738.2908 | 751.8831
2030 | NIWCM | Medium Demand Growth+High Gas Supply+Methanex Stays+Increased Demand Response+Reduced Rankine Availability+Delayed Build+Upgraded HVDC+Low Wind & Solar | 518.7478 | 1226.4637 | 1493.7237
2031 | NIWCM | Medium Demand Growth+High Gas Supply+Methanex Stays+Increased Demand Response+Reduced Rankine Availability+Delayed Build+Upgraded HVDC+Low Wind & Solar | 334.5277 | 1257.8484 | 1591.3348
2032 | NIWCM | Medium Demand Growth+High Gas Supply+Methanex Stays+Increased Demand Response+Reduced Rankine Availability+Delayed Build+Upgraded HVDC+Low Wind & Solar | 176.0164 | 1168.1806 | 1714.6813
2033 | NIWCM | Medium Demand Growth+High Gas Supply+Methanex Stays+Increased Demand Response+Reduced Rankine Availability+Delayed Build+Upgraded HVDC+Low Wind & Solar | 67.1751 | 1072.0547 | 1852.6681
2034 | NIWCM | Medium Demand Growth+High Gas Supply+Methanex Stays+Increased Demand Response+Reduced Rankine Availability+Delayed Build+Upgraded HVDC+Low Wind & Solar | -94.9302 | 931.5026 | 1751.0175
2035 | NIWCM | Medium Demand Growth+High Gas Supply+Methanex Stays+Increased Demand Response+Reduced Rankine Availability+Delayed Build+Upgraded HVDC+Low Wind & Solar | -241.9938 | 815.7791 | 1709.5775
2026 | SIWEM_PERC | Medium Demand Growth+High Gas Supply+Methanex Stays+Increased Demand Response+Reduced Rankine Availability+Delayed Build+Upgraded HVDC+Low Wind & Solar | 23.2233 | 23.2233 | 23.2233
2027 | SIWEM_PERC | Medium Demand Growth+High Gas Supply+Methanex Stays+Increased Demand Response+Reduced Rankine Availability+Delayed Build+Upgraded HVDC+Low Wind & Solar | 17.7461 | 17.81 | 17.81
2028 | SIWEM_PERC | Medium Demand Growth+High Gas Supply+Methanex Stays+Increased Demand Response+Reduced Rankine Availability+Delayed Build+Upgraded HVDC+Low Wind & Solar | 17.5413 | 19.2841 | 19.2841
2029 | SIWEM_PERC | Medium Demand Growth+High Gas Supply+Methanex Stays+Increased Demand Response+Reduced Rankine Availability+Delayed Build+Upgraded HVDC+Low Wind & Solar | 10.3517 | 14.5864 | 14.5864
2030 | SIWEM_PERC | Medium Demand Growth+High Gas Supply+Methanex Stays+Increased Demand Response+Reduced Rankine Availability+Delayed Build+Upgraded HVDC+Low Wind & Solar | 7.6541 | 18.0501 | 29.1163
2031 | SIWEM_PERC | Medium Demand Growth+High Gas Supply+Methanex Stays+Increased Demand Response+Reduced Rankine Availability+Delayed Build+Upgraded HVDC+Low Wind & Solar | 4.2058 | 14.2554 | 26.5745
2032 | SIWEM_PERC | Medium Demand Growth+High Gas Supply+Methanex Stays+Increased Demand Response+Reduced Rankine Availability+Delayed Build+Upgraded HVDC+Low Wind & Solar | 2.4503 | 13.8614 | 30.4395
2033 | SIWEM_PERC | Medium Demand Growth+High Gas Supply+Methanex Stays+Increased Demand Response+Reduced Rankine Availability+Delayed Build+Upgraded HVDC+Low Wind & Solar | 0.42653 | 11.5937 | 35.5733
2034 | SIWEM_PERC | Medium Demand Growth+High Gas Supply+Methanex Stays+Increased Demand Response+Reduced Rankine Availability+Delayed Build+Upgraded HVDC+Low Wind & Solar | -1.2885 | 9.6673 | 32.8098
2035 | SIWEM_PERC | Medium Demand Growth+High Gas Supply+Methanex Stays+Increased Demand Response+Reduced Rankine Availability+Delayed Build+Upgraded HVDC+Low Wind & Solar | -2.723 | 8.052 | 31.7144
2026 | NZWEM_PERC | Medium Demand Growth+High Gas Supply+Methanex Stays+Increased Demand Response+Reduced Rankine Availability+Delayed Build+Upgraded HVDC+Constrained Operational Capacity | 9.7837 | 9.7837 | 9.7837
2027 | NZWEM_PERC | Medium Demand Growth+High Gas Supply+Methanex Stays+Increased Demand Response+Reduced Rankine Availability+Delayed Build+Upgraded HVDC+Constrained Operational Capacity | -1.4982 | -1.3607 | -1.1975
2028 | NZWEM_PERC | Medium Demand Growth+High Gas Supply+Methanex Stays+Increased Demand Response+Reduced Rankine Availability+Delayed Build+Upgraded HVDC+Constrained Operational Capacity | 0.016114 | 1.3943 | 1.6942
2029 | NZWEM_PERC | Medium Demand Growth+High Gas Supply+Methanex Stays+Increased Demand Response+Reduced Rankine Availability+Delayed Build+Upgraded HVDC+Constrained Operational Capacity | -2.111 | 0.53929 | 1.3625
2030 | NZWEM_PERC | Medium Demand Growth+High Gas Supply+Methanex Stays+Increased Demand Response+Reduced Rankine Availability+Delayed Build+Upgraded HVDC+Constrained Operational Capacity | -3.8591 | 4.4446 | 11.4636
2031 | NZWEM_PERC | Medium Demand Growth+High Gas Supply+Methanex Stays+Increased Demand Response+Reduced Rankine Availability+Delayed Build+Upgraded HVDC+Constrained Operational Capacity | -7.2982 | 3.5565 | 11.3969
2032 | NZWEM_PERC | Medium Demand Growth+High Gas Supply+Methanex Stays+Increased Demand Response+Reduced Rankine Availability+Delayed Build+Upgraded HVDC+Constrained Operational Capacity | -9.2454 | 1.9797 | 14.793
2033 | NZWEM_PERC | Medium Demand Growth+High Gas Supply+Methanex Stays+Increased Demand Response+Reduced Rankine Availability+Delayed Build+Upgraded HVDC+Constrained Operational Capacity | -11.3895 | -0.36415 | 17.4234
2034 | NZWEM_PERC | Medium Demand Growth+High Gas Supply+Methanex Stays+Increased Demand Response+Reduced Rankine Availability+Delayed Build+Upgraded HVDC+Constrained Operational Capacity | -12.9943 | -1.8837 | 16.3843
2035 | NZWEM_PERC | Medium Demand Growth+High Gas Supply+Methanex Stays+Increased Demand Response+Reduced Rankine Availability+Delayed Build+Upgraded HVDC+Constrained Operational Capacity | -14.6851 | -3.398 | 15.997
2026 | NIWCM | Medium Demand Growth+High Gas Supply+Methanex Stays+Increased Demand Response+Reduced Rankine Availability+Delayed Build+Upgraded HVDC+Constrained Operational Capacity | 267.5718 | 267.5718 | 267.5718
2027 | NIWCM | Medium Demand Growth+High Gas Supply+Methanex Stays+Increased Demand Response+Reduced Rankine Availability+Delayed Build+Upgraded HVDC+Constrained Operational Capacity | 89.1849 | 89.1849 | 89.1849
2028 | NIWCM | Medium Demand Growth+High Gas Supply+Methanex Stays+Increased Demand Response+Reduced Rankine Availability+Delayed Build+Upgraded HVDC+Constrained Operational Capacity | 190.0947 | 190.0947 | 190.0947
2029 | NIWCM | Medium Demand Growth+High Gas Supply+Methanex Stays+Increased Demand Response+Reduced Rankine Availability+Delayed Build+Upgraded HVDC+Constrained Operational Capacity | -29.9235 | 52.1493 | 52.1493
2030 | NIWCM | Medium Demand Growth+High Gas Supply+Methanex Stays+Increased Demand Response+Reduced Rankine Availability+Delayed Build+Upgraded HVDC+Constrained Operational Capacity | -152.6664 | 357.8799 | 473.4375
2031 | NIWCM | Medium Demand Growth+High Gas Supply+Methanex Stays+Increased Demand Response+Reduced Rankine Availability+Delayed Build+Upgraded HVDC+Constrained Operational Capacity | -340.0093 | 310.7512 | 468.0428
2032 | NIWCM | Medium Demand Growth+High Gas Supply+Methanex Stays+Increased Demand Response+Reduced Rankine Availability+Delayed Build+Upgraded HVDC+Constrained Operational Capacity | -499.6549 | 210.8551 | 423.3141
2033 | NIWCM | Medium Demand Growth+High Gas Supply+Methanex Stays+Increased Demand Response+Reduced Rankine Availability+Delayed Build+Upgraded HVDC+Constrained Operational Capacity | -610.56 | 110.5018 | 381.815
2034 | NIWCM | Medium Demand Growth+High Gas Supply+Methanex Stays+Increased Demand Response+Reduced Rankine Availability+Delayed Build+Upgraded HVDC+Constrained Operational Capacity | -773.7908 | -48.3355 | 244.8088
2035 | NIWCM | Medium Demand Growth+High Gas Supply+Methanex Stays+Increased Demand Response+Reduced Rankine Availability+Delayed Build+Upgraded HVDC+Constrained Operational Capacity | -920.5769 | -167.5742 | 136.7775
2026 | SIWEM_PERC | Medium Demand Growth+High Gas Supply+Methanex Stays+Increased Demand Response+Reduced Rankine Availability+Delayed Build+Upgraded HVDC+Constrained Operational Capacity | 25.8119 | 25.8119 | 25.8119
2027 | SIWEM_PERC | Medium Demand Growth+High Gas Supply+Methanex Stays+Increased Demand Response+Reduced Rankine Availability+Delayed Build+Upgraded HVDC+Constrained Operational Capacity | 18.2316 | 18.3024 | 18.3024
2028 | SIWEM_PERC | Medium Demand Growth+High Gas Supply+Methanex Stays+Increased Demand Response+Reduced Rankine Availability+Delayed Build+Upgraded HVDC+Constrained Operational Capacity | 18.3211 | 20.2523 | 20.2523
2029 | SIWEM_PERC | Medium Demand Growth+High Gas Supply+Methanex Stays+Increased Demand Response+Reduced Rankine Availability+Delayed Build+Upgraded HVDC+Constrained Operational Capacity | 11.1191 | 15.8115 | 15.8115
2030 | SIWEM_PERC | Medium Demand Growth+High Gas Supply+Methanex Stays+Increased Demand Response+Reduced Rankine Availability+Delayed Build+Upgraded HVDC+Constrained Operational Capacity | 8.553 | 20.0726 | 32.3348
2031 | SIWEM_PERC | Medium Demand Growth+High Gas Supply+Methanex Stays+Increased Demand Response+Reduced Rankine Availability+Delayed Build+Upgraded HVDC+Constrained Operational Capacity | 5.0748 | 16.2105 | 29.861
2032 | SIWEM_PERC | Medium Demand Growth+High Gas Supply+Methanex Stays+Increased Demand Response+Reduced Rankine Availability+Delayed Build+Upgraded HVDC+Constrained Operational Capacity | 3.3033 | 15.9476 | 39.1949
2033 | SIWEM_PERC | Medium Demand Growth+High Gas Supply+Methanex Stays+Increased Demand Response+Reduced Rankine Availability+Delayed Build+Upgraded HVDC+Constrained Operational Capacity | 1.2613 | 13.6353 | 46.6432
2034 | SIWEM_PERC | Medium Demand Growth+High Gas Supply+Methanex Stays+Increased Demand Response+Reduced Rankine Availability+Delayed Build+Upgraded HVDC+Constrained Operational Capacity | -0.46956 | 11.6703 | 43.9185
2035 | SIWEM_PERC | Medium Demand Growth+High Gas Supply+Methanex Stays+Increased Demand Response+Reduced Rankine Availability+Delayed Build+Upgraded HVDC+Constrained Operational Capacity | -1.9175 | 10.022 | 43.0613
2026 | NZWEM_PERC | Medium Demand Growth+High Gas Supply+Methanex Stays+Increased Demand Response+Reduced Rankine Availability+Delayed Build+Upgraded HVDC+Constrained Operational Capacity+Low Wind & Solar | 8.8742 | 8.8742 | 8.8742
2027 | NZWEM_PERC | Medium Demand Growth+High Gas Supply+Methanex Stays+Increased Demand Response+Reduced Rankine Availability+Delayed Build+Upgraded HVDC+Constrained Operational Capacity+Low Wind & Solar | -2.4287 | -2.3046 | -2.1573
2028 | NZWEM_PERC | Medium Demand Growth+High Gas Supply+Methanex Stays+Increased Demand Response+Reduced Rankine Availability+Delayed Build+Upgraded HVDC+Constrained Operational Capacity+Low Wind & Solar | -1.1323 | 0.11147 | 0.38214
2029 | NZWEM_PERC | Medium Demand Growth+High Gas Supply+Methanex Stays+Increased Demand Response+Reduced Rankine Availability+Delayed Build+Upgraded HVDC+Constrained Operational Capacity+Low Wind & Solar | -3.3641 | -0.97231 | -0.22943
2030 | NZWEM_PERC | Medium Demand Growth+High Gas Supply+Methanex Stays+Increased Demand Response+Reduced Rankine Availability+Delayed Build+Upgraded HVDC+Constrained Operational Capacity+Low Wind & Solar | -5.1671 | 2.3267 | 8.6611
2031 | NZWEM_PERC | Medium Demand Growth+High Gas Supply+Methanex Stays+Increased Demand Response+Reduced Rankine Availability+Delayed Build+Upgraded HVDC+Constrained Operational Capacity+Low Wind & Solar | -8.5629 | 1.2331 | 8.3088
2032 | NZWEM_PERC | Medium Demand Growth+High Gas Supply+Methanex Stays+Increased Demand Response+Reduced Rankine Availability+Delayed Build+Upgraded HVDC+Constrained Operational Capacity+Low Wind & Solar | -10.4813 | -0.35097 | 11.2458
2033 | NZWEM_PERC | Medium Demand Growth+High Gas Supply+Methanex Stays+Increased Demand Response+Reduced Rankine Availability+Delayed Build+Upgraded HVDC+Constrained Operational Capacity+Low Wind & Solar | -12.5945 | -2.6368 | 13.4483
2034 | NZWEM_PERC | Medium Demand Growth+High Gas Supply+Methanex Stays+Increased Demand Response+Reduced Rankine Availability+Delayed Build+Upgraded HVDC+Constrained Operational Capacity+Low Wind & Solar | -14.1714 | -4.1369 | 12.4127
2035 | NZWEM_PERC | Medium Demand Growth+High Gas Supply+Methanex Stays+Increased Demand Response+Reduced Rankine Availability+Delayed Build+Upgraded HVDC+Constrained Operational Capacity+Low Wind & Solar | -15.8359 | -5.6007 | 11.9645
2026 | NIWCM | Medium Demand Growth+High Gas Supply+Methanex Stays+Increased Demand Response+Reduced Rankine Availability+Delayed Build+Upgraded HVDC+Constrained Operational Capacity+Low Wind & Solar | 267.5718 | 267.5718 | 267.5718
2027 | NIWCM | Medium Demand Growth+High Gas Supply+Methanex Stays+Increased Demand Response+Reduced Rankine Availability+Delayed Build+Upgraded HVDC+Constrained Operational Capacity+Low Wind & Solar | 89.1849 | 89.1849 | 89.1849
2028 | NIWCM | Medium Demand Growth+High Gas Supply+Methanex Stays+Increased Demand Response+Reduced Rankine Availability+Delayed Build+Upgraded HVDC+Constrained Operational Capacity+Low Wind & Solar | 190.0947 | 190.0947 | 190.0947
2029 | NIWCM | Medium Demand Growth+High Gas Supply+Methanex Stays+Increased Demand Response+Reduced Rankine Availability+Delayed Build+Upgraded HVDC+Constrained Operational Capacity+Low Wind & Solar | -29.9235 | 52.1493 | 52.1493
2030 | NIWCM | Medium Demand Growth+High Gas Supply+Methanex Stays+Increased Demand Response+Reduced Rankine Availability+Delayed Build+Upgraded HVDC+Constrained Operational Capacity+Low Wind & Solar | -152.6664 | 357.8799 | 473.4375
2031 | NIWCM | Medium Demand Growth+High Gas Supply+Methanex Stays+Increased Demand Response+Reduced Rankine Availability+Delayed Build+Upgraded HVDC+Constrained Operational Capacity+Low Wind & Solar | -340.0093 | 310.7512 | 468.0428
2032 | NIWCM | Medium Demand Growth+High Gas Supply+Methanex Stays+Increased Demand Response+Reduced Rankine Availability+Delayed Build+Upgraded HVDC+Constrained Operational Capacity+Low Wind & Solar | -499.6549 | 210.8551 | 423.3141
2033 | NIWCM | Medium Demand Growth+High Gas Supply+Methanex Stays+Increased Demand Response+Reduced Rankine Availability+Delayed Build+Upgraded HVDC+Constrained Operational Capacity+Low Wind & Solar | -610.56 | 110.5018 | 381.815
2034 | NIWCM | Medium Demand Growth+High Gas Supply+Methanex Stays+Increased Demand Response+Reduced Rankine Availability+Delayed Build+Upgraded HVDC+Constrained Operational Capacity+Low Wind & Solar | -773.7908 | -48.3355 | 244.8088
2035 | NIWCM | Medium Demand Growth+High Gas Supply+Methanex Stays+Increased Demand Response+Reduced Rankine Availability+Delayed Build+Upgraded HVDC+Constrained Operational Capacity+Low Wind & Solar | -920.5769 | -167.5742 | 136.7775
2026 | SIWEM_PERC | Medium Demand Growth+High Gas Supply+Methanex Stays+Increased Demand Response+Reduced Rankine Availability+Delayed Build+Upgraded HVDC+Constrained Operational Capacity+Low Wind & Solar | 23.2233 | 23.2233 | 23.2233
2027 | SIWEM_PERC | Medium Demand Growth+High Gas Supply+Methanex Stays+Increased Demand Response+Reduced Rankine Availability+Delayed Build+Upgraded HVDC+Constrained Operational Capacity+Low Wind & Solar | 17.7461 | 17.81 | 17.81
2028 | SIWEM_PERC | Medium Demand Growth+High Gas Supply+Methanex Stays+Increased Demand Response+Reduced Rankine Availability+Delayed Build+Upgraded HVDC+Constrained Operational Capacity+Low Wind & Solar | 17.5413 | 19.2841 | 19.2841
2029 | SIWEM_PERC | Medium Demand Growth+High Gas Supply+Methanex Stays+Increased Demand Response+Reduced Rankine Availability+Delayed Build+Upgraded HVDC+Constrained Operational Capacity+Low Wind & Solar | 10.3517 | 14.5864 | 14.5864
2030 | SIWEM_PERC | Medium Demand Growth+High Gas Supply+Methanex Stays+Increased Demand Response+Reduced Rankine Availability+Delayed Build+Upgraded HVDC+Constrained Operational Capacity+Low Wind & Solar | 7.6541 | 18.0501 | 29.1163
2031 | SIWEM_PERC | Medium Demand Growth+High Gas Supply+Methanex Stays+Increased Demand Response+Reduced Rankine Availability+Delayed Build+Upgraded HVDC+Constrained Operational Capacity+Low Wind & Solar | 4.2058 | 14.2554 | 26.5745
2032 | SIWEM_PERC | Medium Demand Growth+High Gas Supply+Methanex Stays+Increased Demand Response+Reduced Rankine Availability+Delayed Build+Upgraded HVDC+Constrained Operational Capacity+Low Wind & Solar | 2.4503 | 13.8614 | 30.4395
2033 | SIWEM_PERC | Medium Demand Growth+High Gas Supply+Methanex Stays+Increased Demand Response+Reduced Rankine Availability+Delayed Build+Upgraded HVDC+Constrained Operational Capacity+Low Wind & Solar | 0.42653 | 11.5937 | 35.5733
2034 | SIWEM_PERC | Medium Demand Growth+High Gas Supply+Methanex Stays+Increased Demand Response+Reduced Rankine Availability+Delayed Build+Upgraded HVDC+Constrained Operational Capacity+Low Wind & Solar | -1.2885 | 9.6673 | 32.8098
2035 | SIWEM_PERC | Medium Demand Growth+High Gas Supply+Methanex Stays+Increased Demand Response+Reduced Rankine Availability+Delayed Build+Upgraded HVDC+Constrained Operational Capacity+Low Wind & Solar | -2.723 | 8.052 | 31.7144
2026 | NZWEM_PERC | Low Demand Growth+Ref Gas Supply | 25.4328 | 25.4927 | 25.4927
2027 | NZWEM_PERC | Low Demand Growth+Ref Gas Supply | 26.7248 | 28.6687 | 29.0047
2028 | NZWEM_PERC | Low Demand Growth+Ref Gas Supply | 26.9411 | 35.5342 | 40.3002
2029 | NZWEM_PERC | Low Demand Growth+Ref Gas Supply | 25.4703 | 37.7217 | 47.4151
2030 | NZWEM_PERC | Low Demand Growth+Ref Gas Supply | 23.9676 | 38.4966 | 54.4327
2031 | NZWEM_PERC | Low Demand Growth+Ref Gas Supply | 20.9308 | 35.2302 | 57.4043
2032 | NZWEM_PERC | Low Demand Growth+Ref Gas Supply | 18.9881 | 33.472 | 56.3891
2033 | NZWEM_PERC | Low Demand Growth+Ref Gas Supply | 17.2213 | 31.4798 | 55.9807
2034 | NZWEM_PERC | Low Demand Growth+Ref Gas Supply | 15.7301 | 30.227 | 54.3246
2035 | NZWEM_PERC | Low Demand Growth+Ref Gas Supply | 13.4414 | 27.7284 | 51.3037
2026 | NIWCM | Low Demand Growth+Ref Gas Supply | 1191.4351 | 1192.2349 | 1192.2349
2027 | NIWCM | Low Demand Growth+Ref Gas Supply | 1557.5564 | 1585.4149 | 1589.9514
2028 | NIWCM | Low Demand Growth+Ref Gas Supply | 1691.982 | 2252.2616 | 2291.2072
2029 | NIWCM | Low Demand Growth+Ref Gas Supply | 1669.9339 | 2480.1561 | 2697.8453
2030 | NIWCM | Low Demand Growth+Ref Gas Supply | 1553.9546 | 2464.6366 | 2829.8835
2031 | NIWCM | Low Demand Growth+Ref Gas Supply | 1467.1153 | 2424.3154 | 2981.1502
2032 | NIWCM | Low Demand Growth+Ref Gas Supply | 1346.0248 | 2344.8036 | 2951.5172
2033 | NIWCM | Low Demand Growth+Ref Gas Supply | 1230.5606 | 2244.2983 | 2945.4076
2034 | NIWCM | Low Demand Growth+Ref Gas Supply | 1119.9072 | 2183.9982 | 2988.5705
2035 | NIWCM | Low Demand Growth+Ref Gas Supply | 994.219 | 2073.4482 | 2903.1288
2026 | SIWEM_PERC | Low Demand Growth+Ref Gas Supply | 55.9618 | 55.9618 | 55.9618
2027 | SIWEM_PERC | Low Demand Growth+Ref Gas Supply | 54.8105 | 57.5499 | 57.5499
2028 | SIWEM_PERC | Low Demand Growth+Ref Gas Supply | 54.8446 | 68.665 | 76.4172
2029 | SIWEM_PERC | Low Demand Growth+Ref Gas Supply | 52.7546 | 66.3794 | 83.0811
2030 | SIWEM_PERC | Low Demand Growth+Ref Gas Supply | 49.4932 | 64.9092 | 87.3057
2031 | SIWEM_PERC | Low Demand Growth+Ref Gas Supply | 46.22 | 61.2884 | 88.5761
2032 | SIWEM_PERC | Low Demand Growth+Ref Gas Supply | 43.6965 | 58.492 | 85.2852
2033 | SIWEM_PERC | Low Demand Growth+Ref Gas Supply | 41.5279 | 56.0874 | 82.4535
2034 | SIWEM_PERC | Low Demand Growth+Ref Gas Supply | 39.4885 | 53.8235 | 79.7831
2035 | SIWEM_PERC | Low Demand Growth+Ref Gas Supply | 34.731 | 50.9627 | 76.4144
2026 | NZWEM_PERC | Low Demand Growth+Ref Gas Supply+Low Wind & Solar | 24.177 | 24.231 | 24.231
2027 | NZWEM_PERC | Low Demand Growth+Ref Gas Supply+Low Wind & Solar | 25.2992 | 27.0535 | 27.3568
2028 | NZWEM_PERC | Low Demand Growth+Ref Gas Supply+Low Wind & Solar | 25.4079 | 33.1629 | 37.464
2029 | NZWEM_PERC | Low Demand Growth+Ref Gas Supply+Low Wind & Solar | 23.9067 | 34.9633 | 43.7111
2030 | NZWEM_PERC | Low Demand Growth+Ref Gas Supply+Low Wind & Solar | 22.4305 | 35.5978 | 50.0209
2031 | NZWEM_PERC | Low Demand Growth+Ref Gas Supply+Low Wind & Solar | 19.4286 | 32.3971 | 52.4489
2032 | NZWEM_PERC | Low Demand Growth+Ref Gas Supply+Low Wind & Solar | 17.5115 | 30.6454 | 51.4068
2033 | NZWEM_PERC | Low Demand Growth+Ref Gas Supply+Low Wind & Solar | 15.7676 | 28.6972 | 50.8867
2034 | NZWEM_PERC | Low Demand Growth+Ref Gas Supply+Low Wind & Solar | 14.3003 | 27.4902 | 49.3143
2035 | NZWEM_PERC | Low Demand Growth+Ref Gas Supply+Low Wind & Solar | 12.0426 | 25.0509 | 46.402
2026 | NIWCM | Low Demand Growth+Ref Gas Supply+Low Wind & Solar | 1191.4351 | 1192.2349 | 1192.2349
2027 | NIWCM | Low Demand Growth+Ref Gas Supply+Low Wind & Solar | 1557.5564 | 1585.4149 | 1589.9514
2028 | NIWCM | Low Demand Growth+Ref Gas Supply+Low Wind & Solar | 1691.982 | 2252.2616 | 2291.2072
2029 | NIWCM | Low Demand Growth+Ref Gas Supply+Low Wind & Solar | 1669.9339 | 2480.1561 | 2697.8453
2030 | NIWCM | Low Demand Growth+Ref Gas Supply+Low Wind & Solar | 1553.9546 | 2464.6366 | 2829.8835
2031 | NIWCM | Low Demand Growth+Ref Gas Supply+Low Wind & Solar | 1467.1153 | 2424.3154 | 2981.1502
2032 | NIWCM | Low Demand Growth+Ref Gas Supply+Low Wind & Solar | 1346.0248 | 2344.8036 | 2951.5172
2033 | NIWCM | Low Demand Growth+Ref Gas Supply+Low Wind & Solar | 1230.5606 | 2244.2983 | 2945.4076
2034 | NIWCM | Low Demand Growth+Ref Gas Supply+Low Wind & Solar | 1119.9072 | 2183.9982 | 2988.5705
2035 | NIWCM | Low Demand Growth+Ref Gas Supply+Low Wind & Solar | 994.219 | 2073.4482 | 2903.1288
2026 | SIWEM_PERC | Low Demand Growth+Ref Gas Supply+Low Wind & Solar | 55.1095 | 55.1095 | 55.1095
2027 | SIWEM_PERC | Low Demand Growth+Ref Gas Supply+Low Wind & Solar | 53.9143 | 56.3865 | 56.3865
2028 | SIWEM_PERC | Low Demand Growth+Ref Gas Supply+Low Wind & Solar | 53.7661 | 66.2385 | 73.2346
2029 | SIWEM_PERC | Low Demand Growth+Ref Gas Supply+Low Wind & Solar | 51.6913 | 63.9873 | 79.06
2030 | SIWEM_PERC | Low Demand Growth+Ref Gas Supply+Low Wind & Solar | 48.4532 | 62.3656 | 82.5777
2031 | SIWEM_PERC | Low Demand Growth+Ref Gas Supply+Low Wind & Solar | 45.2034 | 58.8022 | 83.4284
2032 | SIWEM_PERC | Low Demand Growth+Ref Gas Supply+Low Wind & Solar | 42.6984 | 56.0508 | 80.2308
2033 | SIWEM_PERC | Low Demand Growth+Ref Gas Supply+Low Wind & Solar | 40.5456 | 53.6851 | 77.4796
2034 | SIWEM_PERC | Low Demand Growth+Ref Gas Supply+Low Wind & Solar | 37.0728 | 51.4583 | 74.8859
2035 | SIWEM_PERC | Low Demand Growth+Ref Gas Supply+Low Wind & Solar | 30.9193 | 48.6438 | 71.6131
2026 | NZWEM_PERC | Low Demand Growth+Ref Gas Supply+Constrained Operational Capacity | 25.4328 | 25.4927 | 25.4927
2027 | NZWEM_PERC | Low Demand Growth+Ref Gas Supply+Constrained Operational Capacity | 26.7248 | 28.6687 | 29.0047
2028 | NZWEM_PERC | Low Demand Growth+Ref Gas Supply+Constrained Operational Capacity | 26.9411 | 35.5342 | 40.3002
2029 | NZWEM_PERC | Low Demand Growth+Ref Gas Supply+Constrained Operational Capacity | 25.4703 | 37.7217 | 47.4151
2030 | NZWEM_PERC | Low Demand Growth+Ref Gas Supply+Constrained Operational Capacity | 23.9676 | 38.4966 | 54.4327
2031 | NZWEM_PERC | Low Demand Growth+Ref Gas Supply+Constrained Operational Capacity | 20.9308 | 35.2302 | 57.4043
2032 | NZWEM_PERC | Low Demand Growth+Ref Gas Supply+Constrained Operational Capacity | 18.9881 | 33.472 | 56.3891
2033 | NZWEM_PERC | Low Demand Growth+Ref Gas Supply+Constrained Operational Capacity | 17.2213 | 31.4798 | 55.9807
2034 | NZWEM_PERC | Low Demand Growth+Ref Gas Supply+Constrained Operational Capacity | 15.7301 | 30.227 | 54.3246
2035 | NZWEM_PERC | Low Demand Growth+Ref Gas Supply+Constrained Operational Capacity | 13.4414 | 27.7284 | 51.3037
2026 | NIWCM | Low Demand Growth+Ref Gas Supply+Constrained Operational Capacity | 604.1196 | 604.1196 | 604.1196
2027 | NIWCM | Low Demand Growth+Ref Gas Supply+Constrained Operational Capacity | 939.6101 | 943.4979 | 943.4979
2028 | NIWCM | Low Demand Growth+Ref Gas Supply+Constrained Operational Capacity | 1048.7594 | 1536.2788 | 1543.3608
2029 | NIWCM | Low Demand Growth+Ref Gas Supply+Constrained Operational Capacity | 1012.8328 | 1654.2944 | 1807.2858
2030 | NIWCM | Low Demand Growth+Ref Gas Supply+Constrained Operational Capacity | 896.6462 | 1614.0679 | 1819.7647
2031 | NIWCM | Low Demand Growth+Ref Gas Supply+Constrained Operational Capacity | 805.9979 | 1535.3563 | 1795.1785
2032 | NIWCM | Low Demand Growth+Ref Gas Supply+Constrained Operational Capacity | 678.4312 | 1417.616 | 1697.9734
2033 | NIWCM | Low Demand Growth+Ref Gas Supply+Constrained Operational Capacity | 561.367 | 1303.4536 | 1596.4557
2034 | NIWCM | Low Demand Growth+Ref Gas Supply+Constrained Operational Capacity | 450.0023 | 1235.557 | 1610.6233
2035 | NIWCM | Low Demand Growth+Ref Gas Supply+Constrained Operational Capacity | 322.0374 | 1119.3844 | 1495.5036
2026 | SIWEM_PERC | Low Demand Growth+Ref Gas Supply+Constrained Operational Capacity | 55.9618 | 55.9618 | 55.9618
2027 | SIWEM_PERC | Low Demand Growth+Ref Gas Supply+Constrained Operational Capacity | 54.8105 | 57.5499 | 57.5499
2028 | SIWEM_PERC | Low Demand Growth+Ref Gas Supply+Constrained Operational Capacity | 54.8446 | 68.665 | 76.4172
2029 | SIWEM_PERC | Low Demand Growth+Ref Gas Supply+Constrained Operational Capacity | 52.7546 | 66.3794 | 83.0811
2030 | SIWEM_PERC | Low Demand Growth+Ref Gas Supply+Constrained Operational Capacity | 49.4932 | 64.9092 | 87.3057
2031 | SIWEM_PERC | Low Demand Growth+Ref Gas Supply+Constrained Operational Capacity | 46.22 | 61.2884 | 88.5761
2032 | SIWEM_PERC | Low Demand Growth+Ref Gas Supply+Constrained Operational Capacity | 43.6965 | 58.492 | 85.2852
2033 | SIWEM_PERC | Low Demand Growth+Ref Gas Supply+Constrained Operational Capacity | 41.5279 | 56.0874 | 82.4535
2034 | SIWEM_PERC | Low Demand Growth+Ref Gas Supply+Constrained Operational Capacity | 39.4885 | 53.8235 | 79.7831
2035 | SIWEM_PERC | Low Demand Growth+Ref Gas Supply+Constrained Operational Capacity | 34.731 | 50.9627 | 76.4144
2026 | NZWEM_PERC | Low Demand Growth+Ref Gas Supply+Constrained Operational Capacity+Low Wind & Solar | 24.177 | 24.231 | 24.231
2027 | NZWEM_PERC | Low Demand Growth+Ref Gas Supply+Constrained Operational Capacity+Low Wind & Solar | 25.2992 | 27.0535 | 27.3568
2028 | NZWEM_PERC | Low Demand Growth+Ref Gas Supply+Constrained Operational Capacity+Low Wind & Solar | 25.4079 | 33.1629 | 37.464
2029 | NZWEM_PERC | Low Demand Growth+Ref Gas Supply+Constrained Operational Capacity+Low Wind & Solar | 23.9067 | 34.9633 | 43.7111
2030 | NZWEM_PERC | Low Demand Growth+Ref Gas Supply+Constrained Operational Capacity+Low Wind & Solar | 22.4305 | 35.5978 | 50.0209
2031 | NZWEM_PERC | Low Demand Growth+Ref Gas Supply+Constrained Operational Capacity+Low Wind & Solar | 19.4286 | 32.3971 | 52.4489
2032 | NZWEM_PERC | Low Demand Growth+Ref Gas Supply+Constrained Operational Capacity+Low Wind & Solar | 17.5115 | 30.6454 | 51.4068
2033 | NZWEM_PERC | Low Demand Growth+Ref Gas Supply+Constrained Operational Capacity+Low Wind & Solar | 15.7676 | 28.6972 | 50.8867
2034 | NZWEM_PERC | Low Demand Growth+Ref Gas Supply+Constrained Operational Capacity+Low Wind & Solar | 14.3003 | 27.4902 | 49.3143
2035 | NZWEM_PERC | Low Demand Growth+Ref Gas Supply+Constrained Operational Capacity+Low Wind & Solar | 12.0426 | 25.0509 | 46.402
2026 | NIWCM | Low Demand Growth+Ref Gas Supply+Constrained Operational Capacity+Low Wind & Solar | 604.1196 | 604.1196 | 604.1196
2027 | NIWCM | Low Demand Growth+Ref Gas Supply+Constrained Operational Capacity+Low Wind & Solar | 939.6101 | 943.4979 | 943.4979
2028 | NIWCM | Low Demand Growth+Ref Gas Supply+Constrained Operational Capacity+Low Wind & Solar | 1048.7594 | 1536.2788 | 1543.3608
2029 | NIWCM | Low Demand Growth+Ref Gas Supply+Constrained Operational Capacity+Low Wind & Solar | 1012.8328 | 1654.2944 | 1807.2858
2030 | NIWCM | Low Demand Growth+Ref Gas Supply+Constrained Operational Capacity+Low Wind & Solar | 896.6462 | 1614.0679 | 1819.7647
2031 | NIWCM | Low Demand Growth+Ref Gas Supply+Constrained Operational Capacity+Low Wind & Solar | 805.9979 | 1535.3563 | 1795.1785
2032 | NIWCM | Low Demand Growth+Ref Gas Supply+Constrained Operational Capacity+Low Wind & Solar | 678.4312 | 1417.616 | 1697.9734
2033 | NIWCM | Low Demand Growth+Ref Gas Supply+Constrained Operational Capacity+Low Wind & Solar | 561.367 | 1303.4536 | 1596.4557
2034 | NIWCM | Low Demand Growth+Ref Gas Supply+Constrained Operational Capacity+Low Wind & Solar | 450.0023 | 1235.557 | 1610.6233
2035 | NIWCM | Low Demand Growth+Ref Gas Supply+Constrained Operational Capacity+Low Wind & Solar | 322.0374 | 1119.3844 | 1495.5036
2026 | SIWEM_PERC | Low Demand Growth+Ref Gas Supply+Constrained Operational Capacity+Low Wind & Solar | 55.1095 | 55.1095 | 55.1095
2027 | SIWEM_PERC | Low Demand Growth+Ref Gas Supply+Constrained Operational Capacity+Low Wind & Solar | 53.9143 | 56.3865 | 56.3865
2028 | SIWEM_PERC | Low Demand Growth+Ref Gas Supply+Constrained Operational Capacity+Low Wind & Solar | 53.7661 | 66.2385 | 73.2346
2029 | SIWEM_PERC | Low Demand Growth+Ref Gas Supply+Constrained Operational Capacity+Low Wind & Solar | 51.6913 | 63.9873 | 79.06
2030 | SIWEM_PERC | Low Demand Growth+Ref Gas Supply+Constrained Operational Capacity+Low Wind & Solar | 48.4532 | 62.3656 | 82.5777
2031 | SIWEM_PERC | Low Demand Growth+Ref Gas Supply+Constrained Operational Capacity+Low Wind & Solar | 45.2034 | 58.8022 | 83.4284
2032 | SIWEM_PERC | Low Demand Growth+Ref Gas Supply+Constrained Operational Capacity+Low Wind & Solar | 42.6984 | 56.0508 | 80.2308
2033 | SIWEM_PERC | Low Demand Growth+Ref Gas Supply+Constrained Operational Capacity+Low Wind & Solar | 40.5456 | 53.6851 | 77.4796
2034 | SIWEM_PERC | Low Demand Growth+Ref Gas Supply+Constrained Operational Capacity+Low Wind & Solar | 37.0728 | 51.4583 | 74.8859
2035 | SIWEM_PERC | Low Demand Growth+Ref Gas Supply+Constrained Operational Capacity+Low Wind & Solar | 30.9193 | 48.6438 | 71.6131
2026 | NZWEM_PERC | Low Demand Growth+Ref Gas Supply+Upgraded HVDC | 25.4328 | 25.4927 | 25.4927
2027 | NZWEM_PERC | Low Demand Growth+Ref Gas Supply+Upgraded HVDC | 26.7248 | 28.6687 | 29.0047
2028 | NZWEM_PERC | Low Demand Growth+Ref Gas Supply+Upgraded HVDC | 26.9411 | 35.5342 | 40.3002
2029 | NZWEM_PERC | Low Demand Growth+Ref Gas Supply+Upgraded HVDC | 25.4703 | 37.7217 | 47.4151
2030 | NZWEM_PERC | Low Demand Growth+Ref Gas Supply+Upgraded HVDC | 23.9676 | 38.4966 | 54.4327
2031 | NZWEM_PERC | Low Demand Growth+Ref Gas Supply+Upgraded HVDC | 20.9308 | 35.2302 | 57.4043
2032 | NZWEM_PERC | Low Demand Growth+Ref Gas Supply+Upgraded HVDC | 18.9881 | 33.472 | 56.3891
2033 | NZWEM_PERC | Low Demand Growth+Ref Gas Supply+Upgraded HVDC | 17.2213 | 31.4798 | 55.9807
2034 | NZWEM_PERC | Low Demand Growth+Ref Gas Supply+Upgraded HVDC | 15.7301 | 30.227 | 54.3246
2035 | NZWEM_PERC | Low Demand Growth+Ref Gas Supply+Upgraded HVDC | 13.4414 | 27.7284 | 51.3037
2026 | NIWCM | Low Demand Growth+Ref Gas Supply+Upgraded HVDC | 1191.4351 | 1192.2349 | 1192.2349
2027 | NIWCM | Low Demand Growth+Ref Gas Supply+Upgraded HVDC | 1557.5564 | 1585.4149 | 1589.9514
2028 | NIWCM | Low Demand Growth+Ref Gas Supply+Upgraded HVDC | 1691.982 | 2252.2616 | 2291.2072
2029 | NIWCM | Low Demand Growth+Ref Gas Supply+Upgraded HVDC | 1669.9339 | 2480.1561 | 2697.8453
2030 | NIWCM | Low Demand Growth+Ref Gas Supply+Upgraded HVDC | 1553.9546 | 2464.6366 | 2829.8835
2031 | NIWCM | Low Demand Growth+Ref Gas Supply+Upgraded HVDC | 1467.1283 | 2462.403 | 3104.6501
2032 | NIWCM | Low Demand Growth+Ref Gas Supply+Upgraded HVDC | 1346.0214 | 2356.9675 | 3075.1526
2033 | NIWCM | Low Demand Growth+Ref Gas Supply+Upgraded HVDC | 1230.5615 | 2244.3003 | 3068.7788
2034 | NIWCM | Low Demand Growth+Ref Gas Supply+Upgraded HVDC | 1119.9069 | 2184.0843 | 3118.3237
2035 | NIWCM | Low Demand Growth+Ref Gas Supply+Upgraded HVDC | 994.2191 | 2073.4321 | 3027.3933
2026 | SIWEM_PERC | Low Demand Growth+Ref Gas Supply+Upgraded HVDC | 55.9618 | 55.9618 | 55.9618
2027 | SIWEM_PERC | Low Demand Growth+Ref Gas Supply+Upgraded HVDC | 70.5779 | 75.6922 | 76.534
2028 | SIWEM_PERC | Low Demand Growth+Ref Gas Supply+Upgraded HVDC | 70.8552 | 91.1421 | 98.8943
2029 | SIWEM_PERC | Low Demand Growth+Ref Gas Supply+Upgraded HVDC | 66.7836 | 88.5385 | 105.2402
2030 | SIWEM_PERC | Low Demand Growth+Ref Gas Supply+Upgraded HVDC | 62.3943 | 86.5834 | 108.9799
2031 | SIWEM_PERC | Low Demand Growth+Ref Gas Supply+Upgraded HVDC | 54.5026 | 82.474 | 109.7617
2032 | SIWEM_PERC | Low Demand Growth+Ref Gas Supply+Upgraded HVDC | 49.3536 | 79.2937 | 106.087
2033 | SIWEM_PERC | Low Demand Growth+Ref Gas Supply+Upgraded HVDC | 44.7172 | 76.5575 | 102.9236
2034 | SIWEM_PERC | Low Demand Growth+Ref Gas Supply+Upgraded HVDC | 40.829 | 73.978 | 99.9376
2035 | SIWEM_PERC | Low Demand Growth+Ref Gas Supply+Upgraded HVDC | 34.731 | 70.723 | 96.1747
2026 | NZWEM_PERC | Low Demand Growth+Ref Gas Supply+Upgraded HVDC+Low Wind & Solar | 24.177 | 24.231 | 24.231
2027 | NZWEM_PERC | Low Demand Growth+Ref Gas Supply+Upgraded HVDC+Low Wind & Solar | 25.2992 | 27.0535 | 27.3568
2028 | NZWEM_PERC | Low Demand Growth+Ref Gas Supply+Upgraded HVDC+Low Wind & Solar | 25.4079 | 33.1629 | 37.464
2029 | NZWEM_PERC | Low Demand Growth+Ref Gas Supply+Upgraded HVDC+Low Wind & Solar | 23.9067 | 34.9633 | 43.7111
2030 | NZWEM_PERC | Low Demand Growth+Ref Gas Supply+Upgraded HVDC+Low Wind & Solar | 22.4305 | 35.5978 | 50.0209
2031 | NZWEM_PERC | Low Demand Growth+Ref Gas Supply+Upgraded HVDC+Low Wind & Solar | 19.4286 | 32.3971 | 52.4489
2032 | NZWEM_PERC | Low Demand Growth+Ref Gas Supply+Upgraded HVDC+Low Wind & Solar | 17.5115 | 30.6454 | 51.4068
2033 | NZWEM_PERC | Low Demand Growth+Ref Gas Supply+Upgraded HVDC+Low Wind & Solar | 15.7676 | 28.6972 | 50.8867
2034 | NZWEM_PERC | Low Demand Growth+Ref Gas Supply+Upgraded HVDC+Low Wind & Solar | 14.3003 | 27.4902 | 49.3143
2035 | NZWEM_PERC | Low Demand Growth+Ref Gas Supply+Upgraded HVDC+Low Wind & Solar | 12.0426 | 25.0509 | 46.402
2026 | NIWCM | Low Demand Growth+Ref Gas Supply+Upgraded HVDC+Low Wind & Solar | 1191.4351 | 1192.2349 | 1192.2349
2027 | NIWCM | Low Demand Growth+Ref Gas Supply+Upgraded HVDC+Low Wind & Solar | 1557.5564 | 1585.4149 | 1589.9514
2028 | NIWCM | Low Demand Growth+Ref Gas Supply+Upgraded HVDC+Low Wind & Solar | 1691.982 | 2252.2616 | 2291.2072
2029 | NIWCM | Low Demand Growth+Ref Gas Supply+Upgraded HVDC+Low Wind & Solar | 1669.9339 | 2480.1561 | 2697.8453
2030 | NIWCM | Low Demand Growth+Ref Gas Supply+Upgraded HVDC+Low Wind & Solar | 1553.9546 | 2464.6366 | 2829.8835
2031 | NIWCM | Low Demand Growth+Ref Gas Supply+Upgraded HVDC+Low Wind & Solar | 1467.1283 | 2462.403 | 3104.6501
2032 | NIWCM | Low Demand Growth+Ref Gas Supply+Upgraded HVDC+Low Wind & Solar | 1346.0214 | 2356.9675 | 3075.1526
2033 | NIWCM | Low Demand Growth+Ref Gas Supply+Upgraded HVDC+Low Wind & Solar | 1230.5615 | 2244.3003 | 3068.7788
2034 | NIWCM | Low Demand Growth+Ref Gas Supply+Upgraded HVDC+Low Wind & Solar | 1119.9069 | 2184.0843 | 3118.3237
2035 | NIWCM | Low Demand Growth+Ref Gas Supply+Upgraded HVDC+Low Wind & Solar | 994.2191 | 2073.4321 | 3027.3933
2026 | SIWEM_PERC | Low Demand Growth+Ref Gas Supply+Upgraded HVDC+Low Wind & Solar | 55.1095 | 55.1095 | 55.1095
2027 | SIWEM_PERC | Low Demand Growth+Ref Gas Supply+Upgraded HVDC+Low Wind & Solar | 66.9267 | 71.5422 | 72.302
2028 | SIWEM_PERC | Low Demand Growth+Ref Gas Supply+Upgraded HVDC+Low Wind & Solar | 66.9314 | 87.4048 | 95.7117
2029 | SIWEM_PERC | Low Demand Growth+Ref Gas Supply+Upgraded HVDC+Low Wind & Solar | 62.7961 | 86.1464 | 101.2191
2030 | SIWEM_PERC | Low Demand Growth+Ref Gas Supply+Upgraded HVDC+Low Wind & Solar | 58.4941 | 84.0398 | 104.2519
2031 | SIWEM_PERC | Low Demand Growth+Ref Gas Supply+Upgraded HVDC+Low Wind & Solar | 50.6903 | 79.9878 | 104.614
2032 | SIWEM_PERC | Low Demand Growth+Ref Gas Supply+Upgraded HVDC+Low Wind & Solar | 45.6104 | 76.8526 | 101.0326
2033 | SIWEM_PERC | Low Demand Growth+Ref Gas Supply+Upgraded HVDC+Low Wind & Solar | 41.0337 | 74.1552 | 97.9498
2034 | SIWEM_PERC | Low Demand Growth+Ref Gas Supply+Upgraded HVDC+Low Wind & Solar | 37.0728 | 71.0186 | 95.0404
2035 | SIWEM_PERC | Low Demand Growth+Ref Gas Supply+Upgraded HVDC+Low Wind & Solar | 30.9193 | 64.783 | 91.3733
2026 | NZWEM_PERC | Low Demand Growth+Ref Gas Supply+Upgraded HVDC+Constrained Operational Capacity | 25.4328 | 25.4927 | 25.4927
2027 | NZWEM_PERC | Low Demand Growth+Ref Gas Supply+Upgraded HVDC+Constrained Operational Capacity | 26.7248 | 28.6687 | 29.0047
2028 | NZWEM_PERC | Low Demand Growth+Ref Gas Supply+Upgraded HVDC+Constrained Operational Capacity | 26.9411 | 35.5342 | 40.3002
2029 | NZWEM_PERC | Low Demand Growth+Ref Gas Supply+Upgraded HVDC+Constrained Operational Capacity | 25.4703 | 37.7217 | 47.4151
2030 | NZWEM_PERC | Low Demand Growth+Ref Gas Supply+Upgraded HVDC+Constrained Operational Capacity | 23.9676 | 38.4966 | 54.4327
2031 | NZWEM_PERC | Low Demand Growth+Ref Gas Supply+Upgraded HVDC+Constrained Operational Capacity | 20.9308 | 35.2302 | 57.4043
2032 | NZWEM_PERC | Low Demand Growth+Ref Gas Supply+Upgraded HVDC+Constrained Operational Capacity | 18.9881 | 33.472 | 56.3891
2033 | NZWEM_PERC | Low Demand Growth+Ref Gas Supply+Upgraded HVDC+Constrained Operational Capacity | 17.2213 | 31.4798 | 55.9807
2034 | NZWEM_PERC | Low Demand Growth+Ref Gas Supply+Upgraded HVDC+Constrained Operational Capacity | 15.7301 | 30.227 | 54.3246
2035 | NZWEM_PERC | Low Demand Growth+Ref Gas Supply+Upgraded HVDC+Constrained Operational Capacity | 13.4414 | 27.7284 | 51.3037
2026 | NIWCM | Low Demand Growth+Ref Gas Supply+Upgraded HVDC+Constrained Operational Capacity | 604.1196 | 604.1196 | 604.1196
2027 | NIWCM | Low Demand Growth+Ref Gas Supply+Upgraded HVDC+Constrained Operational Capacity | 939.6101 | 943.4979 | 943.4979
2028 | NIWCM | Low Demand Growth+Ref Gas Supply+Upgraded HVDC+Constrained Operational Capacity | 1048.7594 | 1536.2788 | 1543.3608
2029 | NIWCM | Low Demand Growth+Ref Gas Supply+Upgraded HVDC+Constrained Operational Capacity | 1012.8328 | 1654.2944 | 1807.2858
2030 | NIWCM | Low Demand Growth+Ref Gas Supply+Upgraded HVDC+Constrained Operational Capacity | 896.6462 | 1614.0679 | 1819.7647
2031 | NIWCM | Low Demand Growth+Ref Gas Supply+Upgraded HVDC+Constrained Operational Capacity | 805.9988 | 1535.3629 | 1795.3
2032 | NIWCM | Low Demand Growth+Ref Gas Supply+Upgraded HVDC+Constrained Operational Capacity | 678.431 | 1417.6133 | 1697.9495
2033 | NIWCM | Low Demand Growth+Ref Gas Supply+Upgraded HVDC+Constrained Operational Capacity | 561.3671 | 1303.4543 | 1596.4621
2034 | NIWCM | Low Demand Growth+Ref Gas Supply+Upgraded HVDC+Constrained Operational Capacity | 450.0023 | 1235.5568 | 1610.6209
2035 | NIWCM | Low Demand Growth+Ref Gas Supply+Upgraded HVDC+Constrained Operational Capacity | 322.0374 | 1119.3844 | 1495.5043
2026 | SIWEM_PERC | Low Demand Growth+Ref Gas Supply+Upgraded HVDC+Constrained Operational Capacity | 55.9618 | 55.9618 | 55.9618
2027 | SIWEM_PERC | Low Demand Growth+Ref Gas Supply+Upgraded HVDC+Constrained Operational Capacity | 70.5779 | 75.6922 | 76.534
2028 | SIWEM_PERC | Low Demand Growth+Ref Gas Supply+Upgraded HVDC+Constrained Operational Capacity | 70.8552 | 91.1421 | 98.8943
2029 | SIWEM_PERC | Low Demand Growth+Ref Gas Supply+Upgraded HVDC+Constrained Operational Capacity | 66.7836 | 88.5385 | 105.2402
2030 | SIWEM_PERC | Low Demand Growth+Ref Gas Supply+Upgraded HVDC+Constrained Operational Capacity | 62.3943 | 86.5834 | 108.9799
2031 | SIWEM_PERC | Low Demand Growth+Ref Gas Supply+Upgraded HVDC+Constrained Operational Capacity | 54.5026 | 82.474 | 109.7617
2032 | SIWEM_PERC | Low Demand Growth+Ref Gas Supply+Upgraded HVDC+Constrained Operational Capacity | 49.3536 | 79.2937 | 106.087
2033 | SIWEM_PERC | Low Demand Growth+Ref Gas Supply+Upgraded HVDC+Constrained Operational Capacity | 44.7172 | 76.5575 | 102.9236
2034 | SIWEM_PERC | Low Demand Growth+Ref Gas Supply+Upgraded HVDC+Constrained Operational Capacity | 40.829 | 73.978 | 99.9376
2035 | SIWEM_PERC | Low Demand Growth+Ref Gas Supply+Upgraded HVDC+Constrained Operational Capacity | 34.731 | 70.723 | 96.1747
2026 | NZWEM_PERC | Low Demand Growth+Ref Gas Supply+Upgraded HVDC+Constrained Operational Capacity+Low Wind & Solar | 24.177 | 24.231 | 24.231
2027 | NZWEM_PERC | Low Demand Growth+Ref Gas Supply+Upgraded HVDC+Constrained Operational Capacity+Low Wind & Solar | 25.2992 | 27.0535 | 27.3568
2028 | NZWEM_PERC | Low Demand Growth+Ref Gas Supply+Upgraded HVDC+Constrained Operational Capacity+Low Wind & Solar | 25.4079 | 33.1629 | 37.464
2029 | NZWEM_PERC | Low Demand Growth+Ref Gas Supply+Upgraded HVDC+Constrained Operational Capacity+Low Wind & Solar | 23.9067 | 34.9633 | 43.7111
2030 | NZWEM_PERC | Low Demand Growth+Ref Gas Supply+Upgraded HVDC+Constrained Operational Capacity+Low Wind & Solar | 22.4305 | 35.5978 | 50.0209
2031 | NZWEM_PERC | Low Demand Growth+Ref Gas Supply+Upgraded HVDC+Constrained Operational Capacity+Low Wind & Solar | 19.4286 | 32.3971 | 52.4489
2032 | NZWEM_PERC | Low Demand Growth+Ref Gas Supply+Upgraded HVDC+Constrained Operational Capacity+Low Wind & Solar | 17.5115 | 30.6454 | 51.4068
2033 | NZWEM_PERC | Low Demand Growth+Ref Gas Supply+Upgraded HVDC+Constrained Operational Capacity+Low Wind & Solar | 15.7676 | 28.6972 | 50.8867
2034 | NZWEM_PERC | Low Demand Growth+Ref Gas Supply+Upgraded HVDC+Constrained Operational Capacity+Low Wind & Solar | 14.3003 | 27.4902 | 49.3143
2035 | NZWEM_PERC | Low Demand Growth+Ref Gas Supply+Upgraded HVDC+Constrained Operational Capacity+Low Wind & Solar | 12.0426 | 25.0509 | 46.402
2026 | NIWCM | Low Demand Growth+Ref Gas Supply+Upgraded HVDC+Constrained Operational Capacity+Low Wind & Solar | 604.1196 | 604.1196 | 604.1196
2027 | NIWCM | Low Demand Growth+Ref Gas Supply+Upgraded HVDC+Constrained Operational Capacity+Low Wind & Solar | 939.6101 | 943.4979 | 943.4979
2028 | NIWCM | Low Demand Growth+Ref Gas Supply+Upgraded HVDC+Constrained Operational Capacity+Low Wind & Solar | 1048.7594 | 1536.2788 | 1543.3608
2029 | NIWCM | Low Demand Growth+Ref Gas Supply+Upgraded HVDC+Constrained Operational Capacity+Low Wind & Solar | 1012.8328 | 1654.2944 | 1807.2858
2030 | NIWCM | Low Demand Growth+Ref Gas Supply+Upgraded HVDC+Constrained Operational Capacity+Low Wind & Solar | 896.6462 | 1614.0679 | 1819.7647
2031 | NIWCM | Low Demand Growth+Ref Gas Supply+Upgraded HVDC+Constrained Operational Capacity+Low Wind & Solar | 805.9988 | 1535.3629 | 1795.3
2032 | NIWCM | Low Demand Growth+Ref Gas Supply+Upgraded HVDC+Constrained Operational Capacity+Low Wind & Solar | 678.431 | 1417.6133 | 1697.9495
2033 | NIWCM | Low Demand Growth+Ref Gas Supply+Upgraded HVDC+Constrained Operational Capacity+Low Wind & Solar | 561.3671 | 1303.4543 | 1596.4621
2034 | NIWCM | Low Demand Growth+Ref Gas Supply+Upgraded HVDC+Constrained Operational Capacity+Low Wind & Solar | 450.0023 | 1235.5568 | 1610.6209
2035 | NIWCM | Low Demand Growth+Ref Gas Supply+Upgraded HVDC+Constrained Operational Capacity+Low Wind & Solar | 322.0374 | 1119.3844 | 1495.5043
2026 | SIWEM_PERC | Low Demand Growth+Ref Gas Supply+Upgraded HVDC+Constrained Operational Capacity+Low Wind & Solar | 55.1095 | 55.1095 | 55.1095
2027 | SIWEM_PERC | Low Demand Growth+Ref Gas Supply+Upgraded HVDC+Constrained Operational Capacity+Low Wind & Solar | 66.9267 | 71.5422 | 72.302
2028 | SIWEM_PERC | Low Demand Growth+Ref Gas Supply+Upgraded HVDC+Constrained Operational Capacity+Low Wind & Solar | 66.9314 | 87.4048 | 95.7117
2029 | SIWEM_PERC | Low Demand Growth+Ref Gas Supply+Upgraded HVDC+Constrained Operational Capacity+Low Wind & Solar | 62.7961 | 86.1464 | 101.2191
2030 | SIWEM_PERC | Low Demand Growth+Ref Gas Supply+Upgraded HVDC+Constrained Operational Capacity+Low Wind & Solar | 58.4941 | 84.0398 | 104.2519
2031 | SIWEM_PERC | Low Demand Growth+Ref Gas Supply+Upgraded HVDC+Constrained Operational Capacity+Low Wind & Solar | 50.6903 | 79.9878 | 104.614
2032 | SIWEM_PERC | Low Demand Growth+Ref Gas Supply+Upgraded HVDC+Constrained Operational Capacity+Low Wind & Solar | 45.6104 | 76.8526 | 101.0326
2033 | SIWEM_PERC | Low Demand Growth+Ref Gas Supply+Upgraded HVDC+Constrained Operational Capacity+Low Wind & Solar | 41.0337 | 74.1552 | 97.9498
2034 | SIWEM_PERC | Low Demand Growth+Ref Gas Supply+Upgraded HVDC+Constrained Operational Capacity+Low Wind & Solar | 37.0728 | 71.0186 | 95.0404
2035 | SIWEM_PERC | Low Demand Growth+Ref Gas Supply+Upgraded HVDC+Constrained Operational Capacity+Low Wind & Solar | 30.9193 | 64.783 | 91.3733
2026 | NZWEM_PERC | Low Demand Growth+Ref Gas Supply+Delayed Build | 20.5799 | 20.5799 | 20.5799
2027 | NZWEM_PERC | Low Demand Growth+Ref Gas Supply+Delayed Build | 18.9266 | 19.0762 | 19.2537
2028 | NZWEM_PERC | Low Demand Growth+Ref Gas Supply+Delayed Build | 22.5092 | 24.0384 | 24.3712
2029 | NZWEM_PERC | Low Demand Growth+Ref Gas Supply+Delayed Build | 24.2389 | 27.2917 | 28.2399
2030 | NZWEM_PERC | Low Demand Growth+Ref Gas Supply+Delayed Build | 23.9676 | 33.7258 | 41.9743
2031 | NZWEM_PERC | Low Demand Growth+Ref Gas Supply+Delayed Build | 20.9308 | 33.8249 | 43.1384
2032 | NZWEM_PERC | Low Demand Growth+Ref Gas Supply+Delayed Build | 18.9881 | 32.4005 | 47.7104
2033 | NZWEM_PERC | Low Demand Growth+Ref Gas Supply+Delayed Build | 17.2213 | 30.5212 | 51.9784
2034 | NZWEM_PERC | Low Demand Growth+Ref Gas Supply+Delayed Build | 15.7301 | 29.2255 | 51.4146
2035 | NZWEM_PERC | Low Demand Growth+Ref Gas Supply+Delayed Build | 13.4414 | 27.1613 | 50.7366
2026 | NIWCM | Low Demand Growth+Ref Gas Supply+Delayed Build | 906.8546 | 906.8546 | 906.8546
2027 | NIWCM | Low Demand Growth+Ref Gas Supply+Delayed Build | 1161.9847 | 1163.9836 | 1166.4561
2028 | NIWCM | Low Demand Growth+Ref Gas Supply+Delayed Build | 1440.6233 | 1459.8351 | 1464.3716
2029 | NIWCM | Low Demand Growth+Ref Gas Supply+Delayed Build | 1465.9933 | 1588.6796 | 1602.2719
2030 | NIWCM | Low Demand Growth+Ref Gas Supply+Delayed Build | 1498.1781 | 2161.9592 | 2331.4701
2031 | NIWCM | Low Demand Growth+Ref Gas Supply+Delayed Build | 1394.1768 | 2287.273 | 2520.2302
2032 | NIWCM | Low Demand Growth+Ref Gas Supply+Delayed Build | 1273.0863 | 2218.4959 | 2612.907
2033 | NIWCM | Low Demand Growth+Ref Gas Supply+Delayed Build | 1230.5606 | 2199.2591 | 2800.9659
2034 | NIWCM | Low Demand Growth+Ref Gas Supply+Delayed Build | 1119.9072 | 2113.909 | 2774.0523
2035 | NIWCM | Low Demand Growth+Ref Gas Supply+Delayed Build | 994.219 | 2021.1162 | 2773.5678
2026 | SIWEM_PERC | Low Demand Growth+Ref Gas Supply+Delayed Build | 50.7882 | 50.7882 | 50.7882
2027 | SIWEM_PERC | Low Demand Growth+Ref Gas Supply+Delayed Build | 50.6734 | 50.9775 | 50.9775
2028 | SIWEM_PERC | Low Demand Growth+Ref Gas Supply+Delayed Build | 52.3936 | 54.4724 | 54.4724
2029 | SIWEM_PERC | Low Demand Growth+Ref Gas Supply+Delayed Build | 50.7926 | 56.1235 | 56.1235
2030 | SIWEM_PERC | Low Demand Growth+Ref Gas Supply+Delayed Build | 49.4932 | 62.8199 | 77.0058
2031 | SIWEM_PERC | Low Demand Growth+Ref Gas Supply+Delayed Build | 46.22 | 59.2463 | 75.2142
2032 | SIWEM_PERC | Low Demand Growth+Ref Gas Supply+Delayed Build | 43.6965 | 58.492 | 79.987
2033 | SIWEM_PERC | Low Demand Growth+Ref Gas Supply+Delayed Build | 41.5279 | 56.0874 | 82.4535
2034 | SIWEM_PERC | Low Demand Growth+Ref Gas Supply+Delayed Build | 39.4885 | 53.8235 | 79.7831
2035 | SIWEM_PERC | Low Demand Growth+Ref Gas Supply+Delayed Build | 34.731 | 50.9627 | 76.4144
2026 | NZWEM_PERC | Low Demand Growth+Ref Gas Supply+Delayed Build+Low Wind & Solar | 19.6245 | 19.6245 | 19.6245
2027 | NZWEM_PERC | Low Demand Growth+Ref Gas Supply+Delayed Build+Low Wind & Solar | 17.9148 | 18.0498 | 18.21
2028 | NZWEM_PERC | Low Demand Growth+Ref Gas Supply+Delayed Build+Low Wind & Solar | 21.2349 | 22.615 | 22.9153
2029 | NZWEM_PERC | Low Demand Growth+Ref Gas Supply+Delayed Build+Low Wind & Solar | 22.7954 | 25.5505 | 26.4062
2030 | NZWEM_PERC | Low Demand Growth+Ref Gas Supply+Delayed Build+Low Wind & Solar | 22.4305 | 31.2369 | 38.6809
2031 | NZWEM_PERC | Low Demand Growth+Ref Gas Supply+Delayed Build+Low Wind & Solar | 19.4286 | 31.0651 | 39.4701
2032 | NZWEM_PERC | Low Demand Growth+Ref Gas Supply+Delayed Build+Low Wind & Solar | 17.5115 | 29.6157 | 43.472
2033 | NZWEM_PERC | Low Demand Growth+Ref Gas Supply+Delayed Build+Low Wind & Solar | 15.7676 | 27.7797 | 47.1832
2034 | NZWEM_PERC | Low Demand Growth+Ref Gas Supply+Delayed Build+Low Wind & Solar | 14.3003 | 26.4887 | 46.5905
2035 | NZWEM_PERC | Low Demand Growth+Ref Gas Supply+Delayed Build+Low Wind & Solar | 12.0426 | 24.4838 | 45.835
2026 | NIWCM | Low Demand Growth+Ref Gas Supply+Delayed Build+Low Wind & Solar | 906.8546 | 906.8546 | 906.8546
2027 | NIWCM | Low Demand Growth+Ref Gas Supply+Delayed Build+Low Wind & Solar | 1161.9847 | 1163.9836 | 1166.4561
2028 | NIWCM | Low Demand Growth+Ref Gas Supply+Delayed Build+Low Wind & Solar | 1440.6233 | 1459.8351 | 1464.3716
2029 | NIWCM | Low Demand Growth+Ref Gas Supply+Delayed Build+Low Wind & Solar | 1465.9933 | 1588.6796 | 1602.2719
2030 | NIWCM | Low Demand Growth+Ref Gas Supply+Delayed Build+Low Wind & Solar | 1498.1781 | 2161.9592 | 2331.4701
2031 | NIWCM | Low Demand Growth+Ref Gas Supply+Delayed Build+Low Wind & Solar | 1394.1768 | 2287.273 | 2520.2302
2032 | NIWCM | Low Demand Growth+Ref Gas Supply+Delayed Build+Low Wind & Solar | 1273.0863 | 2218.4959 | 2612.907
2033 | NIWCM | Low Demand Growth+Ref Gas Supply+Delayed Build+Low Wind & Solar | 1230.5606 | 2199.2591 | 2800.9659
2034 | NIWCM | Low Demand Growth+Ref Gas Supply+Delayed Build+Low Wind & Solar | 1119.9072 | 2113.909 | 2774.0523
2035 | NIWCM | Low Demand Growth+Ref Gas Supply+Delayed Build+Low Wind & Solar | 994.219 | 2021.1162 | 2773.5678
2026 | SIWEM_PERC | Low Demand Growth+Ref Gas Supply+Delayed Build+Low Wind & Solar | 50.4405 | 50.4405 | 50.4405
2027 | SIWEM_PERC | Low Demand Growth+Ref Gas Supply+Delayed Build+Low Wind & Solar | 47.8901 | 48.2614 | 48.7021
2028 | SIWEM_PERC | Low Demand Growth+Ref Gas Supply+Delayed Build+Low Wind & Solar | 51.5541 | 53.4302 | 53.4302
2029 | SIWEM_PERC | Low Demand Growth+Ref Gas Supply+Delayed Build+Low Wind & Solar | 49.9207 | 54.7316 | 54.7316
2030 | SIWEM_PERC | Low Demand Growth+Ref Gas Supply+Delayed Build+Low Wind & Solar | 48.4532 | 60.4801 | 73.2824
2031 | SIWEM_PERC | Low Demand Growth+Ref Gas Supply+Delayed Build+Low Wind & Solar | 45.2034 | 56.9592 | 71.3698
2032 | SIWEM_PERC | Low Demand Growth+Ref Gas Supply+Delayed Build+Low Wind & Solar | 42.6984 | 56.0508 | 75.4493
2033 | SIWEM_PERC | Low Demand Growth+Ref Gas Supply+Delayed Build+Low Wind & Solar | 40.5456 | 53.6851 | 77.4796
2034 | SIWEM_PERC | Low Demand Growth+Ref Gas Supply+Delayed Build+Low Wind & Solar | 37.0728 | 51.4583 | 74.8859
2035 | SIWEM_PERC | Low Demand Growth+Ref Gas Supply+Delayed Build+Low Wind & Solar | 30.9193 | 48.6438 | 71.6131
2026 | NZWEM_PERC | Low Demand Growth+Ref Gas Supply+Delayed Build+Constrained Operational Capacity | 20.5799 | 20.5799 | 20.5799
2027 | NZWEM_PERC | Low Demand Growth+Ref Gas Supply+Delayed Build+Constrained Operational Capacity | 18.9266 | 19.0762 | 19.2537
2028 | NZWEM_PERC | Low Demand Growth+Ref Gas Supply+Delayed Build+Constrained Operational Capacity | 22.5092 | 24.0384 | 24.3712
2029 | NZWEM_PERC | Low Demand Growth+Ref Gas Supply+Delayed Build+Constrained Operational Capacity | 24.2389 | 27.2917 | 28.2399
2030 | NZWEM_PERC | Low Demand Growth+Ref Gas Supply+Delayed Build+Constrained Operational Capacity | 23.9676 | 33.7258 | 41.9743
2031 | NZWEM_PERC | Low Demand Growth+Ref Gas Supply+Delayed Build+Constrained Operational Capacity | 20.9308 | 33.8249 | 43.1384
2032 | NZWEM_PERC | Low Demand Growth+Ref Gas Supply+Delayed Build+Constrained Operational Capacity | 18.9881 | 32.4005 | 47.7104
2033 | NZWEM_PERC | Low Demand Growth+Ref Gas Supply+Delayed Build+Constrained Operational Capacity | 17.2213 | 30.5212 | 51.9784
2034 | NZWEM_PERC | Low Demand Growth+Ref Gas Supply+Delayed Build+Constrained Operational Capacity | 15.7301 | 29.2255 | 51.4146
2035 | NZWEM_PERC | Low Demand Growth+Ref Gas Supply+Delayed Build+Constrained Operational Capacity | 13.4414 | 27.1613 | 50.7366
2026 | NIWCM | Low Demand Growth+Ref Gas Supply+Delayed Build+Constrained Operational Capacity | 373.5029 | 373.5029 | 373.5029
2027 | NIWCM | Low Demand Growth+Ref Gas Supply+Delayed Build+Constrained Operational Capacity | 622.7638 | 622.7638 | 622.7638
2028 | NIWCM | Low Demand Growth+Ref Gas Supply+Delayed Build+Constrained Operational Capacity | 839.2329 | 839.2329 | 839.2329
2029 | NIWCM | Low Demand Growth+Ref Gas Supply+Delayed Build+Constrained Operational Capacity | 833.4055 | 915.296 | 915.296
2030 | NIWCM | Low Demand Growth+Ref Gas Supply+Delayed Build+Constrained Operational Capacity | 840.8697 | 1342.2895 | 1454.8857
2031 | NIWCM | Low Demand Growth+Ref Gas Supply+Delayed Build+Constrained Operational Capacity | 733.0594 | 1378.029 | 1531.3215
2032 | NIWCM | Low Demand Growth+Ref Gas Supply+Delayed Build+Constrained Operational Capacity | 605.4927 | 1305.8883 | 1511.764
2033 | NIWCM | Low Demand Growth+Ref Gas Supply+Delayed Build+Constrained Operational Capacity | 561.367 | 1272.9944 | 1534.544
2034 | NIWCM | Low Demand Growth+Ref Gas Supply+Delayed Build+Constrained Operational Capacity | 450.0023 | 1165.4678 | 1453.3051
2035 | NIWCM | Low Demand Growth+Ref Gas Supply+Delayed Build+Constrained Operational Capacity | 322.0374 | 1067.0524 | 1365.9426
2026 | SIWEM_PERC | Low Demand Growth+Ref Gas Supply+Delayed Build+Constrained Operational Capacity | 50.7882 | 50.7882 | 50.7882
2027 | SIWEM_PERC | Low Demand Growth+Ref Gas Supply+Delayed Build+Constrained Operational Capacity | 50.6734 | 50.9775 | 50.9775
2028 | SIWEM_PERC | Low Demand Growth+Ref Gas Supply+Delayed Build+Constrained Operational Capacity | 52.3936 | 54.4724 | 54.4724
2029 | SIWEM_PERC | Low Demand Growth+Ref Gas Supply+Delayed Build+Constrained Operational Capacity | 50.7926 | 56.1235 | 56.1235
2030 | SIWEM_PERC | Low Demand Growth+Ref Gas Supply+Delayed Build+Constrained Operational Capacity | 49.4932 | 62.8199 | 77.0058
2031 | SIWEM_PERC | Low Demand Growth+Ref Gas Supply+Delayed Build+Constrained Operational Capacity | 46.22 | 59.2463 | 75.2142
2032 | SIWEM_PERC | Low Demand Growth+Ref Gas Supply+Delayed Build+Constrained Operational Capacity | 43.6965 | 58.492 | 79.987
2033 | SIWEM_PERC | Low Demand Growth+Ref Gas Supply+Delayed Build+Constrained Operational Capacity | 41.5279 | 56.0874 | 82.4535
2034 | SIWEM_PERC | Low Demand Growth+Ref Gas Supply+Delayed Build+Constrained Operational Capacity | 39.4885 | 53.8235 | 79.7831
2035 | SIWEM_PERC | Low Demand Growth+Ref Gas Supply+Delayed Build+Constrained Operational Capacity | 34.731 | 50.9627 | 76.4144
2026 | NZWEM_PERC | Low Demand Growth+Ref Gas Supply+Delayed Build+Constrained Operational Capacity+Low Wind & Solar | 19.6245 | 19.6245 | 19.6245
2027 | NZWEM_PERC | Low Demand Growth+Ref Gas Supply+Delayed Build+Constrained Operational Capacity+Low Wind & Solar | 17.9148 | 18.0498 | 18.21
2028 | NZWEM_PERC | Low Demand Growth+Ref Gas Supply+Delayed Build+Constrained Operational Capacity+Low Wind & Solar | 21.2349 | 22.615 | 22.9153
2029 | NZWEM_PERC | Low Demand Growth+Ref Gas Supply+Delayed Build+Constrained Operational Capacity+Low Wind & Solar | 22.7954 | 25.5505 | 26.4062
2030 | NZWEM_PERC | Low Demand Growth+Ref Gas Supply+Delayed Build+Constrained Operational Capacity+Low Wind & Solar | 22.4305 | 31.2369 | 38.6809
2031 | NZWEM_PERC | Low Demand Growth+Ref Gas Supply+Delayed Build+Constrained Operational Capacity+Low Wind & Solar | 19.4286 | 31.0651 | 39.4701
2032 | NZWEM_PERC | Low Demand Growth+Ref Gas Supply+Delayed Build+Constrained Operational Capacity+Low Wind & Solar | 17.5115 | 29.6157 | 43.472
2033 | NZWEM_PERC | Low Demand Growth+Ref Gas Supply+Delayed Build+Constrained Operational Capacity+Low Wind & Solar | 15.7676 | 27.7797 | 47.1832
2034 | NZWEM_PERC | Low Demand Growth+Ref Gas Supply+Delayed Build+Constrained Operational Capacity+Low Wind & Solar | 14.3003 | 26.4887 | 46.5905
2035 | NZWEM_PERC | Low Demand Growth+Ref Gas Supply+Delayed Build+Constrained Operational Capacity+Low Wind & Solar | 12.0426 | 24.4838 | 45.835
2026 | NIWCM | Low Demand Growth+Ref Gas Supply+Delayed Build+Constrained Operational Capacity+Low Wind & Solar | 373.5029 | 373.5029 | 373.5029
2027 | NIWCM | Low Demand Growth+Ref Gas Supply+Delayed Build+Constrained Operational Capacity+Low Wind & Solar | 622.7638 | 622.7638 | 622.7638
2028 | NIWCM | Low Demand Growth+Ref Gas Supply+Delayed Build+Constrained Operational Capacity+Low Wind & Solar | 839.2329 | 839.2329 | 839.2329
2029 | NIWCM | Low Demand Growth+Ref Gas Supply+Delayed Build+Constrained Operational Capacity+Low Wind & Solar | 833.4055 | 915.296 | 915.296
2030 | NIWCM | Low Demand Growth+Ref Gas Supply+Delayed Build+Constrained Operational Capacity+Low Wind & Solar | 840.8697 | 1342.2895 | 1454.8857
2031 | NIWCM | Low Demand Growth+Ref Gas Supply+Delayed Build+Constrained Operational Capacity+Low Wind & Solar | 733.0594 | 1378.029 | 1531.3215
2032 | NIWCM | Low Demand Growth+Ref Gas Supply+Delayed Build+Constrained Operational Capacity+Low Wind & Solar | 605.4927 | 1305.8883 | 1511.764
2033 | NIWCM | Low Demand Growth+Ref Gas Supply+Delayed Build+Constrained Operational Capacity+Low Wind & Solar | 561.367 | 1272.9944 | 1534.544
2034 | NIWCM | Low Demand Growth+Ref Gas Supply+Delayed Build+Constrained Operational Capacity+Low Wind & Solar | 450.0023 | 1165.4678 | 1453.3051
2035 | NIWCM | Low Demand Growth+Ref Gas Supply+Delayed Build+Constrained Operational Capacity+Low Wind & Solar | 322.0374 | 1067.0524 | 1365.9426
2026 | SIWEM_PERC | Low Demand Growth+Ref Gas Supply+Delayed Build+Constrained Operational Capacity+Low Wind & Solar | 50.4405 | 50.4405 | 50.4405
2027 | SIWEM_PERC | Low Demand Growth+Ref Gas Supply+Delayed Build+Constrained Operational Capacity+Low Wind & Solar | 47.8901 | 48.2614 | 48.7021
2028 | SIWEM_PERC | Low Demand Growth+Ref Gas Supply+Delayed Build+Constrained Operational Capacity+Low Wind & Solar | 51.5541 | 53.4302 | 53.4302
2029 | SIWEM_PERC | Low Demand Growth+Ref Gas Supply+Delayed Build+Constrained Operational Capacity+Low Wind & Solar | 49.9207 | 54.7316 | 54.7316
2030 | SIWEM_PERC | Low Demand Growth+Ref Gas Supply+Delayed Build+Constrained Operational Capacity+Low Wind & Solar | 48.4532 | 60.4801 | 73.2824
2031 | SIWEM_PERC | Low Demand Growth+Ref Gas Supply+Delayed Build+Constrained Operational Capacity+Low Wind & Solar | 45.2034 | 56.9592 | 71.3698
2032 | SIWEM_PERC | Low Demand Growth+Ref Gas Supply+Delayed Build+Constrained Operational Capacity+Low Wind & Solar | 42.6984 | 56.0508 | 75.4493
2033 | SIWEM_PERC | Low Demand Growth+Ref Gas Supply+Delayed Build+Constrained Operational Capacity+Low Wind & Solar | 40.5456 | 53.6851 | 77.4796
2034 | SIWEM_PERC | Low Demand Growth+Ref Gas Supply+Delayed Build+Constrained Operational Capacity+Low Wind & Solar | 37.0728 | 51.4583 | 74.8859
2035 | SIWEM_PERC | Low Demand Growth+Ref Gas Supply+Delayed Build+Constrained Operational Capacity+Low Wind & Solar | 30.9193 | 48.6438 | 71.6131
2026 | NZWEM_PERC | Low Demand Growth+Ref Gas Supply+Delayed Build+Upgraded HVDC | 20.5799 | 20.5799 | 20.5799
2027 | NZWEM_PERC | Low Demand Growth+Ref Gas Supply+Delayed Build+Upgraded HVDC | 18.9266 | 19.0762 | 19.2537
2028 | NZWEM_PERC | Low Demand Growth+Ref Gas Supply+Delayed Build+Upgraded HVDC | 22.5092 | 24.0384 | 24.3712
2029 | NZWEM_PERC | Low Demand Growth+Ref Gas Supply+Delayed Build+Upgraded HVDC | 24.2389 | 27.2917 | 28.2399
2030 | NZWEM_PERC | Low Demand Growth+Ref Gas Supply+Delayed Build+Upgraded HVDC | 23.9676 | 33.7258 | 41.9743
2031 | NZWEM_PERC | Low Demand Growth+Ref Gas Supply+Delayed Build+Upgraded HVDC | 20.9308 | 33.8249 | 43.1384
2032 | NZWEM_PERC | Low Demand Growth+Ref Gas Supply+Delayed Build+Upgraded HVDC | 18.9881 | 32.4005 | 47.7104
2033 | NZWEM_PERC | Low Demand Growth+Ref Gas Supply+Delayed Build+Upgraded HVDC | 17.2213 | 30.5212 | 51.9784
2034 | NZWEM_PERC | Low Demand Growth+Ref Gas Supply+Delayed Build+Upgraded HVDC | 15.7301 | 29.2255 | 51.4146
2035 | NZWEM_PERC | Low Demand Growth+Ref Gas Supply+Delayed Build+Upgraded HVDC | 13.4414 | 27.1613 | 50.7366
2026 | NIWCM | Low Demand Growth+Ref Gas Supply+Delayed Build+Upgraded HVDC | 906.8546 | 906.8546 | 906.8546
2027 | NIWCM | Low Demand Growth+Ref Gas Supply+Delayed Build+Upgraded HVDC | 1161.9847 | 1163.9836 | 1166.4561
2028 | NIWCM | Low Demand Growth+Ref Gas Supply+Delayed Build+Upgraded HVDC | 1440.6233 | 1459.8351 | 1464.3716
2029 | NIWCM | Low Demand Growth+Ref Gas Supply+Delayed Build+Upgraded HVDC | 1465.9933 | 1588.6796 | 1602.2719
2030 | NIWCM | Low Demand Growth+Ref Gas Supply+Delayed Build+Upgraded HVDC | 1498.1781 | 2161.9592 | 2331.4701
2031 | NIWCM | Low Demand Growth+Ref Gas Supply+Delayed Build+Upgraded HVDC | 1394.1898 | 2292.0689 | 2626.0636
2032 | NIWCM | Low Demand Growth+Ref Gas Supply+Delayed Build+Upgraded HVDC | 1273.0829 | 2230.6598 | 2736.2786
2033 | NIWCM | Low Demand Growth+Ref Gas Supply+Delayed Build+Upgraded HVDC | 1230.5615 | 2199.2611 | 2924.3371
2034 | NIWCM | Low Demand Growth+Ref Gas Supply+Delayed Build+Upgraded HVDC | 1119.9069 | 2113.9951 | 2903.8055
2035 | NIWCM | Low Demand Growth+Ref Gas Supply+Delayed Build+Upgraded HVDC | 994.2191 | 2021.1001 | 2897.8323
2026 | SIWEM_PERC | Low Demand Growth+Ref Gas Supply+Delayed Build+Upgraded HVDC | 50.7882 | 50.7882 | 50.7882
2027 | SIWEM_PERC | Low Demand Growth+Ref Gas Supply+Delayed Build+Upgraded HVDC | 50.6734 | 51.0753 | 51.5199
2028 | SIWEM_PERC | Low Demand Growth+Ref Gas Supply+Delayed Build+Upgraded HVDC | 59.5725 | 63.5757 | 64.4065
2029 | SIWEM_PERC | Low Demand Growth+Ref Gas Supply+Delayed Build+Upgraded HVDC | 63.5427 | 71.6191 | 73.9797
2030 | SIWEM_PERC | Low Demand Growth+Ref Gas Supply+Delayed Build+Upgraded HVDC | 62.3943 | 84.4942 | 98.68
2031 | SIWEM_PERC | Low Demand Growth+Ref Gas Supply+Delayed Build+Upgraded HVDC | 54.5026 | 80.4319 | 96.3999
2032 | SIWEM_PERC | Low Demand Growth+Ref Gas Supply+Delayed Build+Upgraded HVDC | 49.3536 | 79.2937 | 100.7887
2033 | SIWEM_PERC | Low Demand Growth+Ref Gas Supply+Delayed Build+Upgraded HVDC | 44.7172 | 76.5575 | 102.9236
2034 | SIWEM_PERC | Low Demand Growth+Ref Gas Supply+Delayed Build+Upgraded HVDC | 40.829 | 73.978 | 99.9376
2035 | SIWEM_PERC | Low Demand Growth+Ref Gas Supply+Delayed Build+Upgraded HVDC | 34.731 | 70.2272 | 96.1747
2026 | NZWEM_PERC | Low Demand Growth+Ref Gas Supply+Delayed Build+Upgraded HVDC+Low Wind & Solar | 19.6245 | 19.6245 | 19.6245
2027 | NZWEM_PERC | Low Demand Growth+Ref Gas Supply+Delayed Build+Upgraded HVDC+Low Wind & Solar | 17.9148 | 18.0498 | 18.21
2028 | NZWEM_PERC | Low Demand Growth+Ref Gas Supply+Delayed Build+Upgraded HVDC+Low Wind & Solar | 21.2349 | 22.615 | 22.9153
2029 | NZWEM_PERC | Low Demand Growth+Ref Gas Supply+Delayed Build+Upgraded HVDC+Low Wind & Solar | 22.7954 | 25.5505 | 26.4062
2030 | NZWEM_PERC | Low Demand Growth+Ref Gas Supply+Delayed Build+Upgraded HVDC+Low Wind & Solar | 22.4305 | 31.2369 | 38.6809
2031 | NZWEM_PERC | Low Demand Growth+Ref Gas Supply+Delayed Build+Upgraded HVDC+Low Wind & Solar | 19.4286 | 31.0651 | 39.4701
2032 | NZWEM_PERC | Low Demand Growth+Ref Gas Supply+Delayed Build+Upgraded HVDC+Low Wind & Solar | 17.5115 | 29.6157 | 43.472
2033 | NZWEM_PERC | Low Demand Growth+Ref Gas Supply+Delayed Build+Upgraded HVDC+Low Wind & Solar | 15.7676 | 27.7797 | 47.1832
2034 | NZWEM_PERC | Low Demand Growth+Ref Gas Supply+Delayed Build+Upgraded HVDC+Low Wind & Solar | 14.3003 | 26.4887 | 46.5905
2035 | NZWEM_PERC | Low Demand Growth+Ref Gas Supply+Delayed Build+Upgraded HVDC+Low Wind & Solar | 12.0426 | 24.4838 | 45.835
2026 | NIWCM | Low Demand Growth+Ref Gas Supply+Delayed Build+Upgraded HVDC+Low Wind & Solar | 906.8546 | 906.8546 | 906.8546
2027 | NIWCM | Low Demand Growth+Ref Gas Supply+Delayed Build+Upgraded HVDC+Low Wind & Solar | 1161.9847 | 1163.9836 | 1166.4561
2028 | NIWCM | Low Demand Growth+Ref Gas Supply+Delayed Build+Upgraded HVDC+Low Wind & Solar | 1440.6233 | 1459.8351 | 1464.3716
2029 | NIWCM | Low Demand Growth+Ref Gas Supply+Delayed Build+Upgraded HVDC+Low Wind & Solar | 1465.9933 | 1588.6796 | 1602.2719
2030 | NIWCM | Low Demand Growth+Ref Gas Supply+Delayed Build+Upgraded HVDC+Low Wind & Solar | 1498.1781 | 2161.9592 | 2331.4701
2031 | NIWCM | Low Demand Growth+Ref Gas Supply+Delayed Build+Upgraded HVDC+Low Wind & Solar | 1394.1898 | 2292.0689 | 2626.0636
2032 | NIWCM | Low Demand Growth+Ref Gas Supply+Delayed Build+Upgraded HVDC+Low Wind & Solar | 1273.0829 | 2230.6598 | 2736.2786
2033 | NIWCM | Low Demand Growth+Ref Gas Supply+Delayed Build+Upgraded HVDC+Low Wind & Solar | 1230.5615 | 2199.2611 | 2924.3371
2034 | NIWCM | Low Demand Growth+Ref Gas Supply+Delayed Build+Upgraded HVDC+Low Wind & Solar | 1119.9069 | 2113.9951 | 2903.8055
2035 | NIWCM | Low Demand Growth+Ref Gas Supply+Delayed Build+Upgraded HVDC+Low Wind & Solar | 994.2191 | 2021.1001 | 2897.8323
2026 | SIWEM_PERC | Low Demand Growth+Ref Gas Supply+Delayed Build+Upgraded HVDC+Low Wind & Solar | 50.4405 | 50.4405 | 50.4405
2027 | SIWEM_PERC | Low Demand Growth+Ref Gas Supply+Delayed Build+Upgraded HVDC+Low Wind & Solar | 47.8901 | 48.2614 | 48.7021
2028 | SIWEM_PERC | Low Demand Growth+Ref Gas Supply+Delayed Build+Upgraded HVDC+Low Wind & Solar | 56.3166 | 59.9293 | 60.679
2029 | SIWEM_PERC | Low Demand Growth+Ref Gas Supply+Delayed Build+Upgraded HVDC+Low Wind & Solar | 59.8713 | 67.16 | 69.2903
2030 | SIWEM_PERC | Low Demand Growth+Ref Gas Supply+Delayed Build+Upgraded HVDC+Low Wind & Solar | 58.4941 | 81.3821 | 94.9566
2031 | SIWEM_PERC | Low Demand Growth+Ref Gas Supply+Delayed Build+Upgraded HVDC+Low Wind & Solar | 50.6903 | 78.1448 | 92.5554
2032 | SIWEM_PERC | Low Demand Growth+Ref Gas Supply+Delayed Build+Upgraded HVDC+Low Wind & Solar | 45.6104 | 76.7553 | 96.2511
2033 | SIWEM_PERC | Low Demand Growth+Ref Gas Supply+Delayed Build+Upgraded HVDC+Low Wind & Solar | 41.0337 | 71.9201 | 97.9498
2034 | SIWEM_PERC | Low Demand Growth+Ref Gas Supply+Delayed Build+Upgraded HVDC+Low Wind & Solar | 37.0728 | 68.5386 | 95.0404
2035 | SIWEM_PERC | Low Demand Growth+Ref Gas Supply+Delayed Build+Upgraded HVDC+Low Wind & Solar | 30.9193 | 63.3758 | 91.3733
2026 | NZWEM_PERC | Low Demand Growth+Ref Gas Supply+Delayed Build+Upgraded HVDC+Constrained Operational Capacity | 20.5799 | 20.5799 | 20.5799
2027 | NZWEM_PERC | Low Demand Growth+Ref Gas Supply+Delayed Build+Upgraded HVDC+Constrained Operational Capacity | 18.9266 | 19.0762 | 19.2537
2028 | NZWEM_PERC | Low Demand Growth+Ref Gas Supply+Delayed Build+Upgraded HVDC+Constrained Operational Capacity | 22.5092 | 24.0384 | 24.3712
2029 | NZWEM_PERC | Low Demand Growth+Ref Gas Supply+Delayed Build+Upgraded HVDC+Constrained Operational Capacity | 24.2389 | 27.2917 | 28.2399
2030 | NZWEM_PERC | Low Demand Growth+Ref Gas Supply+Delayed Build+Upgraded HVDC+Constrained Operational Capacity | 23.9676 | 33.7258 | 41.9743
2031 | NZWEM_PERC | Low Demand Growth+Ref Gas Supply+Delayed Build+Upgraded HVDC+Constrained Operational Capacity | 20.9308 | 33.8249 | 43.1384
2032 | NZWEM_PERC | Low Demand Growth+Ref Gas Supply+Delayed Build+Upgraded HVDC+Constrained Operational Capacity | 18.9881 | 32.4005 | 47.7104
2033 | NZWEM_PERC | Low Demand Growth+Ref Gas Supply+Delayed Build+Upgraded HVDC+Constrained Operational Capacity | 17.2213 | 30.5212 | 51.9784
2034 | NZWEM_PERC | Low Demand Growth+Ref Gas Supply+Delayed Build+Upgraded HVDC+Constrained Operational Capacity | 15.7301 | 29.2255 | 51.4146
2035 | NZWEM_PERC | Low Demand Growth+Ref Gas Supply+Delayed Build+Upgraded HVDC+Constrained Operational Capacity | 13.4414 | 27.1613 | 50.7366
2026 | NIWCM | Low Demand Growth+Ref Gas Supply+Delayed Build+Upgraded HVDC+Constrained Operational Capacity | 373.5029 | 373.5029 | 373.5029
2027 | NIWCM | Low Demand Growth+Ref Gas Supply+Delayed Build+Upgraded HVDC+Constrained Operational Capacity | 622.7638 | 622.7638 | 622.7638
2028 | NIWCM | Low Demand Growth+Ref Gas Supply+Delayed Build+Upgraded HVDC+Constrained Operational Capacity | 839.2329 | 839.2329 | 839.2329
2029 | NIWCM | Low Demand Growth+Ref Gas Supply+Delayed Build+Upgraded HVDC+Constrained Operational Capacity | 833.4055 | 915.296 | 915.296
2030 | NIWCM | Low Demand Growth+Ref Gas Supply+Delayed Build+Upgraded HVDC+Constrained Operational Capacity | 840.8697 | 1342.2895 | 1454.8857
2031 | NIWCM | Low Demand Growth+Ref Gas Supply+Delayed Build+Upgraded HVDC+Constrained Operational Capacity | 733.0603 | 1378.0255 | 1531.3255
2032 | NIWCM | Low Demand Growth+Ref Gas Supply+Delayed Build+Upgraded HVDC+Constrained Operational Capacity | 605.4925 | 1305.8856 | 1511.777
2033 | NIWCM | Low Demand Growth+Ref Gas Supply+Delayed Build+Upgraded HVDC+Constrained Operational Capacity | 561.3671 | 1272.9951 | 1534.5504
2034 | NIWCM | Low Demand Growth+Ref Gas Supply+Delayed Build+Upgraded HVDC+Constrained Operational Capacity | 450.0023 | 1165.4676 | 1453.3027
2035 | NIWCM | Low Demand Growth+Ref Gas Supply+Delayed Build+Upgraded HVDC+Constrained Operational Capacity | 322.0374 | 1067.0524 | 1365.9433
2026 | SIWEM_PERC | Low Demand Growth+Ref Gas Supply+Delayed Build+Upgraded HVDC+Constrained Operational Capacity | 50.7882 | 50.7882 | 50.7882
2027 | SIWEM_PERC | Low Demand Growth+Ref Gas Supply+Delayed Build+Upgraded HVDC+Constrained Operational Capacity | 50.6734 | 51.0753 | 51.5199
2028 | SIWEM_PERC | Low Demand Growth+Ref Gas Supply+Delayed Build+Upgraded HVDC+Constrained Operational Capacity | 59.5725 | 63.5757 | 64.4065
2029 | SIWEM_PERC | Low Demand Growth+Ref Gas Supply+Delayed Build+Upgraded HVDC+Constrained Operational Capacity | 63.5427 | 71.6191 | 73.9797
2030 | SIWEM_PERC | Low Demand Growth+Ref Gas Supply+Delayed Build+Upgraded HVDC+Constrained Operational Capacity | 62.3943 | 84.4942 | 98.68
2031 | SIWEM_PERC | Low Demand Growth+Ref Gas Supply+Delayed Build+Upgraded HVDC+Constrained Operational Capacity | 54.5026 | 80.4319 | 96.3999
2032 | SIWEM_PERC | Low Demand Growth+Ref Gas Supply+Delayed Build+Upgraded HVDC+Constrained Operational Capacity | 49.3536 | 79.2937 | 100.7887
2033 | SIWEM_PERC | Low Demand Growth+Ref Gas Supply+Delayed Build+Upgraded HVDC+Constrained Operational Capacity | 44.7172 | 76.5575 | 102.9236
2034 | SIWEM_PERC | Low Demand Growth+Ref Gas Supply+Delayed Build+Upgraded HVDC+Constrained Operational Capacity | 40.829 | 73.978 | 99.9376
2035 | SIWEM_PERC | Low Demand Growth+Ref Gas Supply+Delayed Build+Upgraded HVDC+Constrained Operational Capacity | 34.731 | 70.2272 | 96.1747
2026 | NZWEM_PERC | Low Demand Growth+Ref Gas Supply+Delayed Build+Upgraded HVDC+Constrained Operational Capacity+Low Wind & Solar | 19.6245 | 19.6245 | 19.6245
2027 | NZWEM_PERC | Low Demand Growth+Ref Gas Supply+Delayed Build+Upgraded HVDC+Constrained Operational Capacity+Low Wind & Solar | 17.9148 | 18.0498 | 18.21
2028 | NZWEM_PERC | Low Demand Growth+Ref Gas Supply+Delayed Build+Upgraded HVDC+Constrained Operational Capacity+Low Wind & Solar | 21.2349 | 22.615 | 22.9153
2029 | NZWEM_PERC | Low Demand Growth+Ref Gas Supply+Delayed Build+Upgraded HVDC+Constrained Operational Capacity+Low Wind & Solar | 22.7954 | 25.5505 | 26.4062
2030 | NZWEM_PERC | Low Demand Growth+Ref Gas Supply+Delayed Build+Upgraded HVDC+Constrained Operational Capacity+Low Wind & Solar | 22.4305 | 31.2369 | 38.6809
2031 | NZWEM_PERC | Low Demand Growth+Ref Gas Supply+Delayed Build+Upgraded HVDC+Constrained Operational Capacity+Low Wind & Solar | 19.4286 | 31.0651 | 39.4701
2032 | NZWEM_PERC | Low Demand Growth+Ref Gas Supply+Delayed Build+Upgraded HVDC+Constrained Operational Capacity+Low Wind & Solar | 17.5115 | 29.6157 | 43.472
2033 | NZWEM_PERC | Low Demand Growth+Ref Gas Supply+Delayed Build+Upgraded HVDC+Constrained Operational Capacity+Low Wind & Solar | 15.7676 | 27.7797 | 47.1832
2034 | NZWEM_PERC | Low Demand Growth+Ref Gas Supply+Delayed Build+Upgraded HVDC+Constrained Operational Capacity+Low Wind & Solar | 14.3003 | 26.4887 | 46.5905
2035 | NZWEM_PERC | Low Demand Growth+Ref Gas Supply+Delayed Build+Upgraded HVDC+Constrained Operational Capacity+Low Wind & Solar | 12.0426 | 24.4838 | 45.835
2026 | NIWCM | Low Demand Growth+Ref Gas Supply+Delayed Build+Upgraded HVDC+Constrained Operational Capacity+Low Wind & Solar | 373.5029 | 373.5029 | 373.5029
2027 | NIWCM | Low Demand Growth+Ref Gas Supply+Delayed Build+Upgraded HVDC+Constrained Operational Capacity+Low Wind & Solar | 622.7638 | 622.7638 | 622.7638
2028 | NIWCM | Low Demand Growth+Ref Gas Supply+Delayed Build+Upgraded HVDC+Constrained Operational Capacity+Low Wind & Solar | 839.2329 | 839.2329 | 839.2329
2029 | NIWCM | Low Demand Growth+Ref Gas Supply+Delayed Build+Upgraded HVDC+Constrained Operational Capacity+Low Wind & Solar | 833.4055 | 915.296 | 915.296
2030 | NIWCM | Low Demand Growth+Ref Gas Supply+Delayed Build+Upgraded HVDC+Constrained Operational Capacity+Low Wind & Solar | 840.8697 | 1342.2895 | 1454.8857
2031 | NIWCM | Low Demand Growth+Ref Gas Supply+Delayed Build+Upgraded HVDC+Constrained Operational Capacity+Low Wind & Solar | 733.0603 | 1378.0255 | 1531.3255
2032 | NIWCM | Low Demand Growth+Ref Gas Supply+Delayed Build+Upgraded HVDC+Constrained Operational Capacity+Low Wind & Solar | 605.4925 | 1305.8856 | 1511.777
2033 | NIWCM | Low Demand Growth+Ref Gas Supply+Delayed Build+Upgraded HVDC+Constrained Operational Capacity+Low Wind & Solar | 561.3671 | 1272.9951 | 1534.5504
2034 | NIWCM | Low Demand Growth+Ref Gas Supply+Delayed Build+Upgraded HVDC+Constrained Operational Capacity+Low Wind & Solar | 450.0023 | 1165.4676 | 1453.3027
2035 | NIWCM | Low Demand Growth+Ref Gas Supply+Delayed Build+Upgraded HVDC+Constrained Operational Capacity+Low Wind & Solar | 322.0374 | 1067.0524 | 1365.9433
2026 | SIWEM_PERC | Low Demand Growth+Ref Gas Supply+Delayed Build+Upgraded HVDC+Constrained Operational Capacity+Low Wind & Solar | 50.4405 | 50.4405 | 50.4405
2027 | SIWEM_PERC | Low Demand Growth+Ref Gas Supply+Delayed Build+Upgraded HVDC+Constrained Operational Capacity+Low Wind & Solar | 47.8901 | 48.2614 | 48.7021
2028 | SIWEM_PERC | Low Demand Growth+Ref Gas Supply+Delayed Build+Upgraded HVDC+Constrained Operational Capacity+Low Wind & Solar | 56.3166 | 59.9293 | 60.679
2029 | SIWEM_PERC | Low Demand Growth+Ref Gas Supply+Delayed Build+Upgraded HVDC+Constrained Operational Capacity+Low Wind & Solar | 59.8713 | 67.16 | 69.2903
2030 | SIWEM_PERC | Low Demand Growth+Ref Gas Supply+Delayed Build+Upgraded HVDC+Constrained Operational Capacity+Low Wind & Solar | 58.4941 | 81.3821 | 94.9566
2031 | SIWEM_PERC | Low Demand Growth+Ref Gas Supply+Delayed Build+Upgraded HVDC+Constrained Operational Capacity+Low Wind & Solar | 50.6903 | 78.1448 | 92.5554
2032 | SIWEM_PERC | Low Demand Growth+Ref Gas Supply+Delayed Build+Upgraded HVDC+Constrained Operational Capacity+Low Wind & Solar | 45.6104 | 76.7553 | 96.2511
2033 | SIWEM_PERC | Low Demand Growth+Ref Gas Supply+Delayed Build+Upgraded HVDC+Constrained Operational Capacity+Low Wind & Solar | 41.0337 | 71.9201 | 97.9498
2034 | SIWEM_PERC | Low Demand Growth+Ref Gas Supply+Delayed Build+Upgraded HVDC+Constrained Operational Capacity+Low Wind & Solar | 37.0728 | 68.5386 | 95.0404
2035 | SIWEM_PERC | Low Demand Growth+Ref Gas Supply+Delayed Build+Upgraded HVDC+Constrained Operational Capacity+Low Wind & Solar | 30.9193 | 63.3758 | 91.3733
2026 | NZWEM_PERC | Low Demand Growth+Ref Gas Supply+Reduced Rankine Availability | 21.086 | 21.1458 | 21.1458
2027 | NZWEM_PERC | Low Demand Growth+Ref Gas Supply+Reduced Rankine Availability | 18.0849 | 20.0287 | 20.3648
2028 | NZWEM_PERC | Low Demand Growth+Ref Gas Supply+Reduced Rankine Availability | 18.385 | 26.9781 | 31.7441
2029 | NZWEM_PERC | Low Demand Growth+Ref Gas Supply+Reduced Rankine Availability | 17.0121 | 29.2636 | 38.9569
2030 | NZWEM_PERC | Low Demand Growth+Ref Gas Supply+Reduced Rankine Availability | 15.6526 | 30.1816 | 46.1177
2031 | NZWEM_PERC | Low Demand Growth+Ref Gas Supply+Reduced Rankine Availability | 12.8042 | 27.1036 | 49.2777
2032 | NZWEM_PERC | Low Demand Growth+Ref Gas Supply+Reduced Rankine Availability | 10.9999 | 25.4838 | 48.4009
2033 | NZWEM_PERC | Low Demand Growth+Ref Gas Supply+Reduced Rankine Availability | 9.3574 | 23.6159 | 48.1168
2034 | NZWEM_PERC | Low Demand Growth+Ref Gas Supply+Reduced Rankine Availability | 7.9956 | 22.4926 | 46.5901
2035 | NZWEM_PERC | Low Demand Growth+Ref Gas Supply+Reduced Rankine Availability | 5.8745 | 20.1615 | 43.7368
2026 | NIWCM | Low Demand Growth+Ref Gas Supply+Reduced Rankine Availability | 1191.4351 | 1192.2349 | 1192.2349
2027 | NIWCM | Low Demand Growth+Ref Gas Supply+Reduced Rankine Availability | 1327.1564 | 1355.0149 | 1359.5514
2028 | NIWCM | Low Demand Growth+Ref Gas Supply+Reduced Rankine Availability | 1461.582 | 2021.8616 | 2060.8072
2029 | NIWCM | Low Demand Growth+Ref Gas Supply+Reduced Rankine Availability | 1439.5339 | 2249.7561 | 2467.4453
2030 | NIWCM | Low Demand Growth+Ref Gas Supply+Reduced Rankine Availability | 1323.5546 | 2234.2366 | 2599.4835
2031 | NIWCM | Low Demand Growth+Ref Gas Supply+Reduced Rankine Availability | 1236.7153 | 2193.9154 | 2750.7502
2032 | NIWCM | Low Demand Growth+Ref Gas Supply+Reduced Rankine Availability | 1115.6248 | 2114.4036 | 2721.1172
2033 | NIWCM | Low Demand Growth+Ref Gas Supply+Reduced Rankine Availability | 1000.1606 | 2013.8983 | 2715.0076
2034 | NIWCM | Low Demand Growth+Ref Gas Supply+Reduced Rankine Availability | 889.5072 | 1953.5982 | 2758.1705
2035 | NIWCM | Low Demand Growth+Ref Gas Supply+Reduced Rankine Availability | 763.819 | 1843.0482 | 2672.7288
2026 | SIWEM_PERC | Low Demand Growth+Ref Gas Supply+Reduced Rankine Availability | 55.9618 | 55.9618 | 55.9618
2027 | SIWEM_PERC | Low Demand Growth+Ref Gas Supply+Reduced Rankine Availability | 48.3579 | 53.7053 | 54.6297
2028 | SIWEM_PERC | Low Demand Growth+Ref Gas Supply+Reduced Rankine Availability | 48.9715 | 68.665 | 76.4172
2029 | SIWEM_PERC | Low Demand Growth+Ref Gas Supply+Reduced Rankine Availability | 45.0374 | 66.3794 | 83.0811
2030 | SIWEM_PERC | Low Demand Growth+Ref Gas Supply+Reduced Rankine Availability | 41.0433 | 64.9092 | 87.3057
2031 | SIWEM_PERC | Low Demand Growth+Ref Gas Supply+Reduced Rankine Availability | 33.2083 | 61.2884 | 88.5761
2032 | SIWEM_PERC | Low Demand Growth+Ref Gas Supply+Reduced Rankine Availability | 28.2021 | 58.492 | 85.2852
2033 | SIWEM_PERC | Low Demand Growth+Ref Gas Supply+Reduced Rankine Availability | 23.6697 | 56.0874 | 82.4535
2034 | SIWEM_PERC | Low Demand Growth+Ref Gas Supply+Reduced Rankine Availability | 19.9294 | 53.8235 | 79.7831
2035 | SIWEM_PERC | Low Demand Growth+Ref Gas Supply+Reduced Rankine Availability | 14.7472 | 50.9627 | 76.4144
2026 | NZWEM_PERC | Low Demand Growth+Ref Gas Supply+Reduced Rankine Availability+Low Wind & Solar | 19.8302 | 19.8842 | 19.8842
2027 | NZWEM_PERC | Low Demand Growth+Ref Gas Supply+Reduced Rankine Availability+Low Wind & Solar | 16.6593 | 18.4136 | 18.7169
2028 | NZWEM_PERC | Low Demand Growth+Ref Gas Supply+Reduced Rankine Availability+Low Wind & Solar | 16.8518 | 24.6067 | 28.9079
2029 | NZWEM_PERC | Low Demand Growth+Ref Gas Supply+Reduced Rankine Availability+Low Wind & Solar | 15.4486 | 26.5051 | 35.253
2030 | NZWEM_PERC | Low Demand Growth+Ref Gas Supply+Reduced Rankine Availability+Low Wind & Solar | 14.1155 | 27.2828 | 41.706
2031 | NZWEM_PERC | Low Demand Growth+Ref Gas Supply+Reduced Rankine Availability+Low Wind & Solar | 11.3019 | 24.2705 | 44.3222
2032 | NZWEM_PERC | Low Demand Growth+Ref Gas Supply+Reduced Rankine Availability+Low Wind & Solar | 9.5232 | 22.6572 | 43.4185
2033 | NZWEM_PERC | Low Demand Growth+Ref Gas Supply+Reduced Rankine Availability+Low Wind & Solar | 7.9037 | 20.8333 | 43.0227
2034 | NZWEM_PERC | Low Demand Growth+Ref Gas Supply+Reduced Rankine Availability+Low Wind & Solar | 6.5658 | 19.7558 | 41.5799
2035 | NZWEM_PERC | Low Demand Growth+Ref Gas Supply+Reduced Rankine Availability+Low Wind & Solar | 4.4757 | 17.484 | 38.8352
2026 | NIWCM | Low Demand Growth+Ref Gas Supply+Reduced Rankine Availability+Low Wind & Solar | 1191.4351 | 1192.2349 | 1192.2349
2027 | NIWCM | Low Demand Growth+Ref Gas Supply+Reduced Rankine Availability+Low Wind & Solar | 1327.1564 | 1355.0149 | 1359.5514
2028 | NIWCM | Low Demand Growth+Ref Gas Supply+Reduced Rankine Availability+Low Wind & Solar | 1461.582 | 2021.8616 | 2060.8072
2029 | NIWCM | Low Demand Growth+Ref Gas Supply+Reduced Rankine Availability+Low Wind & Solar | 1439.5339 | 2249.7561 | 2467.4453
2030 | NIWCM | Low Demand Growth+Ref Gas Supply+Reduced Rankine Availability+Low Wind & Solar | 1323.5546 | 2234.2366 | 2599.4835
2031 | NIWCM | Low Demand Growth+Ref Gas Supply+Reduced Rankine Availability+Low Wind & Solar | 1236.7153 | 2193.9154 | 2750.7502
2032 | NIWCM | Low Demand Growth+Ref Gas Supply+Reduced Rankine Availability+Low Wind & Solar | 1115.6248 | 2114.4036 | 2721.1172
2033 | NIWCM | Low Demand Growth+Ref Gas Supply+Reduced Rankine Availability+Low Wind & Solar | 1000.1606 | 2013.8983 | 2715.0076
2034 | NIWCM | Low Demand Growth+Ref Gas Supply+Reduced Rankine Availability+Low Wind & Solar | 889.5072 | 1953.5982 | 2758.1705
2035 | NIWCM | Low Demand Growth+Ref Gas Supply+Reduced Rankine Availability+Low Wind & Solar | 763.819 | 1843.0482 | 2672.7288
2026 | SIWEM_PERC | Low Demand Growth+Ref Gas Supply+Reduced Rankine Availability+Low Wind & Solar | 53.481 | 53.6304 | 53.6304
2027 | SIWEM_PERC | Low Demand Growth+Ref Gas Supply+Reduced Rankine Availability+Low Wind & Solar | 44.4364 | 49.2622 | 50.0965
2028 | SIWEM_PERC | Low Demand Growth+Ref Gas Supply+Reduced Rankine Availability+Low Wind & Solar | 44.7685 | 66.027 | 73.2346
2029 | SIWEM_PERC | Low Demand Growth+Ref Gas Supply+Reduced Rankine Availability+Low Wind & Solar | 40.7629 | 63.9873 | 79.06
2030 | SIWEM_PERC | Low Demand Growth+Ref Gas Supply+Reduced Rankine Availability+Low Wind & Solar | 36.8624 | 62.3656 | 82.5777
2031 | SIWEM_PERC | Low Demand Growth+Ref Gas Supply+Reduced Rankine Availability+Low Wind & Solar | 29.1216 | 58.8022 | 83.4284
2032 | SIWEM_PERC | Low Demand Growth+Ref Gas Supply+Reduced Rankine Availability+Low Wind & Solar | 24.1895 | 56.0508 | 80.2308
2033 | SIWEM_PERC | Low Demand Growth+Ref Gas Supply+Reduced Rankine Availability+Low Wind & Solar | 19.721 | 53.6851 | 77.4796
2034 | SIWEM_PERC | Low Demand Growth+Ref Gas Supply+Reduced Rankine Availability+Low Wind & Solar | 16.0416 | 51.4583 | 74.8859
2035 | SIWEM_PERC | Low Demand Growth+Ref Gas Supply+Reduced Rankine Availability+Low Wind & Solar | 13.799 | 45.7471 | 71.6131
2026 | NZWEM_PERC | Low Demand Growth+Ref Gas Supply+Reduced Rankine Availability+Constrained Operational Capacity | 21.086 | 21.1458 | 21.1458
2027 | NZWEM_PERC | Low Demand Growth+Ref Gas Supply+Reduced Rankine Availability+Constrained Operational Capacity | 18.0849 | 20.0287 | 20.3648
2028 | NZWEM_PERC | Low Demand Growth+Ref Gas Supply+Reduced Rankine Availability+Constrained Operational Capacity | 18.385 | 26.9781 | 31.7441
2029 | NZWEM_PERC | Low Demand Growth+Ref Gas Supply+Reduced Rankine Availability+Constrained Operational Capacity | 17.0121 | 29.2636 | 38.9569
2030 | NZWEM_PERC | Low Demand Growth+Ref Gas Supply+Reduced Rankine Availability+Constrained Operational Capacity | 15.6526 | 30.1816 | 46.1177
2031 | NZWEM_PERC | Low Demand Growth+Ref Gas Supply+Reduced Rankine Availability+Constrained Operational Capacity | 12.8042 | 27.1036 | 49.2777
2032 | NZWEM_PERC | Low Demand Growth+Ref Gas Supply+Reduced Rankine Availability+Constrained Operational Capacity | 10.9999 | 25.4838 | 48.4009
2033 | NZWEM_PERC | Low Demand Growth+Ref Gas Supply+Reduced Rankine Availability+Constrained Operational Capacity | 9.3574 | 23.6159 | 48.1168
2034 | NZWEM_PERC | Low Demand Growth+Ref Gas Supply+Reduced Rankine Availability+Constrained Operational Capacity | 7.9956 | 22.4926 | 46.5901
2035 | NZWEM_PERC | Low Demand Growth+Ref Gas Supply+Reduced Rankine Availability+Constrained Operational Capacity | 5.8745 | 20.1615 | 43.7368
2026 | NIWCM | Low Demand Growth+Ref Gas Supply+Reduced Rankine Availability+Constrained Operational Capacity | 604.1196 | 604.1196 | 604.1196
2027 | NIWCM | Low Demand Growth+Ref Gas Supply+Reduced Rankine Availability+Constrained Operational Capacity | 709.2101 | 713.0979 | 713.0979
2028 | NIWCM | Low Demand Growth+Ref Gas Supply+Reduced Rankine Availability+Constrained Operational Capacity | 818.3594 | 1305.8788 | 1312.9608
2029 | NIWCM | Low Demand Growth+Ref Gas Supply+Reduced Rankine Availability+Constrained Operational Capacity | 782.4328 | 1423.8944 | 1576.8858
2030 | NIWCM | Low Demand Growth+Ref Gas Supply+Reduced Rankine Availability+Constrained Operational Capacity | 666.2462 | 1383.6679 | 1589.3647
2031 | NIWCM | Low Demand Growth+Ref Gas Supply+Reduced Rankine Availability+Constrained Operational Capacity | 575.5979 | 1304.9563 | 1564.7785
2032 | NIWCM | Low Demand Growth+Ref Gas Supply+Reduced Rankine Availability+Constrained Operational Capacity | 448.0312 | 1187.216 | 1467.5734
2033 | NIWCM | Low Demand Growth+Ref Gas Supply+Reduced Rankine Availability+Constrained Operational Capacity | 330.967 | 1073.0536 | 1366.0557
2034 | NIWCM | Low Demand Growth+Ref Gas Supply+Reduced Rankine Availability+Constrained Operational Capacity | 219.6023 | 1005.157 | 1380.2233
2035 | NIWCM | Low Demand Growth+Ref Gas Supply+Reduced Rankine Availability+Constrained Operational Capacity | 91.6374 | 888.9844 | 1265.1036
2026 | SIWEM_PERC | Low Demand Growth+Ref Gas Supply+Reduced Rankine Availability+Constrained Operational Capacity | 55.9618 | 55.9618 | 55.9618
2027 | SIWEM_PERC | Low Demand Growth+Ref Gas Supply+Reduced Rankine Availability+Constrained Operational Capacity | 48.3579 | 53.7053 | 54.6297
2028 | SIWEM_PERC | Low Demand Growth+Ref Gas Supply+Reduced Rankine Availability+Constrained Operational Capacity | 48.9715 | 68.665 | 76.4172
2029 | SIWEM_PERC | Low Demand Growth+Ref Gas Supply+Reduced Rankine Availability+Constrained Operational Capacity | 45.0374 | 66.3794 | 83.0811
2030 | SIWEM_PERC | Low Demand Growth+Ref Gas Supply+Reduced Rankine Availability+Constrained Operational Capacity | 41.0433 | 64.9092 | 87.3057
2031 | SIWEM_PERC | Low Demand Growth+Ref Gas Supply+Reduced Rankine Availability+Constrained Operational Capacity | 33.2083 | 61.2884 | 88.5761
2032 | SIWEM_PERC | Low Demand Growth+Ref Gas Supply+Reduced Rankine Availability+Constrained Operational Capacity | 28.2021 | 58.492 | 85.2852
2033 | SIWEM_PERC | Low Demand Growth+Ref Gas Supply+Reduced Rankine Availability+Constrained Operational Capacity | 23.6697 | 56.0874 | 82.4535
2034 | SIWEM_PERC | Low Demand Growth+Ref Gas Supply+Reduced Rankine Availability+Constrained Operational Capacity | 19.9294 | 53.8235 | 79.7831
2035 | SIWEM_PERC | Low Demand Growth+Ref Gas Supply+Reduced Rankine Availability+Constrained Operational Capacity | 14.7472 | 50.9627 | 76.4144
2026 | NZWEM_PERC | Low Demand Growth+Ref Gas Supply+Reduced Rankine Availability+Constrained Operational Capacity+Low Wind & Solar | 19.8302 | 19.8842 | 19.8842
2027 | NZWEM_PERC | Low Demand Growth+Ref Gas Supply+Reduced Rankine Availability+Constrained Operational Capacity+Low Wind & Solar | 16.6593 | 18.4136 | 18.7169
2028 | NZWEM_PERC | Low Demand Growth+Ref Gas Supply+Reduced Rankine Availability+Constrained Operational Capacity+Low Wind & Solar | 16.8518 | 24.6067 | 28.9079
2029 | NZWEM_PERC | Low Demand Growth+Ref Gas Supply+Reduced Rankine Availability+Constrained Operational Capacity+Low Wind & Solar | 15.4486 | 26.5051 | 35.253
2030 | NZWEM_PERC | Low Demand Growth+Ref Gas Supply+Reduced Rankine Availability+Constrained Operational Capacity+Low Wind & Solar | 14.1155 | 27.2828 | 41.706
2031 | NZWEM_PERC | Low Demand Growth+Ref Gas Supply+Reduced Rankine Availability+Constrained Operational Capacity+Low Wind & Solar | 11.3019 | 24.2705 | 44.3222
2032 | NZWEM_PERC | Low Demand Growth+Ref Gas Supply+Reduced Rankine Availability+Constrained Operational Capacity+Low Wind & Solar | 9.5232 | 22.6572 | 43.4185
2033 | NZWEM_PERC | Low Demand Growth+Ref Gas Supply+Reduced Rankine Availability+Constrained Operational Capacity+Low Wind & Solar | 7.9037 | 20.8333 | 43.0227
2034 | NZWEM_PERC | Low Demand Growth+Ref Gas Supply+Reduced Rankine Availability+Constrained Operational Capacity+Low Wind & Solar | 6.5658 | 19.7558 | 41.5799
2035 | NZWEM_PERC | Low Demand Growth+Ref Gas Supply+Reduced Rankine Availability+Constrained Operational Capacity+Low Wind & Solar | 4.4757 | 17.484 | 38.8352
2026 | NIWCM | Low Demand Growth+Ref Gas Supply+Reduced Rankine Availability+Constrained Operational Capacity+Low Wind & Solar | 604.1196 | 604.1196 | 604.1196
2027 | NIWCM | Low Demand Growth+Ref Gas Supply+Reduced Rankine Availability+Constrained Operational Capacity+Low Wind & Solar | 709.2101 | 713.0979 | 713.0979
2028 | NIWCM | Low Demand Growth+Ref Gas Supply+Reduced Rankine Availability+Constrained Operational Capacity+Low Wind & Solar | 818.3594 | 1305.8788 | 1312.9608
2029 | NIWCM | Low Demand Growth+Ref Gas Supply+Reduced Rankine Availability+Constrained Operational Capacity+Low Wind & Solar | 782.4328 | 1423.8944 | 1576.8858
2030 | NIWCM | Low Demand Growth+Ref Gas Supply+Reduced Rankine Availability+Constrained Operational Capacity+Low Wind & Solar | 666.2462 | 1383.6679 | 1589.3647
2031 | NIWCM | Low Demand Growth+Ref Gas Supply+Reduced Rankine Availability+Constrained Operational Capacity+Low Wind & Solar | 575.5979 | 1304.9563 | 1564.7785
2032 | NIWCM | Low Demand Growth+Ref Gas Supply+Reduced Rankine Availability+Constrained Operational Capacity+Low Wind & Solar | 448.0312 | 1187.216 | 1467.5734
2033 | NIWCM | Low Demand Growth+Ref Gas Supply+Reduced Rankine Availability+Constrained Operational Capacity+Low Wind & Solar | 330.967 | 1073.0536 | 1366.0557
2034 | NIWCM | Low Demand Growth+Ref Gas Supply+Reduced Rankine Availability+Constrained Operational Capacity+Low Wind & Solar | 219.6023 | 1005.157 | 1380.2233
2035 | NIWCM | Low Demand Growth+Ref Gas Supply+Reduced Rankine Availability+Constrained Operational Capacity+Low Wind & Solar | 91.6374 | 888.9844 | 1265.1036
2026 | SIWEM_PERC | Low Demand Growth+Ref Gas Supply+Reduced Rankine Availability+Constrained Operational Capacity+Low Wind & Solar | 53.481 | 53.6304 | 53.6304
2027 | SIWEM_PERC | Low Demand Growth+Ref Gas Supply+Reduced Rankine Availability+Constrained Operational Capacity+Low Wind & Solar | 44.4364 | 49.2622 | 50.0965
2028 | SIWEM_PERC | Low Demand Growth+Ref Gas Supply+Reduced Rankine Availability+Constrained Operational Capacity+Low Wind & Solar | 44.7685 | 66.027 | 73.2346
2029 | SIWEM_PERC | Low Demand Growth+Ref Gas Supply+Reduced Rankine Availability+Constrained Operational Capacity+Low Wind & Solar | 40.7629 | 63.9873 | 79.06
2030 | SIWEM_PERC | Low Demand Growth+Ref Gas Supply+Reduced Rankine Availability+Constrained Operational Capacity+Low Wind & Solar | 36.8624 | 62.3656 | 82.5777
2031 | SIWEM_PERC | Low Demand Growth+Ref Gas Supply+Reduced Rankine Availability+Constrained Operational Capacity+Low Wind & Solar | 29.1216 | 58.8022 | 83.4284
2032 | SIWEM_PERC | Low Demand Growth+Ref Gas Supply+Reduced Rankine Availability+Constrained Operational Capacity+Low Wind & Solar | 24.1895 | 56.0508 | 80.2308
2033 | SIWEM_PERC | Low Demand Growth+Ref Gas Supply+Reduced Rankine Availability+Constrained Operational Capacity+Low Wind & Solar | 19.721 | 53.6851 | 77.4796
2034 | SIWEM_PERC | Low Demand Growth+Ref Gas Supply+Reduced Rankine Availability+Constrained Operational Capacity+Low Wind & Solar | 16.0416 | 51.4583 | 74.8859
2035 | SIWEM_PERC | Low Demand Growth+Ref Gas Supply+Reduced Rankine Availability+Constrained Operational Capacity+Low Wind & Solar | 13.799 | 45.7471 | 71.6131
2026 | NZWEM_PERC | Low Demand Growth+Ref Gas Supply+Reduced Rankine Availability+Upgraded HVDC | 21.086 | 21.1458 | 21.1458
2027 | NZWEM_PERC | Low Demand Growth+Ref Gas Supply+Reduced Rankine Availability+Upgraded HVDC | 18.0849 | 20.0287 | 20.3648
2028 | NZWEM_PERC | Low Demand Growth+Ref Gas Supply+Reduced Rankine Availability+Upgraded HVDC | 18.385 | 26.9781 | 31.7441
2029 | NZWEM_PERC | Low Demand Growth+Ref Gas Supply+Reduced Rankine Availability+Upgraded HVDC | 17.0121 | 29.2636 | 38.9569
2030 | NZWEM_PERC | Low Demand Growth+Ref Gas Supply+Reduced Rankine Availability+Upgraded HVDC | 15.6526 | 30.1816 | 46.1177
2031 | NZWEM_PERC | Low Demand Growth+Ref Gas Supply+Reduced Rankine Availability+Upgraded HVDC | 12.8042 | 27.1036 | 49.2777
2032 | NZWEM_PERC | Low Demand Growth+Ref Gas Supply+Reduced Rankine Availability+Upgraded HVDC | 10.9999 | 25.4838 | 48.4009
2033 | NZWEM_PERC | Low Demand Growth+Ref Gas Supply+Reduced Rankine Availability+Upgraded HVDC | 9.3574 | 23.6159 | 48.1168
2034 | NZWEM_PERC | Low Demand Growth+Ref Gas Supply+Reduced Rankine Availability+Upgraded HVDC | 7.9956 | 22.4926 | 46.5901
2035 | NZWEM_PERC | Low Demand Growth+Ref Gas Supply+Reduced Rankine Availability+Upgraded HVDC | 5.8745 | 20.1615 | 43.7368
2026 | NIWCM | Low Demand Growth+Ref Gas Supply+Reduced Rankine Availability+Upgraded HVDC | 1191.4351 | 1192.2349 | 1192.2349
2027 | NIWCM | Low Demand Growth+Ref Gas Supply+Reduced Rankine Availability+Upgraded HVDC | 1327.1564 | 1355.0149 | 1359.5514
2028 | NIWCM | Low Demand Growth+Ref Gas Supply+Reduced Rankine Availability+Upgraded HVDC | 1461.582 | 2021.8616 | 2060.8072
2029 | NIWCM | Low Demand Growth+Ref Gas Supply+Reduced Rankine Availability+Upgraded HVDC | 1439.5339 | 2249.7561 | 2467.4453
2030 | NIWCM | Low Demand Growth+Ref Gas Supply+Reduced Rankine Availability+Upgraded HVDC | 1323.5546 | 2234.2366 | 2599.4835
2031 | NIWCM | Low Demand Growth+Ref Gas Supply+Reduced Rankine Availability+Upgraded HVDC | 1236.7283 | 2232.003 | 2874.2501
2032 | NIWCM | Low Demand Growth+Ref Gas Supply+Reduced Rankine Availability+Upgraded HVDC | 1115.6214 | 2126.5675 | 2844.7526
2033 | NIWCM | Low Demand Growth+Ref Gas Supply+Reduced Rankine Availability+Upgraded HVDC | 1000.1615 | 2013.9003 | 2838.3788
2034 | NIWCM | Low Demand Growth+Ref Gas Supply+Reduced Rankine Availability+Upgraded HVDC | 889.5069 | 1953.6843 | 2887.9237
2035 | NIWCM | Low Demand Growth+Ref Gas Supply+Reduced Rankine Availability+Upgraded HVDC | 763.8191 | 1843.0321 | 2796.9933
2026 | SIWEM_PERC | Low Demand Growth+Ref Gas Supply+Reduced Rankine Availability+Upgraded HVDC | 55.9618 | 55.9618 | 55.9618
2027 | SIWEM_PERC | Low Demand Growth+Ref Gas Supply+Reduced Rankine Availability+Upgraded HVDC | 48.3579 | 53.7053 | 54.6297
2028 | SIWEM_PERC | Low Demand Growth+Ref Gas Supply+Reduced Rankine Availability+Upgraded HVDC | 48.9715 | 72.1824 | 84.7726
2029 | SIWEM_PERC | Low Demand Growth+Ref Gas Supply+Reduced Rankine Availability+Upgraded HVDC | 45.0374 | 77.4447 | 103.0688
2030 | SIWEM_PERC | Low Demand Growth+Ref Gas Supply+Reduced Rankine Availability+Upgraded HVDC | 41.0433 | 79.1638 | 108.9799
2031 | SIWEM_PERC | Low Demand Growth+Ref Gas Supply+Reduced Rankine Availability+Upgraded HVDC | 33.2083 | 71.1404 | 109.7617
2032 | SIWEM_PERC | Low Demand Growth+Ref Gas Supply+Reduced Rankine Availability+Upgraded HVDC | 28.2021 | 66.7492 | 106.087
2033 | SIWEM_PERC | Low Demand Growth+Ref Gas Supply+Reduced Rankine Availability+Upgraded HVDC | 23.6697 | 61.8355 | 102.9236
2034 | SIWEM_PERC | Low Demand Growth+Ref Gas Supply+Reduced Rankine Availability+Upgraded HVDC | 19.9294 | 58.855 | 99.9376
2035 | SIWEM_PERC | Low Demand Growth+Ref Gas Supply+Reduced Rankine Availability+Upgraded HVDC | 14.7472 | 52.8573 | 96.1747
2026 | NZWEM_PERC | Low Demand Growth+Ref Gas Supply+Reduced Rankine Availability+Upgraded HVDC+Low Wind & Solar | 19.8302 | 19.8842 | 19.8842
2027 | NZWEM_PERC | Low Demand Growth+Ref Gas Supply+Reduced Rankine Availability+Upgraded HVDC+Low Wind & Solar | 16.6593 | 18.4136 | 18.7169
2028 | NZWEM_PERC | Low Demand Growth+Ref Gas Supply+Reduced Rankine Availability+Upgraded HVDC+Low Wind & Solar | 16.8518 | 24.6067 | 28.9079
2029 | NZWEM_PERC | Low Demand Growth+Ref Gas Supply+Reduced Rankine Availability+Upgraded HVDC+Low Wind & Solar | 15.4486 | 26.5051 | 35.253
2030 | NZWEM_PERC | Low Demand Growth+Ref Gas Supply+Reduced Rankine Availability+Upgraded HVDC+Low Wind & Solar | 14.1155 | 27.2828 | 41.706
2031 | NZWEM_PERC | Low Demand Growth+Ref Gas Supply+Reduced Rankine Availability+Upgraded HVDC+Low Wind & Solar | 11.3019 | 24.2705 | 44.3222
2032 | NZWEM_PERC | Low Demand Growth+Ref Gas Supply+Reduced Rankine Availability+Upgraded HVDC+Low Wind & Solar | 9.5232 | 22.6572 | 43.4185
2033 | NZWEM_PERC | Low Demand Growth+Ref Gas Supply+Reduced Rankine Availability+Upgraded HVDC+Low Wind & Solar | 7.9037 | 20.8333 | 43.0227
2034 | NZWEM_PERC | Low Demand Growth+Ref Gas Supply+Reduced Rankine Availability+Upgraded HVDC+Low Wind & Solar | 6.5658 | 19.7558 | 41.5799
2035 | NZWEM_PERC | Low Demand Growth+Ref Gas Supply+Reduced Rankine Availability+Upgraded HVDC+Low Wind & Solar | 4.4757 | 17.484 | 38.8352
2026 | NIWCM | Low Demand Growth+Ref Gas Supply+Reduced Rankine Availability+Upgraded HVDC+Low Wind & Solar | 1191.4351 | 1192.2349 | 1192.2349
2027 | NIWCM | Low Demand Growth+Ref Gas Supply+Reduced Rankine Availability+Upgraded HVDC+Low Wind & Solar | 1327.1564 | 1355.0149 | 1359.5514
2028 | NIWCM | Low Demand Growth+Ref Gas Supply+Reduced Rankine Availability+Upgraded HVDC+Low Wind & Solar | 1461.582 | 2021.8616 | 2060.8072
2029 | NIWCM | Low Demand Growth+Ref Gas Supply+Reduced Rankine Availability+Upgraded HVDC+Low Wind & Solar | 1439.5339 | 2249.7561 | 2467.4453
2030 | NIWCM | Low Demand Growth+Ref Gas Supply+Reduced Rankine Availability+Upgraded HVDC+Low Wind & Solar | 1323.5546 | 2234.2366 | 2599.4835
2031 | NIWCM | Low Demand Growth+Ref Gas Supply+Reduced Rankine Availability+Upgraded HVDC+Low Wind & Solar | 1236.7283 | 2232.003 | 2874.2501
2032 | NIWCM | Low Demand Growth+Ref Gas Supply+Reduced Rankine Availability+Upgraded HVDC+Low Wind & Solar | 1115.6214 | 2126.5675 | 2844.7526
2033 | NIWCM | Low Demand Growth+Ref Gas Supply+Reduced Rankine Availability+Upgraded HVDC+Low Wind & Solar | 1000.1615 | 2013.9003 | 2838.3788
2034 | NIWCM | Low Demand Growth+Ref Gas Supply+Reduced Rankine Availability+Upgraded HVDC+Low Wind & Solar | 889.5069 | 1953.6843 | 2887.9237
2035 | NIWCM | Low Demand Growth+Ref Gas Supply+Reduced Rankine Availability+Upgraded HVDC+Low Wind & Solar | 763.8191 | 1843.0321 | 2796.9933
2026 | SIWEM_PERC | Low Demand Growth+Ref Gas Supply+Reduced Rankine Availability+Upgraded HVDC+Low Wind & Solar | 53.481 | 53.6304 | 53.6304
2027 | SIWEM_PERC | Low Demand Growth+Ref Gas Supply+Reduced Rankine Availability+Upgraded HVDC+Low Wind & Solar | 44.4364 | 49.2622 | 50.0965
2028 | SIWEM_PERC | Low Demand Growth+Ref Gas Supply+Reduced Rankine Availability+Upgraded HVDC+Low Wind & Solar | 44.7685 | 66.027 | 77.4082
2029 | SIWEM_PERC | Low Demand Growth+Ref Gas Supply+Reduced Rankine Availability+Upgraded HVDC+Low Wind & Solar | 40.7629 | 70.3637 | 93.4885
2030 | SIWEM_PERC | Low Demand Growth+Ref Gas Supply+Reduced Rankine Availability+Upgraded HVDC+Low Wind & Solar | 36.8624 | 71.7564 | 104.2519
2031 | SIWEM_PERC | Low Demand Growth+Ref Gas Supply+Reduced Rankine Availability+Upgraded HVDC+Low Wind & Solar | 29.1216 | 63.9 | 104.614
2032 | SIWEM_PERC | Low Demand Growth+Ref Gas Supply+Reduced Rankine Availability+Upgraded HVDC+Low Wind & Solar | 24.1895 | 59.5367 | 101.0326
2033 | SIWEM_PERC | Low Demand Growth+Ref Gas Supply+Reduced Rankine Availability+Upgraded HVDC+Low Wind & Solar | 19.721 | 54.7379 | 97.9498
2034 | SIWEM_PERC | Low Demand Growth+Ref Gas Supply+Reduced Rankine Availability+Upgraded HVDC+Low Wind & Solar | 16.0416 | 51.8668 | 95.0404
2035 | SIWEM_PERC | Low Demand Growth+Ref Gas Supply+Reduced Rankine Availability+Upgraded HVDC+Low Wind & Solar | 13.799 | 45.7471 | 91.3733
2026 | NZWEM_PERC | Low Demand Growth+Ref Gas Supply+Reduced Rankine Availability+Upgraded HVDC+Constrained Operational Capacity | 21.086 | 21.1458 | 21.1458
2027 | NZWEM_PERC | Low Demand Growth+Ref Gas Supply+Reduced Rankine Availability+Upgraded HVDC+Constrained Operational Capacity | 18.0849 | 20.0287 | 20.3648
2028 | NZWEM_PERC | Low Demand Growth+Ref Gas Supply+Reduced Rankine Availability+Upgraded HVDC+Constrained Operational Capacity | 18.385 | 26.9781 | 31.7441
2029 | NZWEM_PERC | Low Demand Growth+Ref Gas Supply+Reduced Rankine Availability+Upgraded HVDC+Constrained Operational Capacity | 17.0121 | 29.2636 | 38.9569
2030 | NZWEM_PERC | Low Demand Growth+Ref Gas Supply+Reduced Rankine Availability+Upgraded HVDC+Constrained Operational Capacity | 15.6526 | 30.1816 | 46.1177
2031 | NZWEM_PERC | Low Demand Growth+Ref Gas Supply+Reduced Rankine Availability+Upgraded HVDC+Constrained Operational Capacity | 12.8042 | 27.1036 | 49.2777
2032 | NZWEM_PERC | Low Demand Growth+Ref Gas Supply+Reduced Rankine Availability+Upgraded HVDC+Constrained Operational Capacity | 10.9999 | 25.4838 | 48.4009
2033 | NZWEM_PERC | Low Demand Growth+Ref Gas Supply+Reduced Rankine Availability+Upgraded HVDC+Constrained Operational Capacity | 9.3574 | 23.6159 | 48.1168
2034 | NZWEM_PERC | Low Demand Growth+Ref Gas Supply+Reduced Rankine Availability+Upgraded HVDC+Constrained Operational Capacity | 7.9956 | 22.4926 | 46.5901
2035 | NZWEM_PERC | Low Demand Growth+Ref Gas Supply+Reduced Rankine Availability+Upgraded HVDC+Constrained Operational Capacity | 5.8745 | 20.1615 | 43.7368
2026 | NIWCM | Low Demand Growth+Ref Gas Supply+Reduced Rankine Availability+Upgraded HVDC+Constrained Operational Capacity | 604.1196 | 604.1196 | 604.1196
2027 | NIWCM | Low Demand Growth+Ref Gas Supply+Reduced Rankine Availability+Upgraded HVDC+Constrained Operational Capacity | 709.2101 | 713.0979 | 713.0979
2028 | NIWCM | Low Demand Growth+Ref Gas Supply+Reduced Rankine Availability+Upgraded HVDC+Constrained Operational Capacity | 818.3594 | 1305.8788 | 1312.9608
2029 | NIWCM | Low Demand Growth+Ref Gas Supply+Reduced Rankine Availability+Upgraded HVDC+Constrained Operational Capacity | 782.4328 | 1423.8944 | 1576.8858
2030 | NIWCM | Low Demand Growth+Ref Gas Supply+Reduced Rankine Availability+Upgraded HVDC+Constrained Operational Capacity | 666.2462 | 1383.6679 | 1589.3647
2031 | NIWCM | Low Demand Growth+Ref Gas Supply+Reduced Rankine Availability+Upgraded HVDC+Constrained Operational Capacity | 575.5988 | 1304.9629 | 1564.9
2032 | NIWCM | Low Demand Growth+Ref Gas Supply+Reduced Rankine Availability+Upgraded HVDC+Constrained Operational Capacity | 448.031 | 1187.2133 | 1467.5495
2033 | NIWCM | Low Demand Growth+Ref Gas Supply+Reduced Rankine Availability+Upgraded HVDC+Constrained Operational Capacity | 330.9671 | 1073.0543 | 1366.0621
2034 | NIWCM | Low Demand Growth+Ref Gas Supply+Reduced Rankine Availability+Upgraded HVDC+Constrained Operational Capacity | 219.6023 | 1005.1568 | 1380.2209
2035 | NIWCM | Low Demand Growth+Ref Gas Supply+Reduced Rankine Availability+Upgraded HVDC+Constrained Operational Capacity | 91.6374 | 888.9844 | 1265.1043
2026 | SIWEM_PERC | Low Demand Growth+Ref Gas Supply+Reduced Rankine Availability+Upgraded HVDC+Constrained Operational Capacity | 55.9618 | 55.9618 | 55.9618
2027 | SIWEM_PERC | Low Demand Growth+Ref Gas Supply+Reduced Rankine Availability+Upgraded HVDC+Constrained Operational Capacity | 48.3579 | 53.7053 | 54.6297
2028 | SIWEM_PERC | Low Demand Growth+Ref Gas Supply+Reduced Rankine Availability+Upgraded HVDC+Constrained Operational Capacity | 48.9715 | 72.1824 | 84.7726
2029 | SIWEM_PERC | Low Demand Growth+Ref Gas Supply+Reduced Rankine Availability+Upgraded HVDC+Constrained Operational Capacity | 45.0374 | 77.4447 | 103.0688
2030 | SIWEM_PERC | Low Demand Growth+Ref Gas Supply+Reduced Rankine Availability+Upgraded HVDC+Constrained Operational Capacity | 41.0433 | 79.1638 | 108.9799
2031 | SIWEM_PERC | Low Demand Growth+Ref Gas Supply+Reduced Rankine Availability+Upgraded HVDC+Constrained Operational Capacity | 33.2083 | 71.1404 | 109.7617
2032 | SIWEM_PERC | Low Demand Growth+Ref Gas Supply+Reduced Rankine Availability+Upgraded HVDC+Constrained Operational Capacity | 28.2021 | 66.7492 | 106.087
2033 | SIWEM_PERC | Low Demand Growth+Ref Gas Supply+Reduced Rankine Availability+Upgraded HVDC+Constrained Operational Capacity | 23.6697 | 61.8355 | 102.9236
2034 | SIWEM_PERC | Low Demand Growth+Ref Gas Supply+Reduced Rankine Availability+Upgraded HVDC+Constrained Operational Capacity | 19.9294 | 58.855 | 99.9376
2035 | SIWEM_PERC | Low Demand Growth+Ref Gas Supply+Reduced Rankine Availability+Upgraded HVDC+Constrained Operational Capacity | 14.7472 | 52.8573 | 96.1747
2026 | NZWEM_PERC | Low Demand Growth+Ref Gas Supply+Reduced Rankine Availability+Upgraded HVDC+Constrained Operational Capacity+Low Wind & Solar | 19.8302 | 19.8842 | 19.8842
2027 | NZWEM_PERC | Low Demand Growth+Ref Gas Supply+Reduced Rankine Availability+Upgraded HVDC+Constrained Operational Capacity+Low Wind & Solar | 16.6593 | 18.4136 | 18.7169
2028 | NZWEM_PERC | Low Demand Growth+Ref Gas Supply+Reduced Rankine Availability+Upgraded HVDC+Constrained Operational Capacity+Low Wind & Solar | 16.8518 | 24.6067 | 28.9079
2029 | NZWEM_PERC | Low Demand Growth+Ref Gas Supply+Reduced Rankine Availability+Upgraded HVDC+Constrained Operational Capacity+Low Wind & Solar | 15.4486 | 26.5051 | 35.253
2030 | NZWEM_PERC | Low Demand Growth+Ref Gas Supply+Reduced Rankine Availability+Upgraded HVDC+Constrained Operational Capacity+Low Wind & Solar | 14.1155 | 27.2828 | 41.706
2031 | NZWEM_PERC | Low Demand Growth+Ref Gas Supply+Reduced Rankine Availability+Upgraded HVDC+Constrained Operational Capacity+Low Wind & Solar | 11.3019 | 24.2705 | 44.3222
2032 | NZWEM_PERC | Low Demand Growth+Ref Gas Supply+Reduced Rankine Availability+Upgraded HVDC+Constrained Operational Capacity+Low Wind & Solar | 9.5232 | 22.6572 | 43.4185
2033 | NZWEM_PERC | Low Demand Growth+Ref Gas Supply+Reduced Rankine Availability+Upgraded HVDC+Constrained Operational Capacity+Low Wind & Solar | 7.9037 | 20.8333 | 43.0227
2034 | NZWEM_PERC | Low Demand Growth+Ref Gas Supply+Reduced Rankine Availability+Upgraded HVDC+Constrained Operational Capacity+Low Wind & Solar | 6.5658 | 19.7558 | 41.5799
2035 | NZWEM_PERC | Low Demand Growth+Ref Gas Supply+Reduced Rankine Availability+Upgraded HVDC+Constrained Operational Capacity+Low Wind & Solar | 4.4757 | 17.484 | 38.8352
2026 | NIWCM | Low Demand Growth+Ref Gas Supply+Reduced Rankine Availability+Upgraded HVDC+Constrained Operational Capacity+Low Wind & Solar | 604.1196 | 604.1196 | 604.1196
2027 | NIWCM | Low Demand Growth+Ref Gas Supply+Reduced Rankine Availability+Upgraded HVDC+Constrained Operational Capacity+Low Wind & Solar | 709.2101 | 713.0979 | 713.0979
2028 | NIWCM | Low Demand Growth+Ref Gas Supply+Reduced Rankine Availability+Upgraded HVDC+Constrained Operational Capacity+Low Wind & Solar | 818.3594 | 1305.8788 | 1312.9608
2029 | NIWCM | Low Demand Growth+Ref Gas Supply+Reduced Rankine Availability+Upgraded HVDC+Constrained Operational Capacity+Low Wind & Solar | 782.4328 | 1423.8944 | 1576.8858
2030 | NIWCM | Low Demand Growth+Ref Gas Supply+Reduced Rankine Availability+Upgraded HVDC+Constrained Operational Capacity+Low Wind & Solar | 666.2462 | 1383.6679 | 1589.3647
2031 | NIWCM | Low Demand Growth+Ref Gas Supply+Reduced Rankine Availability+Upgraded HVDC+Constrained Operational Capacity+Low Wind & Solar | 575.5988 | 1304.9629 | 1564.9
2032 | NIWCM | Low Demand Growth+Ref Gas Supply+Reduced Rankine Availability+Upgraded HVDC+Constrained Operational Capacity+Low Wind & Solar | 448.031 | 1187.2133 | 1467.5495
2033 | NIWCM | Low Demand Growth+Ref Gas Supply+Reduced Rankine Availability+Upgraded HVDC+Constrained Operational Capacity+Low Wind & Solar | 330.9671 | 1073.0543 | 1366.0621
2034 | NIWCM | Low Demand Growth+Ref Gas Supply+Reduced Rankine Availability+Upgraded HVDC+Constrained Operational Capacity+Low Wind & Solar | 219.6023 | 1005.1568 | 1380.2209
2035 | NIWCM | Low Demand Growth+Ref Gas Supply+Reduced Rankine Availability+Upgraded HVDC+Constrained Operational Capacity+Low Wind & Solar | 91.6374 | 888.9844 | 1265.1043
2026 | SIWEM_PERC | Low Demand Growth+Ref Gas Supply+Reduced Rankine Availability+Upgraded HVDC+Constrained Operational Capacity+Low Wind & Solar | 53.481 | 53.6304 | 53.6304
2027 | SIWEM_PERC | Low Demand Growth+Ref Gas Supply+Reduced Rankine Availability+Upgraded HVDC+Constrained Operational Capacity+Low Wind & Solar | 44.4364 | 49.2622 | 50.0965
2028 | SIWEM_PERC | Low Demand Growth+Ref Gas Supply+Reduced Rankine Availability+Upgraded HVDC+Constrained Operational Capacity+Low Wind & Solar | 44.7685 | 66.027 | 77.4082
2029 | SIWEM_PERC | Low Demand Growth+Ref Gas Supply+Reduced Rankine Availability+Upgraded HVDC+Constrained Operational Capacity+Low Wind & Solar | 40.7629 | 70.3637 | 93.4885
2030 | SIWEM_PERC | Low Demand Growth+Ref Gas Supply+Reduced Rankine Availability+Upgraded HVDC+Constrained Operational Capacity+Low Wind & Solar | 36.8624 | 71.7564 | 104.2519
2031 | SIWEM_PERC | Low Demand Growth+Ref Gas Supply+Reduced Rankine Availability+Upgraded HVDC+Constrained Operational Capacity+Low Wind & Solar | 29.1216 | 63.9 | 104.614
2032 | SIWEM_PERC | Low Demand Growth+Ref Gas Supply+Reduced Rankine Availability+Upgraded HVDC+Constrained Operational Capacity+Low Wind & Solar | 24.1895 | 59.5367 | 101.0326
2033 | SIWEM_PERC | Low Demand Growth+Ref Gas Supply+Reduced Rankine Availability+Upgraded HVDC+Constrained Operational Capacity+Low Wind & Solar | 19.721 | 54.7379 | 97.9498
2034 | SIWEM_PERC | Low Demand Growth+Ref Gas Supply+Reduced Rankine Availability+Upgraded HVDC+Constrained Operational Capacity+Low Wind & Solar | 16.0416 | 51.8668 | 95.0404
2035 | SIWEM_PERC | Low Demand Growth+Ref Gas Supply+Reduced Rankine Availability+Upgraded HVDC+Constrained Operational Capacity+Low Wind & Solar | 13.799 | 45.7471 | 91.3733
2026 | NZWEM_PERC | Low Demand Growth+Ref Gas Supply+Reduced Rankine Availability+Delayed Build | 16.2331 | 16.2331 | 16.2331
2027 | NZWEM_PERC | Low Demand Growth+Ref Gas Supply+Reduced Rankine Availability+Delayed Build | 10.2867 | 10.4363 | 10.6137
2028 | NZWEM_PERC | Low Demand Growth+Ref Gas Supply+Reduced Rankine Availability+Delayed Build | 13.953 | 15.4822 | 15.815
2029 | NZWEM_PERC | Low Demand Growth+Ref Gas Supply+Reduced Rankine Availability+Delayed Build | 15.7807 | 18.8336 | 19.7818
2030 | NZWEM_PERC | Low Demand Growth+Ref Gas Supply+Reduced Rankine Availability+Delayed Build | 15.6526 | 25.4108 | 33.6593
2031 | NZWEM_PERC | Low Demand Growth+Ref Gas Supply+Reduced Rankine Availability+Delayed Build | 12.8042 | 25.6983 | 35.0117
2032 | NZWEM_PERC | Low Demand Growth+Ref Gas Supply+Reduced Rankine Availability+Delayed Build | 10.9999 | 24.4123 | 39.7221
2033 | NZWEM_PERC | Low Demand Growth+Ref Gas Supply+Reduced Rankine Availability+Delayed Build | 9.3574 | 22.6573 | 44.1145
2034 | NZWEM_PERC | Low Demand Growth+Ref Gas Supply+Reduced Rankine Availability+Delayed Build | 7.9956 | 21.491 | 43.6801
2035 | NZWEM_PERC | Low Demand Growth+Ref Gas Supply+Reduced Rankine Availability+Delayed Build | 5.8745 | 19.5944 | 43.1698
2026 | NIWCM | Low Demand Growth+Ref Gas Supply+Reduced Rankine Availability+Delayed Build | 906.8546 | 906.8546 | 906.8546
2027 | NIWCM | Low Demand Growth+Ref Gas Supply+Reduced Rankine Availability+Delayed Build | 931.5847 | 933.5836 | 936.0561
2028 | NIWCM | Low Demand Growth+Ref Gas Supply+Reduced Rankine Availability+Delayed Build | 1210.2233 | 1229.4351 | 1233.9716
2029 | NIWCM | Low Demand Growth+Ref Gas Supply+Reduced Rankine Availability+Delayed Build | 1235.5933 | 1358.2796 | 1371.8719
2030 | NIWCM | Low Demand Growth+Ref Gas Supply+Reduced Rankine Availability+Delayed Build | 1267.7781 | 1931.5592 | 2101.0701
2031 | NIWCM | Low Demand Growth+Ref Gas Supply+Reduced Rankine Availability+Delayed Build | 1163.7768 | 2056.873 | 2289.8302
2032 | NIWCM | Low Demand Growth+Ref Gas Supply+Reduced Rankine Availability+Delayed Build | 1042.6863 | 1988.0959 | 2382.507
2033 | NIWCM | Low Demand Growth+Ref Gas Supply+Reduced Rankine Availability+Delayed Build | 1000.1606 | 1968.8591 | 2570.5659
2034 | NIWCM | Low Demand Growth+Ref Gas Supply+Reduced Rankine Availability+Delayed Build | 889.5072 | 1883.509 | 2543.6523
2035 | NIWCM | Low Demand Growth+Ref Gas Supply+Reduced Rankine Availability+Delayed Build | 763.819 | 1790.7162 | 2543.1678
2026 | SIWEM_PERC | Low Demand Growth+Ref Gas Supply+Reduced Rankine Availability+Delayed Build | 43.5308 | 43.5308 | 43.5308
2027 | SIWEM_PERC | Low Demand Growth+Ref Gas Supply+Reduced Rankine Availability+Delayed Build | 26.9062 | 27.3176 | 27.8059
2028 | SIWEM_PERC | Low Demand Growth+Ref Gas Supply+Reduced Rankine Availability+Delayed Build | 36.8222 | 41.0142 | 41.9265
2029 | SIWEM_PERC | Low Demand Growth+Ref Gas Supply+Reduced Rankine Availability+Delayed Build | 41.6709 | 50.0168 | 52.609
2030 | SIWEM_PERC | Low Demand Growth+Ref Gas Supply+Reduced Rankine Availability+Delayed Build | 41.0433 | 62.8199 | 77.0058
2031 | SIWEM_PERC | Low Demand Growth+Ref Gas Supply+Reduced Rankine Availability+Delayed Build | 33.2083 | 59.2463 | 75.2142
2032 | SIWEM_PERC | Low Demand Growth+Ref Gas Supply+Reduced Rankine Availability+Delayed Build | 28.2021 | 58.492 | 79.987
2033 | SIWEM_PERC | Low Demand Growth+Ref Gas Supply+Reduced Rankine Availability+Delayed Build | 23.6697 | 56.0874 | 82.4535
2034 | SIWEM_PERC | Low Demand Growth+Ref Gas Supply+Reduced Rankine Availability+Delayed Build | 19.9294 | 53.8235 | 79.7831
2035 | SIWEM_PERC | Low Demand Growth+Ref Gas Supply+Reduced Rankine Availability+Delayed Build | 14.7472 | 50.9627 | 76.4144
2026 | NZWEM_PERC | Low Demand Growth+Ref Gas Supply+Reduced Rankine Availability+Delayed Build+Low Wind & Solar | 15.2777 | 15.2777 | 15.2777
2027 | NZWEM_PERC | Low Demand Growth+Ref Gas Supply+Reduced Rankine Availability+Delayed Build+Low Wind & Solar | 9.2749 | 9.4099 | 9.5701
2028 | NZWEM_PERC | Low Demand Growth+Ref Gas Supply+Reduced Rankine Availability+Delayed Build+Low Wind & Solar | 12.6788 | 14.0588 | 14.3592
2029 | NZWEM_PERC | Low Demand Growth+Ref Gas Supply+Reduced Rankine Availability+Delayed Build+Low Wind & Solar | 14.3373 | 17.0924 | 17.9481
2030 | NZWEM_PERC | Low Demand Growth+Ref Gas Supply+Reduced Rankine Availability+Delayed Build+Low Wind & Solar | 14.1155 | 22.922 | 30.366
2031 | NZWEM_PERC | Low Demand Growth+Ref Gas Supply+Reduced Rankine Availability+Delayed Build+Low Wind & Solar | 11.3019 | 22.9384 | 31.3434
2032 | NZWEM_PERC | Low Demand Growth+Ref Gas Supply+Reduced Rankine Availability+Delayed Build+Low Wind & Solar | 9.5232 | 21.6274 | 35.4838
2033 | NZWEM_PERC | Low Demand Growth+Ref Gas Supply+Reduced Rankine Availability+Delayed Build+Low Wind & Solar | 7.9037 | 19.9157 | 39.3193
2034 | NZWEM_PERC | Low Demand Growth+Ref Gas Supply+Reduced Rankine Availability+Delayed Build+Low Wind & Solar | 6.5658 | 18.7542 | 38.856
2035 | NZWEM_PERC | Low Demand Growth+Ref Gas Supply+Reduced Rankine Availability+Delayed Build+Low Wind & Solar | 4.4757 | 16.9169 | 38.2681
2026 | NIWCM | Low Demand Growth+Ref Gas Supply+Reduced Rankine Availability+Delayed Build+Low Wind & Solar | 906.8546 | 906.8546 | 906.8546
2027 | NIWCM | Low Demand Growth+Ref Gas Supply+Reduced Rankine Availability+Delayed Build+Low Wind & Solar | 931.5847 | 933.5836 | 936.0561
2028 | NIWCM | Low Demand Growth+Ref Gas Supply+Reduced Rankine Availability+Delayed Build+Low Wind & Solar | 1210.2233 | 1229.4351 | 1233.9716
2029 | NIWCM | Low Demand Growth+Ref Gas Supply+Reduced Rankine Availability+Delayed Build+Low Wind & Solar | 1235.5933 | 1358.2796 | 1371.8719
2030 | NIWCM | Low Demand Growth+Ref Gas Supply+Reduced Rankine Availability+Delayed Build+Low Wind & Solar | 1267.7781 | 1931.5592 | 2101.0701
2031 | NIWCM | Low Demand Growth+Ref Gas Supply+Reduced Rankine Availability+Delayed Build+Low Wind & Solar | 1163.7768 | 2056.873 | 2289.8302
2032 | NIWCM | Low Demand Growth+Ref Gas Supply+Reduced Rankine Availability+Delayed Build+Low Wind & Solar | 1042.6863 | 1988.0959 | 2382.507
2033 | NIWCM | Low Demand Growth+Ref Gas Supply+Reduced Rankine Availability+Delayed Build+Low Wind & Solar | 1000.1606 | 1968.8591 | 2570.5659
2034 | NIWCM | Low Demand Growth+Ref Gas Supply+Reduced Rankine Availability+Delayed Build+Low Wind & Solar | 889.5072 | 1883.509 | 2543.6523
2035 | NIWCM | Low Demand Growth+Ref Gas Supply+Reduced Rankine Availability+Delayed Build+Low Wind & Solar | 763.819 | 1790.7162 | 2543.1678
2026 | SIWEM_PERC | Low Demand Growth+Ref Gas Supply+Reduced Rankine Availability+Delayed Build+Low Wind & Solar | 40.888 | 40.888 | 40.888
2027 | SIWEM_PERC | Low Demand Growth+Ref Gas Supply+Reduced Rankine Availability+Delayed Build+Low Wind & Solar | 24.8436 | 24.9114 | 24.9348
2028 | SIWEM_PERC | Low Demand Growth+Ref Gas Supply+Reduced Rankine Availability+Delayed Build+Low Wind & Solar | 33.3292 | 37.1123 | 37.9356
2029 | SIWEM_PERC | Low Demand Growth+Ref Gas Supply+Reduced Rankine Availability+Delayed Build+Low Wind & Solar | 37.7249 | 45.2567 | 47.5961
2030 | SIWEM_PERC | Low Demand Growth+Ref Gas Supply+Reduced Rankine Availability+Delayed Build+Low Wind & Solar | 36.8624 | 60.4801 | 73.2824
2031 | SIWEM_PERC | Low Demand Growth+Ref Gas Supply+Reduced Rankine Availability+Delayed Build+Low Wind & Solar | 29.1216 | 56.9592 | 71.3698
2032 | SIWEM_PERC | Low Demand Growth+Ref Gas Supply+Reduced Rankine Availability+Delayed Build+Low Wind & Solar | 24.1895 | 56.0508 | 75.4493
2033 | SIWEM_PERC | Low Demand Growth+Ref Gas Supply+Reduced Rankine Availability+Delayed Build+Low Wind & Solar | 19.721 | 52.349 | 77.4796
2034 | SIWEM_PERC | Low Demand Growth+Ref Gas Supply+Reduced Rankine Availability+Delayed Build+Low Wind & Solar | 16.0416 | 49.1836 | 74.8859
2035 | SIWEM_PERC | Low Demand Growth+Ref Gas Supply+Reduced Rankine Availability+Delayed Build+Low Wind & Solar | 13.799 | 44.2018 | 71.6131
2026 | NZWEM_PERC | Low Demand Growth+Ref Gas Supply+Reduced Rankine Availability+Delayed Build+Constrained Operational Capacity | 16.2331 | 16.2331 | 16.2331
2027 | NZWEM_PERC | Low Demand Growth+Ref Gas Supply+Reduced Rankine Availability+Delayed Build+Constrained Operational Capacity | 10.2867 | 10.4363 | 10.6137
2028 | NZWEM_PERC | Low Demand Growth+Ref Gas Supply+Reduced Rankine Availability+Delayed Build+Constrained Operational Capacity | 13.953 | 15.4822 | 15.815
2029 | NZWEM_PERC | Low Demand Growth+Ref Gas Supply+Reduced Rankine Availability+Delayed Build+Constrained Operational Capacity | 15.7807 | 18.8336 | 19.7818
2030 | NZWEM_PERC | Low Demand Growth+Ref Gas Supply+Reduced Rankine Availability+Delayed Build+Constrained Operational Capacity | 15.6526 | 25.4108 | 33.6593
2031 | NZWEM_PERC | Low Demand Growth+Ref Gas Supply+Reduced Rankine Availability+Delayed Build+Constrained Operational Capacity | 12.8042 | 25.6983 | 35.0117
2032 | NZWEM_PERC | Low Demand Growth+Ref Gas Supply+Reduced Rankine Availability+Delayed Build+Constrained Operational Capacity | 10.9999 | 24.4123 | 39.7221
2033 | NZWEM_PERC | Low Demand Growth+Ref Gas Supply+Reduced Rankine Availability+Delayed Build+Constrained Operational Capacity | 9.3574 | 22.6573 | 44.1145
2034 | NZWEM_PERC | Low Demand Growth+Ref Gas Supply+Reduced Rankine Availability+Delayed Build+Constrained Operational Capacity | 7.9956 | 21.491 | 43.6801
2035 | NZWEM_PERC | Low Demand Growth+Ref Gas Supply+Reduced Rankine Availability+Delayed Build+Constrained Operational Capacity | 5.8745 | 19.5944 | 43.1698
2026 | NIWCM | Low Demand Growth+Ref Gas Supply+Reduced Rankine Availability+Delayed Build+Constrained Operational Capacity | 373.5029 | 373.5029 | 373.5029
2027 | NIWCM | Low Demand Growth+Ref Gas Supply+Reduced Rankine Availability+Delayed Build+Constrained Operational Capacity | 392.3638 | 392.3638 | 392.3638
2028 | NIWCM | Low Demand Growth+Ref Gas Supply+Reduced Rankine Availability+Delayed Build+Constrained Operational Capacity | 608.8329 | 608.8329 | 608.8329
2029 | NIWCM | Low Demand Growth+Ref Gas Supply+Reduced Rankine Availability+Delayed Build+Constrained Operational Capacity | 603.0055 | 684.896 | 684.896
2030 | NIWCM | Low Demand Growth+Ref Gas Supply+Reduced Rankine Availability+Delayed Build+Constrained Operational Capacity | 610.4697 | 1111.8895 | 1224.4857
2031 | NIWCM | Low Demand Growth+Ref Gas Supply+Reduced Rankine Availability+Delayed Build+Constrained Operational Capacity | 502.6594 | 1147.629 | 1300.9215
2032 | NIWCM | Low Demand Growth+Ref Gas Supply+Reduced Rankine Availability+Delayed Build+Constrained Operational Capacity | 375.0927 | 1075.4883 | 1281.364
2033 | NIWCM | Low Demand Growth+Ref Gas Supply+Reduced Rankine Availability+Delayed Build+Constrained Operational Capacity | 330.967 | 1042.5944 | 1304.144
2034 | NIWCM | Low Demand Growth+Ref Gas Supply+Reduced Rankine Availability+Delayed Build+Constrained Operational Capacity | 219.6023 | 935.0678 | 1222.9051
2035 | NIWCM | Low Demand Growth+Ref Gas Supply+Reduced Rankine Availability+Delayed Build+Constrained Operational Capacity | 91.6374 | 836.6524 | 1135.5426
2026 | SIWEM_PERC | Low Demand Growth+Ref Gas Supply+Reduced Rankine Availability+Delayed Build+Constrained Operational Capacity | 43.5308 | 43.5308 | 43.5308
2027 | SIWEM_PERC | Low Demand Growth+Ref Gas Supply+Reduced Rankine Availability+Delayed Build+Constrained Operational Capacity | 26.9062 | 27.3176 | 27.8059
2028 | SIWEM_PERC | Low Demand Growth+Ref Gas Supply+Reduced Rankine Availability+Delayed Build+Constrained Operational Capacity | 36.8222 | 41.0142 | 41.9265
2029 | SIWEM_PERC | Low Demand Growth+Ref Gas Supply+Reduced Rankine Availability+Delayed Build+Constrained Operational Capacity | 41.6709 | 50.0168 | 52.609
2030 | SIWEM_PERC | Low Demand Growth+Ref Gas Supply+Reduced Rankine Availability+Delayed Build+Constrained Operational Capacity | 41.0433 | 62.8199 | 77.0058
2031 | SIWEM_PERC | Low Demand Growth+Ref Gas Supply+Reduced Rankine Availability+Delayed Build+Constrained Operational Capacity | 33.2083 | 59.2463 | 75.2142
2032 | SIWEM_PERC | Low Demand Growth+Ref Gas Supply+Reduced Rankine Availability+Delayed Build+Constrained Operational Capacity | 28.2021 | 58.492 | 79.987
2033 | SIWEM_PERC | Low Demand Growth+Ref Gas Supply+Reduced Rankine Availability+Delayed Build+Constrained Operational Capacity | 23.6697 | 56.0874 | 82.4535
2034 | SIWEM_PERC | Low Demand Growth+Ref Gas Supply+Reduced Rankine Availability+Delayed Build+Constrained Operational Capacity | 19.9294 | 53.8235 | 79.7831
2035 | SIWEM_PERC | Low Demand Growth+Ref Gas Supply+Reduced Rankine Availability+Delayed Build+Constrained Operational Capacity | 14.7472 | 50.9627 | 76.4144
2026 | NZWEM_PERC | Low Demand Growth+Ref Gas Supply+Reduced Rankine Availability+Delayed Build+Constrained Operational Capacity+Low Wind & Solar | 15.2777 | 15.2777 | 15.2777
2027 | NZWEM_PERC | Low Demand Growth+Ref Gas Supply+Reduced Rankine Availability+Delayed Build+Constrained Operational Capacity+Low Wind & Solar | 9.2749 | 9.4099 | 9.5701
2028 | NZWEM_PERC | Low Demand Growth+Ref Gas Supply+Reduced Rankine Availability+Delayed Build+Constrained Operational Capacity+Low Wind & Solar | 12.6788 | 14.0588 | 14.3592
2029 | NZWEM_PERC | Low Demand Growth+Ref Gas Supply+Reduced Rankine Availability+Delayed Build+Constrained Operational Capacity+Low Wind & Solar | 14.3373 | 17.0924 | 17.9481
2030 | NZWEM_PERC | Low Demand Growth+Ref Gas Supply+Reduced Rankine Availability+Delayed Build+Constrained Operational Capacity+Low Wind & Solar | 14.1155 | 22.922 | 30.366
2031 | NZWEM_PERC | Low Demand Growth+Ref Gas Supply+Reduced Rankine Availability+Delayed Build+Constrained Operational Capacity+Low Wind & Solar | 11.3019 | 22.9384 | 31.3434
2032 | NZWEM_PERC | Low Demand Growth+Ref Gas Supply+Reduced Rankine Availability+Delayed Build+Constrained Operational Capacity+Low Wind & Solar | 9.5232 | 21.6274 | 35.4838
2033 | NZWEM_PERC | Low Demand Growth+Ref Gas Supply+Reduced Rankine Availability+Delayed Build+Constrained Operational Capacity+Low Wind & Solar | 7.9037 | 19.9157 | 39.3193
2034 | NZWEM_PERC | Low Demand Growth+Ref Gas Supply+Reduced Rankine Availability+Delayed Build+Constrained Operational Capacity+Low Wind & Solar | 6.5658 | 18.7542 | 38.856
2035 | NZWEM_PERC | Low Demand Growth+Ref Gas Supply+Reduced Rankine Availability+Delayed Build+Constrained Operational Capacity+Low Wind & Solar | 4.4757 | 16.9169 | 38.2681
2026 | NIWCM | Low Demand Growth+Ref Gas Supply+Reduced Rankine Availability+Delayed Build+Constrained Operational Capacity+Low Wind & Solar | 373.5029 | 373.5029 | 373.5029
2027 | NIWCM | Low Demand Growth+Ref Gas Supply+Reduced Rankine Availability+Delayed Build+Constrained Operational Capacity+Low Wind & Solar | 392.3638 | 392.3638 | 392.3638
2028 | NIWCM | Low Demand Growth+Ref Gas Supply+Reduced Rankine Availability+Delayed Build+Constrained Operational Capacity+Low Wind & Solar | 608.8329 | 608.8329 | 608.8329
2029 | NIWCM | Low Demand Growth+Ref Gas Supply+Reduced Rankine Availability+Delayed Build+Constrained Operational Capacity+Low Wind & Solar | 603.0055 | 684.896 | 684.896
2030 | NIWCM | Low Demand Growth+Ref Gas Supply+Reduced Rankine Availability+Delayed Build+Constrained Operational Capacity+Low Wind & Solar | 610.4697 | 1111.8895 | 1224.4857
2031 | NIWCM | Low Demand Growth+Ref Gas Supply+Reduced Rankine Availability+Delayed Build+Constrained Operational Capacity+Low Wind & Solar | 502.6594 | 1147.629 | 1300.9215
2032 | NIWCM | Low Demand Growth+Ref Gas Supply+Reduced Rankine Availability+Delayed Build+Constrained Operational Capacity+Low Wind & Solar | 375.0927 | 1075.4883 | 1281.364
2033 | NIWCM | Low Demand Growth+Ref Gas Supply+Reduced Rankine Availability+Delayed Build+Constrained Operational Capacity+Low Wind & Solar | 330.967 | 1042.5944 | 1304.144
2034 | NIWCM | Low Demand Growth+Ref Gas Supply+Reduced Rankine Availability+Delayed Build+Constrained Operational Capacity+Low Wind & Solar | 219.6023 | 935.0678 | 1222.9051
2035 | NIWCM | Low Demand Growth+Ref Gas Supply+Reduced Rankine Availability+Delayed Build+Constrained Operational Capacity+Low Wind & Solar | 91.6374 | 836.6524 | 1135.5426
2026 | SIWEM_PERC | Low Demand Growth+Ref Gas Supply+Reduced Rankine Availability+Delayed Build+Constrained Operational Capacity+Low Wind & Solar | 40.888 | 40.888 | 40.888
2027 | SIWEM_PERC | Low Demand Growth+Ref Gas Supply+Reduced Rankine Availability+Delayed Build+Constrained Operational Capacity+Low Wind & Solar | 24.8436 | 24.9114 | 24.9348
2028 | SIWEM_PERC | Low Demand Growth+Ref Gas Supply+Reduced Rankine Availability+Delayed Build+Constrained Operational Capacity+Low Wind & Solar | 33.3292 | 37.1123 | 37.9356
2029 | SIWEM_PERC | Low Demand Growth+Ref Gas Supply+Reduced Rankine Availability+Delayed Build+Constrained Operational Capacity+Low Wind & Solar | 37.7249 | 45.2567 | 47.5961
2030 | SIWEM_PERC | Low Demand Growth+Ref Gas Supply+Reduced Rankine Availability+Delayed Build+Constrained Operational Capacity+Low Wind & Solar | 36.8624 | 60.4801 | 73.2824
2031 | SIWEM_PERC | Low Demand Growth+Ref Gas Supply+Reduced Rankine Availability+Delayed Build+Constrained Operational Capacity+Low Wind & Solar | 29.1216 | 56.9592 | 71.3698
2032 | SIWEM_PERC | Low Demand Growth+Ref Gas Supply+Reduced Rankine Availability+Delayed Build+Constrained Operational Capacity+Low Wind & Solar | 24.1895 | 56.0508 | 75.4493
2033 | SIWEM_PERC | Low Demand Growth+Ref Gas Supply+Reduced Rankine Availability+Delayed Build+Constrained Operational Capacity+Low Wind & Solar | 19.721 | 52.349 | 77.4796
2034 | SIWEM_PERC | Low Demand Growth+Ref Gas Supply+Reduced Rankine Availability+Delayed Build+Constrained Operational Capacity+Low Wind & Solar | 16.0416 | 49.1836 | 74.8859
2035 | SIWEM_PERC | Low Demand Growth+Ref Gas Supply+Reduced Rankine Availability+Delayed Build+Constrained Operational Capacity+Low Wind & Solar | 13.799 | 44.2018 | 71.6131
2026 | NZWEM_PERC | Low Demand Growth+Ref Gas Supply+Reduced Rankine Availability+Delayed Build+Upgraded HVDC | 16.2331 | 16.2331 | 16.2331
2027 | NZWEM_PERC | Low Demand Growth+Ref Gas Supply+Reduced Rankine Availability+Delayed Build+Upgraded HVDC | 10.2867 | 10.4363 | 10.6137
2028 | NZWEM_PERC | Low Demand Growth+Ref Gas Supply+Reduced Rankine Availability+Delayed Build+Upgraded HVDC | 13.953 | 15.4822 | 15.815
2029 | NZWEM_PERC | Low Demand Growth+Ref Gas Supply+Reduced Rankine Availability+Delayed Build+Upgraded HVDC | 15.7807 | 18.8336 | 19.7818
2030 | NZWEM_PERC | Low Demand Growth+Ref Gas Supply+Reduced Rankine Availability+Delayed Build+Upgraded HVDC | 15.6526 | 25.4108 | 33.6593
2031 | NZWEM_PERC | Low Demand Growth+Ref Gas Supply+Reduced Rankine Availability+Delayed Build+Upgraded HVDC | 12.8042 | 25.6983 | 35.0117
2032 | NZWEM_PERC | Low Demand Growth+Ref Gas Supply+Reduced Rankine Availability+Delayed Build+Upgraded HVDC | 10.9999 | 24.4123 | 39.7221
2033 | NZWEM_PERC | Low Demand Growth+Ref Gas Supply+Reduced Rankine Availability+Delayed Build+Upgraded HVDC | 9.3574 | 22.6573 | 44.1145
2034 | NZWEM_PERC | Low Demand Growth+Ref Gas Supply+Reduced Rankine Availability+Delayed Build+Upgraded HVDC | 7.9956 | 21.491 | 43.6801
2035 | NZWEM_PERC | Low Demand Growth+Ref Gas Supply+Reduced Rankine Availability+Delayed Build+Upgraded HVDC | 5.8745 | 19.5944 | 43.1698
2026 | NIWCM | Low Demand Growth+Ref Gas Supply+Reduced Rankine Availability+Delayed Build+Upgraded HVDC | 906.8546 | 906.8546 | 906.8546
2027 | NIWCM | Low Demand Growth+Ref Gas Supply+Reduced Rankine Availability+Delayed Build+Upgraded HVDC | 931.5847 | 933.5836 | 936.0561
2028 | NIWCM | Low Demand Growth+Ref Gas Supply+Reduced Rankine Availability+Delayed Build+Upgraded HVDC | 1210.2233 | 1229.4351 | 1233.9716
2029 | NIWCM | Low Demand Growth+Ref Gas Supply+Reduced Rankine Availability+Delayed Build+Upgraded HVDC | 1235.5933 | 1358.2796 | 1371.8719
2030 | NIWCM | Low Demand Growth+Ref Gas Supply+Reduced Rankine Availability+Delayed Build+Upgraded HVDC | 1267.7781 | 1931.5592 | 2101.0701
2031 | NIWCM | Low Demand Growth+Ref Gas Supply+Reduced Rankine Availability+Delayed Build+Upgraded HVDC | 1163.7898 | 2061.6689 | 2395.6636
2032 | NIWCM | Low Demand Growth+Ref Gas Supply+Reduced Rankine Availability+Delayed Build+Upgraded HVDC | 1042.6829 | 2000.2598 | 2505.8786
2033 | NIWCM | Low Demand Growth+Ref Gas Supply+Reduced Rankine Availability+Delayed Build+Upgraded HVDC | 1000.1615 | 1968.8611 | 2693.9371
2034 | NIWCM | Low Demand Growth+Ref Gas Supply+Reduced Rankine Availability+Delayed Build+Upgraded HVDC | 889.5069 | 1883.5951 | 2673.4055
2035 | NIWCM | Low Demand Growth+Ref Gas Supply+Reduced Rankine Availability+Delayed Build+Upgraded HVDC | 763.8191 | 1790.7001 | 2667.4323
2026 | SIWEM_PERC | Low Demand Growth+Ref Gas Supply+Reduced Rankine Availability+Delayed Build+Upgraded HVDC | 43.5308 | 43.5308 | 43.5308
2027 | SIWEM_PERC | Low Demand Growth+Ref Gas Supply+Reduced Rankine Availability+Delayed Build+Upgraded HVDC | 26.9062 | 27.3176 | 27.8059
2028 | SIWEM_PERC | Low Demand Growth+Ref Gas Supply+Reduced Rankine Availability+Delayed Build+Upgraded HVDC | 36.8222 | 41.0142 | 41.9265
2029 | SIWEM_PERC | Low Demand Growth+Ref Gas Supply+Reduced Rankine Availability+Delayed Build+Upgraded HVDC | 41.6709 | 50.0168 | 52.609
2030 | SIWEM_PERC | Low Demand Growth+Ref Gas Supply+Reduced Rankine Availability+Delayed Build+Upgraded HVDC | 41.0433 | 67.16 | 88.8589
2031 | SIWEM_PERC | Low Demand Growth+Ref Gas Supply+Reduced Rankine Availability+Delayed Build+Upgraded HVDC | 33.2083 | 67.4767 | 91.9751
2032 | SIWEM_PERC | Low Demand Growth+Ref Gas Supply+Reduced Rankine Availability+Delayed Build+Upgraded HVDC | 28.2021 | 64.0977 | 100.7887
2033 | SIWEM_PERC | Low Demand Growth+Ref Gas Supply+Reduced Rankine Availability+Delayed Build+Upgraded HVDC | 23.6697 | 59.4643 | 102.9236
2034 | SIWEM_PERC | Low Demand Growth+Ref Gas Supply+Reduced Rankine Availability+Delayed Build+Upgraded HVDC | 19.9294 | 56.375 | 99.9376
2035 | SIWEM_PERC | Low Demand Growth+Ref Gas Supply+Reduced Rankine Availability+Delayed Build+Upgraded HVDC | 14.7472 | 51.4502 | 96.1747
2026 | NZWEM_PERC | Low Demand Growth+Ref Gas Supply+Reduced Rankine Availability+Delayed Build+Upgraded HVDC+Low Wind & Solar | 15.2777 | 15.2777 | 15.2777
2027 | NZWEM_PERC | Low Demand Growth+Ref Gas Supply+Reduced Rankine Availability+Delayed Build+Upgraded HVDC+Low Wind & Solar | 9.2749 | 9.4099 | 9.5701
2028 | NZWEM_PERC | Low Demand Growth+Ref Gas Supply+Reduced Rankine Availability+Delayed Build+Upgraded HVDC+Low Wind & Solar | 12.6788 | 14.0588 | 14.3592
2029 | NZWEM_PERC | Low Demand Growth+Ref Gas Supply+Reduced Rankine Availability+Delayed Build+Upgraded HVDC+Low Wind & Solar | 14.3373 | 17.0924 | 17.9481
2030 | NZWEM_PERC | Low Demand Growth+Ref Gas Supply+Reduced Rankine Availability+Delayed Build+Upgraded HVDC+Low Wind & Solar | 14.1155 | 22.922 | 30.366
2031 | NZWEM_PERC | Low Demand Growth+Ref Gas Supply+Reduced Rankine Availability+Delayed Build+Upgraded HVDC+Low Wind & Solar | 11.3019 | 22.9384 | 31.3434
2032 | NZWEM_PERC | Low Demand Growth+Ref Gas Supply+Reduced Rankine Availability+Delayed Build+Upgraded HVDC+Low Wind & Solar | 9.5232 | 21.6274 | 35.4838
2033 | NZWEM_PERC | Low Demand Growth+Ref Gas Supply+Reduced Rankine Availability+Delayed Build+Upgraded HVDC+Low Wind & Solar | 7.9037 | 19.9157 | 39.3193
2034 | NZWEM_PERC | Low Demand Growth+Ref Gas Supply+Reduced Rankine Availability+Delayed Build+Upgraded HVDC+Low Wind & Solar | 6.5658 | 18.7542 | 38.856
2035 | NZWEM_PERC | Low Demand Growth+Ref Gas Supply+Reduced Rankine Availability+Delayed Build+Upgraded HVDC+Low Wind & Solar | 4.4757 | 16.9169 | 38.2681
2026 | NIWCM | Low Demand Growth+Ref Gas Supply+Reduced Rankine Availability+Delayed Build+Upgraded HVDC+Low Wind & Solar | 906.8546 | 906.8546 | 906.8546
2027 | NIWCM | Low Demand Growth+Ref Gas Supply+Reduced Rankine Availability+Delayed Build+Upgraded HVDC+Low Wind & Solar | 931.5847 | 933.5836 | 936.0561
2028 | NIWCM | Low Demand Growth+Ref Gas Supply+Reduced Rankine Availability+Delayed Build+Upgraded HVDC+Low Wind & Solar | 1210.2233 | 1229.4351 | 1233.9716
2029 | NIWCM | Low Demand Growth+Ref Gas Supply+Reduced Rankine Availability+Delayed Build+Upgraded HVDC+Low Wind & Solar | 1235.5933 | 1358.2796 | 1371.8719
2030 | NIWCM | Low Demand Growth+Ref Gas Supply+Reduced Rankine Availability+Delayed Build+Upgraded HVDC+Low Wind & Solar | 1267.7781 | 1931.5592 | 2101.0701
2031 | NIWCM | Low Demand Growth+Ref Gas Supply+Reduced Rankine Availability+Delayed Build+Upgraded HVDC+Low Wind & Solar | 1163.7898 | 2061.6689 | 2395.6636
2032 | NIWCM | Low Demand Growth+Ref Gas Supply+Reduced Rankine Availability+Delayed Build+Upgraded HVDC+Low Wind & Solar | 1042.6829 | 2000.2598 | 2505.8786
2033 | NIWCM | Low Demand Growth+Ref Gas Supply+Reduced Rankine Availability+Delayed Build+Upgraded HVDC+Low Wind & Solar | 1000.1615 | 1968.8611 | 2693.9371
2034 | NIWCM | Low Demand Growth+Ref Gas Supply+Reduced Rankine Availability+Delayed Build+Upgraded HVDC+Low Wind & Solar | 889.5069 | 1883.5951 | 2673.4055
2035 | NIWCM | Low Demand Growth+Ref Gas Supply+Reduced Rankine Availability+Delayed Build+Upgraded HVDC+Low Wind & Solar | 763.8191 | 1790.7001 | 2667.4323
2026 | SIWEM_PERC | Low Demand Growth+Ref Gas Supply+Reduced Rankine Availability+Delayed Build+Upgraded HVDC+Low Wind & Solar | 40.888 | 40.888 | 40.888
2027 | SIWEM_PERC | Low Demand Growth+Ref Gas Supply+Reduced Rankine Availability+Delayed Build+Upgraded HVDC+Low Wind & Solar | 24.8436 | 24.9114 | 24.9348
2028 | SIWEM_PERC | Low Demand Growth+Ref Gas Supply+Reduced Rankine Availability+Delayed Build+Upgraded HVDC+Low Wind & Solar | 33.3292 | 37.1123 | 37.9356
2029 | SIWEM_PERC | Low Demand Growth+Ref Gas Supply+Reduced Rankine Availability+Delayed Build+Upgraded HVDC+Low Wind & Solar | 37.7249 | 45.2567 | 47.5961
2030 | SIWEM_PERC | Low Demand Growth+Ref Gas Supply+Reduced Rankine Availability+Delayed Build+Upgraded HVDC+Low Wind & Solar | 36.8624 | 60.7862 | 80.3687
2031 | SIWEM_PERC | Low Demand Growth+Ref Gas Supply+Reduced Rankine Availability+Delayed Build+Upgraded HVDC+Low Wind & Solar | 29.1216 | 60.4355 | 82.5444
2032 | SIWEM_PERC | Low Demand Growth+Ref Gas Supply+Reduced Rankine Availability+Delayed Build+Upgraded HVDC+Low Wind & Solar | 24.1895 | 56.9885 | 93.0094
2033 | SIWEM_PERC | Low Demand Growth+Ref Gas Supply+Reduced Rankine Availability+Delayed Build+Upgraded HVDC+Low Wind & Solar | 19.721 | 52.349 | 97.9498
2034 | SIWEM_PERC | Low Demand Growth+Ref Gas Supply+Reduced Rankine Availability+Delayed Build+Upgraded HVDC+Low Wind & Solar | 16.0416 | 49.1836 | 95.0404
2035 | SIWEM_PERC | Low Demand Growth+Ref Gas Supply+Reduced Rankine Availability+Delayed Build+Upgraded HVDC+Low Wind & Solar | 13.799 | 44.2018 | 91.3733
2026 | NZWEM_PERC | Low Demand Growth+Ref Gas Supply+Reduced Rankine Availability+Delayed Build+Upgraded HVDC+Constrained Operational Capacity | 16.2331 | 16.2331 | 16.2331
2027 | NZWEM_PERC | Low Demand Growth+Ref Gas Supply+Reduced Rankine Availability+Delayed Build+Upgraded HVDC+Constrained Operational Capacity | 10.2867 | 10.4363 | 10.6137
2028 | NZWEM_PERC | Low Demand Growth+Ref Gas Supply+Reduced Rankine Availability+Delayed Build+Upgraded HVDC+Constrained Operational Capacity | 13.953 | 15.4822 | 15.815
2029 | NZWEM_PERC | Low Demand Growth+Ref Gas Supply+Reduced Rankine Availability+Delayed Build+Upgraded HVDC+Constrained Operational Capacity | 15.7807 | 18.8336 | 19.7818
2030 | NZWEM_PERC | Low Demand Growth+Ref Gas Supply+Reduced Rankine Availability+Delayed Build+Upgraded HVDC+Constrained Operational Capacity | 15.6526 | 25.4108 | 33.6593
2031 | NZWEM_PERC | Low Demand Growth+Ref Gas Supply+Reduced Rankine Availability+Delayed Build+Upgraded HVDC+Constrained Operational Capacity | 12.8042 | 25.6983 | 35.0117
2032 | NZWEM_PERC | Low Demand Growth+Ref Gas Supply+Reduced Rankine Availability+Delayed Build+Upgraded HVDC+Constrained Operational Capacity | 10.9999 | 24.4123 | 39.7221
2033 | NZWEM_PERC | Low Demand Growth+Ref Gas Supply+Reduced Rankine Availability+Delayed Build+Upgraded HVDC+Constrained Operational Capacity | 9.3574 | 22.6573 | 44.1145
2034 | NZWEM_PERC | Low Demand Growth+Ref Gas Supply+Reduced Rankine Availability+Delayed Build+Upgraded HVDC+Constrained Operational Capacity | 7.9956 | 21.491 | 43.6801
2035 | NZWEM_PERC | Low Demand Growth+Ref Gas Supply+Reduced Rankine Availability+Delayed Build+Upgraded HVDC+Constrained Operational Capacity | 5.8745 | 19.5944 | 43.1698
2026 | NIWCM | Low Demand Growth+Ref Gas Supply+Reduced Rankine Availability+Delayed Build+Upgraded HVDC+Constrained Operational Capacity | 373.5029 | 373.5029 | 373.5029
2027 | NIWCM | Low Demand Growth+Ref Gas Supply+Reduced Rankine Availability+Delayed Build+Upgraded HVDC+Constrained Operational Capacity | 392.3638 | 392.3638 | 392.3638
2028 | NIWCM | Low Demand Growth+Ref Gas Supply+Reduced Rankine Availability+Delayed Build+Upgraded HVDC+Constrained Operational Capacity | 608.8329 | 608.8329 | 608.8329
2029 | NIWCM | Low Demand Growth+Ref Gas Supply+Reduced Rankine Availability+Delayed Build+Upgraded HVDC+Constrained Operational Capacity | 603.0055 | 684.896 | 684.896
2030 | NIWCM | Low Demand Growth+Ref Gas Supply+Reduced Rankine Availability+Delayed Build+Upgraded HVDC+Constrained Operational Capacity | 610.4697 | 1111.8895 | 1224.4857
2031 | NIWCM | Low Demand Growth+Ref Gas Supply+Reduced Rankine Availability+Delayed Build+Upgraded HVDC+Constrained Operational Capacity | 502.6603 | 1147.6255 | 1300.9255
2032 | NIWCM | Low Demand Growth+Ref Gas Supply+Reduced Rankine Availability+Delayed Build+Upgraded HVDC+Constrained Operational Capacity | 375.0925 | 1075.4856 | 1281.377
2033 | NIWCM | Low Demand Growth+Ref Gas Supply+Reduced Rankine Availability+Delayed Build+Upgraded HVDC+Constrained Operational Capacity | 330.9671 | 1042.5951 | 1304.1504
2034 | NIWCM | Low Demand Growth+Ref Gas Supply+Reduced Rankine Availability+Delayed Build+Upgraded HVDC+Constrained Operational Capacity | 219.6023 | 935.0676 | 1222.9027
2035 | NIWCM | Low Demand Growth+Ref Gas Supply+Reduced Rankine Availability+Delayed Build+Upgraded HVDC+Constrained Operational Capacity | 91.6374 | 836.6524 | 1135.5433
2026 | SIWEM_PERC | Low Demand Growth+Ref Gas Supply+Reduced Rankine Availability+Delayed Build+Upgraded HVDC+Constrained Operational Capacity | 43.5308 | 43.5308 | 43.5308
2027 | SIWEM_PERC | Low Demand Growth+Ref Gas Supply+Reduced Rankine Availability+Delayed Build+Upgraded HVDC+Constrained Operational Capacity | 26.9062 | 27.3176 | 27.8059
2028 | SIWEM_PERC | Low Demand Growth+Ref Gas Supply+Reduced Rankine Availability+Delayed Build+Upgraded HVDC+Constrained Operational Capacity | 36.8222 | 41.0142 | 41.9265
2029 | SIWEM_PERC | Low Demand Growth+Ref Gas Supply+Reduced Rankine Availability+Delayed Build+Upgraded HVDC+Constrained Operational Capacity | 41.6709 | 50.0168 | 52.609
2030 | SIWEM_PERC | Low Demand Growth+Ref Gas Supply+Reduced Rankine Availability+Delayed Build+Upgraded HVDC+Constrained Operational Capacity | 41.0433 | 67.16 | 88.8589
2031 | SIWEM_PERC | Low Demand Growth+Ref Gas Supply+Reduced Rankine Availability+Delayed Build+Upgraded HVDC+Constrained Operational Capacity | 33.2083 | 67.4767 | 91.9751
2032 | SIWEM_PERC | Low Demand Growth+Ref Gas Supply+Reduced Rankine Availability+Delayed Build+Upgraded HVDC+Constrained Operational Capacity | 28.2021 | 64.0977 | 100.7887
2033 | SIWEM_PERC | Low Demand Growth+Ref Gas Supply+Reduced Rankine Availability+Delayed Build+Upgraded HVDC+Constrained Operational Capacity | 23.6697 | 59.4643 | 102.9236
2034 | SIWEM_PERC | Low Demand Growth+Ref Gas Supply+Reduced Rankine Availability+Delayed Build+Upgraded HVDC+Constrained Operational Capacity | 19.9294 | 56.375 | 99.9376
2035 | SIWEM_PERC | Low Demand Growth+Ref Gas Supply+Reduced Rankine Availability+Delayed Build+Upgraded HVDC+Constrained Operational Capacity | 14.7472 | 51.4502 | 96.1747
2026 | NZWEM_PERC | Low Demand Growth+Ref Gas Supply+Reduced Rankine Availability+Delayed Build+Upgraded HVDC+Constrained Operational Capacity+Low Wind & Solar | 15.2777 | 15.2777 | 15.2777
2027 | NZWEM_PERC | Low Demand Growth+Ref Gas Supply+Reduced Rankine Availability+Delayed Build+Upgraded HVDC+Constrained Operational Capacity+Low Wind & Solar | 9.2749 | 9.4099 | 9.5701
2028 | NZWEM_PERC | Low Demand Growth+Ref Gas Supply+Reduced Rankine Availability+Delayed Build+Upgraded HVDC+Constrained Operational Capacity+Low Wind & Solar | 12.6788 | 14.0588 | 14.3592
2029 | NZWEM_PERC | Low Demand Growth+Ref Gas Supply+Reduced Rankine Availability+Delayed Build+Upgraded HVDC+Constrained Operational Capacity+Low Wind & Solar | 14.3373 | 17.0924 | 17.9481
2030 | NZWEM_PERC | Low Demand Growth+Ref Gas Supply+Reduced Rankine Availability+Delayed Build+Upgraded HVDC+Constrained Operational Capacity+Low Wind & Solar | 14.1155 | 22.922 | 30.366
2031 | NZWEM_PERC | Low Demand Growth+Ref Gas Supply+Reduced Rankine Availability+Delayed Build+Upgraded HVDC+Constrained Operational Capacity+Low Wind & Solar | 11.3019 | 22.9384 | 31.3434
2032 | NZWEM_PERC | Low Demand Growth+Ref Gas Supply+Reduced Rankine Availability+Delayed Build+Upgraded HVDC+Constrained Operational Capacity+Low Wind & Solar | 9.5232 | 21.6274 | 35.4838
2033 | NZWEM_PERC | Low Demand Growth+Ref Gas Supply+Reduced Rankine Availability+Delayed Build+Upgraded HVDC+Constrained Operational Capacity+Low Wind & Solar | 7.9037 | 19.9157 | 39.3193
2034 | NZWEM_PERC | Low Demand Growth+Ref Gas Supply+Reduced Rankine Availability+Delayed Build+Upgraded HVDC+Constrained Operational Capacity+Low Wind & Solar | 6.5658 | 18.7542 | 38.856
2035 | NZWEM_PERC | Low Demand Growth+Ref Gas Supply+Reduced Rankine Availability+Delayed Build+Upgraded HVDC+Constrained Operational Capacity+Low Wind & Solar | 4.4757 | 16.9169 | 38.2681
2026 | NIWCM | Low Demand Growth+Ref Gas Supply+Reduced Rankine Availability+Delayed Build+Upgraded HVDC+Constrained Operational Capacity+Low Wind & Solar | 373.5029 | 373.5029 | 373.5029
2027 | NIWCM | Low Demand Growth+Ref Gas Supply+Reduced Rankine Availability+Delayed Build+Upgraded HVDC+Constrained Operational Capacity+Low Wind & Solar | 392.3638 | 392.3638 | 392.3638
2028 | NIWCM | Low Demand Growth+Ref Gas Supply+Reduced Rankine Availability+Delayed Build+Upgraded HVDC+Constrained Operational Capacity+Low Wind & Solar | 608.8329 | 608.8329 | 608.8329
2029 | NIWCM | Low Demand Growth+Ref Gas Supply+Reduced Rankine Availability+Delayed Build+Upgraded HVDC+Constrained Operational Capacity+Low Wind & Solar | 603.0055 | 684.896 | 684.896
2030 | NIWCM | Low Demand Growth+Ref Gas Supply+Reduced Rankine Availability+Delayed Build+Upgraded HVDC+Constrained Operational Capacity+Low Wind & Solar | 610.4697 | 1111.8895 | 1224.4857
2031 | NIWCM | Low Demand Growth+Ref Gas Supply+Reduced Rankine Availability+Delayed Build+Upgraded HVDC+Constrained Operational Capacity+Low Wind & Solar | 502.6603 | 1147.6255 | 1300.9255
2032 | NIWCM | Low Demand Growth+Ref Gas Supply+Reduced Rankine Availability+Delayed Build+Upgraded HVDC+Constrained Operational Capacity+Low Wind & Solar | 375.0925 | 1075.4856 | 1281.377
2033 | NIWCM | Low Demand Growth+Ref Gas Supply+Reduced Rankine Availability+Delayed Build+Upgraded HVDC+Constrained Operational Capacity+Low Wind & Solar | 330.9671 | 1042.5951 | 1304.1504
2034 | NIWCM | Low Demand Growth+Ref Gas Supply+Reduced Rankine Availability+Delayed Build+Upgraded HVDC+Constrained Operational Capacity+Low Wind & Solar | 219.6023 | 935.0676 | 1222.9027
2035 | NIWCM | Low Demand Growth+Ref Gas Supply+Reduced Rankine Availability+Delayed Build+Upgraded HVDC+Constrained Operational Capacity+Low Wind & Solar | 91.6374 | 836.6524 | 1135.5433
2026 | SIWEM_PERC | Low Demand Growth+Ref Gas Supply+Reduced Rankine Availability+Delayed Build+Upgraded HVDC+Constrained Operational Capacity+Low Wind & Solar | 40.888 | 40.888 | 40.888
2027 | SIWEM_PERC | Low Demand Growth+Ref Gas Supply+Reduced Rankine Availability+Delayed Build+Upgraded HVDC+Constrained Operational Capacity+Low Wind & Solar | 24.8436 | 24.9114 | 24.9348
2028 | SIWEM_PERC | Low Demand Growth+Ref Gas Supply+Reduced Rankine Availability+Delayed Build+Upgraded HVDC+Constrained Operational Capacity+Low Wind & Solar | 33.3292 | 37.1123 | 37.9356
2029 | SIWEM_PERC | Low Demand Growth+Ref Gas Supply+Reduced Rankine Availability+Delayed Build+Upgraded HVDC+Constrained Operational Capacity+Low Wind & Solar | 37.7249 | 45.2567 | 47.5961
2030 | SIWEM_PERC | Low Demand Growth+Ref Gas Supply+Reduced Rankine Availability+Delayed Build+Upgraded HVDC+Constrained Operational Capacity+Low Wind & Solar | 36.8624 | 60.7862 | 80.3687
2031 | SIWEM_PERC | Low Demand Growth+Ref Gas Supply+Reduced Rankine Availability+Delayed Build+Upgraded HVDC+Constrained Operational Capacity+Low Wind & Solar | 29.1216 | 60.4355 | 82.5444
2032 | SIWEM_PERC | Low Demand Growth+Ref Gas Supply+Reduced Rankine Availability+Delayed Build+Upgraded HVDC+Constrained Operational Capacity+Low Wind & Solar | 24.1895 | 56.9885 | 93.0094
2033 | SIWEM_PERC | Low Demand Growth+Ref Gas Supply+Reduced Rankine Availability+Delayed Build+Upgraded HVDC+Constrained Operational Capacity+Low Wind & Solar | 19.721 | 52.349 | 97.9498
2034 | SIWEM_PERC | Low Demand Growth+Ref Gas Supply+Reduced Rankine Availability+Delayed Build+Upgraded HVDC+Constrained Operational Capacity+Low Wind & Solar | 16.0416 | 49.1836 | 95.0404
2035 | SIWEM_PERC | Low Demand Growth+Ref Gas Supply+Reduced Rankine Availability+Delayed Build+Upgraded HVDC+Constrained Operational Capacity+Low Wind & Solar | 13.799 | 44.2018 | 91.3733
2026 | NZWEM_PERC | Low Demand Growth+Ref Gas Supply+Increased Demand Response | 26.0761 | 26.1362 | 26.1362
2027 | NZWEM_PERC | Low Demand Growth+Ref Gas Supply+Increased Demand Response | 27.3747 | 29.3285 | 29.6663
2028 | NZWEM_PERC | Low Demand Growth+Ref Gas Supply+Increased Demand Response | 27.5921 | 36.2292 | 41.0197
2029 | NZWEM_PERC | Low Demand Growth+Ref Gas Supply+Increased Demand Response | 26.1137 | 38.428 | 48.171
2030 | NZWEM_PERC | Low Demand Growth+Ref Gas Supply+Increased Demand Response | 24.6033 | 39.2068 | 55.2246
2031 | NZWEM_PERC | Low Demand Growth+Ref Gas Supply+Increased Demand Response | 21.551 | 35.9237 | 58.2115
2032 | NZWEM_PERC | Low Demand Growth+Ref Gas Supply+Increased Demand Response | 19.5983 | 34.1565 | 57.1911
2033 | NZWEM_PERC | Low Demand Growth+Ref Gas Supply+Increased Demand Response | 17.8224 | 32.1541 | 56.7806
2034 | NZWEM_PERC | Low Demand Growth+Ref Gas Supply+Increased Demand Response | 16.3236 | 30.8949 | 55.116
2035 | NZWEM_PERC | Low Demand Growth+Ref Gas Supply+Increased Demand Response | 14.0231 | 28.3834 | 52.0796
2026 | NIWCM | Low Demand Growth+Ref Gas Supply+Increased Demand Response | 1312.2106 | 1313.0104 | 1313.0104
2027 | NIWCM | Low Demand Growth+Ref Gas Supply+Increased Demand Response | 1690.0952 | 1710.491 | 1715.0275
2028 | NIWCM | Low Demand Growth+Ref Gas Supply+Increased Demand Response | 1826.5139 | 2366.085 | 2397.2445
2029 | NIWCM | Low Demand Growth+Ref Gas Supply+Increased Demand Response | 1822.5577 | 2591.2998 | 2792.9481
2030 | NIWCM | Low Demand Growth+Ref Gas Supply+Increased Demand Response | 1727.2302 | 2579.3441 | 2926.9802
2031 | NIWCM | Low Demand Growth+Ref Gas Supply+Increased Demand Response | 1648.8067 | 2541.8346 | 3081.406
2032 | NIWCM | Low Demand Growth+Ref Gas Supply+Increased Demand Response | 1531.2393 | 2474.9854 | 3054.1605
2033 | NIWCM | Low Demand Growth+Ref Gas Supply+Increased Demand Response | 1422.433 | 2394.9664 | 3050.2051
2034 | NIWCM | Low Demand Growth+Ref Gas Supply+Increased Demand Response | 1320.6897 | 2356.4556 | 3101.765
2035 | NIWCM | Low Demand Growth+Ref Gas Supply+Increased Demand Response | 1201.6419 | 2263.1876 | 3030.5503
2026 | SIWEM_PERC | Low Demand Growth+Ref Gas Supply+Increased Demand Response | 57.443 | 57.443 | 57.443
2027 | SIWEM_PERC | Low Demand Growth+Ref Gas Supply+Increased Demand Response | 56.3556 | 59.1223 | 59.1223
2028 | SIWEM_PERC | Low Demand Growth+Ref Gas Supply+Increased Demand Response | 56.4733 | 70.4391 | 78.2728
2029 | SIWEM_PERC | Low Demand Growth+Ref Gas Supply+Increased Demand Response | 54.4486 | 68.2245 | 85.1114
2030 | SIWEM_PERC | Low Demand Growth+Ref Gas Supply+Increased Demand Response | 51.2814 | 66.8817 | 89.5461
2031 | SIWEM_PERC | Low Demand Growth+Ref Gas Supply+Increased Demand Response | 48.0977 | 63.3596 | 90.9977
2032 | SIWEM_PERC | Low Demand Growth+Ref Gas Supply+Increased Demand Response | 45.6415 | 60.6371 | 87.7931
2033 | SIWEM_PERC | Low Demand Growth+Ref Gas Supply+Increased Demand Response | 43.5283 | 58.2937 | 85.0325
2034 | SIWEM_PERC | Low Demand Growth+Ref Gas Supply+Increased Demand Response | 41.54 | 56.0858 | 82.4272
2035 | SIWEM_PERC | Low Demand Growth+Ref Gas Supply+Increased Demand Response | 36.8088 | 53.2909 | 79.1352
2026 | NZWEM_PERC | Low Demand Growth+Ref Gas Supply+Increased Demand Response+Low Wind & Solar | 24.8138 | 24.8681 | 24.8681
2027 | NZWEM_PERC | Low Demand Growth+Ref Gas Supply+Increased Demand Response+Low Wind & Solar | 25.9418 | 27.7051 | 28.0099
2028 | NZWEM_PERC | Low Demand Growth+Ref Gas Supply+Increased Demand Response+Low Wind & Solar | 26.051 | 33.8457 | 38.169
2029 | NZWEM_PERC | Low Demand Growth+Ref Gas Supply+Increased Demand Response+Low Wind & Solar | 24.5422 | 35.6554 | 44.4481
2030 | NZWEM_PERC | Low Demand Growth+Ref Gas Supply+Increased Demand Response+Low Wind & Solar | 23.0583 | 36.2932 | 50.7903
2031 | NZWEM_PERC | Low Demand Growth+Ref Gas Supply+Increased Demand Response+Low Wind & Solar | 20.041 | 33.0761 | 53.2307
2032 | NZWEM_PERC | Low Demand Growth+Ref Gas Supply+Increased Demand Response+Low Wind & Solar | 18.1141 | 31.3154 | 52.1832
2033 | NZWEM_PERC | Low Demand Growth+Ref Gas Supply+Increased Demand Response+Low Wind & Solar | 16.3613 | 29.3572 | 51.6604
2034 | NZWEM_PERC | Low Demand Growth+Ref Gas Supply+Increased Demand Response+Low Wind & Solar | 14.8865 | 28.144 | 50.0801
2035 | NZWEM_PERC | Low Demand Growth+Ref Gas Supply+Increased Demand Response+Low Wind & Solar | 12.6172 | 25.6921 | 47.1528
2026 | NIWCM | Low Demand Growth+Ref Gas Supply+Increased Demand Response+Low Wind & Solar | 1312.2106 | 1313.0104 | 1313.0104
2027 | NIWCM | Low Demand Growth+Ref Gas Supply+Increased Demand Response+Low Wind & Solar | 1690.0952 | 1710.491 | 1715.0275
2028 | NIWCM | Low Demand Growth+Ref Gas Supply+Increased Demand Response+Low Wind & Solar | 1826.5139 | 2366.085 | 2397.2445
2029 | NIWCM | Low Demand Growth+Ref Gas Supply+Increased Demand Response+Low Wind & Solar | 1822.5577 | 2591.2998 | 2792.9481
2030 | NIWCM | Low Demand Growth+Ref Gas Supply+Increased Demand Response+Low Wind & Solar | 1727.2302 | 2579.3441 | 2926.9802
2031 | NIWCM | Low Demand Growth+Ref Gas Supply+Increased Demand Response+Low Wind & Solar | 1648.8067 | 2541.8346 | 3081.406
2032 | NIWCM | Low Demand Growth+Ref Gas Supply+Increased Demand Response+Low Wind & Solar | 1531.2393 | 2474.9854 | 3054.1605
2033 | NIWCM | Low Demand Growth+Ref Gas Supply+Increased Demand Response+Low Wind & Solar | 1422.433 | 2394.9664 | 3050.2051
2034 | NIWCM | Low Demand Growth+Ref Gas Supply+Increased Demand Response+Low Wind & Solar | 1320.6897 | 2356.4556 | 3101.765
2035 | NIWCM | Low Demand Growth+Ref Gas Supply+Increased Demand Response+Low Wind & Solar | 1201.6419 | 2263.1876 | 3030.5503
2026 | SIWEM_PERC | Low Demand Growth+Ref Gas Supply+Increased Demand Response+Low Wind & Solar | 56.5826 | 56.5826 | 56.5826
2027 | SIWEM_PERC | Low Demand Growth+Ref Gas Supply+Increased Demand Response+Low Wind & Solar | 55.4505 | 57.9473 | 57.9473
2028 | SIWEM_PERC | Low Demand Growth+Ref Gas Supply+Increased Demand Response+Low Wind & Solar | 55.3834 | 67.9871 | 75.0567
2029 | SIWEM_PERC | Low Demand Growth+Ref Gas Supply+Increased Demand Response+Low Wind & Solar | 53.3736 | 65.8059 | 81.0457
2030 | SIWEM_PERC | Low Demand Growth+Ref Gas Supply+Increased Demand Response+Low Wind & Solar | 50.2289 | 64.3077 | 84.7616
2031 | SIWEM_PERC | Low Demand Growth+Ref Gas Supply+Increased Demand Response+Low Wind & Solar | 47.0681 | 60.8414 | 85.7839
2032 | SIWEM_PERC | Low Demand Growth+Ref Gas Supply+Increased Demand Response+Low Wind & Solar | 44.6298 | 58.1629 | 82.6702
2033 | SIWEM_PERC | Low Demand Growth+Ref Gas Supply+Increased Demand Response+Low Wind & Solar | 42.5323 | 55.8575 | 79.9883
2034 | SIWEM_PERC | Low Demand Growth+Ref Gas Supply+Increased Demand Response+Low Wind & Solar | 39.0887 | 53.6858 | 77.458
2035 | SIWEM_PERC | Low Demand Growth+Ref Gas Supply+Increased Demand Response+Low Wind & Solar | 32.9384 | 50.9362 | 74.2598
2026 | NZWEM_PERC | Low Demand Growth+Ref Gas Supply+Increased Demand Response+Constrained Operational Capacity | 26.0761 | 26.1362 | 26.1362
2027 | NZWEM_PERC | Low Demand Growth+Ref Gas Supply+Increased Demand Response+Constrained Operational Capacity | 27.3747 | 29.3285 | 29.6663
2028 | NZWEM_PERC | Low Demand Growth+Ref Gas Supply+Increased Demand Response+Constrained Operational Capacity | 27.5921 | 36.2292 | 41.0197
2029 | NZWEM_PERC | Low Demand Growth+Ref Gas Supply+Increased Demand Response+Constrained Operational Capacity | 26.1137 | 38.428 | 48.171
2030 | NZWEM_PERC | Low Demand Growth+Ref Gas Supply+Increased Demand Response+Constrained Operational Capacity | 24.6033 | 39.2068 | 55.2246
2031 | NZWEM_PERC | Low Demand Growth+Ref Gas Supply+Increased Demand Response+Constrained Operational Capacity | 21.551 | 35.9237 | 58.2115
2032 | NZWEM_PERC | Low Demand Growth+Ref Gas Supply+Increased Demand Response+Constrained Operational Capacity | 19.5983 | 34.1565 | 57.1911
2033 | NZWEM_PERC | Low Demand Growth+Ref Gas Supply+Increased Demand Response+Constrained Operational Capacity | 17.8224 | 32.1541 | 56.7806
2034 | NZWEM_PERC | Low Demand Growth+Ref Gas Supply+Increased Demand Response+Constrained Operational Capacity | 16.3236 | 30.8949 | 55.116
2035 | NZWEM_PERC | Low Demand Growth+Ref Gas Supply+Increased Demand Response+Constrained Operational Capacity | 14.0231 | 28.3834 | 52.0796
2026 | NIWCM | Low Demand Growth+Ref Gas Supply+Increased Demand Response+Constrained Operational Capacity | 755.6807 | 755.6807 | 755.6807
2027 | NIWCM | Low Demand Growth+Ref Gas Supply+Increased Demand Response+Constrained Operational Capacity | 1101.6718 | 1105.1761 | 1105.1761
2028 | NIWCM | Low Demand Growth+Ref Gas Supply+Increased Demand Response+Constrained Operational Capacity | 1216.908 | 1690.5905 | 1694.1607
2029 | NIWCM | Low Demand Growth+Ref Gas Supply+Increased Demand Response+Constrained Operational Capacity | 1186.3719 | 1821.8682 | 1967.8933
2030 | NIWCM | Low Demand Growth+Ref Gas Supply+Increased Demand Response+Constrained Operational Capacity | 1073.6095 | 1784.6908 | 1978.0043
2031 | NIWCM | Low Demand Growth+Ref Gas Supply+Increased Demand Response+Constrained Operational Capacity | 991.384 | 1716.8999 | 1968.1327
2032 | NIWCM | Low Demand Growth+Ref Gas Supply+Increased Demand Response+Constrained Operational Capacity | 873.8758 | 1602.7769 | 1882.4463
2033 | NIWCM | Low Demand Growth+Ref Gas Supply+Increased Demand Response+Constrained Operational Capacity | 761.8618 | 1493.7124 | 1784.971
2034 | NIWCM | Low Demand Growth+Ref Gas Supply+Increased Demand Response+Constrained Operational Capacity | 654.4916 | 1434.6731 | 1802.4622
2035 | NIWCM | Low Demand Growth+Ref Gas Supply+Increased Demand Response+Constrained Operational Capacity | 532.4879 | 1326.3998 | 1695.0283
2026 | SIWEM_PERC | Low Demand Growth+Ref Gas Supply+Increased Demand Response+Constrained Operational Capacity | 57.443 | 57.443 | 57.443
2027 | SIWEM_PERC | Low Demand Growth+Ref Gas Supply+Increased Demand Response+Constrained Operational Capacity | 56.3556 | 59.1223 | 59.1223
2028 | SIWEM_PERC | Low Demand Growth+Ref Gas Supply+Increased Demand Response+Constrained Operational Capacity | 56.4733 | 70.4391 | 78.2728
2029 | SIWEM_PERC | Low Demand Growth+Ref Gas Supply+Increased Demand Response+Constrained Operational Capacity | 54.4486 | 68.2245 | 85.1114
2030 | SIWEM_PERC | Low Demand Growth+Ref Gas Supply+Increased Demand Response+Constrained Operational Capacity | 51.2814 | 66.8817 | 89.5461
2031 | SIWEM_PERC | Low Demand Growth+Ref Gas Supply+Increased Demand Response+Constrained Operational Capacity | 48.0977 | 63.3596 | 90.9977
2032 | SIWEM_PERC | Low Demand Growth+Ref Gas Supply+Increased Demand Response+Constrained Operational Capacity | 45.6415 | 60.6371 | 87.7931
2033 | SIWEM_PERC | Low Demand Growth+Ref Gas Supply+Increased Demand Response+Constrained Operational Capacity | 43.5283 | 58.2937 | 85.0325
2034 | SIWEM_PERC | Low Demand Growth+Ref Gas Supply+Increased Demand Response+Constrained Operational Capacity | 41.54 | 56.0858 | 82.4272
2035 | SIWEM_PERC | Low Demand Growth+Ref Gas Supply+Increased Demand Response+Constrained Operational Capacity | 36.8088 | 53.2909 | 79.1352
2026 | NZWEM_PERC | Low Demand Growth+Ref Gas Supply+Increased Demand Response+Constrained Operational Capacity+Low Wind & Solar | 24.8138 | 24.8681 | 24.8681
2027 | NZWEM_PERC | Low Demand Growth+Ref Gas Supply+Increased Demand Response+Constrained Operational Capacity+Low Wind & Solar | 25.9418 | 27.7051 | 28.0099
2028 | NZWEM_PERC | Low Demand Growth+Ref Gas Supply+Increased Demand Response+Constrained Operational Capacity+Low Wind & Solar | 26.051 | 33.8457 | 38.169
2029 | NZWEM_PERC | Low Demand Growth+Ref Gas Supply+Increased Demand Response+Constrained Operational Capacity+Low Wind & Solar | 24.5422 | 35.6554 | 44.4481
2030 | NZWEM_PERC | Low Demand Growth+Ref Gas Supply+Increased Demand Response+Constrained Operational Capacity+Low Wind & Solar | 23.0583 | 36.2932 | 50.7903
2031 | NZWEM_PERC | Low Demand Growth+Ref Gas Supply+Increased Demand Response+Constrained Operational Capacity+Low Wind & Solar | 20.041 | 33.0761 | 53.2307
2032 | NZWEM_PERC | Low Demand Growth+Ref Gas Supply+Increased Demand Response+Constrained Operational Capacity+Low Wind & Solar | 18.1141 | 31.3154 | 52.1832
2033 | NZWEM_PERC | Low Demand Growth+Ref Gas Supply+Increased Demand Response+Constrained Operational Capacity+Low Wind & Solar | 16.3613 | 29.3572 | 51.6604
2034 | NZWEM_PERC | Low Demand Growth+Ref Gas Supply+Increased Demand Response+Constrained Operational Capacity+Low Wind & Solar | 14.8865 | 28.144 | 50.0801
2035 | NZWEM_PERC | Low Demand Growth+Ref Gas Supply+Increased Demand Response+Constrained Operational Capacity+Low Wind & Solar | 12.6172 | 25.6921 | 47.1528
2026 | NIWCM | Low Demand Growth+Ref Gas Supply+Increased Demand Response+Constrained Operational Capacity+Low Wind & Solar | 755.6807 | 755.6807 | 755.6807
2027 | NIWCM | Low Demand Growth+Ref Gas Supply+Increased Demand Response+Constrained Operational Capacity+Low Wind & Solar | 1101.6718 | 1105.1761 | 1105.1761
2028 | NIWCM | Low Demand Growth+Ref Gas Supply+Increased Demand Response+Constrained Operational Capacity+Low Wind & Solar | 1216.908 | 1690.5905 | 1694.1607
2029 | NIWCM | Low Demand Growth+Ref Gas Supply+Increased Demand Response+Constrained Operational Capacity+Low Wind & Solar | 1186.3719 | 1821.8682 | 1967.8933
2030 | NIWCM | Low Demand Growth+Ref Gas Supply+Increased Demand Response+Constrained Operational Capacity+Low Wind & Solar | 1073.6095 | 1784.6908 | 1978.0043
2031 | NIWCM | Low Demand Growth+Ref Gas Supply+Increased Demand Response+Constrained Operational Capacity+Low Wind & Solar | 991.384 | 1716.8999 | 1968.1327
2032 | NIWCM | Low Demand Growth+Ref Gas Supply+Increased Demand Response+Constrained Operational Capacity+Low Wind & Solar | 873.8758 | 1602.7769 | 1882.4463
2033 | NIWCM | Low Demand Growth+Ref Gas Supply+Increased Demand Response+Constrained Operational Capacity+Low Wind & Solar | 761.8618 | 1493.7124 | 1784.971
2034 | NIWCM | Low Demand Growth+Ref Gas Supply+Increased Demand Response+Constrained Operational Capacity+Low Wind & Solar | 654.4916 | 1434.6731 | 1802.4622
2035 | NIWCM | Low Demand Growth+Ref Gas Supply+Increased Demand Response+Constrained Operational Capacity+Low Wind & Solar | 532.4879 | 1326.3998 | 1695.0283
2026 | SIWEM_PERC | Low Demand Growth+Ref Gas Supply+Increased Demand Response+Constrained Operational Capacity+Low Wind & Solar | 56.5826 | 56.5826 | 56.5826
2027 | SIWEM_PERC | Low Demand Growth+Ref Gas Supply+Increased Demand Response+Constrained Operational Capacity+Low Wind & Solar | 55.4505 | 57.9473 | 57.9473
2028 | SIWEM_PERC | Low Demand Growth+Ref Gas Supply+Increased Demand Response+Constrained Operational Capacity+Low Wind & Solar | 55.3834 | 67.9871 | 75.0567
2029 | SIWEM_PERC | Low Demand Growth+Ref Gas Supply+Increased Demand Response+Constrained Operational Capacity+Low Wind & Solar | 53.3736 | 65.8059 | 81.0457
2030 | SIWEM_PERC | Low Demand Growth+Ref Gas Supply+Increased Demand Response+Constrained Operational Capacity+Low Wind & Solar | 50.2289 | 64.3077 | 84.7616
2031 | SIWEM_PERC | Low Demand Growth+Ref Gas Supply+Increased Demand Response+Constrained Operational Capacity+Low Wind & Solar | 47.0681 | 60.8414 | 85.7839
2032 | SIWEM_PERC | Low Demand Growth+Ref Gas Supply+Increased Demand Response+Constrained Operational Capacity+Low Wind & Solar | 44.6298 | 58.1629 | 82.6702
2033 | SIWEM_PERC | Low Demand Growth+Ref Gas Supply+Increased Demand Response+Constrained Operational Capacity+Low Wind & Solar | 42.5323 | 55.8575 | 79.9883
2034 | SIWEM_PERC | Low Demand Growth+Ref Gas Supply+Increased Demand Response+Constrained Operational Capacity+Low Wind & Solar | 39.0887 | 53.6858 | 77.458
2035 | SIWEM_PERC | Low Demand Growth+Ref Gas Supply+Increased Demand Response+Constrained Operational Capacity+Low Wind & Solar | 32.9384 | 50.9362 | 74.2598
2026 | NZWEM_PERC | Low Demand Growth+Ref Gas Supply+Increased Demand Response+Upgraded HVDC | 26.0761 | 26.1362 | 26.1362
2027 | NZWEM_PERC | Low Demand Growth+Ref Gas Supply+Increased Demand Response+Upgraded HVDC | 27.3747 | 29.3285 | 29.6663
2028 | NZWEM_PERC | Low Demand Growth+Ref Gas Supply+Increased Demand Response+Upgraded HVDC | 27.5921 | 36.2292 | 41.0197
2029 | NZWEM_PERC | Low Demand Growth+Ref Gas Supply+Increased Demand Response+Upgraded HVDC | 26.1137 | 38.428 | 48.171
2030 | NZWEM_PERC | Low Demand Growth+Ref Gas Supply+Increased Demand Response+Upgraded HVDC | 24.6033 | 39.2068 | 55.2246
2031 | NZWEM_PERC | Low Demand Growth+Ref Gas Supply+Increased Demand Response+Upgraded HVDC | 21.551 | 35.9237 | 58.2115
2032 | NZWEM_PERC | Low Demand Growth+Ref Gas Supply+Increased Demand Response+Upgraded HVDC | 19.5983 | 34.1565 | 57.1911
2033 | NZWEM_PERC | Low Demand Growth+Ref Gas Supply+Increased Demand Response+Upgraded HVDC | 17.8224 | 32.1541 | 56.7806
2034 | NZWEM_PERC | Low Demand Growth+Ref Gas Supply+Increased Demand Response+Upgraded HVDC | 16.3236 | 30.8949 | 55.116
2035 | NZWEM_PERC | Low Demand Growth+Ref Gas Supply+Increased Demand Response+Upgraded HVDC | 14.0231 | 28.3834 | 52.0796
2026 | NIWCM | Low Demand Growth+Ref Gas Supply+Increased Demand Response+Upgraded HVDC | 1312.2106 | 1313.0104 | 1313.0104
2027 | NIWCM | Low Demand Growth+Ref Gas Supply+Increased Demand Response+Upgraded HVDC | 1690.0952 | 1710.491 | 1715.0275
2028 | NIWCM | Low Demand Growth+Ref Gas Supply+Increased Demand Response+Upgraded HVDC | 1826.5139 | 2366.085 | 2397.2445
2029 | NIWCM | Low Demand Growth+Ref Gas Supply+Increased Demand Response+Upgraded HVDC | 1822.5577 | 2591.2998 | 2792.9481
2030 | NIWCM | Low Demand Growth+Ref Gas Supply+Increased Demand Response+Upgraded HVDC | 1727.2302 | 2579.3441 | 2926.9802
2031 | NIWCM | Low Demand Growth+Ref Gas Supply+Increased Demand Response+Upgraded HVDC | 1648.9768 | 2644.1302 | 3204.9059
2032 | NIWCM | Low Demand Growth+Ref Gas Supply+Increased Demand Response+Upgraded HVDC | 1531.1914 | 2544.609 | 3177.6604
2033 | NIWCM | Low Demand Growth+Ref Gas Supply+Increased Demand Response+Upgraded HVDC | 1422.4456 | 2435.4598 | 3173.705
2034 | NIWCM | Low Demand Growth+Ref Gas Supply+Increased Demand Response+Upgraded HVDC | 1320.6871 | 2374.6831 | 3225.3556
2035 | NIWCM | Low Demand Growth+Ref Gas Supply+Increased Demand Response+Upgraded HVDC | 1201.6425 | 2265.5957 | 3154.0128
2026 | SIWEM_PERC | Low Demand Growth+Ref Gas Supply+Increased Demand Response+Upgraded HVDC | 57.443 | 57.443 | 57.443
2027 | SIWEM_PERC | Low Demand Growth+Ref Gas Supply+Increased Demand Response+Upgraded HVDC | 72.2804 | 77.4457 | 78.296
2028 | SIWEM_PERC | Low Demand Growth+Ref Gas Supply+Increased Demand Response+Upgraded HVDC | 72.6523 | 93.1526 | 100.9863
2029 | SIWEM_PERC | Low Demand Growth+Ref Gas Supply+Increased Demand Response+Upgraded HVDC | 68.6332 | 90.6294 | 107.5163
2030 | SIWEM_PERC | Low Demand Growth+Ref Gas Supply+Increased Demand Response+Upgraded HVDC | 64.3367 | 88.8152 | 111.4796
2031 | SIWEM_PERC | Low Demand Growth+Ref Gas Supply+Increased Demand Response+Upgraded HVDC | 56.4867 | 84.8173 | 112.4554
2032 | SIWEM_PERC | Low Demand Growth+Ref Gas Supply+Increased Demand Response+Upgraded HVDC | 51.3751 | 81.7205 | 108.8764
2033 | SIWEM_PERC | Low Demand Growth+Ref Gas Supply+Increased Demand Response+Upgraded HVDC | 46.7628 | 79.0532 | 105.7919
2034 | SIWEM_PERC | Low Demand Growth+Ref Gas Supply+Increased Demand Response+Upgraded HVDC | 42.9002 | 76.5367 | 102.8781
2035 | SIWEM_PERC | Low Demand Growth+Ref Gas Supply+Increased Demand Response+Upgraded HVDC | 36.8088 | 73.3559 | 99.2001
2026 | NZWEM_PERC | Low Demand Growth+Ref Gas Supply+Increased Demand Response+Upgraded HVDC+Low Wind & Solar | 24.8138 | 24.8681 | 24.8681
2027 | NZWEM_PERC | Low Demand Growth+Ref Gas Supply+Increased Demand Response+Upgraded HVDC+Low Wind & Solar | 25.9418 | 27.7051 | 28.0099
2028 | NZWEM_PERC | Low Demand Growth+Ref Gas Supply+Increased Demand Response+Upgraded HVDC+Low Wind & Solar | 26.051 | 33.8457 | 38.169
2029 | NZWEM_PERC | Low Demand Growth+Ref Gas Supply+Increased Demand Response+Upgraded HVDC+Low Wind & Solar | 24.5422 | 35.6554 | 44.4481
2030 | NZWEM_PERC | Low Demand Growth+Ref Gas Supply+Increased Demand Response+Upgraded HVDC+Low Wind & Solar | 23.0583 | 36.2932 | 50.7903
2031 | NZWEM_PERC | Low Demand Growth+Ref Gas Supply+Increased Demand Response+Upgraded HVDC+Low Wind & Solar | 20.041 | 33.0761 | 53.2307
2032 | NZWEM_PERC | Low Demand Growth+Ref Gas Supply+Increased Demand Response+Upgraded HVDC+Low Wind & Solar | 18.1141 | 31.3154 | 52.1832
2033 | NZWEM_PERC | Low Demand Growth+Ref Gas Supply+Increased Demand Response+Upgraded HVDC+Low Wind & Solar | 16.3613 | 29.3572 | 51.6604
2034 | NZWEM_PERC | Low Demand Growth+Ref Gas Supply+Increased Demand Response+Upgraded HVDC+Low Wind & Solar | 14.8865 | 28.144 | 50.0801
2035 | NZWEM_PERC | Low Demand Growth+Ref Gas Supply+Increased Demand Response+Upgraded HVDC+Low Wind & Solar | 12.6172 | 25.6921 | 47.1528
2026 | NIWCM | Low Demand Growth+Ref Gas Supply+Increased Demand Response+Upgraded HVDC+Low Wind & Solar | 1312.2106 | 1313.0104 | 1313.0104
2027 | NIWCM | Low Demand Growth+Ref Gas Supply+Increased Demand Response+Upgraded HVDC+Low Wind & Solar | 1690.0952 | 1710.491 | 1715.0275
2028 | NIWCM | Low Demand Growth+Ref Gas Supply+Increased Demand Response+Upgraded HVDC+Low Wind & Solar | 1826.5139 | 2366.085 | 2397.2445
2029 | NIWCM | Low Demand Growth+Ref Gas Supply+Increased Demand Response+Upgraded HVDC+Low Wind & Solar | 1822.5577 | 2591.2998 | 2792.9481
2030 | NIWCM | Low Demand Growth+Ref Gas Supply+Increased Demand Response+Upgraded HVDC+Low Wind & Solar | 1727.2302 | 2579.3441 | 2926.9802
2031 | NIWCM | Low Demand Growth+Ref Gas Supply+Increased Demand Response+Upgraded HVDC+Low Wind & Solar | 1648.9768 | 2644.1302 | 3204.9059
2032 | NIWCM | Low Demand Growth+Ref Gas Supply+Increased Demand Response+Upgraded HVDC+Low Wind & Solar | 1531.1914 | 2544.609 | 3177.6604
2033 | NIWCM | Low Demand Growth+Ref Gas Supply+Increased Demand Response+Upgraded HVDC+Low Wind & Solar | 1422.4456 | 2435.4598 | 3173.705
2034 | NIWCM | Low Demand Growth+Ref Gas Supply+Increased Demand Response+Upgraded HVDC+Low Wind & Solar | 1320.6871 | 2374.6831 | 3225.3556
2035 | NIWCM | Low Demand Growth+Ref Gas Supply+Increased Demand Response+Upgraded HVDC+Low Wind & Solar | 1201.6425 | 2265.5957 | 3154.0128
2026 | SIWEM_PERC | Low Demand Growth+Ref Gas Supply+Increased Demand Response+Upgraded HVDC+Low Wind & Solar | 56.5826 | 56.5826 | 56.5826
2027 | SIWEM_PERC | Low Demand Growth+Ref Gas Supply+Increased Demand Response+Upgraded HVDC+Low Wind & Solar | 68.5928 | 73.2543 | 74.0217
2028 | SIWEM_PERC | Low Demand Growth+Ref Gas Supply+Increased Demand Response+Upgraded HVDC+Low Wind & Solar | 68.6872 | 89.3759 | 97.7703
2029 | SIWEM_PERC | Low Demand Growth+Ref Gas Supply+Increased Demand Response+Upgraded HVDC+Low Wind & Solar | 64.6015 | 88.2107 | 103.4505
2030 | SIWEM_PERC | Low Demand Growth+Ref Gas Supply+Increased Demand Response+Upgraded HVDC+Low Wind & Solar | 60.3899 | 86.2412 | 106.6951
2031 | SIWEM_PERC | Low Demand Growth+Ref Gas Supply+Increased Demand Response+Upgraded HVDC+Low Wind & Solar | 52.6254 | 82.2991 | 107.2416
2032 | SIWEM_PERC | Low Demand Growth+Ref Gas Supply+Increased Demand Response+Upgraded HVDC+Low Wind & Solar | 47.5812 | 79.2462 | 103.7535
2033 | SIWEM_PERC | Low Demand Growth+Ref Gas Supply+Increased Demand Response+Upgraded HVDC+Low Wind & Solar | 43.0272 | 76.6169 | 100.7478
2034 | SIWEM_PERC | Low Demand Growth+Ref Gas Supply+Increased Demand Response+Upgraded HVDC+Low Wind & Solar | 39.0887 | 73.5338 | 97.9089
2035 | SIWEM_PERC | Low Demand Growth+Ref Gas Supply+Increased Demand Response+Upgraded HVDC+Low Wind & Solar | 32.9384 | 67.3244 | 94.3247
2026 | NZWEM_PERC | Low Demand Growth+Ref Gas Supply+Increased Demand Response+Upgraded HVDC+Constrained Operational Capacity | 26.0761 | 26.1362 | 26.1362
2027 | NZWEM_PERC | Low Demand Growth+Ref Gas Supply+Increased Demand Response+Upgraded HVDC+Constrained Operational Capacity | 27.3747 | 29.3285 | 29.6663
2028 | NZWEM_PERC | Low Demand Growth+Ref Gas Supply+Increased Demand Response+Upgraded HVDC+Constrained Operational Capacity | 27.5921 | 36.2292 | 41.0197
2029 | NZWEM_PERC | Low Demand Growth+Ref Gas Supply+Increased Demand Response+Upgraded HVDC+Constrained Operational Capacity | 26.1137 | 38.428 | 48.171
2030 | NZWEM_PERC | Low Demand Growth+Ref Gas Supply+Increased Demand Response+Upgraded HVDC+Constrained Operational Capacity | 24.6033 | 39.2068 | 55.2246
2031 | NZWEM_PERC | Low Demand Growth+Ref Gas Supply+Increased Demand Response+Upgraded HVDC+Constrained Operational Capacity | 21.551 | 35.9237 | 58.2115
2032 | NZWEM_PERC | Low Demand Growth+Ref Gas Supply+Increased Demand Response+Upgraded HVDC+Constrained Operational Capacity | 19.5983 | 34.1565 | 57.1911
2033 | NZWEM_PERC | Low Demand Growth+Ref Gas Supply+Increased Demand Response+Upgraded HVDC+Constrained Operational Capacity | 17.8224 | 32.1541 | 56.7806
2034 | NZWEM_PERC | Low Demand Growth+Ref Gas Supply+Increased Demand Response+Upgraded HVDC+Constrained Operational Capacity | 16.3236 | 30.8949 | 55.116
2035 | NZWEM_PERC | Low Demand Growth+Ref Gas Supply+Increased Demand Response+Upgraded HVDC+Constrained Operational Capacity | 14.0231 | 28.3834 | 52.0796
2026 | NIWCM | Low Demand Growth+Ref Gas Supply+Increased Demand Response+Upgraded HVDC+Constrained Operational Capacity | 755.6807 | 755.6807 | 755.6807
2027 | NIWCM | Low Demand Growth+Ref Gas Supply+Increased Demand Response+Upgraded HVDC+Constrained Operational Capacity | 1101.6718 | 1105.1761 | 1105.1761
2028 | NIWCM | Low Demand Growth+Ref Gas Supply+Increased Demand Response+Upgraded HVDC+Constrained Operational Capacity | 1216.908 | 1690.5905 | 1694.1607
2029 | NIWCM | Low Demand Growth+Ref Gas Supply+Increased Demand Response+Upgraded HVDC+Constrained Operational Capacity | 1186.3719 | 1821.8682 | 1967.8933
2030 | NIWCM | Low Demand Growth+Ref Gas Supply+Increased Demand Response+Upgraded HVDC+Constrained Operational Capacity | 1073.6095 | 1784.6908 | 1978.0043
2031 | NIWCM | Low Demand Growth+Ref Gas Supply+Increased Demand Response+Upgraded HVDC+Constrained Operational Capacity | 991.3969 | 1716.8893 | 1974.0454
2032 | NIWCM | Low Demand Growth+Ref Gas Supply+Increased Demand Response+Upgraded HVDC+Constrained Operational Capacity | 873.8725 | 1602.7652 | 1881.9803
2033 | NIWCM | Low Demand Growth+Ref Gas Supply+Increased Demand Response+Upgraded HVDC+Constrained Operational Capacity | 761.8627 | 1493.7137 | 1785.1204
2034 | NIWCM | Low Demand Growth+Ref Gas Supply+Increased Demand Response+Upgraded HVDC+Constrained Operational Capacity | 654.4914 | 1434.6755 | 1802.415
2035 | NIWCM | Low Demand Growth+Ref Gas Supply+Increased Demand Response+Upgraded HVDC+Constrained Operational Capacity | 532.488 | 1326.3986 | 1695.0413
2026 | SIWEM_PERC | Low Demand Growth+Ref Gas Supply+Increased Demand Response+Upgraded HVDC+Constrained Operational Capacity | 57.443 | 57.443 | 57.443
2027 | SIWEM_PERC | Low Demand Growth+Ref Gas Supply+Increased Demand Response+Upgraded HVDC+Constrained Operational Capacity | 72.2804 | 77.4457 | 78.296
2028 | SIWEM_PERC | Low Demand Growth+Ref Gas Supply+Increased Demand Response+Upgraded HVDC+Constrained Operational Capacity | 72.6523 | 93.1526 | 100.9863
2029 | SIWEM_PERC | Low Demand Growth+Ref Gas Supply+Increased Demand Response+Upgraded HVDC+Constrained Operational Capacity | 68.6332 | 90.6294 | 107.5163
2030 | SIWEM_PERC | Low Demand Growth+Ref Gas Supply+Increased Demand Response+Upgraded HVDC+Constrained Operational Capacity | 64.3367 | 88.8152 | 111.4796
2031 | SIWEM_PERC | Low Demand Growth+Ref Gas Supply+Increased Demand Response+Upgraded HVDC+Constrained Operational Capacity | 56.4867 | 84.8173 | 112.4554
2032 | SIWEM_PERC | Low Demand Growth+Ref Gas Supply+Increased Demand Response+Upgraded HVDC+Constrained Operational Capacity | 51.3751 | 81.7205 | 108.8764
2033 | SIWEM_PERC | Low Demand Growth+Ref Gas Supply+Increased Demand Response+Upgraded HVDC+Constrained Operational Capacity | 46.7628 | 79.0532 | 105.7919
2034 | SIWEM_PERC | Low Demand Growth+Ref Gas Supply+Increased Demand Response+Upgraded HVDC+Constrained Operational Capacity | 42.9002 | 76.5367 | 102.8781
2035 | SIWEM_PERC | Low Demand Growth+Ref Gas Supply+Increased Demand Response+Upgraded HVDC+Constrained Operational Capacity | 36.8088 | 73.3559 | 99.2001
2026 | NZWEM_PERC | Low Demand Growth+Ref Gas Supply+Increased Demand Response+Upgraded HVDC+Constrained Operational Capacity+Low Wind & Solar | 24.8138 | 24.8681 | 24.8681
2027 | NZWEM_PERC | Low Demand Growth+Ref Gas Supply+Increased Demand Response+Upgraded HVDC+Constrained Operational Capacity+Low Wind & Solar | 25.9418 | 27.7051 | 28.0099
2028 | NZWEM_PERC | Low Demand Growth+Ref Gas Supply+Increased Demand Response+Upgraded HVDC+Constrained Operational Capacity+Low Wind & Solar | 26.051 | 33.8457 | 38.169
2029 | NZWEM_PERC | Low Demand Growth+Ref Gas Supply+Increased Demand Response+Upgraded HVDC+Constrained Operational Capacity+Low Wind & Solar | 24.5422 | 35.6554 | 44.4481
2030 | NZWEM_PERC | Low Demand Growth+Ref Gas Supply+Increased Demand Response+Upgraded HVDC+Constrained Operational Capacity+Low Wind & Solar | 23.0583 | 36.2932 | 50.7903
2031 | NZWEM_PERC | Low Demand Growth+Ref Gas Supply+Increased Demand Response+Upgraded HVDC+Constrained Operational Capacity+Low Wind & Solar | 20.041 | 33.0761 | 53.2307
2032 | NZWEM_PERC | Low Demand Growth+Ref Gas Supply+Increased Demand Response+Upgraded HVDC+Constrained Operational Capacity+Low Wind & Solar | 18.1141 | 31.3154 | 52.1832
2033 | NZWEM_PERC | Low Demand Growth+Ref Gas Supply+Increased Demand Response+Upgraded HVDC+Constrained Operational Capacity+Low Wind & Solar | 16.3613 | 29.3572 | 51.6604
2034 | NZWEM_PERC | Low Demand Growth+Ref Gas Supply+Increased Demand Response+Upgraded HVDC+Constrained Operational Capacity+Low Wind & Solar | 14.8865 | 28.144 | 50.0801
2035 | NZWEM_PERC | Low Demand Growth+Ref Gas Supply+Increased Demand Response+Upgraded HVDC+Constrained Operational Capacity+Low Wind & Solar | 12.6172 | 25.6921 | 47.1528
2026 | NIWCM | Low Demand Growth+Ref Gas Supply+Increased Demand Response+Upgraded HVDC+Constrained Operational Capacity+Low Wind & Solar | 755.6807 | 755.6807 | 755.6807
2027 | NIWCM | Low Demand Growth+Ref Gas Supply+Increased Demand Response+Upgraded HVDC+Constrained Operational Capacity+Low Wind & Solar | 1101.6718 | 1105.1761 | 1105.1761
2028 | NIWCM | Low Demand Growth+Ref Gas Supply+Increased Demand Response+Upgraded HVDC+Constrained Operational Capacity+Low Wind & Solar | 1216.908 | 1690.5905 | 1694.1607
2029 | NIWCM | Low Demand Growth+Ref Gas Supply+Increased Demand Response+Upgraded HVDC+Constrained Operational Capacity+Low Wind & Solar | 1186.3719 | 1821.8682 | 1967.8933
2030 | NIWCM | Low Demand Growth+Ref Gas Supply+Increased Demand Response+Upgraded HVDC+Constrained Operational Capacity+Low Wind & Solar | 1073.6095 | 1784.6908 | 1978.0043
2031 | NIWCM | Low Demand Growth+Ref Gas Supply+Increased Demand Response+Upgraded HVDC+Constrained Operational Capacity+Low Wind & Solar | 991.3969 | 1716.8893 | 1974.0454
2032 | NIWCM | Low Demand Growth+Ref Gas Supply+Increased Demand Response+Upgraded HVDC+Constrained Operational Capacity+Low Wind & Solar | 873.8725 | 1602.7652 | 1881.9803
2033 | NIWCM | Low Demand Growth+Ref Gas Supply+Increased Demand Response+Upgraded HVDC+Constrained Operational Capacity+Low Wind & Solar | 761.8627 | 1493.7137 | 1785.1204
2034 | NIWCM | Low Demand Growth+Ref Gas Supply+Increased Demand Response+Upgraded HVDC+Constrained Operational Capacity+Low Wind & Solar | 654.4914 | 1434.6755 | 1802.415
2035 | NIWCM | Low Demand Growth+Ref Gas Supply+Increased Demand Response+Upgraded HVDC+Constrained Operational Capacity+Low Wind & Solar | 532.488 | 1326.3986 | 1695.0413
2026 | SIWEM_PERC | Low Demand Growth+Ref Gas Supply+Increased Demand Response+Upgraded HVDC+Constrained Operational Capacity+Low Wind & Solar | 56.5826 | 56.5826 | 56.5826
2027 | SIWEM_PERC | Low Demand Growth+Ref Gas Supply+Increased Demand Response+Upgraded HVDC+Constrained Operational Capacity+Low Wind & Solar | 68.5928 | 73.2543 | 74.0217
2028 | SIWEM_PERC | Low Demand Growth+Ref Gas Supply+Increased Demand Response+Upgraded HVDC+Constrained Operational Capacity+Low Wind & Solar | 68.6872 | 89.3759 | 97.7703
2029 | SIWEM_PERC | Low Demand Growth+Ref Gas Supply+Increased Demand Response+Upgraded HVDC+Constrained Operational Capacity+Low Wind & Solar | 64.6015 | 88.2107 | 103.4505
2030 | SIWEM_PERC | Low Demand Growth+Ref Gas Supply+Increased Demand Response+Upgraded HVDC+Constrained Operational Capacity+Low Wind & Solar | 60.3899 | 86.2412 | 106.6951
2031 | SIWEM_PERC | Low Demand Growth+Ref Gas Supply+Increased Demand Response+Upgraded HVDC+Constrained Operational Capacity+Low Wind & Solar | 52.6254 | 82.2991 | 107.2416
2032 | SIWEM_PERC | Low Demand Growth+Ref Gas Supply+Increased Demand Response+Upgraded HVDC+Constrained Operational Capacity+Low Wind & Solar | 47.5812 | 79.2462 | 103.7535
2033 | SIWEM_PERC | Low Demand Growth+Ref Gas Supply+Increased Demand Response+Upgraded HVDC+Constrained Operational Capacity+Low Wind & Solar | 43.0272 | 76.6169 | 100.7478
2034 | SIWEM_PERC | Low Demand Growth+Ref Gas Supply+Increased Demand Response+Upgraded HVDC+Constrained Operational Capacity+Low Wind & Solar | 39.0887 | 73.5338 | 97.9089
2035 | SIWEM_PERC | Low Demand Growth+Ref Gas Supply+Increased Demand Response+Upgraded HVDC+Constrained Operational Capacity+Low Wind & Solar | 32.9384 | 67.3244 | 94.3247
2026 | NZWEM_PERC | Low Demand Growth+Ref Gas Supply+Increased Demand Response+Delayed Build | 21.1983 | 21.1983 | 21.1983
2027 | NZWEM_PERC | Low Demand Growth+Ref Gas Supply+Increased Demand Response+Delayed Build | 19.5365 | 19.6868 | 19.8652
2028 | NZWEM_PERC | Low Demand Growth+Ref Gas Supply+Increased Demand Response+Delayed Build | 23.1374 | 24.6745 | 25.009
2029 | NZWEM_PERC | Low Demand Growth+Ref Gas Supply+Increased Demand Response+Delayed Build | 24.876 | 27.9445 | 28.8975
2030 | NZWEM_PERC | Low Demand Growth+Ref Gas Supply+Increased Demand Response+Delayed Build | 24.6033 | 34.4116 | 42.7024
2031 | NZWEM_PERC | Low Demand Growth+Ref Gas Supply+Increased Demand Response+Delayed Build | 21.551 | 34.5112 | 43.8724
2032 | NZWEM_PERC | Low Demand Growth+Ref Gas Supply+Increased Demand Response+Delayed Build | 19.5983 | 33.0795 | 48.4678
2033 | NZWEM_PERC | Low Demand Growth+Ref Gas Supply+Increased Demand Response+Delayed Build | 17.8224 | 31.1905 | 52.7578
2034 | NZWEM_PERC | Low Demand Growth+Ref Gas Supply+Increased Demand Response+Delayed Build | 16.3236 | 29.8882 | 52.1911
2035 | NZWEM_PERC | Low Demand Growth+Ref Gas Supply+Increased Demand Response+Delayed Build | 14.0231 | 27.8134 | 51.5096
2026 | NIWCM | Low Demand Growth+Ref Gas Supply+Increased Demand Response+Delayed Build | 1053.1748 | 1053.1748 | 1053.1748
2027 | NIWCM | Low Demand Growth+Ref Gas Supply+Increased Demand Response+Delayed Build | 1318.5781 | 1320.448 | 1322.9205
2028 | NIWCM | Low Demand Growth+Ref Gas Supply+Increased Demand Response+Delayed Build | 1587.608 | 1602.2893 | 1606.8258
2029 | NIWCM | Low Demand Growth+Ref Gas Supply+Increased Demand Response+Delayed Build | 1628.2083 | 1738.4887 | 1752.081
2030 | NIWCM | Low Demand Growth+Ref Gas Supply+Increased Demand Response+Delayed Build | 1671.4537 | 2277.4653 | 2441.653
2031 | NIWCM | Low Demand Growth+Ref Gas Supply+Increased Demand Response+Delayed Build | 1575.8682 | 2421.8462 | 2643.1758
2032 | NIWCM | Low Demand Growth+Ref Gas Supply+Increased Demand Response+Delayed Build | 1458.3008 | 2348.6777 | 2715.5503
2033 | NIWCM | Low Demand Growth+Ref Gas Supply+Increased Demand Response+Delayed Build | 1422.433 | 2349.9272 | 2905.7634
2034 | NIWCM | Low Demand Growth+Ref Gas Supply+Increased Demand Response+Delayed Build | 1320.6897 | 2286.3664 | 2887.2468
2035 | NIWCM | Low Demand Growth+Ref Gas Supply+Increased Demand Response+Delayed Build | 1201.6419 | 2210.8556 | 2900.9893
2026 | SIWEM_PERC | Low Demand Growth+Ref Gas Supply+Increased Demand Response+Delayed Build | 52.2203 | 52.2203 | 52.2203
2027 | SIWEM_PERC | Low Demand Growth+Ref Gas Supply+Increased Demand Response+Delayed Build | 52.1772 | 52.4844 | 52.4844
2028 | SIWEM_PERC | Low Demand Growth+Ref Gas Supply+Increased Demand Response+Delayed Build | 53.9965 | 56.0972 | 56.0972
2029 | SIWEM_PERC | Low Demand Growth+Ref Gas Supply+Increased Demand Response+Delayed Build | 52.4648 | 57.8548 | 57.8548
2030 | SIWEM_PERC | Low Demand Growth+Ref Gas Supply+Increased Demand Response+Delayed Build | 51.2814 | 64.7675 | 79.123
2031 | SIWEM_PERC | Low Demand Growth+Ref Gas Supply+Increased Demand Response+Delayed Build | 48.0977 | 61.2912 | 77.4643
2032 | SIWEM_PERC | Low Demand Growth+Ref Gas Supply+Increased Demand Response+Delayed Build | 45.6415 | 60.6371 | 82.4231
2033 | SIWEM_PERC | Low Demand Growth+Ref Gas Supply+Increased Demand Response+Delayed Build | 43.5283 | 58.2937 | 85.0325
2034 | SIWEM_PERC | Low Demand Growth+Ref Gas Supply+Increased Demand Response+Delayed Build | 41.54 | 56.0858 | 82.4272
2035 | SIWEM_PERC | Low Demand Growth+Ref Gas Supply+Increased Demand Response+Delayed Build | 36.8088 | 53.2909 | 79.1352
2026 | NZWEM_PERC | Low Demand Growth+Ref Gas Supply+Increased Demand Response+Delayed Build+Low Wind & Solar | 20.238 | 20.238 | 20.238
2027 | NZWEM_PERC | Low Demand Growth+Ref Gas Supply+Increased Demand Response+Delayed Build+Low Wind & Solar | 18.5195 | 18.6552 | 18.8162
2028 | NZWEM_PERC | Low Demand Growth+Ref Gas Supply+Increased Demand Response+Delayed Build+Low Wind & Solar | 21.8566 | 23.2438 | 23.5456
2029 | NZWEM_PERC | Low Demand Growth+Ref Gas Supply+Increased Demand Response+Delayed Build+Low Wind & Solar | 23.4252 | 26.1944 | 27.0545
2030 | NZWEM_PERC | Low Demand Growth+Ref Gas Supply+Increased Demand Response+Delayed Build+Low Wind & Solar | 23.0583 | 31.9099 | 39.3921
2031 | NZWEM_PERC | Low Demand Growth+Ref Gas Supply+Increased Demand Response+Delayed Build+Low Wind & Solar | 20.041 | 31.7372 | 40.1853
2032 | NZWEM_PERC | Low Demand Growth+Ref Gas Supply+Increased Demand Response+Delayed Build+Low Wind & Solar | 18.1141 | 30.2804 | 44.2078
2033 | NZWEM_PERC | Low Demand Growth+Ref Gas Supply+Increased Demand Response+Delayed Build+Low Wind & Solar | 16.3613 | 28.435 | 47.938
2034 | NZWEM_PERC | Low Demand Growth+Ref Gas Supply+Increased Demand Response+Delayed Build+Low Wind & Solar | 14.8865 | 27.1373 | 47.3422
2035 | NZWEM_PERC | Low Demand Growth+Ref Gas Supply+Increased Demand Response+Delayed Build+Low Wind & Solar | 12.6172 | 25.1222 | 46.5828
2026 | NIWCM | Low Demand Growth+Ref Gas Supply+Increased Demand Response+Delayed Build+Low Wind & Solar | 1053.1748 | 1053.1748 | 1053.1748
2027 | NIWCM | Low Demand Growth+Ref Gas Supply+Increased Demand Response+Delayed Build+Low Wind & Solar | 1318.5781 | 1320.448 | 1322.9205
2028 | NIWCM | Low Demand Growth+Ref Gas Supply+Increased Demand Response+Delayed Build+Low Wind & Solar | 1587.608 | 1602.2893 | 1606.8258
2029 | NIWCM | Low Demand Growth+Ref Gas Supply+Increased Demand Response+Delayed Build+Low Wind & Solar | 1628.2083 | 1738.4887 | 1752.081
2030 | NIWCM | Low Demand Growth+Ref Gas Supply+Increased Demand Response+Delayed Build+Low Wind & Solar | 1671.4537 | 2277.4653 | 2441.653
2031 | NIWCM | Low Demand Growth+Ref Gas Supply+Increased Demand Response+Delayed Build+Low Wind & Solar | 1575.8682 | 2421.8462 | 2643.1758
2032 | NIWCM | Low Demand Growth+Ref Gas Supply+Increased Demand Response+Delayed Build+Low Wind & Solar | 1458.3008 | 2348.6777 | 2715.5503
2033 | NIWCM | Low Demand Growth+Ref Gas Supply+Increased Demand Response+Delayed Build+Low Wind & Solar | 1422.433 | 2349.9272 | 2905.7634
2034 | NIWCM | Low Demand Growth+Ref Gas Supply+Increased Demand Response+Delayed Build+Low Wind & Solar | 1320.6897 | 2286.3664 | 2887.2468
2035 | NIWCM | Low Demand Growth+Ref Gas Supply+Increased Demand Response+Delayed Build+Low Wind & Solar | 1201.6419 | 2210.8556 | 2900.9893
2026 | SIWEM_PERC | Low Demand Growth+Ref Gas Supply+Increased Demand Response+Delayed Build+Low Wind & Solar | 51.8693 | 51.8693 | 51.8693
2027 | SIWEM_PERC | Low Demand Growth+Ref Gas Supply+Increased Demand Response+Delayed Build+Low Wind & Solar | 49.3662 | 49.7412 | 50.1862
2028 | SIWEM_PERC | Low Demand Growth+Ref Gas Supply+Increased Demand Response+Delayed Build+Low Wind & Solar | 53.1482 | 55.044 | 55.044
2029 | SIWEM_PERC | Low Demand Growth+Ref Gas Supply+Increased Demand Response+Delayed Build+Low Wind & Solar | 51.5833 | 56.4476 | 56.4476
2030 | SIWEM_PERC | Low Demand Growth+Ref Gas Supply+Increased Demand Response+Delayed Build+Low Wind & Solar | 50.2289 | 62.3997 | 75.3551
2031 | SIWEM_PERC | Low Demand Growth+Ref Gas Supply+Increased Demand Response+Delayed Build+Low Wind & Solar | 47.0681 | 58.9748 | 73.5704
2032 | SIWEM_PERC | Low Demand Growth+Ref Gas Supply+Increased Demand Response+Delayed Build+Low Wind & Solar | 44.6298 | 58.1629 | 77.824
2033 | SIWEM_PERC | Low Demand Growth+Ref Gas Supply+Increased Demand Response+Delayed Build+Low Wind & Solar | 42.5323 | 55.8575 | 79.9883
2034 | SIWEM_PERC | Low Demand Growth+Ref Gas Supply+Increased Demand Response+Delayed Build+Low Wind & Solar | 39.0887 | 53.6858 | 77.458
2035 | SIWEM_PERC | Low Demand Growth+Ref Gas Supply+Increased Demand Response+Delayed Build+Low Wind & Solar | 32.9384 | 50.9362 | 74.2598
2026 | NZWEM_PERC | Low Demand Growth+Ref Gas Supply+Increased Demand Response+Delayed Build+Constrained Operational Capacity | 21.1983 | 21.1983 | 21.1983
2027 | NZWEM_PERC | Low Demand Growth+Ref Gas Supply+Increased Demand Response+Delayed Build+Constrained Operational Capacity | 19.5365 | 19.6868 | 19.8652
2028 | NZWEM_PERC | Low Demand Growth+Ref Gas Supply+Increased Demand Response+Delayed Build+Constrained Operational Capacity | 23.1374 | 24.6745 | 25.009
2029 | NZWEM_PERC | Low Demand Growth+Ref Gas Supply+Increased Demand Response+Delayed Build+Constrained Operational Capacity | 24.876 | 27.9445 | 28.8975
2030 | NZWEM_PERC | Low Demand Growth+Ref Gas Supply+Increased Demand Response+Delayed Build+Constrained Operational Capacity | 24.6033 | 34.4116 | 42.7024
2031 | NZWEM_PERC | Low Demand Growth+Ref Gas Supply+Increased Demand Response+Delayed Build+Constrained Operational Capacity | 21.551 | 34.5112 | 43.8724
2032 | NZWEM_PERC | Low Demand Growth+Ref Gas Supply+Increased Demand Response+Delayed Build+Constrained Operational Capacity | 19.5983 | 33.0795 | 48.4678
2033 | NZWEM_PERC | Low Demand Growth+Ref Gas Supply+Increased Demand Response+Delayed Build+Constrained Operational Capacity | 17.8224 | 31.1905 | 52.7578
2034 | NZWEM_PERC | Low Demand Growth+Ref Gas Supply+Increased Demand Response+Delayed Build+Constrained Operational Capacity | 16.3236 | 29.8882 | 52.1911
2035 | NZWEM_PERC | Low Demand Growth+Ref Gas Supply+Increased Demand Response+Delayed Build+Constrained Operational Capacity | 14.0231 | 27.8134 | 51.5096
2026 | NIWCM | Low Demand Growth+Ref Gas Supply+Increased Demand Response+Delayed Build+Constrained Operational Capacity | 531.3464 | 531.3464 | 531.3464
2027 | NIWCM | Low Demand Growth+Ref Gas Supply+Increased Demand Response+Delayed Build+Constrained Operational Capacity | 788.4602 | 788.4602 | 788.4602
2028 | NIWCM | Low Demand Growth+Ref Gas Supply+Increased Demand Response+Delayed Build+Constrained Operational Capacity | 1007.9357 | 1007.9357 | 1007.9357
2029 | NIWCM | Low Demand Growth+Ref Gas Supply+Increased Demand Response+Delayed Build+Constrained Operational Capacity | 1007.0493 | 1088.905 | 1088.905
2030 | NIWCM | Low Demand Growth+Ref Gas Supply+Increased Demand Response+Delayed Build+Constrained Operational Capacity | 1017.833 | 1519.3047 | 1630.7312
2031 | NIWCM | Low Demand Growth+Ref Gas Supply+Increased Demand Response+Delayed Build+Constrained Operational Capacity | 918.4455 | 1559.5832 | 1712.9602
2032 | NIWCM | Low Demand Growth+Ref Gas Supply+Increased Demand Response+Delayed Build+Constrained Operational Capacity | 800.9373 | 1491.0492 | 1697.0186
2033 | NIWCM | Low Demand Growth+Ref Gas Supply+Increased Demand Response+Delayed Build+Constrained Operational Capacity | 761.8618 | 1463.2532 | 1723.0593
2034 | NIWCM | Low Demand Growth+Ref Gas Supply+Increased Demand Response+Delayed Build+Constrained Operational Capacity | 654.4916 | 1364.5839 | 1645.144
2035 | NIWCM | Low Demand Growth+Ref Gas Supply+Increased Demand Response+Delayed Build+Constrained Operational Capacity | 532.4879 | 1274.0678 | 1565.4673
2026 | SIWEM_PERC | Low Demand Growth+Ref Gas Supply+Increased Demand Response+Delayed Build+Constrained Operational Capacity | 52.2203 | 52.2203 | 52.2203
2027 | SIWEM_PERC | Low Demand Growth+Ref Gas Supply+Increased Demand Response+Delayed Build+Constrained Operational Capacity | 52.1772 | 52.4844 | 52.4844
2028 | SIWEM_PERC | Low Demand Growth+Ref Gas Supply+Increased Demand Response+Delayed Build+Constrained Operational Capacity | 53.9965 | 56.0972 | 56.0972
2029 | SIWEM_PERC | Low Demand Growth+Ref Gas Supply+Increased Demand Response+Delayed Build+Constrained Operational Capacity | 52.4648 | 57.8548 | 57.8548
2030 | SIWEM_PERC | Low Demand Growth+Ref Gas Supply+Increased Demand Response+Delayed Build+Constrained Operational Capacity | 51.2814 | 64.7675 | 79.123
2031 | SIWEM_PERC | Low Demand Growth+Ref Gas Supply+Increased Demand Response+Delayed Build+Constrained Operational Capacity | 48.0977 | 61.2912 | 77.4643
2032 | SIWEM_PERC | Low Demand Growth+Ref Gas Supply+Increased Demand Response+Delayed Build+Constrained Operational Capacity | 45.6415 | 60.6371 | 82.4231
2033 | SIWEM_PERC | Low Demand Growth+Ref Gas Supply+Increased Demand Response+Delayed Build+Constrained Operational Capacity | 43.5283 | 58.2937 | 85.0325
2034 | SIWEM_PERC | Low Demand Growth+Ref Gas Supply+Increased Demand Response+Delayed Build+Constrained Operational Capacity | 41.54 | 56.0858 | 82.4272
2035 | SIWEM_PERC | Low Demand Growth+Ref Gas Supply+Increased Demand Response+Delayed Build+Constrained Operational Capacity | 36.8088 | 53.2909 | 79.1352
2026 | NZWEM_PERC | Low Demand Growth+Ref Gas Supply+Increased Demand Response+Delayed Build+Constrained Operational Capacity+Low Wind & Solar | 20.238 | 20.238 | 20.238
2027 | NZWEM_PERC | Low Demand Growth+Ref Gas Supply+Increased Demand Response+Delayed Build+Constrained Operational Capacity+Low Wind & Solar | 18.5195 | 18.6552 | 18.8162
2028 | NZWEM_PERC | Low Demand Growth+Ref Gas Supply+Increased Demand Response+Delayed Build+Constrained Operational Capacity+Low Wind & Solar | 21.8566 | 23.2438 | 23.5456
2029 | NZWEM_PERC | Low Demand Growth+Ref Gas Supply+Increased Demand Response+Delayed Build+Constrained Operational Capacity+Low Wind & Solar | 23.4252 | 26.1944 | 27.0545
2030 | NZWEM_PERC | Low Demand Growth+Ref Gas Supply+Increased Demand Response+Delayed Build+Constrained Operational Capacity+Low Wind & Solar | 23.0583 | 31.9099 | 39.3921
2031 | NZWEM_PERC | Low Demand Growth+Ref Gas Supply+Increased Demand Response+Delayed Build+Constrained Operational Capacity+Low Wind & Solar | 20.041 | 31.7372 | 40.1853
2032 | NZWEM_PERC | Low Demand Growth+Ref Gas Supply+Increased Demand Response+Delayed Build+Constrained Operational Capacity+Low Wind & Solar | 18.1141 | 30.2804 | 44.2078
2033 | NZWEM_PERC | Low Demand Growth+Ref Gas Supply+Increased Demand Response+Delayed Build+Constrained Operational Capacity+Low Wind & Solar | 16.3613 | 28.435 | 47.938
2034 | NZWEM_PERC | Low Demand Growth+Ref Gas Supply+Increased Demand Response+Delayed Build+Constrained Operational Capacity+Low Wind & Solar | 14.8865 | 27.1373 | 47.3422
2035 | NZWEM_PERC | Low Demand Growth+Ref Gas Supply+Increased Demand Response+Delayed Build+Constrained Operational Capacity+Low Wind & Solar | 12.6172 | 25.1222 | 46.5828
2026 | NIWCM | Low Demand Growth+Ref Gas Supply+Increased Demand Response+Delayed Build+Constrained Operational Capacity+Low Wind & Solar | 531.3464 | 531.3464 | 531.3464
2027 | NIWCM | Low Demand Growth+Ref Gas Supply+Increased Demand Response+Delayed Build+Constrained Operational Capacity+Low Wind & Solar | 788.4602 | 788.4602 | 788.4602
2028 | NIWCM | Low Demand Growth+Ref Gas Supply+Increased Demand Response+Delayed Build+Constrained Operational Capacity+Low Wind & Solar | 1007.9357 | 1007.9357 | 1007.9357
2029 | NIWCM | Low Demand Growth+Ref Gas Supply+Increased Demand Response+Delayed Build+Constrained Operational Capacity+Low Wind & Solar | 1007.0493 | 1088.905 | 1088.905
2030 | NIWCM | Low Demand Growth+Ref Gas Supply+Increased Demand Response+Delayed Build+Constrained Operational Capacity+Low Wind & Solar | 1017.833 | 1519.3047 | 1630.7312
2031 | NIWCM | Low Demand Growth+Ref Gas Supply+Increased Demand Response+Delayed Build+Constrained Operational Capacity+Low Wind & Solar | 918.4455 | 1559.5832 | 1712.9602
2032 | NIWCM | Low Demand Growth+Ref Gas Supply+Increased Demand Response+Delayed Build+Constrained Operational Capacity+Low Wind & Solar | 800.9373 | 1491.0492 | 1697.0186
2033 | NIWCM | Low Demand Growth+Ref Gas Supply+Increased Demand Response+Delayed Build+Constrained Operational Capacity+Low Wind & Solar | 761.8618 | 1463.2532 | 1723.0593
2034 | NIWCM | Low Demand Growth+Ref Gas Supply+Increased Demand Response+Delayed Build+Constrained Operational Capacity+Low Wind & Solar | 654.4916 | 1364.5839 | 1645.144
2035 | NIWCM | Low Demand Growth+Ref Gas Supply+Increased Demand Response+Delayed Build+Constrained Operational Capacity+Low Wind & Solar | 532.4879 | 1274.0678 | 1565.4673
2026 | SIWEM_PERC | Low Demand Growth+Ref Gas Supply+Increased Demand Response+Delayed Build+Constrained Operational Capacity+Low Wind & Solar | 51.8693 | 51.8693 | 51.8693
2027 | SIWEM_PERC | Low Demand Growth+Ref Gas Supply+Increased Demand Response+Delayed Build+Constrained Operational Capacity+Low Wind & Solar | 49.3662 | 49.7412 | 50.1862
2028 | SIWEM_PERC | Low Demand Growth+Ref Gas Supply+Increased Demand Response+Delayed Build+Constrained Operational Capacity+Low Wind & Solar | 53.1482 | 55.044 | 55.044
2029 | SIWEM_PERC | Low Demand Growth+Ref Gas Supply+Increased Demand Response+Delayed Build+Constrained Operational Capacity+Low Wind & Solar | 51.5833 | 56.4476 | 56.4476
2030 | SIWEM_PERC | Low Demand Growth+Ref Gas Supply+Increased Demand Response+Delayed Build+Constrained Operational Capacity+Low Wind & Solar | 50.2289 | 62.3997 | 75.3551
2031 | SIWEM_PERC | Low Demand Growth+Ref Gas Supply+Increased Demand Response+Delayed Build+Constrained Operational Capacity+Low Wind & Solar | 47.0681 | 58.9748 | 73.5704
2032 | SIWEM_PERC | Low Demand Growth+Ref Gas Supply+Increased Demand Response+Delayed Build+Constrained Operational Capacity+Low Wind & Solar | 44.6298 | 58.1629 | 77.824
2033 | SIWEM_PERC | Low Demand Growth+Ref Gas Supply+Increased Demand Response+Delayed Build+Constrained Operational Capacity+Low Wind & Solar | 42.5323 | 55.8575 | 79.9883
2034 | SIWEM_PERC | Low Demand Growth+Ref Gas Supply+Increased Demand Response+Delayed Build+Constrained Operational Capacity+Low Wind & Solar | 39.0887 | 53.6858 | 77.458
2035 | SIWEM_PERC | Low Demand Growth+Ref Gas Supply+Increased Demand Response+Delayed Build+Constrained Operational Capacity+Low Wind & Solar | 32.9384 | 50.9362 | 74.2598
2026 | NZWEM_PERC | Low Demand Growth+Ref Gas Supply+Increased Demand Response+Delayed Build+Upgraded HVDC | 21.1983 | 21.1983 | 21.1983
2027 | NZWEM_PERC | Low Demand Growth+Ref Gas Supply+Increased Demand Response+Delayed Build+Upgraded HVDC | 19.5365 | 19.6868 | 19.8652
2028 | NZWEM_PERC | Low Demand Growth+Ref Gas Supply+Increased Demand Response+Delayed Build+Upgraded HVDC | 23.1374 | 24.6745 | 25.009
2029 | NZWEM_PERC | Low Demand Growth+Ref Gas Supply+Increased Demand Response+Delayed Build+Upgraded HVDC | 24.876 | 27.9445 | 28.8975
2030 | NZWEM_PERC | Low Demand Growth+Ref Gas Supply+Increased Demand Response+Delayed Build+Upgraded HVDC | 24.6033 | 34.4116 | 42.7024
2031 | NZWEM_PERC | Low Demand Growth+Ref Gas Supply+Increased Demand Response+Delayed Build+Upgraded HVDC | 21.551 | 34.5112 | 43.8724
2032 | NZWEM_PERC | Low Demand Growth+Ref Gas Supply+Increased Demand Response+Delayed Build+Upgraded HVDC | 19.5983 | 33.0795 | 48.4678
2033 | NZWEM_PERC | Low Demand Growth+Ref Gas Supply+Increased Demand Response+Delayed Build+Upgraded HVDC | 17.8224 | 31.1905 | 52.7578
2034 | NZWEM_PERC | Low Demand Growth+Ref Gas Supply+Increased Demand Response+Delayed Build+Upgraded HVDC | 16.3236 | 29.8882 | 52.1911
2035 | NZWEM_PERC | Low Demand Growth+Ref Gas Supply+Increased Demand Response+Delayed Build+Upgraded HVDC | 14.0231 | 27.8134 | 51.5096
2026 | NIWCM | Low Demand Growth+Ref Gas Supply+Increased Demand Response+Delayed Build+Upgraded HVDC | 1053.1748 | 1053.1748 | 1053.1748
2027 | NIWCM | Low Demand Growth+Ref Gas Supply+Increased Demand Response+Delayed Build+Upgraded HVDC | 1318.5781 | 1320.448 | 1322.9205
2028 | NIWCM | Low Demand Growth+Ref Gas Supply+Increased Demand Response+Delayed Build+Upgraded HVDC | 1587.608 | 1602.2893 | 1606.8258
2029 | NIWCM | Low Demand Growth+Ref Gas Supply+Increased Demand Response+Delayed Build+Upgraded HVDC | 1628.2083 | 1738.4887 | 1752.081
2030 | NIWCM | Low Demand Growth+Ref Gas Supply+Increased Demand Response+Delayed Build+Upgraded HVDC | 1671.4537 | 2277.4653 | 2441.653
2031 | NIWCM | Low Demand Growth+Ref Gas Supply+Increased Demand Response+Delayed Build+Upgraded HVDC | 1576.0383 | 2477.0017 | 2766.5671
2032 | NIWCM | Low Demand Growth+Ref Gas Supply+Increased Demand Response+Delayed Build+Upgraded HVDC | 1458.2529 | 2418.3013 | 2839.0502
2033 | NIWCM | Low Demand Growth+Ref Gas Supply+Increased Demand Response+Delayed Build+Upgraded HVDC | 1422.4456 | 2390.4206 | 3029.2633
2034 | NIWCM | Low Demand Growth+Ref Gas Supply+Increased Demand Response+Delayed Build+Upgraded HVDC | 1320.6871 | 2304.5939 | 3010.8374
2035 | NIWCM | Low Demand Growth+Ref Gas Supply+Increased Demand Response+Delayed Build+Upgraded HVDC | 1201.6425 | 2213.2637 | 3024.4518
2026 | SIWEM_PERC | Low Demand Growth+Ref Gas Supply+Increased Demand Response+Delayed Build+Upgraded HVDC | 52.2203 | 52.2203 | 52.2203
2027 | SIWEM_PERC | Low Demand Growth+Ref Gas Supply+Increased Demand Response+Delayed Build+Upgraded HVDC | 52.1772 | 52.5831 | 53.0322
2028 | SIWEM_PERC | Low Demand Growth+Ref Gas Supply+Increased Demand Response+Delayed Build+Upgraded HVDC | 61.2509 | 65.2962 | 66.1357
2029 | SIWEM_PERC | Low Demand Growth+Ref Gas Supply+Increased Demand Response+Delayed Build+Upgraded HVDC | 65.3563 | 73.5224 | 75.9091
2030 | SIWEM_PERC | Low Demand Growth+Ref Gas Supply+Increased Demand Response+Delayed Build+Upgraded HVDC | 64.3367 | 86.701 | 101.0565
2031 | SIWEM_PERC | Low Demand Growth+Ref Gas Supply+Increased Demand Response+Delayed Build+Upgraded HVDC | 56.4867 | 82.7489 | 98.922
2032 | SIWEM_PERC | Low Demand Growth+Ref Gas Supply+Increased Demand Response+Delayed Build+Upgraded HVDC | 51.3751 | 81.7205 | 103.5064
2033 | SIWEM_PERC | Low Demand Growth+Ref Gas Supply+Increased Demand Response+Delayed Build+Upgraded HVDC | 46.7628 | 79.0532 | 105.7919
2034 | SIWEM_PERC | Low Demand Growth+Ref Gas Supply+Increased Demand Response+Delayed Build+Upgraded HVDC | 42.9002 | 76.5367 | 102.8781
2035 | SIWEM_PERC | Low Demand Growth+Ref Gas Supply+Increased Demand Response+Delayed Build+Upgraded HVDC | 36.8088 | 72.8525 | 99.2001
2026 | NZWEM_PERC | Low Demand Growth+Ref Gas Supply+Increased Demand Response+Delayed Build+Upgraded HVDC+Low Wind & Solar | 20.238 | 20.238 | 20.238
2027 | NZWEM_PERC | Low Demand Growth+Ref Gas Supply+Increased Demand Response+Delayed Build+Upgraded HVDC+Low Wind & Solar | 18.5195 | 18.6552 | 18.8162
2028 | NZWEM_PERC | Low Demand Growth+Ref Gas Supply+Increased Demand Response+Delayed Build+Upgraded HVDC+Low Wind & Solar | 21.8566 | 23.2438 | 23.5456
2029 | NZWEM_PERC | Low Demand Growth+Ref Gas Supply+Increased Demand Response+Delayed Build+Upgraded HVDC+Low Wind & Solar | 23.4252 | 26.1944 | 27.0545
2030 | NZWEM_PERC | Low Demand Growth+Ref Gas Supply+Increased Demand Response+Delayed Build+Upgraded HVDC+Low Wind & Solar | 23.0583 | 31.9099 | 39.3921
2031 | NZWEM_PERC | Low Demand Growth+Ref Gas Supply+Increased Demand Response+Delayed Build+Upgraded HVDC+Low Wind & Solar | 20.041 | 31.7372 | 40.1853
2032 | NZWEM_PERC | Low Demand Growth+Ref Gas Supply+Increased Demand Response+Delayed Build+Upgraded HVDC+Low Wind & Solar | 18.1141 | 30.2804 | 44.2078
2033 | NZWEM_PERC | Low Demand Growth+Ref Gas Supply+Increased Demand Response+Delayed Build+Upgraded HVDC+Low Wind & Solar | 16.3613 | 28.435 | 47.938
2034 | NZWEM_PERC | Low Demand Growth+Ref Gas Supply+Increased Demand Response+Delayed Build+Upgraded HVDC+Low Wind & Solar | 14.8865 | 27.1373 | 47.3422
2035 | NZWEM_PERC | Low Demand Growth+Ref Gas Supply+Increased Demand Response+Delayed Build+Upgraded HVDC+Low Wind & Solar | 12.6172 | 25.1222 | 46.5828
2026 | NIWCM | Low Demand Growth+Ref Gas Supply+Increased Demand Response+Delayed Build+Upgraded HVDC+Low Wind & Solar | 1053.1748 | 1053.1748 | 1053.1748
2027 | NIWCM | Low Demand Growth+Ref Gas Supply+Increased Demand Response+Delayed Build+Upgraded HVDC+Low Wind & Solar | 1318.5781 | 1320.448 | 1322.9205
2028 | NIWCM | Low Demand Growth+Ref Gas Supply+Increased Demand Response+Delayed Build+Upgraded HVDC+Low Wind & Solar | 1587.608 | 1602.2893 | 1606.8258
2029 | NIWCM | Low Demand Growth+Ref Gas Supply+Increased Demand Response+Delayed Build+Upgraded HVDC+Low Wind & Solar | 1628.2083 | 1738.4887 | 1752.081
2030 | NIWCM | Low Demand Growth+Ref Gas Supply+Increased Demand Response+Delayed Build+Upgraded HVDC+Low Wind & Solar | 1671.4537 | 2277.4653 | 2441.653
2031 | NIWCM | Low Demand Growth+Ref Gas Supply+Increased Demand Response+Delayed Build+Upgraded HVDC+Low Wind & Solar | 1576.0383 | 2477.0017 | 2766.5671
2032 | NIWCM | Low Demand Growth+Ref Gas Supply+Increased Demand Response+Delayed Build+Upgraded HVDC+Low Wind & Solar | 1458.2529 | 2418.3013 | 2839.0502
2033 | NIWCM | Low Demand Growth+Ref Gas Supply+Increased Demand Response+Delayed Build+Upgraded HVDC+Low Wind & Solar | 1422.4456 | 2390.4206 | 3029.2633
2034 | NIWCM | Low Demand Growth+Ref Gas Supply+Increased Demand Response+Delayed Build+Upgraded HVDC+Low Wind & Solar | 1320.6871 | 2304.5939 | 3010.8374
2035 | NIWCM | Low Demand Growth+Ref Gas Supply+Increased Demand Response+Delayed Build+Upgraded HVDC+Low Wind & Solar | 1201.6425 | 2213.2637 | 3024.4518
2026 | SIWEM_PERC | Low Demand Growth+Ref Gas Supply+Increased Demand Response+Delayed Build+Upgraded HVDC+Low Wind & Solar | 51.8693 | 51.8693 | 51.8693
2027 | SIWEM_PERC | Low Demand Growth+Ref Gas Supply+Increased Demand Response+Delayed Build+Upgraded HVDC+Low Wind & Solar | 49.3662 | 49.7412 | 50.1862
2028 | SIWEM_PERC | Low Demand Growth+Ref Gas Supply+Increased Demand Response+Delayed Build+Upgraded HVDC+Low Wind & Solar | 57.9608 | 61.6115 | 62.3691
2029 | SIWEM_PERC | Low Demand Growth+Ref Gas Supply+Increased Demand Response+Delayed Build+Upgraded HVDC+Low Wind & Solar | 61.6443 | 69.0138 | 71.1677
2030 | SIWEM_PERC | Low Demand Growth+Ref Gas Supply+Increased Demand Response+Delayed Build+Upgraded HVDC+Low Wind & Solar | 60.3899 | 83.5516 | 97.2886
2031 | SIWEM_PERC | Low Demand Growth+Ref Gas Supply+Increased Demand Response+Delayed Build+Upgraded HVDC+Low Wind & Solar | 52.6254 | 80.4325 | 95.0281
2032 | SIWEM_PERC | Low Demand Growth+Ref Gas Supply+Increased Demand Response+Delayed Build+Upgraded HVDC+Low Wind & Solar | 47.5812 | 79.1477 | 98.9073
2033 | SIWEM_PERC | Low Demand Growth+Ref Gas Supply+Increased Demand Response+Delayed Build+Upgraded HVDC+Low Wind & Solar | 43.0272 | 74.3502 | 100.7478
2034 | SIWEM_PERC | Low Demand Growth+Ref Gas Supply+Increased Demand Response+Delayed Build+Upgraded HVDC+Low Wind & Solar | 39.0887 | 71.0174 | 97.9089
2035 | SIWEM_PERC | Low Demand Growth+Ref Gas Supply+Increased Demand Response+Delayed Build+Upgraded HVDC+Low Wind & Solar | 32.9384 | 65.8955 | 94.3247
2026 | NZWEM_PERC | Low Demand Growth+Ref Gas Supply+Increased Demand Response+Delayed Build+Upgraded HVDC+Constrained Operational Capacity | 21.1983 | 21.1983 | 21.1983
2027 | NZWEM_PERC | Low Demand Growth+Ref Gas Supply+Increased Demand Response+Delayed Build+Upgraded HVDC+Constrained Operational Capacity | 19.5365 | 19.6868 | 19.8652
2028 | NZWEM_PERC | Low Demand Growth+Ref Gas Supply+Increased Demand Response+Delayed Build+Upgraded HVDC+Constrained Operational Capacity | 23.1374 | 24.6745 | 25.009
2029 | NZWEM_PERC | Low Demand Growth+Ref Gas Supply+Increased Demand Response+Delayed Build+Upgraded HVDC+Constrained Operational Capacity | 24.876 | 27.9445 | 28.8975
2030 | NZWEM_PERC | Low Demand Growth+Ref Gas Supply+Increased Demand Response+Delayed Build+Upgraded HVDC+Constrained Operational Capacity | 24.6033 | 34.4116 | 42.7024
2031 | NZWEM_PERC | Low Demand Growth+Ref Gas Supply+Increased Demand Response+Delayed Build+Upgraded HVDC+Constrained Operational Capacity | 21.551 | 34.5112 | 43.8724
2032 | NZWEM_PERC | Low Demand Growth+Ref Gas Supply+Increased Demand Response+Delayed Build+Upgraded HVDC+Constrained Operational Capacity | 19.5983 | 33.0795 | 48.4678
2033 | NZWEM_PERC | Low Demand Growth+Ref Gas Supply+Increased Demand Response+Delayed Build+Upgraded HVDC+Constrained Operational Capacity | 17.8224 | 31.1905 | 52.7578
2034 | NZWEM_PERC | Low Demand Growth+Ref Gas Supply+Increased Demand Response+Delayed Build+Upgraded HVDC+Constrained Operational Capacity | 16.3236 | 29.8882 | 52.1911
2035 | NZWEM_PERC | Low Demand Growth+Ref Gas Supply+Increased Demand Response+Delayed Build+Upgraded HVDC+Constrained Operational Capacity | 14.0231 | 27.8134 | 51.5096
2026 | NIWCM | Low Demand Growth+Ref Gas Supply+Increased Demand Response+Delayed Build+Upgraded HVDC+Constrained Operational Capacity | 531.3464 | 531.3464 | 531.3464
2027 | NIWCM | Low Demand Growth+Ref Gas Supply+Increased Demand Response+Delayed Build+Upgraded HVDC+Constrained Operational Capacity | 788.4602 | 788.4602 | 788.4602
2028 | NIWCM | Low Demand Growth+Ref Gas Supply+Increased Demand Response+Delayed Build+Upgraded HVDC+Constrained Operational Capacity | 1007.9357 | 1007.9357 | 1007.9357
2029 | NIWCM | Low Demand Growth+Ref Gas Supply+Increased Demand Response+Delayed Build+Upgraded HVDC+Constrained Operational Capacity | 1007.0493 | 1088.905 | 1088.905
2030 | NIWCM | Low Demand Growth+Ref Gas Supply+Increased Demand Response+Delayed Build+Upgraded HVDC+Constrained Operational Capacity | 1017.833 | 1519.3047 | 1630.7312
2031 | NIWCM | Low Demand Growth+Ref Gas Supply+Increased Demand Response+Delayed Build+Upgraded HVDC+Constrained Operational Capacity | 918.4584 | 1559.5385 | 1713.0596
2032 | NIWCM | Low Demand Growth+Ref Gas Supply+Increased Demand Response+Delayed Build+Upgraded HVDC+Constrained Operational Capacity | 800.934 | 1491.0375 | 1697.1678
2033 | NIWCM | Low Demand Growth+Ref Gas Supply+Increased Demand Response+Delayed Build+Upgraded HVDC+Constrained Operational Capacity | 761.8627 | 1463.2545 | 1723.2087
2034 | NIWCM | Low Demand Growth+Ref Gas Supply+Increased Demand Response+Delayed Build+Upgraded HVDC+Constrained Operational Capacity | 654.4914 | 1364.5863 | 1645.0968
2035 | NIWCM | Low Demand Growth+Ref Gas Supply+Increased Demand Response+Delayed Build+Upgraded HVDC+Constrained Operational Capacity | 532.488 | 1274.0666 | 1565.4803
2026 | SIWEM_PERC | Low Demand Growth+Ref Gas Supply+Increased Demand Response+Delayed Build+Upgraded HVDC+Constrained Operational Capacity | 52.2203 | 52.2203 | 52.2203
2027 | SIWEM_PERC | Low Demand Growth+Ref Gas Supply+Increased Demand Response+Delayed Build+Upgraded HVDC+Constrained Operational Capacity | 52.1772 | 52.5831 | 53.0322
2028 | SIWEM_PERC | Low Demand Growth+Ref Gas Supply+Increased Demand Response+Delayed Build+Upgraded HVDC+Constrained Operational Capacity | 61.2509 | 65.2962 | 66.1357
2029 | SIWEM_PERC | Low Demand Growth+Ref Gas Supply+Increased Demand Response+Delayed Build+Upgraded HVDC+Constrained Operational Capacity | 65.3563 | 73.5224 | 75.9091
2030 | SIWEM_PERC | Low Demand Growth+Ref Gas Supply+Increased Demand Response+Delayed Build+Upgraded HVDC+Constrained Operational Capacity | 64.3367 | 86.701 | 101.0565
2031 | SIWEM_PERC | Low Demand Growth+Ref Gas Supply+Increased Demand Response+Delayed Build+Upgraded HVDC+Constrained Operational Capacity | 56.4867 | 82.7489 | 98.922
2032 | SIWEM_PERC | Low Demand Growth+Ref Gas Supply+Increased Demand Response+Delayed Build+Upgraded HVDC+Constrained Operational Capacity | 51.3751 | 81.7205 | 103.5064
2033 | SIWEM_PERC | Low Demand Growth+Ref Gas Supply+Increased Demand Response+Delayed Build+Upgraded HVDC+Constrained Operational Capacity | 46.7628 | 79.0532 | 105.7919
2034 | SIWEM_PERC | Low Demand Growth+Ref Gas Supply+Increased Demand Response+Delayed Build+Upgraded HVDC+Constrained Operational Capacity | 42.9002 | 76.5367 | 102.8781
2035 | SIWEM_PERC | Low Demand Growth+Ref Gas Supply+Increased Demand Response+Delayed Build+Upgraded HVDC+Constrained Operational Capacity | 36.8088 | 72.8525 | 99.2001
2026 | NZWEM_PERC | Low Demand Growth+Ref Gas Supply+Increased Demand Response+Delayed Build+Upgraded HVDC+Constrained Operational Capacity+Low Wind & Solar | 20.238 | 20.238 | 20.238
2027 | NZWEM_PERC | Low Demand Growth+Ref Gas Supply+Increased Demand Response+Delayed Build+Upgraded HVDC+Constrained Operational Capacity+Low Wind & Solar | 18.5195 | 18.6552 | 18.8162
2028 | NZWEM_PERC | Low Demand Growth+Ref Gas Supply+Increased Demand Response+Delayed Build+Upgraded HVDC+Constrained Operational Capacity+Low Wind & Solar | 21.8566 | 23.2438 | 23.5456
2029 | NZWEM_PERC | Low Demand Growth+Ref Gas Supply+Increased Demand Response+Delayed Build+Upgraded HVDC+Constrained Operational Capacity+Low Wind & Solar | 23.4252 | 26.1944 | 27.0545
2030 | NZWEM_PERC | Low Demand Growth+Ref Gas Supply+Increased Demand Response+Delayed Build+Upgraded HVDC+Constrained Operational Capacity+Low Wind & Solar | 23.0583 | 31.9099 | 39.3921
2031 | NZWEM_PERC | Low Demand Growth+Ref Gas Supply+Increased Demand Response+Delayed Build+Upgraded HVDC+Constrained Operational Capacity+Low Wind & Solar | 20.041 | 31.7372 | 40.1853
2032 | NZWEM_PERC | Low Demand Growth+Ref Gas Supply+Increased Demand Response+Delayed Build+Upgraded HVDC+Constrained Operational Capacity+Low Wind & Solar | 18.1141 | 30.2804 | 44.2078
2033 | NZWEM_PERC | Low Demand Growth+Ref Gas Supply+Increased Demand Response+Delayed Build+Upgraded HVDC+Constrained Operational Capacity+Low Wind & Solar | 16.3613 | 28.435 | 47.938
2034 | NZWEM_PERC | Low Demand Growth+Ref Gas Supply+Increased Demand Response+Delayed Build+Upgraded HVDC+Constrained Operational Capacity+Low Wind & Solar | 14.8865 | 27.1373 | 47.3422
2035 | NZWEM_PERC | Low Demand Growth+Ref Gas Supply+Increased Demand Response+Delayed Build+Upgraded HVDC+Constrained Operational Capacity+Low Wind & Solar | 12.6172 | 25.1222 | 46.5828
2026 | NIWCM | Low Demand Growth+Ref Gas Supply+Increased Demand Response+Delayed Build+Upgraded HVDC+Constrained Operational Capacity+Low Wind & Solar | 531.3464 | 531.3464 | 531.3464
2027 | NIWCM | Low Demand Growth+Ref Gas Supply+Increased Demand Response+Delayed Build+Upgraded HVDC+Constrained Operational Capacity+Low Wind & Solar | 788.4602 | 788.4602 | 788.4602
2028 | NIWCM | Low Demand Growth+Ref Gas Supply+Increased Demand Response+Delayed Build+Upgraded HVDC+Constrained Operational Capacity+Low Wind & Solar | 1007.9357 | 1007.9357 | 1007.9357
2029 | NIWCM | Low Demand Growth+Ref Gas Supply+Increased Demand Response+Delayed Build+Upgraded HVDC+Constrained Operational Capacity+Low Wind & Solar | 1007.0493 | 1088.905 | 1088.905
2030 | NIWCM | Low Demand Growth+Ref Gas Supply+Increased Demand Response+Delayed Build+Upgraded HVDC+Constrained Operational Capacity+Low Wind & Solar | 1017.833 | 1519.3047 | 1630.7312
2031 | NIWCM | Low Demand Growth+Ref Gas Supply+Increased Demand Response+Delayed Build+Upgraded HVDC+Constrained Operational Capacity+Low Wind & Solar | 918.4584 | 1559.5385 | 1713.0596
2032 | NIWCM | Low Demand Growth+Ref Gas Supply+Increased Demand Response+Delayed Build+Upgraded HVDC+Constrained Operational Capacity+Low Wind & Solar | 800.934 | 1491.0375 | 1697.1678
2033 | NIWCM | Low Demand Growth+Ref Gas Supply+Increased Demand Response+Delayed Build+Upgraded HVDC+Constrained Operational Capacity+Low Wind & Solar | 761.8627 | 1463.2545 | 1723.2087
2034 | NIWCM | Low Demand Growth+Ref Gas Supply+Increased Demand Response+Delayed Build+Upgraded HVDC+Constrained Operational Capacity+Low Wind & Solar | 654.4914 | 1364.5863 | 1645.0968
2035 | NIWCM | Low Demand Growth+Ref Gas Supply+Increased Demand Response+Delayed Build+Upgraded HVDC+Constrained Operational Capacity+Low Wind & Solar | 532.488 | 1274.0666 | 1565.4803
2026 | SIWEM_PERC | Low Demand Growth+Ref Gas Supply+Increased Demand Response+Delayed Build+Upgraded HVDC+Constrained Operational Capacity+Low Wind & Solar | 51.8693 | 51.8693 | 51.8693
2027 | SIWEM_PERC | Low Demand Growth+Ref Gas Supply+Increased Demand Response+Delayed Build+Upgraded HVDC+Constrained Operational Capacity+Low Wind & Solar | 49.3662 | 49.7412 | 50.1862
2028 | SIWEM_PERC | Low Demand Growth+Ref Gas Supply+Increased Demand Response+Delayed Build+Upgraded HVDC+Constrained Operational Capacity+Low Wind & Solar | 57.9608 | 61.6115 | 62.3691
2029 | SIWEM_PERC | Low Demand Growth+Ref Gas Supply+Increased Demand Response+Delayed Build+Upgraded HVDC+Constrained Operational Capacity+Low Wind & Solar | 61.6443 | 69.0138 | 71.1677
2030 | SIWEM_PERC | Low Demand Growth+Ref Gas Supply+Increased Demand Response+Delayed Build+Upgraded HVDC+Constrained Operational Capacity+Low Wind & Solar | 60.3899 | 83.5516 | 97.2886
2031 | SIWEM_PERC | Low Demand Growth+Ref Gas Supply+Increased Demand Response+Delayed Build+Upgraded HVDC+Constrained Operational Capacity+Low Wind & Solar | 52.6254 | 80.4325 | 95.0281
2032 | SIWEM_PERC | Low Demand Growth+Ref Gas Supply+Increased Demand Response+Delayed Build+Upgraded HVDC+Constrained Operational Capacity+Low Wind & Solar | 47.5812 | 79.1477 | 98.9073
2033 | SIWEM_PERC | Low Demand Growth+Ref Gas Supply+Increased Demand Response+Delayed Build+Upgraded HVDC+Constrained Operational Capacity+Low Wind & Solar | 43.0272 | 74.3502 | 100.7478
2034 | SIWEM_PERC | Low Demand Growth+Ref Gas Supply+Increased Demand Response+Delayed Build+Upgraded HVDC+Constrained Operational Capacity+Low Wind & Solar | 39.0887 | 71.0174 | 97.9089
2035 | SIWEM_PERC | Low Demand Growth+Ref Gas Supply+Increased Demand Response+Delayed Build+Upgraded HVDC+Constrained Operational Capacity+Low Wind & Solar | 32.9384 | 65.8955 | 94.3247
2026 | NZWEM_PERC | Low Demand Growth+Ref Gas Supply+Increased Demand Response+Reduced Rankine Availability | 21.707 | 21.7671 | 21.7671
2027 | NZWEM_PERC | Low Demand Growth+Ref Gas Supply+Increased Demand Response+Reduced Rankine Availability | 18.6904 | 20.6443 | 20.9821
2028 | NZWEM_PERC | Low Demand Growth+Ref Gas Supply+Increased Demand Response+Reduced Rankine Availability | 18.9921 | 27.6292 | 32.4197
2029 | NZWEM_PERC | Low Demand Growth+Ref Gas Supply+Increased Demand Response+Reduced Rankine Availability | 17.6122 | 29.9265 | 39.6695
2030 | NZWEM_PERC | Low Demand Growth+Ref Gas Supply+Increased Demand Response+Reduced Rankine Availability | 16.2457 | 30.8492 | 46.867
2031 | NZWEM_PERC | Low Demand Growth+Ref Gas Supply+Increased Demand Response+Reduced Rankine Availability | 13.3826 | 27.7554 | 50.0432
2032 | NZWEM_PERC | Low Demand Growth+Ref Gas Supply+Increased Demand Response+Reduced Rankine Availability | 11.5691 | 26.1273 | 49.1619
2033 | NZWEM_PERC | Low Demand Growth+Ref Gas Supply+Increased Demand Response+Reduced Rankine Availability | 9.9182 | 24.2498 | 48.8764
2034 | NZWEM_PERC | Low Demand Growth+Ref Gas Supply+Increased Demand Response+Reduced Rankine Availability | 8.5494 | 23.1207 | 47.3418
2035 | NZWEM_PERC | Low Demand Growth+Ref Gas Supply+Increased Demand Response+Reduced Rankine Availability | 6.4175 | 20.7777 | 44.4739
2026 | NIWCM | Low Demand Growth+Ref Gas Supply+Increased Demand Response+Reduced Rankine Availability | 1312.2106 | 1313.0104 | 1313.0104
2027 | NIWCM | Low Demand Growth+Ref Gas Supply+Increased Demand Response+Reduced Rankine Availability | 1459.6952 | 1480.091 | 1484.6275
2028 | NIWCM | Low Demand Growth+Ref Gas Supply+Increased Demand Response+Reduced Rankine Availability | 1596.1139 | 2135.685 | 2166.8445
2029 | NIWCM | Low Demand Growth+Ref Gas Supply+Increased Demand Response+Reduced Rankine Availability | 1592.1577 | 2360.8998 | 2562.5481
2030 | NIWCM | Low Demand Growth+Ref Gas Supply+Increased Demand Response+Reduced Rankine Availability | 1496.8302 | 2348.9441 | 2696.5802
2031 | NIWCM | Low Demand Growth+Ref Gas Supply+Increased Demand Response+Reduced Rankine Availability | 1418.4067 | 2311.4346 | 2851.006
2032 | NIWCM | Low Demand Growth+Ref Gas Supply+Increased Demand Response+Reduced Rankine Availability | 1300.8393 | 2244.5854 | 2823.7605
2033 | NIWCM | Low Demand Growth+Ref Gas Supply+Increased Demand Response+Reduced Rankine Availability | 1192.033 | 2164.5664 | 2819.8051
2034 | NIWCM | Low Demand Growth+Ref Gas Supply+Increased Demand Response+Reduced Rankine Availability | 1090.2897 | 2126.0556 | 2871.365
2035 | NIWCM | Low Demand Growth+Ref Gas Supply+Increased Demand Response+Reduced Rankine Availability | 971.2419 | 2032.7876 | 2800.1503
2026 | SIWEM_PERC | Low Demand Growth+Ref Gas Supply+Increased Demand Response+Reduced Rankine Availability | 57.443 | 57.443 | 57.443
2027 | SIWEM_PERC | Low Demand Growth+Ref Gas Supply+Increased Demand Response+Reduced Rankine Availability | 49.8386 | 55.2394 | 56.173
2028 | SIWEM_PERC | Low Demand Growth+Ref Gas Supply+Increased Demand Response+Reduced Rankine Availability | 50.5384 | 70.4391 | 78.2728
2029 | SIWEM_PERC | Low Demand Growth+Ref Gas Supply+Increased Demand Response+Reduced Rankine Availability | 46.6458 | 68.2245 | 85.1114
2030 | SIWEM_PERC | Low Demand Growth+Ref Gas Supply+Increased Demand Response+Reduced Rankine Availability | 42.7304 | 66.8817 | 89.5461
2031 | SIWEM_PERC | Low Demand Growth+Ref Gas Supply+Increased Demand Response+Reduced Rankine Availability | 34.9189 | 63.3596 | 90.9977
2032 | SIWEM_PERC | Low Demand Growth+Ref Gas Supply+Increased Demand Response+Reduced Rankine Availability | 29.9373 | 60.6371 | 87.7931
2033 | SIWEM_PERC | Low Demand Growth+Ref Gas Supply+Increased Demand Response+Reduced Rankine Availability | 25.4177 | 58.2937 | 85.0325
2034 | SIWEM_PERC | Low Demand Growth+Ref Gas Supply+Increased Demand Response+Reduced Rankine Availability | 21.6932 | 56.0858 | 82.4272
2035 | SIWEM_PERC | Low Demand Growth+Ref Gas Supply+Increased Demand Response+Reduced Rankine Availability | 16.5168 | 53.2909 | 79.1352
2026 | NZWEM_PERC | Low Demand Growth+Ref Gas Supply+Increased Demand Response+Reduced Rankine Availability+Low Wind & Solar | 20.4447 | 20.499 | 20.499
2027 | NZWEM_PERC | Low Demand Growth+Ref Gas Supply+Increased Demand Response+Reduced Rankine Availability+Low Wind & Solar | 17.2576 | 19.0209 | 19.3257
2028 | NZWEM_PERC | Low Demand Growth+Ref Gas Supply+Increased Demand Response+Reduced Rankine Availability+Low Wind & Solar | 17.451 | 25.2457 | 29.5689
2029 | NZWEM_PERC | Low Demand Growth+Ref Gas Supply+Increased Demand Response+Reduced Rankine Availability+Low Wind & Solar | 16.0406 | 27.1539 | 35.9466
2030 | NZWEM_PERC | Low Demand Growth+Ref Gas Supply+Increased Demand Response+Reduced Rankine Availability+Low Wind & Solar | 14.7007 | 27.9356 | 42.4327
2031 | NZWEM_PERC | Low Demand Growth+Ref Gas Supply+Increased Demand Response+Reduced Rankine Availability+Low Wind & Solar | 11.8727 | 24.9077 | 45.0623
2032 | NZWEM_PERC | Low Demand Growth+Ref Gas Supply+Increased Demand Response+Reduced Rankine Availability+Low Wind & Solar | 10.0849 | 23.2862 | 44.154
2033 | NZWEM_PERC | Low Demand Growth+Ref Gas Supply+Increased Demand Response+Reduced Rankine Availability+Low Wind & Solar | 8.457 | 21.4529 | 43.7562
2034 | NZWEM_PERC | Low Demand Growth+Ref Gas Supply+Increased Demand Response+Reduced Rankine Availability+Low Wind & Solar | 7.1123 | 20.3699 | 42.3059
2035 | NZWEM_PERC | Low Demand Growth+Ref Gas Supply+Increased Demand Response+Reduced Rankine Availability+Low Wind & Solar | 5.0115 | 18.0865 | 39.5472
2026 | NIWCM | Low Demand Growth+Ref Gas Supply+Increased Demand Response+Reduced Rankine Availability+Low Wind & Solar | 1312.2106 | 1313.0104 | 1313.0104
2027 | NIWCM | Low Demand Growth+Ref Gas Supply+Increased Demand Response+Reduced Rankine Availability+Low Wind & Solar | 1459.6952 | 1480.091 | 1484.6275
2028 | NIWCM | Low Demand Growth+Ref Gas Supply+Increased Demand Response+Reduced Rankine Availability+Low Wind & Solar | 1596.1139 | 2135.685 | 2166.8445
2029 | NIWCM | Low Demand Growth+Ref Gas Supply+Increased Demand Response+Reduced Rankine Availability+Low Wind & Solar | 1592.1577 | 2360.8998 | 2562.5481
2030 | NIWCM | Low Demand Growth+Ref Gas Supply+Increased Demand Response+Reduced Rankine Availability+Low Wind & Solar | 1496.8302 | 2348.9441 | 2696.5802
2031 | NIWCM | Low Demand Growth+Ref Gas Supply+Increased Demand Response+Reduced Rankine Availability+Low Wind & Solar | 1418.4067 | 2311.4346 | 2851.006
2032 | NIWCM | Low Demand Growth+Ref Gas Supply+Increased Demand Response+Reduced Rankine Availability+Low Wind & Solar | 1300.8393 | 2244.5854 | 2823.7605
2033 | NIWCM | Low Demand Growth+Ref Gas Supply+Increased Demand Response+Reduced Rankine Availability+Low Wind & Solar | 1192.033 | 2164.5664 | 2819.8051
2034 | NIWCM | Low Demand Growth+Ref Gas Supply+Increased Demand Response+Reduced Rankine Availability+Low Wind & Solar | 1090.2897 | 2126.0556 | 2871.365
2035 | NIWCM | Low Demand Growth+Ref Gas Supply+Increased Demand Response+Reduced Rankine Availability+Low Wind & Solar | 971.2419 | 2032.7876 | 2800.1503
2026 | SIWEM_PERC | Low Demand Growth+Ref Gas Supply+Increased Demand Response+Reduced Rankine Availability+Low Wind & Solar | 54.9387 | 55.0894 | 55.0894
2027 | SIWEM_PERC | Low Demand Growth+Ref Gas Supply+Increased Demand Response+Reduced Rankine Availability+Low Wind & Solar | 45.878 | 50.752 | 51.5946
2028 | SIWEM_PERC | Low Demand Growth+Ref Gas Supply+Increased Demand Response+Reduced Rankine Availability+Low Wind & Solar | 46.2912 | 67.7733 | 75.0567
2029 | SIWEM_PERC | Low Demand Growth+Ref Gas Supply+Increased Demand Response+Reduced Rankine Availability+Low Wind & Solar | 42.324 | 65.8059 | 81.0457
2030 | SIWEM_PERC | Low Demand Growth+Ref Gas Supply+Increased Demand Response+Reduced Rankine Availability+Low Wind & Solar | 38.4995 | 64.3077 | 84.7616
2031 | SIWEM_PERC | Low Demand Growth+Ref Gas Supply+Increased Demand Response+Reduced Rankine Availability+Low Wind & Solar | 30.7798 | 60.8414 | 85.7839
2032 | SIWEM_PERC | Low Demand Growth+Ref Gas Supply+Increased Demand Response+Reduced Rankine Availability+Low Wind & Solar | 25.8704 | 58.1629 | 82.6702
2033 | SIWEM_PERC | Low Demand Growth+Ref Gas Supply+Increased Demand Response+Reduced Rankine Availability+Low Wind & Solar | 21.4133 | 55.8575 | 79.9883
2034 | SIWEM_PERC | Low Demand Growth+Ref Gas Supply+Increased Demand Response+Reduced Rankine Availability+Low Wind & Solar | 17.7483 | 53.6858 | 77.458
2035 | SIWEM_PERC | Low Demand Growth+Ref Gas Supply+Increased Demand Response+Reduced Rankine Availability+Low Wind & Solar | 15.5541 | 47.9948 | 74.2598
2026 | NZWEM_PERC | Low Demand Growth+Ref Gas Supply+Increased Demand Response+Reduced Rankine Availability+Constrained Operational Capacity | 21.707 | 21.7671 | 21.7671
2027 | NZWEM_PERC | Low Demand Growth+Ref Gas Supply+Increased Demand Response+Reduced Rankine Availability+Constrained Operational Capacity | 18.6904 | 20.6443 | 20.9821
2028 | NZWEM_PERC | Low Demand Growth+Ref Gas Supply+Increased Demand Response+Reduced Rankine Availability+Constrained Operational Capacity | 18.9921 | 27.6292 | 32.4197
2029 | NZWEM_PERC | Low Demand Growth+Ref Gas Supply+Increased Demand Response+Reduced Rankine Availability+Constrained Operational Capacity | 17.6122 | 29.9265 | 39.6695
2030 | NZWEM_PERC | Low Demand Growth+Ref Gas Supply+Increased Demand Response+Reduced Rankine Availability+Constrained Operational Capacity | 16.2457 | 30.8492 | 46.867
2031 | NZWEM_PERC | Low Demand Growth+Ref Gas Supply+Increased Demand Response+Reduced Rankine Availability+Constrained Operational Capacity | 13.3826 | 27.7554 | 50.0432
2032 | NZWEM_PERC | Low Demand Growth+Ref Gas Supply+Increased Demand Response+Reduced Rankine Availability+Constrained Operational Capacity | 11.5691 | 26.1273 | 49.1619
2033 | NZWEM_PERC | Low Demand Growth+Ref Gas Supply+Increased Demand Response+Reduced Rankine Availability+Constrained Operational Capacity | 9.9182 | 24.2498 | 48.8764
2034 | NZWEM_PERC | Low Demand Growth+Ref Gas Supply+Increased Demand Response+Reduced Rankine Availability+Constrained Operational Capacity | 8.5494 | 23.1207 | 47.3418
2035 | NZWEM_PERC | Low Demand Growth+Ref Gas Supply+Increased Demand Response+Reduced Rankine Availability+Constrained Operational Capacity | 6.4175 | 20.7777 | 44.4739
2026 | NIWCM | Low Demand Growth+Ref Gas Supply+Increased Demand Response+Reduced Rankine Availability+Constrained Operational Capacity | 755.6807 | 755.6807 | 755.6807
2027 | NIWCM | Low Demand Growth+Ref Gas Supply+Increased Demand Response+Reduced Rankine Availability+Constrained Operational Capacity | 871.2718 | 874.7761 | 874.7761
2028 | NIWCM | Low Demand Growth+Ref Gas Supply+Increased Demand Response+Reduced Rankine Availability+Constrained Operational Capacity | 986.508 | 1460.1905 | 1463.7607
2029 | NIWCM | Low Demand Growth+Ref Gas Supply+Increased Demand Response+Reduced Rankine Availability+Constrained Operational Capacity | 955.9719 | 1591.4682 | 1737.4933
2030 | NIWCM | Low Demand Growth+Ref Gas Supply+Increased Demand Response+Reduced Rankine Availability+Constrained Operational Capacity | 843.2095 | 1554.2908 | 1747.6043
2031 | NIWCM | Low Demand Growth+Ref Gas Supply+Increased Demand Response+Reduced Rankine Availability+Constrained Operational Capacity | 760.984 | 1486.4999 | 1737.7327
2032 | NIWCM | Low Demand Growth+Ref Gas Supply+Increased Demand Response+Reduced Rankine Availability+Constrained Operational Capacity | 643.4758 | 1372.3769 | 1652.0463
2033 | NIWCM | Low Demand Growth+Ref Gas Supply+Increased Demand Response+Reduced Rankine Availability+Constrained Operational Capacity | 531.4618 | 1263.3124 | 1554.571
2034 | NIWCM | Low Demand Growth+Ref Gas Supply+Increased Demand Response+Reduced Rankine Availability+Constrained Operational Capacity | 424.0916 | 1204.2731 | 1572.0622
2035 | NIWCM | Low Demand Growth+Ref Gas Supply+Increased Demand Response+Reduced Rankine Availability+Constrained Operational Capacity | 302.0879 | 1095.9998 | 1464.6283
2026 | SIWEM_PERC | Low Demand Growth+Ref Gas Supply+Increased Demand Response+Reduced Rankine Availability+Constrained Operational Capacity | 57.443 | 57.443 | 57.443
2027 | SIWEM_PERC | Low Demand Growth+Ref Gas Supply+Increased Demand Response+Reduced Rankine Availability+Constrained Operational Capacity | 49.8386 | 55.2394 | 56.173
2028 | SIWEM_PERC | Low Demand Growth+Ref Gas Supply+Increased Demand Response+Reduced Rankine Availability+Constrained Operational Capacity | 50.5384 | 70.4391 | 78.2728
2029 | SIWEM_PERC | Low Demand Growth+Ref Gas Supply+Increased Demand Response+Reduced Rankine Availability+Constrained Operational Capacity | 46.6458 | 68.2245 | 85.1114
2030 | SIWEM_PERC | Low Demand Growth+Ref Gas Supply+Increased Demand Response+Reduced Rankine Availability+Constrained Operational Capacity | 42.7304 | 66.8817 | 89.5461
2031 | SIWEM_PERC | Low Demand Growth+Ref Gas Supply+Increased Demand Response+Reduced Rankine Availability+Constrained Operational Capacity | 34.9189 | 63.3596 | 90.9977
2032 | SIWEM_PERC | Low Demand Growth+Ref Gas Supply+Increased Demand Response+Reduced Rankine Availability+Constrained Operational Capacity | 29.9373 | 60.6371 | 87.7931
2033 | SIWEM_PERC | Low Demand Growth+Ref Gas Supply+Increased Demand Response+Reduced Rankine Availability+Constrained Operational Capacity | 25.4177 | 58.2937 | 85.0325
2034 | SIWEM_PERC | Low Demand Growth+Ref Gas Supply+Increased Demand Response+Reduced Rankine Availability+Constrained Operational Capacity | 21.6932 | 56.0858 | 82.4272
2035 | SIWEM_PERC | Low Demand Growth+Ref Gas Supply+Increased Demand Response+Reduced Rankine Availability+Constrained Operational Capacity | 16.5168 | 53.2909 | 79.1352
2026 | NZWEM_PERC | Low Demand Growth+Ref Gas Supply+Increased Demand Response+Reduced Rankine Availability+Constrained Operational Capacity+Low Wind & Solar | 20.4447 | 20.499 | 20.499
2027 | NZWEM_PERC | Low Demand Growth+Ref Gas Supply+Increased Demand Response+Reduced Rankine Availability+Constrained Operational Capacity+Low Wind & Solar | 17.2576 | 19.0209 | 19.3257
2028 | NZWEM_PERC | Low Demand Growth+Ref Gas Supply+Increased Demand Response+Reduced Rankine Availability+Constrained Operational Capacity+Low Wind & Solar | 17.451 | 25.2457 | 29.5689
2029 | NZWEM_PERC | Low Demand Growth+Ref Gas Supply+Increased Demand Response+Reduced Rankine Availability+Constrained Operational Capacity+Low Wind & Solar | 16.0406 | 27.1539 | 35.9466
2030 | NZWEM_PERC | Low Demand Growth+Ref Gas Supply+Increased Demand Response+Reduced Rankine Availability+Constrained Operational Capacity+Low Wind & Solar | 14.7007 | 27.9356 | 42.4327
2031 | NZWEM_PERC | Low Demand Growth+Ref Gas Supply+Increased Demand Response+Reduced Rankine Availability+Constrained Operational Capacity+Low Wind & Solar | 11.8727 | 24.9077 | 45.0623
2032 | NZWEM_PERC | Low Demand Growth+Ref Gas Supply+Increased Demand Response+Reduced Rankine Availability+Constrained Operational Capacity+Low Wind & Solar | 10.0849 | 23.2862 | 44.154
2033 | NZWEM_PERC | Low Demand Growth+Ref Gas Supply+Increased Demand Response+Reduced Rankine Availability+Constrained Operational Capacity+Low Wind & Solar | 8.457 | 21.4529 | 43.7562
2034 | NZWEM_PERC | Low Demand Growth+Ref Gas Supply+Increased Demand Response+Reduced Rankine Availability+Constrained Operational Capacity+Low Wind & Solar | 7.1123 | 20.3699 | 42.3059
2035 | NZWEM_PERC | Low Demand Growth+Ref Gas Supply+Increased Demand Response+Reduced Rankine Availability+Constrained Operational Capacity+Low Wind & Solar | 5.0115 | 18.0865 | 39.5472
2026 | NIWCM | Low Demand Growth+Ref Gas Supply+Increased Demand Response+Reduced Rankine Availability+Constrained Operational Capacity+Low Wind & Solar | 755.6807 | 755.6807 | 755.6807
2027 | NIWCM | Low Demand Growth+Ref Gas Supply+Increased Demand Response+Reduced Rankine Availability+Constrained Operational Capacity+Low Wind & Solar | 871.2718 | 874.7761 | 874.7761
2028 | NIWCM | Low Demand Growth+Ref Gas Supply+Increased Demand Response+Reduced Rankine Availability+Constrained Operational Capacity+Low Wind & Solar | 986.508 | 1460.1905 | 1463.7607
2029 | NIWCM | Low Demand Growth+Ref Gas Supply+Increased Demand Response+Reduced Rankine Availability+Constrained Operational Capacity+Low Wind & Solar | 955.9719 | 1591.4682 | 1737.4933
2030 | NIWCM | Low Demand Growth+Ref Gas Supply+Increased Demand Response+Reduced Rankine Availability+Constrained Operational Capacity+Low Wind & Solar | 843.2095 | 1554.2908 | 1747.6043
2031 | NIWCM | Low Demand Growth+Ref Gas Supply+Increased Demand Response+Reduced Rankine Availability+Constrained Operational Capacity+Low Wind & Solar | 760.984 | 1486.4999 | 1737.7327
2032 | NIWCM | Low Demand Growth+Ref Gas Supply+Increased Demand Response+Reduced Rankine Availability+Constrained Operational Capacity+Low Wind & Solar | 643.4758 | 1372.3769 | 1652.0463
2033 | NIWCM | Low Demand Growth+Ref Gas Supply+Increased Demand Response+Reduced Rankine Availability+Constrained Operational Capacity+Low Wind & Solar | 531.4618 | 1263.3124 | 1554.571
2034 | NIWCM | Low Demand Growth+Ref Gas Supply+Increased Demand Response+Reduced Rankine Availability+Constrained Operational Capacity+Low Wind & Solar | 424.0916 | 1204.2731 | 1572.0622
2035 | NIWCM | Low Demand Growth+Ref Gas Supply+Increased Demand Response+Reduced Rankine Availability+Constrained Operational Capacity+Low Wind & Solar | 302.0879 | 1095.9998 | 1464.6283
2026 | SIWEM_PERC | Low Demand Growth+Ref Gas Supply+Increased Demand Response+Reduced Rankine Availability+Constrained Operational Capacity+Low Wind & Solar | 54.9387 | 55.0894 | 55.0894
2027 | SIWEM_PERC | Low Demand Growth+Ref Gas Supply+Increased Demand Response+Reduced Rankine Availability+Constrained Operational Capacity+Low Wind & Solar | 45.878 | 50.752 | 51.5946
2028 | SIWEM_PERC | Low Demand Growth+Ref Gas Supply+Increased Demand Response+Reduced Rankine Availability+Constrained Operational Capacity+Low Wind & Solar | 46.2912 | 67.7733 | 75.0567
2029 | SIWEM_PERC | Low Demand Growth+Ref Gas Supply+Increased Demand Response+Reduced Rankine Availability+Constrained Operational Capacity+Low Wind & Solar | 42.324 | 65.8059 | 81.0457
2030 | SIWEM_PERC | Low Demand Growth+Ref Gas Supply+Increased Demand Response+Reduced Rankine Availability+Constrained Operational Capacity+Low Wind & Solar | 38.4995 | 64.3077 | 84.7616
2031 | SIWEM_PERC | Low Demand Growth+Ref Gas Supply+Increased Demand Response+Reduced Rankine Availability+Constrained Operational Capacity+Low Wind & Solar | 30.7798 | 60.8414 | 85.7839
2032 | SIWEM_PERC | Low Demand Growth+Ref Gas Supply+Increased Demand Response+Reduced Rankine Availability+Constrained Operational Capacity+Low Wind & Solar | 25.8704 | 58.1629 | 82.6702
2033 | SIWEM_PERC | Low Demand Growth+Ref Gas Supply+Increased Demand Response+Reduced Rankine Availability+Constrained Operational Capacity+Low Wind & Solar | 21.4133 | 55.8575 | 79.9883
2034 | SIWEM_PERC | Low Demand Growth+Ref Gas Supply+Increased Demand Response+Reduced Rankine Availability+Constrained Operational Capacity+Low Wind & Solar | 17.7483 | 53.6858 | 77.458
2035 | SIWEM_PERC | Low Demand Growth+Ref Gas Supply+Increased Demand Response+Reduced Rankine Availability+Constrained Operational Capacity+Low Wind & Solar | 15.5541 | 47.9948 | 74.2598
2026 | NZWEM_PERC | Low Demand Growth+Ref Gas Supply+Increased Demand Response+Reduced Rankine Availability+Upgraded HVDC | 21.707 | 21.7671 | 21.7671
2027 | NZWEM_PERC | Low Demand Growth+Ref Gas Supply+Increased Demand Response+Reduced Rankine Availability+Upgraded HVDC | 18.6904 | 20.6443 | 20.9821
2028 | NZWEM_PERC | Low Demand Growth+Ref Gas Supply+Increased Demand Response+Reduced Rankine Availability+Upgraded HVDC | 18.9921 | 27.6292 | 32.4197
2029 | NZWEM_PERC | Low Demand Growth+Ref Gas Supply+Increased Demand Response+Reduced Rankine Availability+Upgraded HVDC | 17.6122 | 29.9265 | 39.6695
2030 | NZWEM_PERC | Low Demand Growth+Ref Gas Supply+Increased Demand Response+Reduced Rankine Availability+Upgraded HVDC | 16.2457 | 30.8492 | 46.867
2031 | NZWEM_PERC | Low Demand Growth+Ref Gas Supply+Increased Demand Response+Reduced Rankine Availability+Upgraded HVDC | 13.3826 | 27.7554 | 50.0432
2032 | NZWEM_PERC | Low Demand Growth+Ref Gas Supply+Increased Demand Response+Reduced Rankine Availability+Upgraded HVDC | 11.5691 | 26.1273 | 49.1619
2033 | NZWEM_PERC | Low Demand Growth+Ref Gas Supply+Increased Demand Response+Reduced Rankine Availability+Upgraded HVDC | 9.9182 | 24.2498 | 48.8764
2034 | NZWEM_PERC | Low Demand Growth+Ref Gas Supply+Increased Demand Response+Reduced Rankine Availability+Upgraded HVDC | 8.5494 | 23.1207 | 47.3418
2035 | NZWEM_PERC | Low Demand Growth+Ref Gas Supply+Increased Demand Response+Reduced Rankine Availability+Upgraded HVDC | 6.4175 | 20.7777 | 44.4739
2026 | NIWCM | Low Demand Growth+Ref Gas Supply+Increased Demand Response+Reduced Rankine Availability+Upgraded HVDC | 1312.2106 | 1313.0104 | 1313.0104
2027 | NIWCM | Low Demand Growth+Ref Gas Supply+Increased Demand Response+Reduced Rankine Availability+Upgraded HVDC | 1459.6952 | 1480.091 | 1484.6275
2028 | NIWCM | Low Demand Growth+Ref Gas Supply+Increased Demand Response+Reduced Rankine Availability+Upgraded HVDC | 1596.1139 | 2135.685 | 2166.8445
2029 | NIWCM | Low Demand Growth+Ref Gas Supply+Increased Demand Response+Reduced Rankine Availability+Upgraded HVDC | 1592.1577 | 2360.8998 | 2562.5481
2030 | NIWCM | Low Demand Growth+Ref Gas Supply+Increased Demand Response+Reduced Rankine Availability+Upgraded HVDC | 1496.8302 | 2348.9441 | 2696.5802
2031 | NIWCM | Low Demand Growth+Ref Gas Supply+Increased Demand Response+Reduced Rankine Availability+Upgraded HVDC | 1418.5768 | 2413.7302 | 2974.5059
2032 | NIWCM | Low Demand Growth+Ref Gas Supply+Increased Demand Response+Reduced Rankine Availability+Upgraded HVDC | 1300.7914 | 2314.209 | 2947.2604
2033 | NIWCM | Low Demand Growth+Ref Gas Supply+Increased Demand Response+Reduced Rankine Availability+Upgraded HVDC | 1192.0456 | 2205.0598 | 2943.305
2034 | NIWCM | Low Demand Growth+Ref Gas Supply+Increased Demand Response+Reduced Rankine Availability+Upgraded HVDC | 1090.2871 | 2144.2831 | 2994.9556
2035 | NIWCM | Low Demand Growth+Ref Gas Supply+Increased Demand Response+Reduced Rankine Availability+Upgraded HVDC | 971.2425 | 2035.1957 | 2923.6128
2026 | SIWEM_PERC | Low Demand Growth+Ref Gas Supply+Increased Demand Response+Reduced Rankine Availability+Upgraded HVDC | 57.443 | 57.443 | 57.443
2027 | SIWEM_PERC | Low Demand Growth+Ref Gas Supply+Increased Demand Response+Reduced Rankine Availability+Upgraded HVDC | 49.8386 | 55.2394 | 56.173
2028 | SIWEM_PERC | Low Demand Growth+Ref Gas Supply+Increased Demand Response+Reduced Rankine Availability+Upgraded HVDC | 50.5384 | 73.9934 | 86.7161
2029 | SIWEM_PERC | Low Demand Growth+Ref Gas Supply+Increased Demand Response+Reduced Rankine Availability+Upgraded HVDC | 46.6458 | 79.4125 | 105.3208
2030 | SIWEM_PERC | Low Demand Growth+Ref Gas Supply+Increased Demand Response+Reduced Rankine Availability+Upgraded HVDC | 42.7304 | 81.3068 | 111.4796
2031 | SIWEM_PERC | Low Demand Growth+Ref Gas Supply+Increased Demand Response+Reduced Rankine Availability+Upgraded HVDC | 34.9189 | 73.3381 | 112.4554
2032 | SIWEM_PERC | Low Demand Growth+Ref Gas Supply+Increased Demand Response+Reduced Rankine Availability+Upgraded HVDC | 29.9373 | 69.0062 | 108.8764
2033 | SIWEM_PERC | Low Demand Growth+Ref Gas Supply+Increased Demand Response+Reduced Rankine Availability+Upgraded HVDC | 25.4177 | 64.123 | 105.7919
2034 | SIWEM_PERC | Low Demand Growth+Ref Gas Supply+Increased Demand Response+Reduced Rankine Availability+Upgraded HVDC | 21.6932 | 61.1913 | 102.8781
2035 | SIWEM_PERC | Low Demand Growth+Ref Gas Supply+Increased Demand Response+Reduced Rankine Availability+Upgraded HVDC | 16.5168 | 55.2147 | 99.2001
2026 | NZWEM_PERC | Low Demand Growth+Ref Gas Supply+Increased Demand Response+Reduced Rankine Availability+Upgraded HVDC+Low Wind & Solar | 20.4447 | 20.499 | 20.499
2027 | NZWEM_PERC | Low Demand Growth+Ref Gas Supply+Increased Demand Response+Reduced Rankine Availability+Upgraded HVDC+Low Wind & Solar | 17.2576 | 19.0209 | 19.3257
2028 | NZWEM_PERC | Low Demand Growth+Ref Gas Supply+Increased Demand Response+Reduced Rankine Availability+Upgraded HVDC+Low Wind & Solar | 17.451 | 25.2457 | 29.5689
2029 | NZWEM_PERC | Low Demand Growth+Ref Gas Supply+Increased Demand Response+Reduced Rankine Availability+Upgraded HVDC+Low Wind & Solar | 16.0406 | 27.1539 | 35.9466
2030 | NZWEM_PERC | Low Demand Growth+Ref Gas Supply+Increased Demand Response+Reduced Rankine Availability+Upgraded HVDC+Low Wind & Solar | 14.7007 | 27.9356 | 42.4327
2031 | NZWEM_PERC | Low Demand Growth+Ref Gas Supply+Increased Demand Response+Reduced Rankine Availability+Upgraded HVDC+Low Wind & Solar | 11.8727 | 24.9077 | 45.0623
2032 | NZWEM_PERC | Low Demand Growth+Ref Gas Supply+Increased Demand Response+Reduced Rankine Availability+Upgraded HVDC+Low Wind & Solar | 10.0849 | 23.2862 | 44.154
2033 | NZWEM_PERC | Low Demand Growth+Ref Gas Supply+Increased Demand Response+Reduced Rankine Availability+Upgraded HVDC+Low Wind & Solar | 8.457 | 21.4529 | 43.7562
2034 | NZWEM_PERC | Low Demand Growth+Ref Gas Supply+Increased Demand Response+Reduced Rankine Availability+Upgraded HVDC+Low Wind & Solar | 7.1123 | 20.3699 | 42.3059
2035 | NZWEM_PERC | Low Demand Growth+Ref Gas Supply+Increased Demand Response+Reduced Rankine Availability+Upgraded HVDC+Low Wind & Solar | 5.0115 | 18.0865 | 39.5472
2026 | NIWCM | Low Demand Growth+Ref Gas Supply+Increased Demand Response+Reduced Rankine Availability+Upgraded HVDC+Low Wind & Solar | 1312.2106 | 1313.0104 | 1313.0104
2027 | NIWCM | Low Demand Growth+Ref Gas Supply+Increased Demand Response+Reduced Rankine Availability+Upgraded HVDC+Low Wind & Solar | 1459.6952 | 1480.091 | 1484.6275
2028 | NIWCM | Low Demand Growth+Ref Gas Supply+Increased Demand Response+Reduced Rankine Availability+Upgraded HVDC+Low Wind & Solar | 1596.1139 | 2135.685 | 2166.8445
2029 | NIWCM | Low Demand Growth+Ref Gas Supply+Increased Demand Response+Reduced Rankine Availability+Upgraded HVDC+Low Wind & Solar | 1592.1577 | 2360.8998 | 2562.5481
2030 | NIWCM | Low Demand Growth+Ref Gas Supply+Increased Demand Response+Reduced Rankine Availability+Upgraded HVDC+Low Wind & Solar | 1496.8302 | 2348.9441 | 2696.5802
2031 | NIWCM | Low Demand Growth+Ref Gas Supply+Increased Demand Response+Reduced Rankine Availability+Upgraded HVDC+Low Wind & Solar | 1418.5768 | 2413.7302 | 2974.5059
2032 | NIWCM | Low Demand Growth+Ref Gas Supply+Increased Demand Response+Reduced Rankine Availability+Upgraded HVDC+Low Wind & Solar | 1300.7914 | 2314.209 | 2947.2604
2033 | NIWCM | Low Demand Growth+Ref Gas Supply+Increased Demand Response+Reduced Rankine Availability+Upgraded HVDC+Low Wind & Solar | 1192.0456 | 2205.0598 | 2943.305
2034 | NIWCM | Low Demand Growth+Ref Gas Supply+Increased Demand Response+Reduced Rankine Availability+Upgraded HVDC+Low Wind & Solar | 1090.2871 | 2144.2831 | 2994.9556
2035 | NIWCM | Low Demand Growth+Ref Gas Supply+Increased Demand Response+Reduced Rankine Availability+Upgraded HVDC+Low Wind & Solar | 971.2425 | 2035.1957 | 2923.6128
2026 | SIWEM_PERC | Low Demand Growth+Ref Gas Supply+Increased Demand Response+Reduced Rankine Availability+Upgraded HVDC+Low Wind & Solar | 54.9387 | 55.0894 | 55.0894
2027 | SIWEM_PERC | Low Demand Growth+Ref Gas Supply+Increased Demand Response+Reduced Rankine Availability+Upgraded HVDC+Low Wind & Solar | 45.878 | 50.752 | 51.5946
2028 | SIWEM_PERC | Low Demand Growth+Ref Gas Supply+Increased Demand Response+Reduced Rankine Availability+Upgraded HVDC+Low Wind & Solar | 46.2912 | 67.7733 | 79.2742
2029 | SIWEM_PERC | Low Demand Growth+Ref Gas Supply+Increased Demand Response+Reduced Rankine Availability+Upgraded HVDC+Low Wind & Solar | 42.324 | 72.253 | 95.6343
2030 | SIWEM_PERC | Low Demand Growth+Ref Gas Supply+Increased Demand Response+Reduced Rankine Availability+Upgraded HVDC+Low Wind & Solar | 38.4995 | 73.8108 | 106.6951
2031 | SIWEM_PERC | Low Demand Growth+Ref Gas Supply+Increased Demand Response+Reduced Rankine Availability+Upgraded HVDC+Low Wind & Solar | 30.7798 | 66.0047 | 107.2416
2032 | SIWEM_PERC | Low Demand Growth+Ref Gas Supply+Increased Demand Response+Reduced Rankine Availability+Upgraded HVDC+Low Wind & Solar | 25.8704 | 61.696 | 103.7535
2033 | SIWEM_PERC | Low Demand Growth+Ref Gas Supply+Increased Demand Response+Reduced Rankine Availability+Upgraded HVDC+Low Wind & Solar | 21.4133 | 56.9252 | 100.7478
2034 | SIWEM_PERC | Low Demand Growth+Ref Gas Supply+Increased Demand Response+Reduced Rankine Availability+Upgraded HVDC+Low Wind & Solar | 17.7483 | 54.1004 | 97.9089
2035 | SIWEM_PERC | Low Demand Growth+Ref Gas Supply+Increased Demand Response+Reduced Rankine Availability+Upgraded HVDC+Low Wind & Solar | 15.5541 | 47.9948 | 94.3247
2026 | NZWEM_PERC | Low Demand Growth+Ref Gas Supply+Increased Demand Response+Reduced Rankine Availability+Upgraded HVDC+Constrained Operational Capacity | 21.707 | 21.7671 | 21.7671
2027 | NZWEM_PERC | Low Demand Growth+Ref Gas Supply+Increased Demand Response+Reduced Rankine Availability+Upgraded HVDC+Constrained Operational Capacity | 18.6904 | 20.6443 | 20.9821
2028 | NZWEM_PERC | Low Demand Growth+Ref Gas Supply+Increased Demand Response+Reduced Rankine Availability+Upgraded HVDC+Constrained Operational Capacity | 18.9921 | 27.6292 | 32.4197
2029 | NZWEM_PERC | Low Demand Growth+Ref Gas Supply+Increased Demand Response+Reduced Rankine Availability+Upgraded HVDC+Constrained Operational Capacity | 17.6122 | 29.9265 | 39.6695
2030 | NZWEM_PERC | Low Demand Growth+Ref Gas Supply+Increased Demand Response+Reduced Rankine Availability+Upgraded HVDC+Constrained Operational Capacity | 16.2457 | 30.8492 | 46.867
2031 | NZWEM_PERC | Low Demand Growth+Ref Gas Supply+Increased Demand Response+Reduced Rankine Availability+Upgraded HVDC+Constrained Operational Capacity | 13.3826 | 27.7554 | 50.0432
2032 | NZWEM_PERC | Low Demand Growth+Ref Gas Supply+Increased Demand Response+Reduced Rankine Availability+Upgraded HVDC+Constrained Operational Capacity | 11.5691 | 26.1273 | 49.1619
2033 | NZWEM_PERC | Low Demand Growth+Ref Gas Supply+Increased Demand Response+Reduced Rankine Availability+Upgraded HVDC+Constrained Operational Capacity | 9.9182 | 24.2498 | 48.8764
2034 | NZWEM_PERC | Low Demand Growth+Ref Gas Supply+Increased Demand Response+Reduced Rankine Availability+Upgraded HVDC+Constrained Operational Capacity | 8.5494 | 23.1207 | 47.3418
2035 | NZWEM_PERC | Low Demand Growth+Ref Gas Supply+Increased Demand Response+Reduced Rankine Availability+Upgraded HVDC+Constrained Operational Capacity | 6.4175 | 20.7777 | 44.4739
2026 | NIWCM | Low Demand Growth+Ref Gas Supply+Increased Demand Response+Reduced Rankine Availability+Upgraded HVDC+Constrained Operational Capacity | 755.6807 | 755.6807 | 755.6807
2027 | NIWCM | Low Demand Growth+Ref Gas Supply+Increased Demand Response+Reduced Rankine Availability+Upgraded HVDC+Constrained Operational Capacity | 871.2718 | 874.7761 | 874.7761
2028 | NIWCM | Low Demand Growth+Ref Gas Supply+Increased Demand Response+Reduced Rankine Availability+Upgraded HVDC+Constrained Operational Capacity | 986.508 | 1460.1905 | 1463.7607
2029 | NIWCM | Low Demand Growth+Ref Gas Supply+Increased Demand Response+Reduced Rankine Availability+Upgraded HVDC+Constrained Operational Capacity | 955.9719 | 1591.4682 | 1737.4933
2030 | NIWCM | Low Demand Growth+Ref Gas Supply+Increased Demand Response+Reduced Rankine Availability+Upgraded HVDC+Constrained Operational Capacity | 843.2095 | 1554.2908 | 1747.6043
2031 | NIWCM | Low Demand Growth+Ref Gas Supply+Increased Demand Response+Reduced Rankine Availability+Upgraded HVDC+Constrained Operational Capacity | 760.9969 | 1486.4893 | 1743.6454
2032 | NIWCM | Low Demand Growth+Ref Gas Supply+Increased Demand Response+Reduced Rankine Availability+Upgraded HVDC+Constrained Operational Capacity | 643.4725 | 1372.3652 | 1651.5803
2033 | NIWCM | Low Demand Growth+Ref Gas Supply+Increased Demand Response+Reduced Rankine Availability+Upgraded HVDC+Constrained Operational Capacity | 531.4627 | 1263.3137 | 1554.7204
2034 | NIWCM | Low Demand Growth+Ref Gas Supply+Increased Demand Response+Reduced Rankine Availability+Upgraded HVDC+Constrained Operational Capacity | 424.0914 | 1204.2755 | 1572.015
2035 | NIWCM | Low Demand Growth+Ref Gas Supply+Increased Demand Response+Reduced Rankine Availability+Upgraded HVDC+Constrained Operational Capacity | 302.088 | 1095.9986 | 1464.6413
2026 | SIWEM_PERC | Low Demand Growth+Ref Gas Supply+Increased Demand Response+Reduced Rankine Availability+Upgraded HVDC+Constrained Operational Capacity | 57.443 | 57.443 | 57.443
2027 | SIWEM_PERC | Low Demand Growth+Ref Gas Supply+Increased Demand Response+Reduced Rankine Availability+Upgraded HVDC+Constrained Operational Capacity | 49.8386 | 55.2394 | 56.173
2028 | SIWEM_PERC | Low Demand Growth+Ref Gas Supply+Increased Demand Response+Reduced Rankine Availability+Upgraded HVDC+Constrained Operational Capacity | 50.5384 | 73.9934 | 86.7161
2029 | SIWEM_PERC | Low Demand Growth+Ref Gas Supply+Increased Demand Response+Reduced Rankine Availability+Upgraded HVDC+Constrained Operational Capacity | 46.6458 | 79.4125 | 105.3208
2030 | SIWEM_PERC | Low Demand Growth+Ref Gas Supply+Increased Demand Response+Reduced Rankine Availability+Upgraded HVDC+Constrained Operational Capacity | 42.7304 | 81.3068 | 111.4796
2031 | SIWEM_PERC | Low Demand Growth+Ref Gas Supply+Increased Demand Response+Reduced Rankine Availability+Upgraded HVDC+Constrained Operational Capacity | 34.9189 | 73.3381 | 112.4554
2032 | SIWEM_PERC | Low Demand Growth+Ref Gas Supply+Increased Demand Response+Reduced Rankine Availability+Upgraded HVDC+Constrained Operational Capacity | 29.9373 | 69.0062 | 108.8764
2033 | SIWEM_PERC | Low Demand Growth+Ref Gas Supply+Increased Demand Response+Reduced Rankine Availability+Upgraded HVDC+Constrained Operational Capacity | 25.4177 | 64.123 | 105.7919
2034 | SIWEM_PERC | Low Demand Growth+Ref Gas Supply+Increased Demand Response+Reduced Rankine Availability+Upgraded HVDC+Constrained Operational Capacity | 21.6932 | 61.1913 | 102.8781
2035 | SIWEM_PERC | Low Demand Growth+Ref Gas Supply+Increased Demand Response+Reduced Rankine Availability+Upgraded HVDC+Constrained Operational Capacity | 16.5168 | 55.2147 | 99.2001
2026 | NZWEM_PERC | Low Demand Growth+Ref Gas Supply+Increased Demand Response+Reduced Rankine Availability+Upgraded HVDC+Constrained Operational Capacity+Low Wind & Solar | 20.4447 | 20.499 | 20.499
2027 | NZWEM_PERC | Low Demand Growth+Ref Gas Supply+Increased Demand Response+Reduced Rankine Availability+Upgraded HVDC+Constrained Operational Capacity+Low Wind & Solar | 17.2576 | 19.0209 | 19.3257
2028 | NZWEM_PERC | Low Demand Growth+Ref Gas Supply+Increased Demand Response+Reduced Rankine Availability+Upgraded HVDC+Constrained Operational Capacity+Low Wind & Solar | 17.451 | 25.2457 | 29.5689
2029 | NZWEM_PERC | Low Demand Growth+Ref Gas Supply+Increased Demand Response+Reduced Rankine Availability+Upgraded HVDC+Constrained Operational Capacity+Low Wind & Solar | 16.0406 | 27.1539 | 35.9466
2030 | NZWEM_PERC | Low Demand Growth+Ref Gas Supply+Increased Demand Response+Reduced Rankine Availability+Upgraded HVDC+Constrained Operational Capacity+Low Wind & Solar | 14.7007 | 27.9356 | 42.4327
2031 | NZWEM_PERC | Low Demand Growth+Ref Gas Supply+Increased Demand Response+Reduced Rankine Availability+Upgraded HVDC+Constrained Operational Capacity+Low Wind & Solar | 11.8727 | 24.9077 | 45.0623
2032 | NZWEM_PERC | Low Demand Growth+Ref Gas Supply+Increased Demand Response+Reduced Rankine Availability+Upgraded HVDC+Constrained Operational Capacity+Low Wind & Solar | 10.0849 | 23.2862 | 44.154
2033 | NZWEM_PERC | Low Demand Growth+Ref Gas Supply+Increased Demand Response+Reduced Rankine Availability+Upgraded HVDC+Constrained Operational Capacity+Low Wind & Solar | 8.457 | 21.4529 | 43.7562
2034 | NZWEM_PERC | Low Demand Growth+Ref Gas Supply+Increased Demand Response+Reduced Rankine Availability+Upgraded HVDC+Constrained Operational Capacity+Low Wind & Solar | 7.1123 | 20.3699 | 42.3059
2035 | NZWEM_PERC | Low Demand Growth+Ref Gas Supply+Increased Demand Response+Reduced Rankine Availability+Upgraded HVDC+Constrained Operational Capacity+Low Wind & Solar | 5.0115 | 18.0865 | 39.5472
2026 | NIWCM | Low Demand Growth+Ref Gas Supply+Increased Demand Response+Reduced Rankine Availability+Upgraded HVDC+Constrained Operational Capacity+Low Wind & Solar | 755.6807 | 755.6807 | 755.6807
2027 | NIWCM | Low Demand Growth+Ref Gas Supply+Increased Demand Response+Reduced Rankine Availability+Upgraded HVDC+Constrained Operational Capacity+Low Wind & Solar | 871.2718 | 874.7761 | 874.7761
2028 | NIWCM | Low Demand Growth+Ref Gas Supply+Increased Demand Response+Reduced Rankine Availability+Upgraded HVDC+Constrained Operational Capacity+Low Wind & Solar | 986.508 | 1460.1905 | 1463.7607
2029 | NIWCM | Low Demand Growth+Ref Gas Supply+Increased Demand Response+Reduced Rankine Availability+Upgraded HVDC+Constrained Operational Capacity+Low Wind & Solar | 955.9719 | 1591.4682 | 1737.4933
2030 | NIWCM | Low Demand Growth+Ref Gas Supply+Increased Demand Response+Reduced Rankine Availability+Upgraded HVDC+Constrained Operational Capacity+Low Wind & Solar | 843.2095 | 1554.2908 | 1747.6043
2031 | NIWCM | Low Demand Growth+Ref Gas Supply+Increased Demand Response+Reduced Rankine Availability+Upgraded HVDC+Constrained Operational Capacity+Low Wind & Solar | 760.9969 | 1486.4893 | 1743.6454
2032 | NIWCM | Low Demand Growth+Ref Gas Supply+Increased Demand Response+Reduced Rankine Availability+Upgraded HVDC+Constrained Operational Capacity+Low Wind & Solar | 643.4725 | 1372.3652 | 1651.5803
2033 | NIWCM | Low Demand Growth+Ref Gas Supply+Increased Demand Response+Reduced Rankine Availability+Upgraded HVDC+Constrained Operational Capacity+Low Wind & Solar | 531.4627 | 1263.3137 | 1554.7204
2034 | NIWCM | Low Demand Growth+Ref Gas Supply+Increased Demand Response+Reduced Rankine Availability+Upgraded HVDC+Constrained Operational Capacity+Low Wind & Solar | 424.0914 | 1204.2755 | 1572.015
2035 | NIWCM | Low Demand Growth+Ref Gas Supply+Increased Demand Response+Reduced Rankine Availability+Upgraded HVDC+Constrained Operational Capacity+Low Wind & Solar | 302.088 | 1095.9986 | 1464.6413
2026 | SIWEM_PERC | Low Demand Growth+Ref Gas Supply+Increased Demand Response+Reduced Rankine Availability+Upgraded HVDC+Constrained Operational Capacity+Low Wind & Solar | 54.9387 | 55.0894 | 55.0894
2027 | SIWEM_PERC | Low Demand Growth+Ref Gas Supply+Increased Demand Response+Reduced Rankine Availability+Upgraded HVDC+Constrained Operational Capacity+Low Wind & Solar | 45.878 | 50.752 | 51.5946
2028 | SIWEM_PERC | Low Demand Growth+Ref Gas Supply+Increased Demand Response+Reduced Rankine Availability+Upgraded HVDC+Constrained Operational Capacity+Low Wind & Solar | 46.2912 | 67.7733 | 79.2742
2029 | SIWEM_PERC | Low Demand Growth+Ref Gas Supply+Increased Demand Response+Reduced Rankine Availability+Upgraded HVDC+Constrained Operational Capacity+Low Wind & Solar | 42.324 | 72.253 | 95.6343
2030 | SIWEM_PERC | Low Demand Growth+Ref Gas Supply+Increased Demand Response+Reduced Rankine Availability+Upgraded HVDC+Constrained Operational Capacity+Low Wind & Solar | 38.4995 | 73.8108 | 106.6951
2031 | SIWEM_PERC | Low Demand Growth+Ref Gas Supply+Increased Demand Response+Reduced Rankine Availability+Upgraded HVDC+Constrained Operational Capacity+Low Wind & Solar | 30.7798 | 66.0047 | 107.2416
2032 | SIWEM_PERC | Low Demand Growth+Ref Gas Supply+Increased Demand Response+Reduced Rankine Availability+Upgraded HVDC+Constrained Operational Capacity+Low Wind & Solar | 25.8704 | 61.696 | 103.7535
2033 | SIWEM_PERC | Low Demand Growth+Ref Gas Supply+Increased Demand Response+Reduced Rankine Availability+Upgraded HVDC+Constrained Operational Capacity+Low Wind & Solar | 21.4133 | 56.9252 | 100.7478
2034 | SIWEM_PERC | Low Demand Growth+Ref Gas Supply+Increased Demand Response+Reduced Rankine Availability+Upgraded HVDC+Constrained Operational Capacity+Low Wind & Solar | 17.7483 | 54.1004 | 97.9089
2035 | SIWEM_PERC | Low Demand Growth+Ref Gas Supply+Increased Demand Response+Reduced Rankine Availability+Upgraded HVDC+Constrained Operational Capacity+Low Wind & Solar | 15.5541 | 47.9948 | 94.3247
2026 | NZWEM_PERC | Low Demand Growth+Ref Gas Supply+Increased Demand Response+Reduced Rankine Availability+Delayed Build | 16.8291 | 16.8291 | 16.8291
2027 | NZWEM_PERC | Low Demand Growth+Ref Gas Supply+Increased Demand Response+Reduced Rankine Availability+Delayed Build | 10.8523 | 11.0026 | 11.181
2028 | NZWEM_PERC | Low Demand Growth+Ref Gas Supply+Increased Demand Response+Reduced Rankine Availability+Delayed Build | 14.5374 | 16.0744 | 16.4089
2029 | NZWEM_PERC | Low Demand Growth+Ref Gas Supply+Increased Demand Response+Reduced Rankine Availability+Delayed Build | 16.3745 | 19.443 | 20.396
2030 | NZWEM_PERC | Low Demand Growth+Ref Gas Supply+Increased Demand Response+Reduced Rankine Availability+Delayed Build | 16.2457 | 26.0539 | 34.3447
2031 | NZWEM_PERC | Low Demand Growth+Ref Gas Supply+Increased Demand Response+Reduced Rankine Availability+Delayed Build | 13.3826 | 26.3429 | 35.7041
2032 | NZWEM_PERC | Low Demand Growth+Ref Gas Supply+Increased Demand Response+Reduced Rankine Availability+Delayed Build | 11.5691 | 25.0503 | 40.4386
2033 | NZWEM_PERC | Low Demand Growth+Ref Gas Supply+Increased Demand Response+Reduced Rankine Availability+Delayed Build | 9.9182 | 23.2863 | 44.8535
2034 | NZWEM_PERC | Low Demand Growth+Ref Gas Supply+Increased Demand Response+Reduced Rankine Availability+Delayed Build | 8.5494 | 22.1141 | 44.4169
2035 | NZWEM_PERC | Low Demand Growth+Ref Gas Supply+Increased Demand Response+Reduced Rankine Availability+Delayed Build | 6.4175 | 20.2077 | 43.904
2026 | NIWCM | Low Demand Growth+Ref Gas Supply+Increased Demand Response+Reduced Rankine Availability+Delayed Build | 1053.1748 | 1053.1748 | 1053.1748
2027 | NIWCM | Low Demand Growth+Ref Gas Supply+Increased Demand Response+Reduced Rankine Availability+Delayed Build | 1088.1781 | 1090.048 | 1092.5205
2028 | NIWCM | Low Demand Growth+Ref Gas Supply+Increased Demand Response+Reduced Rankine Availability+Delayed Build | 1357.208 | 1371.8893 | 1376.4258
2029 | NIWCM | Low Demand Growth+Ref Gas Supply+Increased Demand Response+Reduced Rankine Availability+Delayed Build | 1397.8083 | 1508.0887 | 1521.681
2030 | NIWCM | Low Demand Growth+Ref Gas Supply+Increased Demand Response+Reduced Rankine Availability+Delayed Build | 1441.0537 | 2047.0653 | 2211.253
2031 | NIWCM | Low Demand Growth+Ref Gas Supply+Increased Demand Response+Reduced Rankine Availability+Delayed Build | 1345.4682 | 2191.4462 | 2412.7758
2032 | NIWCM | Low Demand Growth+Ref Gas Supply+Increased Demand Response+Reduced Rankine Availability+Delayed Build | 1227.9008 | 2118.2777 | 2485.1503
2033 | NIWCM | Low Demand Growth+Ref Gas Supply+Increased Demand Response+Reduced Rankine Availability+Delayed Build | 1192.033 | 2119.5272 | 2675.3634
2034 | NIWCM | Low Demand Growth+Ref Gas Supply+Increased Demand Response+Reduced Rankine Availability+Delayed Build | 1090.2897 | 2055.9664 | 2656.8468
2035 | NIWCM | Low Demand Growth+Ref Gas Supply+Increased Demand Response+Reduced Rankine Availability+Delayed Build | 971.2419 | 1980.4556 | 2670.5893
2026 | SIWEM_PERC | Low Demand Growth+Ref Gas Supply+Increased Demand Response+Reduced Rankine Availability+Delayed Build | 44.894 | 44.894 | 44.894
2027 | SIWEM_PERC | Low Demand Growth+Ref Gas Supply+Increased Demand Response+Reduced Rankine Availability+Delayed Build | 28.1728 | 28.5884 | 29.0815
2028 | SIWEM_PERC | Low Demand Growth+Ref Gas Supply+Increased Demand Response+Reduced Rankine Availability+Delayed Build | 38.2613 | 42.4974 | 43.4193
2029 | SIWEM_PERC | Low Demand Growth+Ref Gas Supply+Increased Demand Response+Reduced Rankine Availability+Delayed Build | 43.242 | 51.6805 | 54.3014
2030 | SIWEM_PERC | Low Demand Growth+Ref Gas Supply+Increased Demand Response+Reduced Rankine Availability+Delayed Build | 42.7304 | 64.7675 | 79.123
2031 | SIWEM_PERC | Low Demand Growth+Ref Gas Supply+Increased Demand Response+Reduced Rankine Availability+Delayed Build | 34.9189 | 61.2912 | 77.4643
2032 | SIWEM_PERC | Low Demand Growth+Ref Gas Supply+Increased Demand Response+Reduced Rankine Availability+Delayed Build | 29.9373 | 60.6371 | 82.4231
2033 | SIWEM_PERC | Low Demand Growth+Ref Gas Supply+Increased Demand Response+Reduced Rankine Availability+Delayed Build | 25.4177 | 58.2937 | 85.0325
2034 | SIWEM_PERC | Low Demand Growth+Ref Gas Supply+Increased Demand Response+Reduced Rankine Availability+Delayed Build | 21.6932 | 56.0858 | 82.4272
2035 | SIWEM_PERC | Low Demand Growth+Ref Gas Supply+Increased Demand Response+Reduced Rankine Availability+Delayed Build | 16.5168 | 53.2909 | 79.1352
2026 | NZWEM_PERC | Low Demand Growth+Ref Gas Supply+Increased Demand Response+Reduced Rankine Availability+Delayed Build+Low Wind & Solar | 15.8688 | 15.8688 | 15.8688
2027 | NZWEM_PERC | Low Demand Growth+Ref Gas Supply+Increased Demand Response+Reduced Rankine Availability+Delayed Build+Low Wind & Solar | 9.8353 | 9.9709 | 10.1319
2028 | NZWEM_PERC | Low Demand Growth+Ref Gas Supply+Increased Demand Response+Reduced Rankine Availability+Delayed Build+Low Wind & Solar | 13.2566 | 14.6437 | 14.9456
2029 | NZWEM_PERC | Low Demand Growth+Ref Gas Supply+Increased Demand Response+Reduced Rankine Availability+Delayed Build+Low Wind & Solar | 14.9236 | 17.6929 | 18.553
2030 | NZWEM_PERC | Low Demand Growth+Ref Gas Supply+Increased Demand Response+Reduced Rankine Availability+Delayed Build+Low Wind & Solar | 14.7007 | 23.5523 | 31.0345
2031 | NZWEM_PERC | Low Demand Growth+Ref Gas Supply+Increased Demand Response+Reduced Rankine Availability+Delayed Build+Low Wind & Solar | 11.8727 | 23.5688 | 32.017
2032 | NZWEM_PERC | Low Demand Growth+Ref Gas Supply+Increased Demand Response+Reduced Rankine Availability+Delayed Build+Low Wind & Solar | 10.0849 | 22.2512 | 36.1786
2033 | NZWEM_PERC | Low Demand Growth+Ref Gas Supply+Increased Demand Response+Reduced Rankine Availability+Delayed Build+Low Wind & Solar | 8.457 | 20.5307 | 40.0337
2034 | NZWEM_PERC | Low Demand Growth+Ref Gas Supply+Increased Demand Response+Reduced Rankine Availability+Delayed Build+Low Wind & Solar | 7.1123 | 19.3632 | 39.5681
2035 | NZWEM_PERC | Low Demand Growth+Ref Gas Supply+Increased Demand Response+Reduced Rankine Availability+Delayed Build+Low Wind & Solar | 5.0115 | 17.5165 | 38.9772
2026 | NIWCM | Low Demand Growth+Ref Gas Supply+Increased Demand Response+Reduced Rankine Availability+Delayed Build+Low Wind & Solar | 1053.1748 | 1053.1748 | 1053.1748
2027 | NIWCM | Low Demand Growth+Ref Gas Supply+Increased Demand Response+Reduced Rankine Availability+Delayed Build+Low Wind & Solar | 1088.1781 | 1090.048 | 1092.5205
2028 | NIWCM | Low Demand Growth+Ref Gas Supply+Increased Demand Response+Reduced Rankine Availability+Delayed Build+Low Wind & Solar | 1357.208 | 1371.8893 | 1376.4258
2029 | NIWCM | Low Demand Growth+Ref Gas Supply+Increased Demand Response+Reduced Rankine Availability+Delayed Build+Low Wind & Solar | 1397.8083 | 1508.0887 | 1521.681
2030 | NIWCM | Low Demand Growth+Ref Gas Supply+Increased Demand Response+Reduced Rankine Availability+Delayed Build+Low Wind & Solar | 1441.0537 | 2047.0653 | 2211.253
2031 | NIWCM | Low Demand Growth+Ref Gas Supply+Increased Demand Response+Reduced Rankine Availability+Delayed Build+Low Wind & Solar | 1345.4682 | 2191.4462 | 2412.7758
2032 | NIWCM | Low Demand Growth+Ref Gas Supply+Increased Demand Response+Reduced Rankine Availability+Delayed Build+Low Wind & Solar | 1227.9008 | 2118.2777 | 2485.1503
2033 | NIWCM | Low Demand Growth+Ref Gas Supply+Increased Demand Response+Reduced Rankine Availability+Delayed Build+Low Wind & Solar | 1192.033 | 2119.5272 | 2675.3634
2034 | NIWCM | Low Demand Growth+Ref Gas Supply+Increased Demand Response+Reduced Rankine Availability+Delayed Build+Low Wind & Solar | 1090.2897 | 2055.9664 | 2656.8468
2035 | NIWCM | Low Demand Growth+Ref Gas Supply+Increased Demand Response+Reduced Rankine Availability+Delayed Build+Low Wind & Solar | 971.2419 | 1980.4556 | 2670.5893
2026 | SIWEM_PERC | Low Demand Growth+Ref Gas Supply+Increased Demand Response+Reduced Rankine Availability+Delayed Build+Low Wind & Solar | 42.2261 | 42.2261 | 42.2261
2027 | SIWEM_PERC | Low Demand Growth+Ref Gas Supply+Increased Demand Response+Reduced Rankine Availability+Delayed Build+Low Wind & Solar | 26.0896 | 26.1581 | 26.1818
2028 | SIWEM_PERC | Low Demand Growth+Ref Gas Supply+Increased Demand Response+Reduced Rankine Availability+Delayed Build+Low Wind & Solar | 34.7315 | 38.5544 | 39.3864
2029 | SIWEM_PERC | Low Demand Growth+Ref Gas Supply+Increased Demand Response+Reduced Rankine Availability+Delayed Build+Low Wind & Solar | 39.2522 | 46.8676 | 49.2329
2030 | SIWEM_PERC | Low Demand Growth+Ref Gas Supply+Increased Demand Response+Reduced Rankine Availability+Delayed Build+Low Wind & Solar | 38.4995 | 62.3997 | 75.3551
2031 | SIWEM_PERC | Low Demand Growth+Ref Gas Supply+Increased Demand Response+Reduced Rankine Availability+Delayed Build+Low Wind & Solar | 30.7798 | 58.9748 | 73.5704
2032 | SIWEM_PERC | Low Demand Growth+Ref Gas Supply+Increased Demand Response+Reduced Rankine Availability+Delayed Build+Low Wind & Solar | 25.8704 | 58.1629 | 77.824
2033 | SIWEM_PERC | Low Demand Growth+Ref Gas Supply+Increased Demand Response+Reduced Rankine Availability+Delayed Build+Low Wind & Solar | 21.4133 | 54.5024 | 79.9883
2034 | SIWEM_PERC | Low Demand Growth+Ref Gas Supply+Increased Demand Response+Reduced Rankine Availability+Delayed Build+Low Wind & Solar | 17.7483 | 51.3777 | 77.458
2035 | SIWEM_PERC | Low Demand Growth+Ref Gas Supply+Increased Demand Response+Reduced Rankine Availability+Delayed Build+Low Wind & Solar | 15.5541 | 46.4257 | 74.2598
2026 | NZWEM_PERC | Low Demand Growth+Ref Gas Supply+Increased Demand Response+Reduced Rankine Availability+Delayed Build+Constrained Operational Capacity | 16.8291 | 16.8291 | 16.8291
2027 | NZWEM_PERC | Low Demand Growth+Ref Gas Supply+Increased Demand Response+Reduced Rankine Availability+Delayed Build+Constrained Operational Capacity | 10.8523 | 11.0026 | 11.181
2028 | NZWEM_PERC | Low Demand Growth+Ref Gas Supply+Increased Demand Response+Reduced Rankine Availability+Delayed Build+Constrained Operational Capacity | 14.5374 | 16.0744 | 16.4089
2029 | NZWEM_PERC | Low Demand Growth+Ref Gas Supply+Increased Demand Response+Reduced Rankine Availability+Delayed Build+Constrained Operational Capacity | 16.3745 | 19.443 | 20.396
2030 | NZWEM_PERC | Low Demand Growth+Ref Gas Supply+Increased Demand Response+Reduced Rankine Availability+Delayed Build+Constrained Operational Capacity | 16.2457 | 26.0539 | 34.3447
2031 | NZWEM_PERC | Low Demand Growth+Ref Gas Supply+Increased Demand Response+Reduced Rankine Availability+Delayed Build+Constrained Operational Capacity | 13.3826 | 26.3429 | 35.7041
2032 | NZWEM_PERC | Low Demand Growth+Ref Gas Supply+Increased Demand Response+Reduced Rankine Availability+Delayed Build+Constrained Operational Capacity | 11.5691 | 25.0503 | 40.4386
2033 | NZWEM_PERC | Low Demand Growth+Ref Gas Supply+Increased Demand Response+Reduced Rankine Availability+Delayed Build+Constrained Operational Capacity | 9.9182 | 23.2863 | 44.8535
2034 | NZWEM_PERC | Low Demand Growth+Ref Gas Supply+Increased Demand Response+Reduced Rankine Availability+Delayed Build+Constrained Operational Capacity | 8.5494 | 22.1141 | 44.4169
2035 | NZWEM_PERC | Low Demand Growth+Ref Gas Supply+Increased Demand Response+Reduced Rankine Availability+Delayed Build+Constrained Operational Capacity | 6.4175 | 20.2077 | 43.904
2026 | NIWCM | Low Demand Growth+Ref Gas Supply+Increased Demand Response+Reduced Rankine Availability+Delayed Build+Constrained Operational Capacity | 531.3464 | 531.3464 | 531.3464
2027 | NIWCM | Low Demand Growth+Ref Gas Supply+Increased Demand Response+Reduced Rankine Availability+Delayed Build+Constrained Operational Capacity | 558.0602 | 558.0602 | 558.0602
2028 | NIWCM | Low Demand Growth+Ref Gas Supply+Increased Demand Response+Reduced Rankine Availability+Delayed Build+Constrained Operational Capacity | 777.5357 | 777.5357 | 777.5357
2029 | NIWCM | Low Demand Growth+Ref Gas Supply+Increased Demand Response+Reduced Rankine Availability+Delayed Build+Constrained Operational Capacity | 776.6493 | 858.505 | 858.505
2030 | NIWCM | Low Demand Growth+Ref Gas Supply+Increased Demand Response+Reduced Rankine Availability+Delayed Build+Constrained Operational Capacity | 787.433 | 1288.9047 | 1400.3312
2031 | NIWCM | Low Demand Growth+Ref Gas Supply+Increased Demand Response+Reduced Rankine Availability+Delayed Build+Constrained Operational Capacity | 688.0455 | 1329.1832 | 1482.5602
2032 | NIWCM | Low Demand Growth+Ref Gas Supply+Increased Demand Response+Reduced Rankine Availability+Delayed Build+Constrained Operational Capacity | 570.5373 | 1260.6492 | 1466.6186
2033 | NIWCM | Low Demand Growth+Ref Gas Supply+Increased Demand Response+Reduced Rankine Availability+Delayed Build+Constrained Operational Capacity | 531.4618 | 1232.8532 | 1492.6593
2034 | NIWCM | Low Demand Growth+Ref Gas Supply+Increased Demand Response+Reduced Rankine Availability+Delayed Build+Constrained Operational Capacity | 424.0916 | 1134.1839 | 1414.744
2035 | NIWCM | Low Demand Growth+Ref Gas Supply+Increased Demand Response+Reduced Rankine Availability+Delayed Build+Constrained Operational Capacity | 302.0879 | 1043.6678 | 1335.0673
2026 | SIWEM_PERC | Low Demand Growth+Ref Gas Supply+Increased Demand Response+Reduced Rankine Availability+Delayed Build+Constrained Operational Capacity | 44.894 | 44.894 | 44.894
2027 | SIWEM_PERC | Low Demand Growth+Ref Gas Supply+Increased Demand Response+Reduced Rankine Availability+Delayed Build+Constrained Operational Capacity | 28.1728 | 28.5884 | 29.0815
2028 | SIWEM_PERC | Low Demand Growth+Ref Gas Supply+Increased Demand Response+Reduced Rankine Availability+Delayed Build+Constrained Operational Capacity | 38.2613 | 42.4974 | 43.4193
2029 | SIWEM_PERC | Low Demand Growth+Ref Gas Supply+Increased Demand Response+Reduced Rankine Availability+Delayed Build+Constrained Operational Capacity | 43.242 | 51.6805 | 54.3014
2030 | SIWEM_PERC | Low Demand Growth+Ref Gas Supply+Increased Demand Response+Reduced Rankine Availability+Delayed Build+Constrained Operational Capacity | 42.7304 | 64.7675 | 79.123
2031 | SIWEM_PERC | Low Demand Growth+Ref Gas Supply+Increased Demand Response+Reduced Rankine Availability+Delayed Build+Constrained Operational Capacity | 34.9189 | 61.2912 | 77.4643
2032 | SIWEM_PERC | Low Demand Growth+Ref Gas Supply+Increased Demand Response+Reduced Rankine Availability+Delayed Build+Constrained Operational Capacity | 29.9373 | 60.6371 | 82.4231
2033 | SIWEM_PERC | Low Demand Growth+Ref Gas Supply+Increased Demand Response+Reduced Rankine Availability+Delayed Build+Constrained Operational Capacity | 25.4177 | 58.2937 | 85.0325
2034 | SIWEM_PERC | Low Demand Growth+Ref Gas Supply+Increased Demand Response+Reduced Rankine Availability+Delayed Build+Constrained Operational Capacity | 21.6932 | 56.0858 | 82.4272
2035 | SIWEM_PERC | Low Demand Growth+Ref Gas Supply+Increased Demand Response+Reduced Rankine Availability+Delayed Build+Constrained Operational Capacity | 16.5168 | 53.2909 | 79.1352
2026 | NZWEM_PERC | Low Demand Growth+Ref Gas Supply+Increased Demand Response+Reduced Rankine Availability+Delayed Build+Constrained Operational Capacity+Low Wind & Solar | 15.8688 | 15.8688 | 15.8688
2027 | NZWEM_PERC | Low Demand Growth+Ref Gas Supply+Increased Demand Response+Reduced Rankine Availability+Delayed Build+Constrained Operational Capacity+Low Wind & Solar | 9.8353 | 9.9709 | 10.1319
2028 | NZWEM_PERC | Low Demand Growth+Ref Gas Supply+Increased Demand Response+Reduced Rankine Availability+Delayed Build+Constrained Operational Capacity+Low Wind & Solar | 13.2566 | 14.6437 | 14.9456
2029 | NZWEM_PERC | Low Demand Growth+Ref Gas Supply+Increased Demand Response+Reduced Rankine Availability+Delayed Build+Constrained Operational Capacity+Low Wind & Solar | 14.9236 | 17.6929 | 18.553
2030 | NZWEM_PERC | Low Demand Growth+Ref Gas Supply+Increased Demand Response+Reduced Rankine Availability+Delayed Build+Constrained Operational Capacity+Low Wind & Solar | 14.7007 | 23.5523 | 31.0345
2031 | NZWEM_PERC | Low Demand Growth+Ref Gas Supply+Increased Demand Response+Reduced Rankine Availability+Delayed Build+Constrained Operational Capacity+Low Wind & Solar | 11.8727 | 23.5688 | 32.017
2032 | NZWEM_PERC | Low Demand Growth+Ref Gas Supply+Increased Demand Response+Reduced Rankine Availability+Delayed Build+Constrained Operational Capacity+Low Wind & Solar | 10.0849 | 22.2512 | 36.1786
2033 | NZWEM_PERC | Low Demand Growth+Ref Gas Supply+Increased Demand Response+Reduced Rankine Availability+Delayed Build+Constrained Operational Capacity+Low Wind & Solar | 8.457 | 20.5307 | 40.0337
2034 | NZWEM_PERC | Low Demand Growth+Ref Gas Supply+Increased Demand Response+Reduced Rankine Availability+Delayed Build+Constrained Operational Capacity+Low Wind & Solar | 7.1123 | 19.3632 | 39.5681
2035 | NZWEM_PERC | Low Demand Growth+Ref Gas Supply+Increased Demand Response+Reduced Rankine Availability+Delayed Build+Constrained Operational Capacity+Low Wind & Solar | 5.0115 | 17.5165 | 38.9772
2026 | NIWCM | Low Demand Growth+Ref Gas Supply+Increased Demand Response+Reduced Rankine Availability+Delayed Build+Constrained Operational Capacity+Low Wind & Solar | 531.3464 | 531.3464 | 531.3464
2027 | NIWCM | Low Demand Growth+Ref Gas Supply+Increased Demand Response+Reduced Rankine Availability+Delayed Build+Constrained Operational Capacity+Low Wind & Solar | 558.0602 | 558.0602 | 558.0602
2028 | NIWCM | Low Demand Growth+Ref Gas Supply+Increased Demand Response+Reduced Rankine Availability+Delayed Build+Constrained Operational Capacity+Low Wind & Solar | 777.5357 | 777.5357 | 777.5357
2029 | NIWCM | Low Demand Growth+Ref Gas Supply+Increased Demand Response+Reduced Rankine Availability+Delayed Build+Constrained Operational Capacity+Low Wind & Solar | 776.6493 | 858.505 | 858.505
2030 | NIWCM | Low Demand Growth+Ref Gas Supply+Increased Demand Response+Reduced Rankine Availability+Delayed Build+Constrained Operational Capacity+Low Wind & Solar | 787.433 | 1288.9047 | 1400.3312
2031 | NIWCM | Low Demand Growth+Ref Gas Supply+Increased Demand Response+Reduced Rankine Availability+Delayed Build+Constrained Operational Capacity+Low Wind & Solar | 688.0455 | 1329.1832 | 1482.5602
2032 | NIWCM | Low Demand Growth+Ref Gas Supply+Increased Demand Response+Reduced Rankine Availability+Delayed Build+Constrained Operational Capacity+Low Wind & Solar | 570.5373 | 1260.6492 | 1466.6186
2033 | NIWCM | Low Demand Growth+Ref Gas Supply+Increased Demand Response+Reduced Rankine Availability+Delayed Build+Constrained Operational Capacity+Low Wind & Solar | 531.4618 | 1232.8532 | 1492.6593
2034 | NIWCM | Low Demand Growth+Ref Gas Supply+Increased Demand Response+Reduced Rankine Availability+Delayed Build+Constrained Operational Capacity+Low Wind & Solar | 424.0916 | 1134.1839 | 1414.744
2035 | NIWCM | Low Demand Growth+Ref Gas Supply+Increased Demand Response+Reduced Rankine Availability+Delayed Build+Constrained Operational Capacity+Low Wind & Solar | 302.0879 | 1043.6678 | 1335.0673
2026 | SIWEM_PERC | Low Demand Growth+Ref Gas Supply+Increased Demand Response+Reduced Rankine Availability+Delayed Build+Constrained Operational Capacity+Low Wind & Solar | 42.2261 | 42.2261 | 42.2261
2027 | SIWEM_PERC | Low Demand Growth+Ref Gas Supply+Increased Demand Response+Reduced Rankine Availability+Delayed Build+Constrained Operational Capacity+Low Wind & Solar | 26.0896 | 26.1581 | 26.1818
2028 | SIWEM_PERC | Low Demand Growth+Ref Gas Supply+Increased Demand Response+Reduced Rankine Availability+Delayed Build+Constrained Operational Capacity+Low Wind & Solar | 34.7315 | 38.5544 | 39.3864
2029 | SIWEM_PERC | Low Demand Growth+Ref Gas Supply+Increased Demand Response+Reduced Rankine Availability+Delayed Build+Constrained Operational Capacity+Low Wind & Solar | 39.2522 | 46.8676 | 49.2329
2030 | SIWEM_PERC | Low Demand Growth+Ref Gas Supply+Increased Demand Response+Reduced Rankine Availability+Delayed Build+Constrained Operational Capacity+Low Wind & Solar | 38.4995 | 62.3997 | 75.3551
2031 | SIWEM_PERC | Low Demand Growth+Ref Gas Supply+Increased Demand Response+Reduced Rankine Availability+Delayed Build+Constrained Operational Capacity+Low Wind & Solar | 30.7798 | 58.9748 | 73.5704
2032 | SIWEM_PERC | Low Demand Growth+Ref Gas Supply+Increased Demand Response+Reduced Rankine Availability+Delayed Build+Constrained Operational Capacity+Low Wind & Solar | 25.8704 | 58.1629 | 77.824
2033 | SIWEM_PERC | Low Demand Growth+Ref Gas Supply+Increased Demand Response+Reduced Rankine Availability+Delayed Build+Constrained Operational Capacity+Low Wind & Solar | 21.4133 | 54.5024 | 79.9883
2034 | SIWEM_PERC | Low Demand Growth+Ref Gas Supply+Increased Demand Response+Reduced Rankine Availability+Delayed Build+Constrained Operational Capacity+Low Wind & Solar | 17.7483 | 51.3777 | 77.458
2035 | SIWEM_PERC | Low Demand Growth+Ref Gas Supply+Increased Demand Response+Reduced Rankine Availability+Delayed Build+Constrained Operational Capacity+Low Wind & Solar | 15.5541 | 46.4257 | 74.2598
2026 | NZWEM_PERC | Low Demand Growth+Ref Gas Supply+Increased Demand Response+Reduced Rankine Availability+Delayed Build+Upgraded HVDC | 16.8291 | 16.8291 | 16.8291
2027 | NZWEM_PERC | Low Demand Growth+Ref Gas Supply+Increased Demand Response+Reduced Rankine Availability+Delayed Build+Upgraded HVDC | 10.8523 | 11.0026 | 11.181
2028 | NZWEM_PERC | Low Demand Growth+Ref Gas Supply+Increased Demand Response+Reduced Rankine Availability+Delayed Build+Upgraded HVDC | 14.5374 | 16.0744 | 16.4089
2029 | NZWEM_PERC | Low Demand Growth+Ref Gas Supply+Increased Demand Response+Reduced Rankine Availability+Delayed Build+Upgraded HVDC | 16.3745 | 19.443 | 20.396
2030 | NZWEM_PERC | Low Demand Growth+Ref Gas Supply+Increased Demand Response+Reduced Rankine Availability+Delayed Build+Upgraded HVDC | 16.2457 | 26.0539 | 34.3447
2031 | NZWEM_PERC | Low Demand Growth+Ref Gas Supply+Increased Demand Response+Reduced Rankine Availability+Delayed Build+Upgraded HVDC | 13.3826 | 26.3429 | 35.7041
2032 | NZWEM_PERC | Low Demand Growth+Ref Gas Supply+Increased Demand Response+Reduced Rankine Availability+Delayed Build+Upgraded HVDC | 11.5691 | 25.0503 | 40.4386
2033 | NZWEM_PERC | Low Demand Growth+Ref Gas Supply+Increased Demand Response+Reduced Rankine Availability+Delayed Build+Upgraded HVDC | 9.9182 | 23.2863 | 44.8535
2034 | NZWEM_PERC | Low Demand Growth+Ref Gas Supply+Increased Demand Response+Reduced Rankine Availability+Delayed Build+Upgraded HVDC | 8.5494 | 22.1141 | 44.4169
2035 | NZWEM_PERC | Low Demand Growth+Ref Gas Supply+Increased Demand Response+Reduced Rankine Availability+Delayed Build+Upgraded HVDC | 6.4175 | 20.2077 | 43.904
2026 | NIWCM | Low Demand Growth+Ref Gas Supply+Increased Demand Response+Reduced Rankine Availability+Delayed Build+Upgraded HVDC | 1053.1748 | 1053.1748 | 1053.1748
2027 | NIWCM | Low Demand Growth+Ref Gas Supply+Increased Demand Response+Reduced Rankine Availability+Delayed Build+Upgraded HVDC | 1088.1781 | 1090.048 | 1092.5205
2028 | NIWCM | Low Demand Growth+Ref Gas Supply+Increased Demand Response+Reduced Rankine Availability+Delayed Build+Upgraded HVDC | 1357.208 | 1371.8893 | 1376.4258
2029 | NIWCM | Low Demand Growth+Ref Gas Supply+Increased Demand Response+Reduced Rankine Availability+Delayed Build+Upgraded HVDC | 1397.8083 | 1508.0887 | 1521.681
2030 | NIWCM | Low Demand Growth+Ref Gas Supply+Increased Demand Response+Reduced Rankine Availability+Delayed Build+Upgraded HVDC | 1441.0537 | 2047.0653 | 2211.253
2031 | NIWCM | Low Demand Growth+Ref Gas Supply+Increased Demand Response+Reduced Rankine Availability+Delayed Build+Upgraded HVDC | 1345.6383 | 2246.6017 | 2536.1671
2032 | NIWCM | Low Demand Growth+Ref Gas Supply+Increased Demand Response+Reduced Rankine Availability+Delayed Build+Upgraded HVDC | 1227.8529 | 2187.9013 | 2608.6502
2033 | NIWCM | Low Demand Growth+Ref Gas Supply+Increased Demand Response+Reduced Rankine Availability+Delayed Build+Upgraded HVDC | 1192.0456 | 2160.0206 | 2798.8633
2034 | NIWCM | Low Demand Growth+Ref Gas Supply+Increased Demand Response+Reduced Rankine Availability+Delayed Build+Upgraded HVDC | 1090.2871 | 2074.1939 | 2780.4374
2035 | NIWCM | Low Demand Growth+Ref Gas Supply+Increased Demand Response+Reduced Rankine Availability+Delayed Build+Upgraded HVDC | 971.2425 | 1982.8637 | 2794.0518
2026 | SIWEM_PERC | Low Demand Growth+Ref Gas Supply+Increased Demand Response+Reduced Rankine Availability+Delayed Build+Upgraded HVDC | 44.894 | 44.894 | 44.894
2027 | SIWEM_PERC | Low Demand Growth+Ref Gas Supply+Increased Demand Response+Reduced Rankine Availability+Delayed Build+Upgraded HVDC | 28.1728 | 28.5884 | 29.0815
2028 | SIWEM_PERC | Low Demand Growth+Ref Gas Supply+Increased Demand Response+Reduced Rankine Availability+Delayed Build+Upgraded HVDC | 38.2613 | 42.4974 | 43.4193
2029 | SIWEM_PERC | Low Demand Growth+Ref Gas Supply+Increased Demand Response+Reduced Rankine Availability+Delayed Build+Upgraded HVDC | 43.242 | 51.6805 | 54.3014
2030 | SIWEM_PERC | Low Demand Growth+Ref Gas Supply+Increased Demand Response+Reduced Rankine Availability+Delayed Build+Upgraded HVDC | 42.7304 | 69.1595 | 91.1179
2031 | SIWEM_PERC | Low Demand Growth+Ref Gas Supply+Increased Demand Response+Reduced Rankine Availability+Delayed Build+Upgraded HVDC | 34.9189 | 69.6274 | 94.4404
2032 | SIWEM_PERC | Low Demand Growth+Ref Gas Supply+Increased Demand Response+Reduced Rankine Availability+Delayed Build+Upgraded HVDC | 29.9373 | 66.3188 | 103.5064
2033 | SIWEM_PERC | Low Demand Growth+Ref Gas Supply+Increased Demand Response+Reduced Rankine Availability+Delayed Build+Upgraded HVDC | 25.4177 | 61.7183 | 105.7919
2034 | SIWEM_PERC | Low Demand Growth+Ref Gas Supply+Increased Demand Response+Reduced Rankine Availability+Delayed Build+Upgraded HVDC | 21.6932 | 58.6748 | 102.8781
2035 | SIWEM_PERC | Low Demand Growth+Ref Gas Supply+Increased Demand Response+Reduced Rankine Availability+Delayed Build+Upgraded HVDC | 16.5168 | 53.7859 | 99.2001
2026 | NZWEM_PERC | Low Demand Growth+Ref Gas Supply+Increased Demand Response+Reduced Rankine Availability+Delayed Build+Upgraded HVDC+Low Wind & Solar | 15.8688 | 15.8688 | 15.8688
2027 | NZWEM_PERC | Low Demand Growth+Ref Gas Supply+Increased Demand Response+Reduced Rankine Availability+Delayed Build+Upgraded HVDC+Low Wind & Solar | 9.8353 | 9.9709 | 10.1319
2028 | NZWEM_PERC | Low Demand Growth+Ref Gas Supply+Increased Demand Response+Reduced Rankine Availability+Delayed Build+Upgraded HVDC+Low Wind & Solar | 13.2566 | 14.6437 | 14.9456
2029 | NZWEM_PERC | Low Demand Growth+Ref Gas Supply+Increased Demand Response+Reduced Rankine Availability+Delayed Build+Upgraded HVDC+Low Wind & Solar | 14.9236 | 17.6929 | 18.553
2030 | NZWEM_PERC | Low Demand Growth+Ref Gas Supply+Increased Demand Response+Reduced Rankine Availability+Delayed Build+Upgraded HVDC+Low Wind & Solar | 14.7007 | 23.5523 | 31.0345
2031 | NZWEM_PERC | Low Demand Growth+Ref Gas Supply+Increased Demand Response+Reduced Rankine Availability+Delayed Build+Upgraded HVDC+Low Wind & Solar | 11.8727 | 23.5688 | 32.017
2032 | NZWEM_PERC | Low Demand Growth+Ref Gas Supply+Increased Demand Response+Reduced Rankine Availability+Delayed Build+Upgraded HVDC+Low Wind & Solar | 10.0849 | 22.2512 | 36.1786
2033 | NZWEM_PERC | Low Demand Growth+Ref Gas Supply+Increased Demand Response+Reduced Rankine Availability+Delayed Build+Upgraded HVDC+Low Wind & Solar | 8.457 | 20.5307 | 40.0337
2034 | NZWEM_PERC | Low Demand Growth+Ref Gas Supply+Increased Demand Response+Reduced Rankine Availability+Delayed Build+Upgraded HVDC+Low Wind & Solar | 7.1123 | 19.3632 | 39.5681
2035 | NZWEM_PERC | Low Demand Growth+Ref Gas Supply+Increased Demand Response+Reduced Rankine Availability+Delayed Build+Upgraded HVDC+Low Wind & Solar | 5.0115 | 17.5165 | 38.9772
2026 | NIWCM | Low Demand Growth+Ref Gas Supply+Increased Demand Response+Reduced Rankine Availability+Delayed Build+Upgraded HVDC+Low Wind & Solar | 1053.1748 | 1053.1748 | 1053.1748
2027 | NIWCM | Low Demand Growth+Ref Gas Supply+Increased Demand Response+Reduced Rankine Availability+Delayed Build+Upgraded HVDC+Low Wind & Solar | 1088.1781 | 1090.048 | 1092.5205
2028 | NIWCM | Low Demand Growth+Ref Gas Supply+Increased Demand Response+Reduced Rankine Availability+Delayed Build+Upgraded HVDC+Low Wind & Solar | 1357.208 | 1371.8893 | 1376.4258
2029 | NIWCM | Low Demand Growth+Ref Gas Supply+Increased Demand Response+Reduced Rankine Availability+Delayed Build+Upgraded HVDC+Low Wind & Solar | 1397.8083 | 1508.0887 | 1521.681
2030 | NIWCM | Low Demand Growth+Ref Gas Supply+Increased Demand Response+Reduced Rankine Availability+Delayed Build+Upgraded HVDC+Low Wind & Solar | 1441.0537 | 2047.0653 | 2211.253
2031 | NIWCM | Low Demand Growth+Ref Gas Supply+Increased Demand Response+Reduced Rankine Availability+Delayed Build+Upgraded HVDC+Low Wind & Solar | 1345.6383 | 2246.6017 | 2536.1671
2032 | NIWCM | Low Demand Growth+Ref Gas Supply+Increased Demand Response+Reduced Rankine Availability+Delayed Build+Upgraded HVDC+Low Wind & Solar | 1227.8529 | 2187.9013 | 2608.6502
2033 | NIWCM | Low Demand Growth+Ref Gas Supply+Increased Demand Response+Reduced Rankine Availability+Delayed Build+Upgraded HVDC+Low Wind & Solar | 1192.0456 | 2160.0206 | 2798.8633
2034 | NIWCM | Low Demand Growth+Ref Gas Supply+Increased Demand Response+Reduced Rankine Availability+Delayed Build+Upgraded HVDC+Low Wind & Solar | 1090.2871 | 2074.1939 | 2780.4374
2035 | NIWCM | Low Demand Growth+Ref Gas Supply+Increased Demand Response+Reduced Rankine Availability+Delayed Build+Upgraded HVDC+Low Wind & Solar | 971.2425 | 1982.8637 | 2794.0518
2026 | SIWEM_PERC | Low Demand Growth+Ref Gas Supply+Increased Demand Response+Reduced Rankine Availability+Delayed Build+Upgraded HVDC+Low Wind & Solar | 42.2261 | 42.2261 | 42.2261
2027 | SIWEM_PERC | Low Demand Growth+Ref Gas Supply+Increased Demand Response+Reduced Rankine Availability+Delayed Build+Upgraded HVDC+Low Wind & Solar | 26.0896 | 26.1581 | 26.1818
2028 | SIWEM_PERC | Low Demand Growth+Ref Gas Supply+Increased Demand Response+Reduced Rankine Availability+Delayed Build+Upgraded HVDC+Low Wind & Solar | 34.7315 | 38.5544 | 39.3864
2029 | SIWEM_PERC | Low Demand Growth+Ref Gas Supply+Increased Demand Response+Reduced Rankine Availability+Delayed Build+Upgraded HVDC+Low Wind & Solar | 39.2522 | 46.8676 | 49.2329
2030 | SIWEM_PERC | Low Demand Growth+Ref Gas Supply+Increased Demand Response+Reduced Rankine Availability+Delayed Build+Upgraded HVDC+Low Wind & Solar | 38.4995 | 62.7094 | 82.5261
2031 | SIWEM_PERC | Low Demand Growth+Ref Gas Supply+Increased Demand Response+Reduced Rankine Availability+Delayed Build+Upgraded HVDC+Low Wind & Solar | 30.7798 | 62.4957 | 84.8886
2032 | SIWEM_PERC | Low Demand Growth+Ref Gas Supply+Increased Demand Response+Reduced Rankine Availability+Delayed Build+Upgraded HVDC+Low Wind & Solar | 25.8704 | 59.1133 | 95.6218
2033 | SIWEM_PERC | Low Demand Growth+Ref Gas Supply+Increased Demand Response+Reduced Rankine Availability+Delayed Build+Upgraded HVDC+Low Wind & Solar | 21.4133 | 54.5024 | 100.7478
2034 | SIWEM_PERC | Low Demand Growth+Ref Gas Supply+Increased Demand Response+Reduced Rankine Availability+Delayed Build+Upgraded HVDC+Low Wind & Solar | 17.7483 | 51.3777 | 97.9089
2035 | SIWEM_PERC | Low Demand Growth+Ref Gas Supply+Increased Demand Response+Reduced Rankine Availability+Delayed Build+Upgraded HVDC+Low Wind & Solar | 15.5541 | 46.4257 | 94.3247
2026 | NZWEM_PERC | Low Demand Growth+Ref Gas Supply+Increased Demand Response+Reduced Rankine Availability+Delayed Build+Upgraded HVDC+Constrained Operational Capacity | 16.8291 | 16.8291 | 16.8291
2027 | NZWEM_PERC | Low Demand Growth+Ref Gas Supply+Increased Demand Response+Reduced Rankine Availability+Delayed Build+Upgraded HVDC+Constrained Operational Capacity | 10.8523 | 11.0026 | 11.181
2028 | NZWEM_PERC | Low Demand Growth+Ref Gas Supply+Increased Demand Response+Reduced Rankine Availability+Delayed Build+Upgraded HVDC+Constrained Operational Capacity | 14.5374 | 16.0744 | 16.4089
2029 | NZWEM_PERC | Low Demand Growth+Ref Gas Supply+Increased Demand Response+Reduced Rankine Availability+Delayed Build+Upgraded HVDC+Constrained Operational Capacity | 16.3745 | 19.443 | 20.396
2030 | NZWEM_PERC | Low Demand Growth+Ref Gas Supply+Increased Demand Response+Reduced Rankine Availability+Delayed Build+Upgraded HVDC+Constrained Operational Capacity | 16.2457 | 26.0539 | 34.3447
2031 | NZWEM_PERC | Low Demand Growth+Ref Gas Supply+Increased Demand Response+Reduced Rankine Availability+Delayed Build+Upgraded HVDC+Constrained Operational Capacity | 13.3826 | 26.3429 | 35.7041
2032 | NZWEM_PERC | Low Demand Growth+Ref Gas Supply+Increased Demand Response+Reduced Rankine Availability+Delayed Build+Upgraded HVDC+Constrained Operational Capacity | 11.5691 | 25.0503 | 40.4386
2033 | NZWEM_PERC | Low Demand Growth+Ref Gas Supply+Increased Demand Response+Reduced Rankine Availability+Delayed Build+Upgraded HVDC+Constrained Operational Capacity | 9.9182 | 23.2863 | 44.8535
2034 | NZWEM_PERC | Low Demand Growth+Ref Gas Supply+Increased Demand Response+Reduced Rankine Availability+Delayed Build+Upgraded HVDC+Constrained Operational Capacity | 8.5494 | 22.1141 | 44.4169
2035 | NZWEM_PERC | Low Demand Growth+Ref Gas Supply+Increased Demand Response+Reduced Rankine Availability+Delayed Build+Upgraded HVDC+Constrained Operational Capacity | 6.4175 | 20.2077 | 43.904
2026 | NIWCM | Low Demand Growth+Ref Gas Supply+Increased Demand Response+Reduced Rankine Availability+Delayed Build+Upgraded HVDC+Constrained Operational Capacity | 531.3464 | 531.3464 | 531.3464
2027 | NIWCM | Low Demand Growth+Ref Gas Supply+Increased Demand Response+Reduced Rankine Availability+Delayed Build+Upgraded HVDC+Constrained Operational Capacity | 558.0602 | 558.0602 | 558.0602
2028 | NIWCM | Low Demand Growth+Ref Gas Supply+Increased Demand Response+Reduced Rankine Availability+Delayed Build+Upgraded HVDC+Constrained Operational Capacity | 777.5357 | 777.5357 | 777.5357
2029 | NIWCM | Low Demand Growth+Ref Gas Supply+Increased Demand Response+Reduced Rankine Availability+Delayed Build+Upgraded HVDC+Constrained Operational Capacity | 776.6493 | 858.505 | 858.505
2030 | NIWCM | Low Demand Growth+Ref Gas Supply+Increased Demand Response+Reduced Rankine Availability+Delayed Build+Upgraded HVDC+Constrained Operational Capacity | 787.433 | 1288.9047 | 1400.3312
2031 | NIWCM | Low Demand Growth+Ref Gas Supply+Increased Demand Response+Reduced Rankine Availability+Delayed Build+Upgraded HVDC+Constrained Operational Capacity | 688.0584 | 1329.1385 | 1482.6596
2032 | NIWCM | Low Demand Growth+Ref Gas Supply+Increased Demand Response+Reduced Rankine Availability+Delayed Build+Upgraded HVDC+Constrained Operational Capacity | 570.534 | 1260.6375 | 1466.7678
2033 | NIWCM | Low Demand Growth+Ref Gas Supply+Increased Demand Response+Reduced Rankine Availability+Delayed Build+Upgraded HVDC+Constrained Operational Capacity | 531.4627 | 1232.8545 | 1492.8087
2034 | NIWCM | Low Demand Growth+Ref Gas Supply+Increased Demand Response+Reduced Rankine Availability+Delayed Build+Upgraded HVDC+Constrained Operational Capacity | 424.0914 | 1134.1863 | 1414.6968
2035 | NIWCM | Low Demand Growth+Ref Gas Supply+Increased Demand Response+Reduced Rankine Availability+Delayed Build+Upgraded HVDC+Constrained Operational Capacity | 302.088 | 1043.6666 | 1335.0803
2026 | SIWEM_PERC | Low Demand Growth+Ref Gas Supply+Increased Demand Response+Reduced Rankine Availability+Delayed Build+Upgraded HVDC+Constrained Operational Capacity | 44.894 | 44.894 | 44.894
2027 | SIWEM_PERC | Low Demand Growth+Ref Gas Supply+Increased Demand Response+Reduced Rankine Availability+Delayed Build+Upgraded HVDC+Constrained Operational Capacity | 28.1728 | 28.5884 | 29.0815
2028 | SIWEM_PERC | Low Demand Growth+Ref Gas Supply+Increased Demand Response+Reduced Rankine Availability+Delayed Build+Upgraded HVDC+Constrained Operational Capacity | 38.2613 | 42.4974 | 43.4193
2029 | SIWEM_PERC | Low Demand Growth+Ref Gas Supply+Increased Demand Response+Reduced Rankine Availability+Delayed Build+Upgraded HVDC+Constrained Operational Capacity | 43.242 | 51.6805 | 54.3014
2030 | SIWEM_PERC | Low Demand Growth+Ref Gas Supply+Increased Demand Response+Reduced Rankine Availability+Delayed Build+Upgraded HVDC+Constrained Operational Capacity | 42.7304 | 69.1595 | 91.1179
2031 | SIWEM_PERC | Low Demand Growth+Ref Gas Supply+Increased Demand Response+Reduced Rankine Availability+Delayed Build+Upgraded HVDC+Constrained Operational Capacity | 34.9189 | 69.6274 | 94.4404
2032 | SIWEM_PERC | Low Demand Growth+Ref Gas Supply+Increased Demand Response+Reduced Rankine Availability+Delayed Build+Upgraded HVDC+Constrained Operational Capacity | 29.9373 | 66.3188 | 103.5064
2033 | SIWEM_PERC | Low Demand Growth+Ref Gas Supply+Increased Demand Response+Reduced Rankine Availability+Delayed Build+Upgraded HVDC+Constrained Operational Capacity | 25.4177 | 61.7183 | 105.7919
2034 | SIWEM_PERC | Low Demand Growth+Ref Gas Supply+Increased Demand Response+Reduced Rankine Availability+Delayed Build+Upgraded HVDC+Constrained Operational Capacity | 21.6932 | 58.6748 | 102.8781
2035 | SIWEM_PERC | Low Demand Growth+Ref Gas Supply+Increased Demand Response+Reduced Rankine Availability+Delayed Build+Upgraded HVDC+Constrained Operational Capacity | 16.5168 | 53.7859 | 99.2001
2026 | NZWEM_PERC | Low Demand Growth+Ref Gas Supply+Increased Demand Response+Reduced Rankine Availability+Delayed Build+Upgraded HVDC+Constrained Operational Capacity+Low Wind & Solar | 15.8688 | 15.8688 | 15.8688
2027 | NZWEM_PERC | Low Demand Growth+Ref Gas Supply+Increased Demand Response+Reduced Rankine Availability+Delayed Build+Upgraded HVDC+Constrained Operational Capacity+Low Wind & Solar | 9.8353 | 9.9709 | 10.1319
2028 | NZWEM_PERC | Low Demand Growth+Ref Gas Supply+Increased Demand Response+Reduced Rankine Availability+Delayed Build+Upgraded HVDC+Constrained Operational Capacity+Low Wind & Solar | 13.2566 | 14.6437 | 14.9456
2029 | NZWEM_PERC | Low Demand Growth+Ref Gas Supply+Increased Demand Response+Reduced Rankine Availability+Delayed Build+Upgraded HVDC+Constrained Operational Capacity+Low Wind & Solar | 14.9236 | 17.6929 | 18.553
2030 | NZWEM_PERC | Low Demand Growth+Ref Gas Supply+Increased Demand Response+Reduced Rankine Availability+Delayed Build+Upgraded HVDC+Constrained Operational Capacity+Low Wind & Solar | 14.7007 | 23.5523 | 31.0345
2031 | NZWEM_PERC | Low Demand Growth+Ref Gas Supply+Increased Demand Response+Reduced Rankine Availability+Delayed Build+Upgraded HVDC+Constrained Operational Capacity+Low Wind & Solar | 11.8727 | 23.5688 | 32.017
2032 | NZWEM_PERC | Low Demand Growth+Ref Gas Supply+Increased Demand Response+Reduced Rankine Availability+Delayed Build+Upgraded HVDC+Constrained Operational Capacity+Low Wind & Solar | 10.0849 | 22.2512 | 36.1786
2033 | NZWEM_PERC | Low Demand Growth+Ref Gas Supply+Increased Demand Response+Reduced Rankine Availability+Delayed Build+Upgraded HVDC+Constrained Operational Capacity+Low Wind & Solar | 8.457 | 20.5307 | 40.0337
2034 | NZWEM_PERC | Low Demand Growth+Ref Gas Supply+Increased Demand Response+Reduced Rankine Availability+Delayed Build+Upgraded HVDC+Constrained Operational Capacity+Low Wind & Solar | 7.1123 | 19.3632 | 39.5681
2035 | NZWEM_PERC | Low Demand Growth+Ref Gas Supply+Increased Demand Response+Reduced Rankine Availability+Delayed Build+Upgraded HVDC+Constrained Operational Capacity+Low Wind & Solar | 5.0115 | 17.5165 | 38.9772
2026 | NIWCM | Low Demand Growth+Ref Gas Supply+Increased Demand Response+Reduced Rankine Availability+Delayed Build+Upgraded HVDC+Constrained Operational Capacity+Low Wind & Solar | 531.3464 | 531.3464 | 531.3464
2027 | NIWCM | Low Demand Growth+Ref Gas Supply+Increased Demand Response+Reduced Rankine Availability+Delayed Build+Upgraded HVDC+Constrained Operational Capacity+Low Wind & Solar | 558.0602 | 558.0602 | 558.0602
2028 | NIWCM | Low Demand Growth+Ref Gas Supply+Increased Demand Response+Reduced Rankine Availability+Delayed Build+Upgraded HVDC+Constrained Operational Capacity+Low Wind & Solar | 777.5357 | 777.5357 | 777.5357
2029 | NIWCM | Low Demand Growth+Ref Gas Supply+Increased Demand Response+Reduced Rankine Availability+Delayed Build+Upgraded HVDC+Constrained Operational Capacity+Low Wind & Solar | 776.6493 | 858.505 | 858.505
2030 | NIWCM | Low Demand Growth+Ref Gas Supply+Increased Demand Response+Reduced Rankine Availability+Delayed Build+Upgraded HVDC+Constrained Operational Capacity+Low Wind & Solar | 787.433 | 1288.9047 | 1400.3312
2031 | NIWCM | Low Demand Growth+Ref Gas Supply+Increased Demand Response+Reduced Rankine Availability+Delayed Build+Upgraded HVDC+Constrained Operational Capacity+Low Wind & Solar | 688.0584 | 1329.1385 | 1482.6596
2032 | NIWCM | Low Demand Growth+Ref Gas Supply+Increased Demand Response+Reduced Rankine Availability+Delayed Build+Upgraded HVDC+Constrained Operational Capacity+Low Wind & Solar | 570.534 | 1260.6375 | 1466.7678
2033 | NIWCM | Low Demand Growth+Ref Gas Supply+Increased Demand Response+Reduced Rankine Availability+Delayed Build+Upgraded HVDC+Constrained Operational Capacity+Low Wind & Solar | 531.4627 | 1232.8545 | 1492.8087
2034 | NIWCM | Low Demand Growth+Ref Gas Supply+Increased Demand Response+Reduced Rankine Availability+Delayed Build+Upgraded HVDC+Constrained Operational Capacity+Low Wind & Solar | 424.0914 | 1134.1863 | 1414.6968
2035 | NIWCM | Low Demand Growth+Ref Gas Supply+Increased Demand Response+Reduced Rankine Availability+Delayed Build+Upgraded HVDC+Constrained Operational Capacity+Low Wind & Solar | 302.088 | 1043.6666 | 1335.0803
2026 | SIWEM_PERC | Low Demand Growth+Ref Gas Supply+Increased Demand Response+Reduced Rankine Availability+Delayed Build+Upgraded HVDC+Constrained Operational Capacity+Low Wind & Solar | 42.2261 | 42.2261 | 42.2261
2027 | SIWEM_PERC | Low Demand Growth+Ref Gas Supply+Increased Demand Response+Reduced Rankine Availability+Delayed Build+Upgraded HVDC+Constrained Operational Capacity+Low Wind & Solar | 26.0896 | 26.1581 | 26.1818
2028 | SIWEM_PERC | Low Demand Growth+Ref Gas Supply+Increased Demand Response+Reduced Rankine Availability+Delayed Build+Upgraded HVDC+Constrained Operational Capacity+Low Wind & Solar | 34.7315 | 38.5544 | 39.3864
2029 | SIWEM_PERC | Low Demand Growth+Ref Gas Supply+Increased Demand Response+Reduced Rankine Availability+Delayed Build+Upgraded HVDC+Constrained Operational Capacity+Low Wind & Solar | 39.2522 | 46.8676 | 49.2329
2030 | SIWEM_PERC | Low Demand Growth+Ref Gas Supply+Increased Demand Response+Reduced Rankine Availability+Delayed Build+Upgraded HVDC+Constrained Operational Capacity+Low Wind & Solar | 38.4995 | 62.7094 | 82.5261
2031 | SIWEM_PERC | Low Demand Growth+Ref Gas Supply+Increased Demand Response+Reduced Rankine Availability+Delayed Build+Upgraded HVDC+Constrained Operational Capacity+Low Wind & Solar | 30.7798 | 62.4957 | 84.8886
2032 | SIWEM_PERC | Low Demand Growth+Ref Gas Supply+Increased Demand Response+Reduced Rankine Availability+Delayed Build+Upgraded HVDC+Constrained Operational Capacity+Low Wind & Solar | 25.8704 | 59.1133 | 95.6218
2033 | SIWEM_PERC | Low Demand Growth+Ref Gas Supply+Increased Demand Response+Reduced Rankine Availability+Delayed Build+Upgraded HVDC+Constrained Operational Capacity+Low Wind & Solar | 21.4133 | 54.5024 | 100.7478
2034 | SIWEM_PERC | Low Demand Growth+Ref Gas Supply+Increased Demand Response+Reduced Rankine Availability+Delayed Build+Upgraded HVDC+Constrained Operational Capacity+Low Wind & Solar | 17.7483 | 51.3777 | 97.9089
2035 | SIWEM_PERC | Low Demand Growth+Ref Gas Supply+Increased Demand Response+Reduced Rankine Availability+Delayed Build+Upgraded HVDC+Constrained Operational Capacity+Low Wind & Solar | 15.5541 | 46.4257 | 94.3247
2026 | NZWEM_PERC | Low Demand Growth+Very Low Gas Supply | 25.4328 | 25.4927 | 25.4927
2027 | NZWEM_PERC | Low Demand Growth+Very Low Gas Supply | 26.7248 | 28.6687 | 29.0047
2028 | NZWEM_PERC | Low Demand Growth+Very Low Gas Supply | 21.4513 | 30.0443 | 34.8103
2029 | NZWEM_PERC | Low Demand Growth+Very Low Gas Supply | 18.2459 | 30.4974 | 40.1907
2030 | NZWEM_PERC | Low Demand Growth+Very Low Gas Supply | 15.3663 | 29.8954 | 45.8314
2031 | NZWEM_PERC | Low Demand Growth+Very Low Gas Supply | 12.9021 | 27.2015 | 49.3756
2032 | NZWEM_PERC | Low Demand Growth+Very Low Gas Supply | 11.1636 | 25.6475 | 48.5646
2033 | NZWEM_PERC | Low Demand Growth+Very Low Gas Supply | 9.6182 | 23.8768 | 48.3777
2034 | NZWEM_PERC | Low Demand Growth+Very Low Gas Supply | 8.0234 | 22.5204 | 46.6179
2035 | NZWEM_PERC | Low Demand Growth+Very Low Gas Supply | 5.9018 | 20.1887 | 43.7641
2026 | NIWCM | Low Demand Growth+Very Low Gas Supply | 1191.4351 | 1192.2349 | 1192.2349
2027 | NIWCM | Low Demand Growth+Very Low Gas Supply | 1557.5564 | 1585.4149 | 1589.9514
2028 | NIWCM | Low Demand Growth+Very Low Gas Supply | 1691.982 | 2252.2616 | 2291.2072
2029 | NIWCM | Low Demand Growth+Very Low Gas Supply | 1428.4619 | 2238.6841 | 2456.3733
2030 | NIWCM | Low Demand Growth+Very Low Gas Supply | 731.7346 | 1642.4166 | 2007.6635
2031 | NIWCM | Low Demand Growth+Very Low Gas Supply | 644.8953 | 1602.0954 | 2158.9302
2032 | NIWCM | Low Demand Growth+Very Low Gas Supply | 523.8048 | 1522.5836 | 2129.2972
2033 | NIWCM | Low Demand Growth+Very Low Gas Supply | 408.3406 | 1422.0783 | 2123.1876
2034 | NIWCM | Low Demand Growth+Very Low Gas Supply | 297.6872 | 1361.7782 | 2166.3505
2035 | NIWCM | Low Demand Growth+Very Low Gas Supply | 171.999 | 1251.2282 | 2080.9088
2026 | SIWEM_PERC | Low Demand Growth+Very Low Gas Supply | 55.9618 | 55.9618 | 55.9618
2027 | SIWEM_PERC | Low Demand Growth+Very Low Gas Supply | 54.8105 | 57.5499 | 57.5499
2028 | SIWEM_PERC | Low Demand Growth+Very Low Gas Supply | 54.8446 | 68.665 | 76.4172
2029 | SIWEM_PERC | Low Demand Growth+Very Low Gas Supply | 48.4102 | 66.3794 | 83.0811
2030 | SIWEM_PERC | Low Demand Growth+Very Low Gas Supply | 40.2647 | 64.9092 | 87.3057
2031 | SIWEM_PERC | Low Demand Growth+Very Low Gas Supply | 33.4746 | 61.2884 | 88.5761
2032 | SIWEM_PERC | Low Demand Growth+Very Low Gas Supply | 28.6471 | 58.492 | 85.2852
2033 | SIWEM_PERC | Low Demand Growth+Very Low Gas Supply | 24.3782 | 56.0874 | 82.4535
2034 | SIWEM_PERC | Low Demand Growth+Very Low Gas Supply | 20.0051 | 53.8235 | 79.7831
2035 | SIWEM_PERC | Low Demand Growth+Very Low Gas Supply | 14.7472 | 50.9627 | 76.4144
2026 | NZWEM_PERC | Low Demand Growth+Very Low Gas Supply+Low Wind & Solar | 24.177 | 24.231 | 24.231
2027 | NZWEM_PERC | Low Demand Growth+Very Low Gas Supply+Low Wind & Solar | 25.2992 | 27.0535 | 27.3568
2028 | NZWEM_PERC | Low Demand Growth+Very Low Gas Supply+Low Wind & Solar | 19.918 | 27.673 | 31.9741
2029 | NZWEM_PERC | Low Demand Growth+Very Low Gas Supply+Low Wind & Solar | 16.6824 | 27.7389 | 36.4868
2030 | NZWEM_PERC | Low Demand Growth+Very Low Gas Supply+Low Wind & Solar | 13.8293 | 26.9966 | 41.4197
2031 | NZWEM_PERC | Low Demand Growth+Very Low Gas Supply+Low Wind & Solar | 11.3998 | 24.3684 | 44.4201
2032 | NZWEM_PERC | Low Demand Growth+Very Low Gas Supply+Low Wind & Solar | 9.687 | 22.821 | 43.5823
2033 | NZWEM_PERC | Low Demand Growth+Very Low Gas Supply+Low Wind & Solar | 8.1645 | 21.0942 | 43.2836
2034 | NZWEM_PERC | Low Demand Growth+Very Low Gas Supply+Low Wind & Solar | 6.5937 | 19.7836 | 41.6077
2035 | NZWEM_PERC | Low Demand Growth+Very Low Gas Supply+Low Wind & Solar | 4.503 | 17.5112 | 38.8624
2026 | NIWCM | Low Demand Growth+Very Low Gas Supply+Low Wind & Solar | 1191.4351 | 1192.2349 | 1192.2349
2027 | NIWCM | Low Demand Growth+Very Low Gas Supply+Low Wind & Solar | 1557.5564 | 1585.4149 | 1589.9514
2028 | NIWCM | Low Demand Growth+Very Low Gas Supply+Low Wind & Solar | 1691.982 | 2252.2616 | 2291.2072
2029 | NIWCM | Low Demand Growth+Very Low Gas Supply+Low Wind & Solar | 1428.4619 | 2238.6841 | 2456.3733
2030 | NIWCM | Low Demand Growth+Very Low Gas Supply+Low Wind & Solar | 731.7346 | 1642.4166 | 2007.6635
2031 | NIWCM | Low Demand Growth+Very Low Gas Supply+Low Wind & Solar | 644.8953 | 1602.0954 | 2158.9302
2032 | NIWCM | Low Demand Growth+Very Low Gas Supply+Low Wind & Solar | 523.8048 | 1522.5836 | 2129.2972
2033 | NIWCM | Low Demand Growth+Very Low Gas Supply+Low Wind & Solar | 408.3406 | 1422.0783 | 2123.1876
2034 | NIWCM | Low Demand Growth+Very Low Gas Supply+Low Wind & Solar | 297.6872 | 1361.7782 | 2166.3505
2035 | NIWCM | Low Demand Growth+Very Low Gas Supply+Low Wind & Solar | 171.999 | 1251.2282 | 2080.9088
2026 | SIWEM_PERC | Low Demand Growth+Very Low Gas Supply+Low Wind & Solar | 55.1095 | 55.1095 | 55.1095
2027 | SIWEM_PERC | Low Demand Growth+Very Low Gas Supply+Low Wind & Solar | 53.9143 | 56.3865 | 56.3865
2028 | SIWEM_PERC | Low Demand Growth+Very Low Gas Supply+Low Wind & Solar | 53.174 | 66.2385 | 73.2346
2029 | SIWEM_PERC | Low Demand Growth+Very Low Gas Supply+Low Wind & Solar | 44.1358 | 63.9873 | 79.06
2030 | SIWEM_PERC | Low Demand Growth+Very Low Gas Supply+Low Wind & Solar | 36.0838 | 62.3656 | 82.5777
2031 | SIWEM_PERC | Low Demand Growth+Very Low Gas Supply+Low Wind & Solar | 29.388 | 58.8022 | 83.4284
2032 | SIWEM_PERC | Low Demand Growth+Very Low Gas Supply+Low Wind & Solar | 24.6345 | 56.0508 | 80.2308
2033 | SIWEM_PERC | Low Demand Growth+Very Low Gas Supply+Low Wind & Solar | 20.4296 | 53.6851 | 77.4796
2034 | SIWEM_PERC | Low Demand Growth+Very Low Gas Supply+Low Wind & Solar | 16.1173 | 51.4583 | 74.8859
2035 | SIWEM_PERC | Low Demand Growth+Very Low Gas Supply+Low Wind & Solar | 13.799 | 45.8213 | 71.6131
2026 | NZWEM_PERC | Low Demand Growth+Very Low Gas Supply+Constrained Operational Capacity | 25.4328 | 25.4927 | 25.4927
2027 | NZWEM_PERC | Low Demand Growth+Very Low Gas Supply+Constrained Operational Capacity | 26.7248 | 28.6687 | 29.0047
2028 | NZWEM_PERC | Low Demand Growth+Very Low Gas Supply+Constrained Operational Capacity | 21.4513 | 30.0443 | 34.8103
2029 | NZWEM_PERC | Low Demand Growth+Very Low Gas Supply+Constrained Operational Capacity | 18.2459 | 30.4974 | 40.1907
2030 | NZWEM_PERC | Low Demand Growth+Very Low Gas Supply+Constrained Operational Capacity | 15.3663 | 29.8954 | 45.8314
2031 | NZWEM_PERC | Low Demand Growth+Very Low Gas Supply+Constrained Operational Capacity | 12.9021 | 27.2015 | 49.3756
2032 | NZWEM_PERC | Low Demand Growth+Very Low Gas Supply+Constrained Operational Capacity | 11.1636 | 25.6475 | 48.5646
2033 | NZWEM_PERC | Low Demand Growth+Very Low Gas Supply+Constrained Operational Capacity | 9.6182 | 23.8768 | 48.3777
2034 | NZWEM_PERC | Low Demand Growth+Very Low Gas Supply+Constrained Operational Capacity | 8.0234 | 22.5204 | 46.6179
2035 | NZWEM_PERC | Low Demand Growth+Very Low Gas Supply+Constrained Operational Capacity | 5.9018 | 20.1887 | 43.7641
2026 | NIWCM | Low Demand Growth+Very Low Gas Supply+Constrained Operational Capacity | 604.1196 | 604.1196 | 604.1196
2027 | NIWCM | Low Demand Growth+Very Low Gas Supply+Constrained Operational Capacity | 939.6101 | 943.4979 | 943.4979
2028 | NIWCM | Low Demand Growth+Very Low Gas Supply+Constrained Operational Capacity | 1048.7594 | 1536.2788 | 1543.3608
2029 | NIWCM | Low Demand Growth+Very Low Gas Supply+Constrained Operational Capacity | 771.3608 | 1412.8224 | 1565.8138
2030 | NIWCM | Low Demand Growth+Very Low Gas Supply+Constrained Operational Capacity | 74.4262 | 791.8479 | 997.5447
2031 | NIWCM | Low Demand Growth+Very Low Gas Supply+Constrained Operational Capacity | -16.2221 | 713.1363 | 972.9585
2032 | NIWCM | Low Demand Growth+Very Low Gas Supply+Constrained Operational Capacity | -143.7888 | 595.396 | 875.7534
2033 | NIWCM | Low Demand Growth+Very Low Gas Supply+Constrained Operational Capacity | -260.853 | 481.2336 | 774.2357
2034 | NIWCM | Low Demand Growth+Very Low Gas Supply+Constrained Operational Capacity | -372.2177 | 413.337 | 788.4033
2035 | NIWCM | Low Demand Growth+Very Low Gas Supply+Constrained Operational Capacity | -500.1826 | 297.1644 | 673.2836
2026 | SIWEM_PERC | Low Demand Growth+Very Low Gas Supply+Constrained Operational Capacity | 55.9618 | 55.9618 | 55.9618
2027 | SIWEM_PERC | Low Demand Growth+Very Low Gas Supply+Constrained Operational Capacity | 54.8105 | 57.5499 | 57.5499
2028 | SIWEM_PERC | Low Demand Growth+Very Low Gas Supply+Constrained Operational Capacity | 54.8446 | 68.665 | 76.4172
2029 | SIWEM_PERC | Low Demand Growth+Very Low Gas Supply+Constrained Operational Capacity | 48.4102 | 66.3794 | 83.0811
2030 | SIWEM_PERC | Low Demand Growth+Very Low Gas Supply+Constrained Operational Capacity | 40.2647 | 64.9092 | 87.3057
2031 | SIWEM_PERC | Low Demand Growth+Very Low Gas Supply+Constrained Operational Capacity | 33.4746 | 61.2884 | 88.5761
2032 | SIWEM_PERC | Low Demand Growth+Very Low Gas Supply+Constrained Operational Capacity | 28.6471 | 58.492 | 85.2852
2033 | SIWEM_PERC | Low Demand Growth+Very Low Gas Supply+Constrained Operational Capacity | 24.3782 | 56.0874 | 82.4535
2034 | SIWEM_PERC | Low Demand Growth+Very Low Gas Supply+Constrained Operational Capacity | 20.0051 | 53.8235 | 79.7831
2035 | SIWEM_PERC | Low Demand Growth+Very Low Gas Supply+Constrained Operational Capacity | 14.7472 | 50.9627 | 76.4144
2026 | NZWEM_PERC | Low Demand Growth+Very Low Gas Supply+Constrained Operational Capacity+Low Wind & Solar | 24.177 | 24.231 | 24.231
2027 | NZWEM_PERC | Low Demand Growth+Very Low Gas Supply+Constrained Operational Capacity+Low Wind & Solar | 25.2992 | 27.0535 | 27.3568
2028 | NZWEM_PERC | Low Demand Growth+Very Low Gas Supply+Constrained Operational Capacity+Low Wind & Solar | 19.918 | 27.673 | 31.9741
2029 | NZWEM_PERC | Low Demand Growth+Very Low Gas Supply+Constrained Operational Capacity+Low Wind & Solar | 16.6824 | 27.7389 | 36.4868
2030 | NZWEM_PERC | Low Demand Growth+Very Low Gas Supply+Constrained Operational Capacity+Low Wind & Solar | 13.8293 | 26.9966 | 41.4197
2031 | NZWEM_PERC | Low Demand Growth+Very Low Gas Supply+Constrained Operational Capacity+Low Wind & Solar | 11.3998 | 24.3684 | 44.4201
2032 | NZWEM_PERC | Low Demand Growth+Very Low Gas Supply+Constrained Operational Capacity+Low Wind & Solar | 9.687 | 22.821 | 43.5823
2033 | NZWEM_PERC | Low Demand Growth+Very Low Gas Supply+Constrained Operational Capacity+Low Wind & Solar | 8.1645 | 21.0942 | 43.2836
2034 | NZWEM_PERC | Low Demand Growth+Very Low Gas Supply+Constrained Operational Capacity+Low Wind & Solar | 6.5937 | 19.7836 | 41.6077
2035 | NZWEM_PERC | Low Demand Growth+Very Low Gas Supply+Constrained Operational Capacity+Low Wind & Solar | 4.503 | 17.5112 | 38.8624
2026 | NIWCM | Low Demand Growth+Very Low Gas Supply+Constrained Operational Capacity+Low Wind & Solar | 604.1196 | 604.1196 | 604.1196
2027 | NIWCM | Low Demand Growth+Very Low Gas Supply+Constrained Operational Capacity+Low Wind & Solar | 939.6101 | 943.4979 | 943.4979
2028 | NIWCM | Low Demand Growth+Very Low Gas Supply+Constrained Operational Capacity+Low Wind & Solar | 1048.7594 | 1536.2788 | 1543.3608
2029 | NIWCM | Low Demand Growth+Very Low Gas Supply+Constrained Operational Capacity+Low Wind & Solar | 771.3608 | 1412.8224 | 1565.8138
2030 | NIWCM | Low Demand Growth+Very Low Gas Supply+Constrained Operational Capacity+Low Wind & Solar | 74.4262 | 791.8479 | 997.5447
2031 | NIWCM | Low Demand Growth+Very Low Gas Supply+Constrained Operational Capacity+Low Wind & Solar | -16.2221 | 713.1363 | 972.9585
2032 | NIWCM | Low Demand Growth+Very Low Gas Supply+Constrained Operational Capacity+Low Wind & Solar | -143.7888 | 595.396 | 875.7534
2033 | NIWCM | Low Demand Growth+Very Low Gas Supply+Constrained Operational Capacity+Low Wind & Solar | -260.853 | 481.2336 | 774.2357
2034 | NIWCM | Low Demand Growth+Very Low Gas Supply+Constrained Operational Capacity+Low Wind & Solar | -372.2177 | 413.337 | 788.4033
2035 | NIWCM | Low Demand Growth+Very Low Gas Supply+Constrained Operational Capacity+Low Wind & Solar | -500.1826 | 297.1644 | 673.2836
2026 | SIWEM_PERC | Low Demand Growth+Very Low Gas Supply+Constrained Operational Capacity+Low Wind & Solar | 55.1095 | 55.1095 | 55.1095
2027 | SIWEM_PERC | Low Demand Growth+Very Low Gas Supply+Constrained Operational Capacity+Low Wind & Solar | 53.9143 | 56.3865 | 56.3865
2028 | SIWEM_PERC | Low Demand Growth+Very Low Gas Supply+Constrained Operational Capacity+Low Wind & Solar | 53.174 | 66.2385 | 73.2346
2029 | SIWEM_PERC | Low Demand Growth+Very Low Gas Supply+Constrained Operational Capacity+Low Wind & Solar | 44.1358 | 63.9873 | 79.06
2030 | SIWEM_PERC | Low Demand Growth+Very Low Gas Supply+Constrained Operational Capacity+Low Wind & Solar | 36.0838 | 62.3656 | 82.5777
2031 | SIWEM_PERC | Low Demand Growth+Very Low Gas Supply+Constrained Operational Capacity+Low Wind & Solar | 29.388 | 58.8022 | 83.4284
2032 | SIWEM_PERC | Low Demand Growth+Very Low Gas Supply+Constrained Operational Capacity+Low Wind & Solar | 24.6345 | 56.0508 | 80.2308
2033 | SIWEM_PERC | Low Demand Growth+Very Low Gas Supply+Constrained Operational Capacity+Low Wind & Solar | 20.4296 | 53.6851 | 77.4796
2034 | SIWEM_PERC | Low Demand Growth+Very Low Gas Supply+Constrained Operational Capacity+Low Wind & Solar | 16.1173 | 51.4583 | 74.8859
2035 | SIWEM_PERC | Low Demand Growth+Very Low Gas Supply+Constrained Operational Capacity+Low Wind & Solar | 13.799 | 45.8213 | 71.6131
2026 | NZWEM_PERC | Low Demand Growth+Very Low Gas Supply+Upgraded HVDC | 25.4328 | 25.4927 | 25.4927
2027 | NZWEM_PERC | Low Demand Growth+Very Low Gas Supply+Upgraded HVDC | 26.7248 | 28.6687 | 29.0047
2028 | NZWEM_PERC | Low Demand Growth+Very Low Gas Supply+Upgraded HVDC | 21.4513 | 30.0443 | 34.8103
2029 | NZWEM_PERC | Low Demand Growth+Very Low Gas Supply+Upgraded HVDC | 18.2459 | 30.4974 | 40.1907
2030 | NZWEM_PERC | Low Demand Growth+Very Low Gas Supply+Upgraded HVDC | 15.3663 | 29.8954 | 45.8314
2031 | NZWEM_PERC | Low Demand Growth+Very Low Gas Supply+Upgraded HVDC | 12.9021 | 27.2015 | 49.3756
2032 | NZWEM_PERC | Low Demand Growth+Very Low Gas Supply+Upgraded HVDC | 11.1636 | 25.6475 | 48.5646
2033 | NZWEM_PERC | Low Demand Growth+Very Low Gas Supply+Upgraded HVDC | 9.6182 | 23.8768 | 48.3777
2034 | NZWEM_PERC | Low Demand Growth+Very Low Gas Supply+Upgraded HVDC | 8.0234 | 22.5204 | 46.6179
2035 | NZWEM_PERC | Low Demand Growth+Very Low Gas Supply+Upgraded HVDC | 5.9018 | 20.1887 | 43.7641
2026 | NIWCM | Low Demand Growth+Very Low Gas Supply+Upgraded HVDC | 1191.4351 | 1192.2349 | 1192.2349
2027 | NIWCM | Low Demand Growth+Very Low Gas Supply+Upgraded HVDC | 1557.5564 | 1585.4149 | 1589.9514
2028 | NIWCM | Low Demand Growth+Very Low Gas Supply+Upgraded HVDC | 1691.982 | 2252.2616 | 2291.2072
2029 | NIWCM | Low Demand Growth+Very Low Gas Supply+Upgraded HVDC | 1428.4619 | 2238.6841 | 2456.3733
2030 | NIWCM | Low Demand Growth+Very Low Gas Supply+Upgraded HVDC | 731.7346 | 1642.4166 | 2007.6635
2031 | NIWCM | Low Demand Growth+Very Low Gas Supply+Upgraded HVDC | 644.9083 | 1640.183 | 2282.4301
2032 | NIWCM | Low Demand Growth+Very Low Gas Supply+Upgraded HVDC | 523.8014 | 1534.7475 | 2252.9326
2033 | NIWCM | Low Demand Growth+Very Low Gas Supply+Upgraded HVDC | 408.3415 | 1422.0803 | 2246.5588
2034 | NIWCM | Low Demand Growth+Very Low Gas Supply+Upgraded HVDC | 297.6869 | 1361.8643 | 2296.1037
2035 | NIWCM | Low Demand Growth+Very Low Gas Supply+Upgraded HVDC | 171.9991 | 1251.2121 | 2205.1733
2026 | SIWEM_PERC | Low Demand Growth+Very Low Gas Supply+Upgraded HVDC | 55.9618 | 55.9618 | 55.9618
2027 | SIWEM_PERC | Low Demand Growth+Very Low Gas Supply+Upgraded HVDC | 70.5779 | 75.6922 | 76.534
2028 | SIWEM_PERC | Low Demand Growth+Very Low Gas Supply+Upgraded HVDC | 57.1507 | 79.8367 | 92.427
2029 | SIWEM_PERC | Low Demand Growth+Very Low Gas Supply+Upgraded HVDC | 48.4102 | 80.5161 | 105.2402
2030 | SIWEM_PERC | Low Demand Growth+Very Low Gas Supply+Upgraded HVDC | 40.2647 | 78.4548 | 108.9799
2031 | SIWEM_PERC | Low Demand Growth+Very Low Gas Supply+Upgraded HVDC | 33.4746 | 71.383 | 109.7617
2032 | SIWEM_PERC | Low Demand Growth+Very Low Gas Supply+Upgraded HVDC | 28.6471 | 67.1544 | 106.087
2033 | SIWEM_PERC | Low Demand Growth+Very Low Gas Supply+Upgraded HVDC | 24.3782 | 62.4808 | 102.9236
2034 | SIWEM_PERC | Low Demand Growth+Very Low Gas Supply+Upgraded HVDC | 20.0051 | 58.9239 | 99.9376
2035 | SIWEM_PERC | Low Demand Growth+Very Low Gas Supply+Upgraded HVDC | 14.7472 | 52.9249 | 96.1747
2026 | NZWEM_PERC | Low Demand Growth+Very Low Gas Supply+Upgraded HVDC+Low Wind & Solar | 24.177 | 24.231 | 24.231
2027 | NZWEM_PERC | Low Demand Growth+Very Low Gas Supply+Upgraded HVDC+Low Wind & Solar | 25.2992 | 27.0535 | 27.3568
2028 | NZWEM_PERC | Low Demand Growth+Very Low Gas Supply+Upgraded HVDC+Low Wind & Solar | 19.918 | 27.673 | 31.9741
2029 | NZWEM_PERC | Low Demand Growth+Very Low Gas Supply+Upgraded HVDC+Low Wind & Solar | 16.6824 | 27.7389 | 36.4868
2030 | NZWEM_PERC | Low Demand Growth+Very Low Gas Supply+Upgraded HVDC+Low Wind & Solar | 13.8293 | 26.9966 | 41.4197
2031 | NZWEM_PERC | Low Demand Growth+Very Low Gas Supply+Upgraded HVDC+Low Wind & Solar | 11.3998 | 24.3684 | 44.4201
2032 | NZWEM_PERC | Low Demand Growth+Very Low Gas Supply+Upgraded HVDC+Low Wind & Solar | 9.687 | 22.821 | 43.5823
2033 | NZWEM_PERC | Low Demand Growth+Very Low Gas Supply+Upgraded HVDC+Low Wind & Solar | 8.1645 | 21.0942 | 43.2836
2034 | NZWEM_PERC | Low Demand Growth+Very Low Gas Supply+Upgraded HVDC+Low Wind & Solar | 6.5937 | 19.7836 | 41.6077
2035 | NZWEM_PERC | Low Demand Growth+Very Low Gas Supply+Upgraded HVDC+Low Wind & Solar | 4.503 | 17.5112 | 38.8624
2026 | NIWCM | Low Demand Growth+Very Low Gas Supply+Upgraded HVDC+Low Wind & Solar | 1191.4351 | 1192.2349 | 1192.2349
2027 | NIWCM | Low Demand Growth+Very Low Gas Supply+Upgraded HVDC+Low Wind & Solar | 1557.5564 | 1585.4149 | 1589.9514
2028 | NIWCM | Low Demand Growth+Very Low Gas Supply+Upgraded HVDC+Low Wind & Solar | 1691.982 | 2252.2616 | 2291.2072
2029 | NIWCM | Low Demand Growth+Very Low Gas Supply+Upgraded HVDC+Low Wind & Solar | 1428.4619 | 2238.6841 | 2456.3733
2030 | NIWCM | Low Demand Growth+Very Low Gas Supply+Upgraded HVDC+Low Wind & Solar | 731.7346 | 1642.4166 | 2007.6635
2031 | NIWCM | Low Demand Growth+Very Low Gas Supply+Upgraded HVDC+Low Wind & Solar | 644.9083 | 1640.183 | 2282.4301
2032 | NIWCM | Low Demand Growth+Very Low Gas Supply+Upgraded HVDC+Low Wind & Solar | 523.8014 | 1534.7475 | 2252.9326
2033 | NIWCM | Low Demand Growth+Very Low Gas Supply+Upgraded HVDC+Low Wind & Solar | 408.3415 | 1422.0803 | 2246.5588
2034 | NIWCM | Low Demand Growth+Very Low Gas Supply+Upgraded HVDC+Low Wind & Solar | 297.6869 | 1361.8643 | 2296.1037
2035 | NIWCM | Low Demand Growth+Very Low Gas Supply+Upgraded HVDC+Low Wind & Solar | 171.9991 | 1251.2121 | 2205.1733
2026 | SIWEM_PERC | Low Demand Growth+Very Low Gas Supply+Upgraded HVDC+Low Wind & Solar | 55.1095 | 55.1095 | 55.1095
2027 | SIWEM_PERC | Low Demand Growth+Very Low Gas Supply+Upgraded HVDC+Low Wind & Solar | 66.9267 | 71.5422 | 72.302
2028 | SIWEM_PERC | Low Demand Growth+Very Low Gas Supply+Upgraded HVDC+Low Wind & Solar | 53.174 | 73.7003 | 85.0626
2029 | SIWEM_PERC | Low Demand Growth+Very Low Gas Supply+Upgraded HVDC+Low Wind & Solar | 44.1358 | 73.4351 | 96.56
2030 | SIWEM_PERC | Low Demand Growth+Very Low Gas Supply+Upgraded HVDC+Low Wind & Solar | 36.0838 | 71.0474 | 104.2519
2031 | SIWEM_PERC | Low Demand Growth+Very Low Gas Supply+Upgraded HVDC+Low Wind & Solar | 29.388 | 64.1426 | 104.614
2032 | SIWEM_PERC | Low Demand Growth+Very Low Gas Supply+Upgraded HVDC+Low Wind & Solar | 24.6345 | 59.9419 | 101.0326
2033 | SIWEM_PERC | Low Demand Growth+Very Low Gas Supply+Upgraded HVDC+Low Wind & Solar | 20.4296 | 55.3832 | 97.9498
2034 | SIWEM_PERC | Low Demand Growth+Very Low Gas Supply+Upgraded HVDC+Low Wind & Solar | 16.1173 | 51.9358 | 95.0404
2035 | SIWEM_PERC | Low Demand Growth+Very Low Gas Supply+Upgraded HVDC+Low Wind & Solar | 13.799 | 45.8213 | 91.3733
2026 | NZWEM_PERC | Low Demand Growth+Very Low Gas Supply+Upgraded HVDC+Constrained Operational Capacity | 25.4328 | 25.4927 | 25.4927
2027 | NZWEM_PERC | Low Demand Growth+Very Low Gas Supply+Upgraded HVDC+Constrained Operational Capacity | 26.7248 | 28.6687 | 29.0047
2028 | NZWEM_PERC | Low Demand Growth+Very Low Gas Supply+Upgraded HVDC+Constrained Operational Capacity | 21.4513 | 30.0443 | 34.8103
2029 | NZWEM_PERC | Low Demand Growth+Very Low Gas Supply+Upgraded HVDC+Constrained Operational Capacity | 18.2459 | 30.4974 | 40.1907
2030 | NZWEM_PERC | Low Demand Growth+Very Low Gas Supply+Upgraded HVDC+Constrained Operational Capacity | 15.3663 | 29.8954 | 45.8314
2031 | NZWEM_PERC | Low Demand Growth+Very Low Gas Supply+Upgraded HVDC+Constrained Operational Capacity | 12.9021 | 27.2015 | 49.3756
2032 | NZWEM_PERC | Low Demand Growth+Very Low Gas Supply+Upgraded HVDC+Constrained Operational Capacity | 11.1636 | 25.6475 | 48.5646
2033 | NZWEM_PERC | Low Demand Growth+Very Low Gas Supply+Upgraded HVDC+Constrained Operational Capacity | 9.6182 | 23.8768 | 48.3777
2034 | NZWEM_PERC | Low Demand Growth+Very Low Gas Supply+Upgraded HVDC+Constrained Operational Capacity | 8.0234 | 22.5204 | 46.6179
2035 | NZWEM_PERC | Low Demand Growth+Very Low Gas Supply+Upgraded HVDC+Constrained Operational Capacity | 5.9018 | 20.1887 | 43.7641
2026 | NIWCM | Low Demand Growth+Very Low Gas Supply+Upgraded HVDC+Constrained Operational Capacity | 604.1196 | 604.1196 | 604.1196
2027 | NIWCM | Low Demand Growth+Very Low Gas Supply+Upgraded HVDC+Constrained Operational Capacity | 939.6101 | 943.4979 | 943.4979
2028 | NIWCM | Low Demand Growth+Very Low Gas Supply+Upgraded HVDC+Constrained Operational Capacity | 1048.7594 | 1536.2788 | 1543.3608
2029 | NIWCM | Low Demand Growth+Very Low Gas Supply+Upgraded HVDC+Constrained Operational Capacity | 771.3608 | 1412.8224 | 1565.8138
2030 | NIWCM | Low Demand Growth+Very Low Gas Supply+Upgraded HVDC+Constrained Operational Capacity | 74.4262 | 791.8479 | 997.5447
2031 | NIWCM | Low Demand Growth+Very Low Gas Supply+Upgraded HVDC+Constrained Operational Capacity | -16.2212 | 713.1429 | 973.08
2032 | NIWCM | Low Demand Growth+Very Low Gas Supply+Upgraded HVDC+Constrained Operational Capacity | -143.789 | 595.3933 | 875.7295
2033 | NIWCM | Low Demand Growth+Very Low Gas Supply+Upgraded HVDC+Constrained Operational Capacity | -260.8529 | 481.2343 | 774.2421
2034 | NIWCM | Low Demand Growth+Very Low Gas Supply+Upgraded HVDC+Constrained Operational Capacity | -372.2177 | 413.3368 | 788.4009
2035 | NIWCM | Low Demand Growth+Very Low Gas Supply+Upgraded HVDC+Constrained Operational Capacity | -500.1826 | 297.1644 | 673.2843
2026 | SIWEM_PERC | Low Demand Growth+Very Low Gas Supply+Upgraded HVDC+Constrained Operational Capacity | 55.9618 | 55.9618 | 55.9618
2027 | SIWEM_PERC | Low Demand Growth+Very Low Gas Supply+Upgraded HVDC+Constrained Operational Capacity | 70.5779 | 75.6922 | 76.534
2028 | SIWEM_PERC | Low Demand Growth+Very Low Gas Supply+Upgraded HVDC+Constrained Operational Capacity | 57.1507 | 79.8367 | 92.427
2029 | SIWEM_PERC | Low Demand Growth+Very Low Gas Supply+Upgraded HVDC+Constrained Operational Capacity | 48.4102 | 80.5161 | 105.2402
2030 | SIWEM_PERC | Low Demand Growth+Very Low Gas Supply+Upgraded HVDC+Constrained Operational Capacity | 40.2647 | 78.4548 | 108.9799
2031 | SIWEM_PERC | Low Demand Growth+Very Low Gas Supply+Upgraded HVDC+Constrained Operational Capacity | 33.4746 | 71.383 | 109.7617
2032 | SIWEM_PERC | Low Demand Growth+Very Low Gas Supply+Upgraded HVDC+Constrained Operational Capacity | 28.6471 | 67.1544 | 106.087
2033 | SIWEM_PERC | Low Demand Growth+Very Low Gas Supply+Upgraded HVDC+Constrained Operational Capacity | 24.3782 | 62.4808 | 102.9236
2034 | SIWEM_PERC | Low Demand Growth+Very Low Gas Supply+Upgraded HVDC+Constrained Operational Capacity | 20.0051 | 58.9239 | 99.9376
2035 | SIWEM_PERC | Low Demand Growth+Very Low Gas Supply+Upgraded HVDC+Constrained Operational Capacity | 14.7472 | 52.9249 | 96.1747
2026 | NZWEM_PERC | Low Demand Growth+Very Low Gas Supply+Upgraded HVDC+Constrained Operational Capacity+Low Wind & Solar | 24.177 | 24.231 | 24.231
2027 | NZWEM_PERC | Low Demand Growth+Very Low Gas Supply+Upgraded HVDC+Constrained Operational Capacity+Low Wind & Solar | 25.2992 | 27.0535 | 27.3568
2028 | NZWEM_PERC | Low Demand Growth+Very Low Gas Supply+Upgraded HVDC+Constrained Operational Capacity+Low Wind & Solar | 19.918 | 27.673 | 31.9741
2029 | NZWEM_PERC | Low Demand Growth+Very Low Gas Supply+Upgraded HVDC+Constrained Operational Capacity+Low Wind & Solar | 16.6824 | 27.7389 | 36.4868
2030 | NZWEM_PERC | Low Demand Growth+Very Low Gas Supply+Upgraded HVDC+Constrained Operational Capacity+Low Wind & Solar | 13.8293 | 26.9966 | 41.4197
2031 | NZWEM_PERC | Low Demand Growth+Very Low Gas Supply+Upgraded HVDC+Constrained Operational Capacity+Low Wind & Solar | 11.3998 | 24.3684 | 44.4201
2032 | NZWEM_PERC | Low Demand Growth+Very Low Gas Supply+Upgraded HVDC+Constrained Operational Capacity+Low Wind & Solar | 9.687 | 22.821 | 43.5823
2033 | NZWEM_PERC | Low Demand Growth+Very Low Gas Supply+Upgraded HVDC+Constrained Operational Capacity+Low Wind & Solar | 8.1645 | 21.0942 | 43.2836
2034 | NZWEM_PERC | Low Demand Growth+Very Low Gas Supply+Upgraded HVDC+Constrained Operational Capacity+Low Wind & Solar | 6.5937 | 19.7836 | 41.6077
2035 | NZWEM_PERC | Low Demand Growth+Very Low Gas Supply+Upgraded HVDC+Constrained Operational Capacity+Low Wind & Solar | 4.503 | 17.5112 | 38.8624
2026 | NIWCM | Low Demand Growth+Very Low Gas Supply+Upgraded HVDC+Constrained Operational Capacity+Low Wind & Solar | 604.1196 | 604.1196 | 604.1196
2027 | NIWCM | Low Demand Growth+Very Low Gas Supply+Upgraded HVDC+Constrained Operational Capacity+Low Wind & Solar | 939.6101 | 943.4979 | 943.4979
2028 | NIWCM | Low Demand Growth+Very Low Gas Supply+Upgraded HVDC+Constrained Operational Capacity+Low Wind & Solar | 1048.7594 | 1536.2788 | 1543.3608
2029 | NIWCM | Low Demand Growth+Very Low Gas Supply+Upgraded HVDC+Constrained Operational Capacity+Low Wind & Solar | 771.3608 | 1412.8224 | 1565.8138
2030 | NIWCM | Low Demand Growth+Very Low Gas Supply+Upgraded HVDC+Constrained Operational Capacity+Low Wind & Solar | 74.4262 | 791.8479 | 997.5447
2031 | NIWCM | Low Demand Growth+Very Low Gas Supply+Upgraded HVDC+Constrained Operational Capacity+Low Wind & Solar | -16.2212 | 713.1429 | 973.08
2032 | NIWCM | Low Demand Growth+Very Low Gas Supply+Upgraded HVDC+Constrained Operational Capacity+Low Wind & Solar | -143.789 | 595.3933 | 875.7295
2033 | NIWCM | Low Demand Growth+Very Low Gas Supply+Upgraded HVDC+Constrained Operational Capacity+Low Wind & Solar | -260.8529 | 481.2343 | 774.2421
2034 | NIWCM | Low Demand Growth+Very Low Gas Supply+Upgraded HVDC+Constrained Operational Capacity+Low Wind & Solar | -372.2177 | 413.3368 | 788.4009
2035 | NIWCM | Low Demand Growth+Very Low Gas Supply+Upgraded HVDC+Constrained Operational Capacity+Low Wind & Solar | -500.1826 | 297.1644 | 673.2843
2026 | SIWEM_PERC | Low Demand Growth+Very Low Gas Supply+Upgraded HVDC+Constrained Operational Capacity+Low Wind & Solar | 55.1095 | 55.1095 | 55.1095
2027 | SIWEM_PERC | Low Demand Growth+Very Low Gas Supply+Upgraded HVDC+Constrained Operational Capacity+Low Wind & Solar | 66.9267 | 71.5422 | 72.302
2028 | SIWEM_PERC | Low Demand Growth+Very Low Gas Supply+Upgraded HVDC+Constrained Operational Capacity+Low Wind & Solar | 53.174 | 73.7003 | 85.0626
2029 | SIWEM_PERC | Low Demand Growth+Very Low Gas Supply+Upgraded HVDC+Constrained Operational Capacity+Low Wind & Solar | 44.1358 | 73.4351 | 96.56
2030 | SIWEM_PERC | Low Demand Growth+Very Low Gas Supply+Upgraded HVDC+Constrained Operational Capacity+Low Wind & Solar | 36.0838 | 71.0474 | 104.2519
2031 | SIWEM_PERC | Low Demand Growth+Very Low Gas Supply+Upgraded HVDC+Constrained Operational Capacity+Low Wind & Solar | 29.388 | 64.1426 | 104.614
2032 | SIWEM_PERC | Low Demand Growth+Very Low Gas Supply+Upgraded HVDC+Constrained Operational Capacity+Low Wind & Solar | 24.6345 | 59.9419 | 101.0326
2033 | SIWEM_PERC | Low Demand Growth+Very Low Gas Supply+Upgraded HVDC+Constrained Operational Capacity+Low Wind & Solar | 20.4296 | 55.3832 | 97.9498
2034 | SIWEM_PERC | Low Demand Growth+Very Low Gas Supply+Upgraded HVDC+Constrained Operational Capacity+Low Wind & Solar | 16.1173 | 51.9358 | 95.0404
2035 | SIWEM_PERC | Low Demand Growth+Very Low Gas Supply+Upgraded HVDC+Constrained Operational Capacity+Low Wind & Solar | 13.799 | 45.8213 | 91.3733
2026 | NZWEM_PERC | Low Demand Growth+Very Low Gas Supply+Delayed Build | 20.5799 | 20.5799 | 20.5799
2027 | NZWEM_PERC | Low Demand Growth+Very Low Gas Supply+Delayed Build | 18.9266 | 19.0762 | 19.2537
2028 | NZWEM_PERC | Low Demand Growth+Very Low Gas Supply+Delayed Build | 17.0193 | 18.5485 | 18.8813
2029 | NZWEM_PERC | Low Demand Growth+Very Low Gas Supply+Delayed Build | 17.0145 | 20.0673 | 21.0155
2030 | NZWEM_PERC | Low Demand Growth+Very Low Gas Supply+Delayed Build | 15.3663 | 25.1246 | 33.3731
2031 | NZWEM_PERC | Low Demand Growth+Very Low Gas Supply+Delayed Build | 12.9021 | 25.7962 | 35.1096
2032 | NZWEM_PERC | Low Demand Growth+Very Low Gas Supply+Delayed Build | 11.1636 | 24.576 | 39.8859
2033 | NZWEM_PERC | Low Demand Growth+Very Low Gas Supply+Delayed Build | 9.6182 | 22.9181 | 44.3753
2034 | NZWEM_PERC | Low Demand Growth+Very Low Gas Supply+Delayed Build | 8.0234 | 21.5189 | 43.7079
2035 | NZWEM_PERC | Low Demand Growth+Very Low Gas Supply+Delayed Build | 5.9018 | 19.6217 | 43.197
2026 | NIWCM | Low Demand Growth+Very Low Gas Supply+Delayed Build | 906.8546 | 906.8546 | 906.8546
2027 | NIWCM | Low Demand Growth+Very Low Gas Supply+Delayed Build | 1161.9847 | 1163.9836 | 1166.4561
2028 | NIWCM | Low Demand Growth+Very Low Gas Supply+Delayed Build | 1440.6233 | 1459.8351 | 1464.3716
2029 | NIWCM | Low Demand Growth+Very Low Gas Supply+Delayed Build | 1224.5213 | 1347.2076 | 1360.7999
2030 | NIWCM | Low Demand Growth+Very Low Gas Supply+Delayed Build | 675.9581 | 1339.7392 | 1509.2501
2031 | NIWCM | Low Demand Growth+Very Low Gas Supply+Delayed Build | 571.9568 | 1465.053 | 1698.0102
2032 | NIWCM | Low Demand Growth+Very Low Gas Supply+Delayed Build | 450.8663 | 1396.2759 | 1790.687
2033 | NIWCM | Low Demand Growth+Very Low Gas Supply+Delayed Build | 408.3406 | 1377.0391 | 1978.7459
2034 | NIWCM | Low Demand Growth+Very Low Gas Supply+Delayed Build | 297.6872 | 1291.689 | 1951.8323
2035 | NIWCM | Low Demand Growth+Very Low Gas Supply+Delayed Build | 171.999 | 1198.8962 | 1951.3478
2026 | SIWEM_PERC | Low Demand Growth+Very Low Gas Supply+Delayed Build | 50.7882 | 50.7882 | 50.7882
2027 | SIWEM_PERC | Low Demand Growth+Very Low Gas Supply+Delayed Build | 50.6734 | 50.9775 | 50.9775
2028 | SIWEM_PERC | Low Demand Growth+Very Low Gas Supply+Delayed Build | 45.2277 | 49.4197 | 50.332
2029 | SIWEM_PERC | Low Demand Growth+Very Low Gas Supply+Delayed Build | 45.0438 | 53.3897 | 55.9818
2030 | SIWEM_PERC | Low Demand Growth+Very Low Gas Supply+Delayed Build | 40.2647 | 62.8199 | 77.0058
2031 | SIWEM_PERC | Low Demand Growth+Very Low Gas Supply+Delayed Build | 33.4746 | 59.2463 | 75.2142
2032 | SIWEM_PERC | Low Demand Growth+Very Low Gas Supply+Delayed Build | 28.6471 | 58.492 | 79.987
2033 | SIWEM_PERC | Low Demand Growth+Very Low Gas Supply+Delayed Build | 24.3782 | 56.0874 | 82.4535
2034 | SIWEM_PERC | Low Demand Growth+Very Low Gas Supply+Delayed Build | 20.0051 | 53.8235 | 79.7831
2035 | SIWEM_PERC | Low Demand Growth+Very Low Gas Supply+Delayed Build | 14.7472 | 50.9627 | 76.4144
2026 | NZWEM_PERC | Low Demand Growth+Very Low Gas Supply+Delayed Build+Low Wind & Solar | 19.6245 | 19.6245 | 19.6245
2027 | NZWEM_PERC | Low Demand Growth+Very Low Gas Supply+Delayed Build+Low Wind & Solar | 17.9148 | 18.0498 | 18.21
2028 | NZWEM_PERC | Low Demand Growth+Very Low Gas Supply+Delayed Build+Low Wind & Solar | 15.745 | 17.1251 | 17.4254
2029 | NZWEM_PERC | Low Demand Growth+Very Low Gas Supply+Delayed Build+Low Wind & Solar | 15.5711 | 18.3261 | 19.1819
2030 | NZWEM_PERC | Low Demand Growth+Very Low Gas Supply+Delayed Build+Low Wind & Solar | 13.8293 | 22.6357 | 30.0797
2031 | NZWEM_PERC | Low Demand Growth+Very Low Gas Supply+Delayed Build+Low Wind & Solar | 11.3998 | 23.0363 | 31.4414
2032 | NZWEM_PERC | Low Demand Growth+Very Low Gas Supply+Delayed Build+Low Wind & Solar | 9.687 | 21.7912 | 35.6475
2033 | NZWEM_PERC | Low Demand Growth+Very Low Gas Supply+Delayed Build+Low Wind & Solar | 8.1645 | 20.1766 | 39.5801
2034 | NZWEM_PERC | Low Demand Growth+Very Low Gas Supply+Delayed Build+Low Wind & Solar | 6.5937 | 18.7821 | 38.8839
2035 | NZWEM_PERC | Low Demand Growth+Very Low Gas Supply+Delayed Build+Low Wind & Solar | 4.503 | 16.9442 | 38.2953
2026 | NIWCM | Low Demand Growth+Very Low Gas Supply+Delayed Build+Low Wind & Solar | 906.8546 | 906.8546 | 906.8546
2027 | NIWCM | Low Demand Growth+Very Low Gas Supply+Delayed Build+Low Wind & Solar | 1161.9847 | 1163.9836 | 1166.4561
2028 | NIWCM | Low Demand Growth+Very Low Gas Supply+Delayed Build+Low Wind & Solar | 1440.6233 | 1459.8351 | 1464.3716
2029 | NIWCM | Low Demand Growth+Very Low Gas Supply+Delayed Build+Low Wind & Solar | 1224.5213 | 1347.2076 | 1360.7999
2030 | NIWCM | Low Demand Growth+Very Low Gas Supply+Delayed Build+Low Wind & Solar | 675.9581 | 1339.7392 | 1509.2501
2031 | NIWCM | Low Demand Growth+Very Low Gas Supply+Delayed Build+Low Wind & Solar | 571.9568 | 1465.053 | 1698.0102
2032 | NIWCM | Low Demand Growth+Very Low Gas Supply+Delayed Build+Low Wind & Solar | 450.8663 | 1396.2759 | 1790.687
2033 | NIWCM | Low Demand Growth+Very Low Gas Supply+Delayed Build+Low Wind & Solar | 408.3406 | 1377.0391 | 1978.7459
2034 | NIWCM | Low Demand Growth+Very Low Gas Supply+Delayed Build+Low Wind & Solar | 297.6872 | 1291.689 | 1951.8323
2035 | NIWCM | Low Demand Growth+Very Low Gas Supply+Delayed Build+Low Wind & Solar | 171.999 | 1198.8962 | 1951.3478
2026 | SIWEM_PERC | Low Demand Growth+Very Low Gas Supply+Delayed Build+Low Wind & Solar | 50.4405 | 50.4405 | 50.4405
2027 | SIWEM_PERC | Low Demand Growth+Very Low Gas Supply+Delayed Build+Low Wind & Solar | 47.8901 | 48.2614 | 48.7021
2028 | SIWEM_PERC | Low Demand Growth+Very Low Gas Supply+Delayed Build+Low Wind & Solar | 41.7347 | 45.5178 | 46.3411
2029 | SIWEM_PERC | Low Demand Growth+Very Low Gas Supply+Delayed Build+Low Wind & Solar | 41.0977 | 48.6296 | 50.9689
2030 | SIWEM_PERC | Low Demand Growth+Very Low Gas Supply+Delayed Build+Low Wind & Solar | 36.0838 | 60.0376 | 73.2824
2031 | SIWEM_PERC | Low Demand Growth+Very Low Gas Supply+Delayed Build+Low Wind & Solar | 29.388 | 56.9592 | 71.3698
2032 | SIWEM_PERC | Low Demand Growth+Very Low Gas Supply+Delayed Build+Low Wind & Solar | 24.6345 | 56.0508 | 75.4493
2033 | SIWEM_PERC | Low Demand Growth+Very Low Gas Supply+Delayed Build+Low Wind & Solar | 20.4296 | 53.0576 | 77.4796
2034 | SIWEM_PERC | Low Demand Growth+Very Low Gas Supply+Delayed Build+Low Wind & Solar | 16.1173 | 49.2593 | 74.8859
2035 | SIWEM_PERC | Low Demand Growth+Very Low Gas Supply+Delayed Build+Low Wind & Solar | 13.799 | 44.276 | 71.6131
2026 | NZWEM_PERC | Low Demand Growth+Very Low Gas Supply+Delayed Build+Constrained Operational Capacity | 20.5799 | 20.5799 | 20.5799
2027 | NZWEM_PERC | Low Demand Growth+Very Low Gas Supply+Delayed Build+Constrained Operational Capacity | 18.9266 | 19.0762 | 19.2537
2028 | NZWEM_PERC | Low Demand Growth+Very Low Gas Supply+Delayed Build+Constrained Operational Capacity | 17.0193 | 18.5485 | 18.8813
2029 | NZWEM_PERC | Low Demand Growth+Very Low Gas Supply+Delayed Build+Constrained Operational Capacity | 17.0145 | 20.0673 | 21.0155
2030 | NZWEM_PERC | Low Demand Growth+Very Low Gas Supply+Delayed Build+Constrained Operational Capacity | 15.3663 | 25.1246 | 33.3731
2031 | NZWEM_PERC | Low Demand Growth+Very Low Gas Supply+Delayed Build+Constrained Operational Capacity | 12.9021 | 25.7962 | 35.1096
2032 | NZWEM_PERC | Low Demand Growth+Very Low Gas Supply+Delayed Build+Constrained Operational Capacity | 11.1636 | 24.576 | 39.8859
2033 | NZWEM_PERC | Low Demand Growth+Very Low Gas Supply+Delayed Build+Constrained Operational Capacity | 9.6182 | 22.9181 | 44.3753
2034 | NZWEM_PERC | Low Demand Growth+Very Low Gas Supply+Delayed Build+Constrained Operational Capacity | 8.0234 | 21.5189 | 43.7079
2035 | NZWEM_PERC | Low Demand Growth+Very Low Gas Supply+Delayed Build+Constrained Operational Capacity | 5.9018 | 19.6217 | 43.197
2026 | NIWCM | Low Demand Growth+Very Low Gas Supply+Delayed Build+Constrained Operational Capacity | 373.5029 | 373.5029 | 373.5029
2027 | NIWCM | Low Demand Growth+Very Low Gas Supply+Delayed Build+Constrained Operational Capacity | 622.7638 | 622.7638 | 622.7638
2028 | NIWCM | Low Demand Growth+Very Low Gas Supply+Delayed Build+Constrained Operational Capacity | 839.2329 | 839.2329 | 839.2329
2029 | NIWCM | Low Demand Growth+Very Low Gas Supply+Delayed Build+Constrained Operational Capacity | 591.9335 | 673.824 | 673.824
2030 | NIWCM | Low Demand Growth+Very Low Gas Supply+Delayed Build+Constrained Operational Capacity | 18.6497 | 520.0695 | 632.6657
2031 | NIWCM | Low Demand Growth+Very Low Gas Supply+Delayed Build+Constrained Operational Capacity | -89.1606 | 555.809 | 709.1015
2032 | NIWCM | Low Demand Growth+Very Low Gas Supply+Delayed Build+Constrained Operational Capacity | -216.7273 | 483.6683 | 689.544
2033 | NIWCM | Low Demand Growth+Very Low Gas Supply+Delayed Build+Constrained Operational Capacity | -260.853 | 450.7744 | 712.324
2034 | NIWCM | Low Demand Growth+Very Low Gas Supply+Delayed Build+Constrained Operational Capacity | -372.2177 | 343.2478 | 631.0851
2035 | NIWCM | Low Demand Growth+Very Low Gas Supply+Delayed Build+Constrained Operational Capacity | -500.1826 | 244.8324 | 543.7226
2026 | SIWEM_PERC | Low Demand Growth+Very Low Gas Supply+Delayed Build+Constrained Operational Capacity | 50.7882 | 50.7882 | 50.7882
2027 | SIWEM_PERC | Low Demand Growth+Very Low Gas Supply+Delayed Build+Constrained Operational Capacity | 50.6734 | 50.9775 | 50.9775
2028 | SIWEM_PERC | Low Demand Growth+Very Low Gas Supply+Delayed Build+Constrained Operational Capacity | 45.2277 | 49.4197 | 50.332
2029 | SIWEM_PERC | Low Demand Growth+Very Low Gas Supply+Delayed Build+Constrained Operational Capacity | 45.0438 | 53.3897 | 55.9818
2030 | SIWEM_PERC | Low Demand Growth+Very Low Gas Supply+Delayed Build+Constrained Operational Capacity | 40.2647 | 62.8199 | 77.0058
2031 | SIWEM_PERC | Low Demand Growth+Very Low Gas Supply+Delayed Build+Constrained Operational Capacity | 33.4746 | 59.2463 | 75.2142
2032 | SIWEM_PERC | Low Demand Growth+Very Low Gas Supply+Delayed Build+Constrained Operational Capacity | 28.6471 | 58.492 | 79.987
2033 | SIWEM_PERC | Low Demand Growth+Very Low Gas Supply+Delayed Build+Constrained Operational Capacity | 24.3782 | 56.0874 | 82.4535
2034 | SIWEM_PERC | Low Demand Growth+Very Low Gas Supply+Delayed Build+Constrained Operational Capacity | 20.0051 | 53.8235 | 79.7831
2035 | SIWEM_PERC | Low Demand Growth+Very Low Gas Supply+Delayed Build+Constrained Operational Capacity | 14.7472 | 50.9627 | 76.4144
2026 | NZWEM_PERC | Low Demand Growth+Very Low Gas Supply+Delayed Build+Constrained Operational Capacity+Low Wind & Solar | 19.6245 | 19.6245 | 19.6245
2027 | NZWEM_PERC | Low Demand Growth+Very Low Gas Supply+Delayed Build+Constrained Operational Capacity+Low Wind & Solar | 17.9148 | 18.0498 | 18.21
2028 | NZWEM_PERC | Low Demand Growth+Very Low Gas Supply+Delayed Build+Constrained Operational Capacity+Low Wind & Solar | 15.745 | 17.1251 | 17.4254
2029 | NZWEM_PERC | Low Demand Growth+Very Low Gas Supply+Delayed Build+Constrained Operational Capacity+Low Wind & Solar | 15.5711 | 18.3261 | 19.1819
2030 | NZWEM_PERC | Low Demand Growth+Very Low Gas Supply+Delayed Build+Constrained Operational Capacity+Low Wind & Solar | 13.8293 | 22.6357 | 30.0797
2031 | NZWEM_PERC | Low Demand Growth+Very Low Gas Supply+Delayed Build+Constrained Operational Capacity+Low Wind & Solar | 11.3998 | 23.0363 | 31.4414
2032 | NZWEM_PERC | Low Demand Growth+Very Low Gas Supply+Delayed Build+Constrained Operational Capacity+Low Wind & Solar | 9.687 | 21.7912 | 35.6475
2033 | NZWEM_PERC | Low Demand Growth+Very Low Gas Supply+Delayed Build+Constrained Operational Capacity+Low Wind & Solar | 8.1645 | 20.1766 | 39.5801
2034 | NZWEM_PERC | Low Demand Growth+Very Low Gas Supply+Delayed Build+Constrained Operational Capacity+Low Wind & Solar | 6.5937 | 18.7821 | 38.8839
2035 | NZWEM_PERC | Low Demand Growth+Very Low Gas Supply+Delayed Build+Constrained Operational Capacity+Low Wind & Solar | 4.503 | 16.9442 | 38.2953
2026 | NIWCM | Low Demand Growth+Very Low Gas Supply+Delayed Build+Constrained Operational Capacity+Low Wind & Solar | 373.5029 | 373.5029 | 373.5029
2027 | NIWCM | Low Demand Growth+Very Low Gas Supply+Delayed Build+Constrained Operational Capacity+Low Wind & Solar | 622.7638 | 622.7638 | 622.7638
2028 | NIWCM | Low Demand Growth+Very Low Gas Supply+Delayed Build+Constrained Operational Capacity+Low Wind & Solar | 839.2329 | 839.2329 | 839.2329
2029 | NIWCM | Low Demand Growth+Very Low Gas Supply+Delayed Build+Constrained Operational Capacity+Low Wind & Solar | 591.9335 | 673.824 | 673.824
2030 | NIWCM | Low Demand Growth+Very Low Gas Supply+Delayed Build+Constrained Operational Capacity+Low Wind & Solar | 18.6497 | 520.0695 | 632.6657
2031 | NIWCM | Low Demand Growth+Very Low Gas Supply+Delayed Build+Constrained Operational Capacity+Low Wind & Solar | -89.1606 | 555.809 | 709.1015
2032 | NIWCM | Low Demand Growth+Very Low Gas Supply+Delayed Build+Constrained Operational Capacity+Low Wind & Solar | -216.7273 | 483.6683 | 689.544
2033 | NIWCM | Low Demand Growth+Very Low Gas Supply+Delayed Build+Constrained Operational Capacity+Low Wind & Solar | -260.853 | 450.7744 | 712.324
2034 | NIWCM | Low Demand Growth+Very Low Gas Supply+Delayed Build+Constrained Operational Capacity+Low Wind & Solar | -372.2177 | 343.2478 | 631.0851
2035 | NIWCM | Low Demand Growth+Very Low Gas Supply+Delayed Build+Constrained Operational Capacity+Low Wind & Solar | -500.1826 | 244.8324 | 543.7226
2026 | SIWEM_PERC | Low Demand Growth+Very Low Gas Supply+Delayed Build+Constrained Operational Capacity+Low Wind & Solar | 50.4405 | 50.4405 | 50.4405
2027 | SIWEM_PERC | Low Demand Growth+Very Low Gas Supply+Delayed Build+Constrained Operational Capacity+Low Wind & Solar | 47.8901 | 48.2614 | 48.7021
2028 | SIWEM_PERC | Low Demand Growth+Very Low Gas Supply+Delayed Build+Constrained Operational Capacity+Low Wind & Solar | 41.7347 | 45.5178 | 46.3411
2029 | SIWEM_PERC | Low Demand Growth+Very Low Gas Supply+Delayed Build+Constrained Operational Capacity+Low Wind & Solar | 41.0977 | 48.6296 | 50.9689
2030 | SIWEM_PERC | Low Demand Growth+Very Low Gas Supply+Delayed Build+Constrained Operational Capacity+Low Wind & Solar | 36.0838 | 60.0376 | 73.2824
2031 | SIWEM_PERC | Low Demand Growth+Very Low Gas Supply+Delayed Build+Constrained Operational Capacity+Low Wind & Solar | 29.388 | 56.9592 | 71.3698
2032 | SIWEM_PERC | Low Demand Growth+Very Low Gas Supply+Delayed Build+Constrained Operational Capacity+Low Wind & Solar | 24.6345 | 56.0508 | 75.4493
2033 | SIWEM_PERC | Low Demand Growth+Very Low Gas Supply+Delayed Build+Constrained Operational Capacity+Low Wind & Solar | 20.4296 | 53.0576 | 77.4796
2034 | SIWEM_PERC | Low Demand Growth+Very Low Gas Supply+Delayed Build+Constrained Operational Capacity+Low Wind & Solar | 16.1173 | 49.2593 | 74.8859
2035 | SIWEM_PERC | Low Demand Growth+Very Low Gas Supply+Delayed Build+Constrained Operational Capacity+Low Wind & Solar | 13.799 | 44.276 | 71.6131
2026 | NZWEM_PERC | Low Demand Growth+Very Low Gas Supply+Delayed Build+Upgraded HVDC | 20.5799 | 20.5799 | 20.5799
2027 | NZWEM_PERC | Low Demand Growth+Very Low Gas Supply+Delayed Build+Upgraded HVDC | 18.9266 | 19.0762 | 19.2537
2028 | NZWEM_PERC | Low Demand Growth+Very Low Gas Supply+Delayed Build+Upgraded HVDC | 17.0193 | 18.5485 | 18.8813
2029 | NZWEM_PERC | Low Demand Growth+Very Low Gas Supply+Delayed Build+Upgraded HVDC | 17.0145 | 20.0673 | 21.0155
2030 | NZWEM_PERC | Low Demand Growth+Very Low Gas Supply+Delayed Build+Upgraded HVDC | 15.3663 | 25.1246 | 33.3731
2031 | NZWEM_PERC | Low Demand Growth+Very Low Gas Supply+Delayed Build+Upgraded HVDC | 12.9021 | 25.7962 | 35.1096
2032 | NZWEM_PERC | Low Demand Growth+Very Low Gas Supply+Delayed Build+Upgraded HVDC | 11.1636 | 24.576 | 39.8859
2033 | NZWEM_PERC | Low Demand Growth+Very Low Gas Supply+Delayed Build+Upgraded HVDC | 9.6182 | 22.9181 | 44.3753
2034 | NZWEM_PERC | Low Demand Growth+Very Low Gas Supply+Delayed Build+Upgraded HVDC | 8.0234 | 21.5189 | 43.7079
2035 | NZWEM_PERC | Low Demand Growth+Very Low Gas Supply+Delayed Build+Upgraded HVDC | 5.9018 | 19.6217 | 43.197
2026 | NIWCM | Low Demand Growth+Very Low Gas Supply+Delayed Build+Upgraded HVDC | 906.8546 | 906.8546 | 906.8546
2027 | NIWCM | Low Demand Growth+Very Low Gas Supply+Delayed Build+Upgraded HVDC | 1161.9847 | 1163.9836 | 1166.4561
2028 | NIWCM | Low Demand Growth+Very Low Gas Supply+Delayed Build+Upgraded HVDC | 1440.6233 | 1459.8351 | 1464.3716
2029 | NIWCM | Low Demand Growth+Very Low Gas Supply+Delayed Build+Upgraded HVDC | 1224.5213 | 1347.2076 | 1360.7999
2030 | NIWCM | Low Demand Growth+Very Low Gas Supply+Delayed Build+Upgraded HVDC | 675.9581 | 1339.7392 | 1509.2501
2031 | NIWCM | Low Demand Growth+Very Low Gas Supply+Delayed Build+Upgraded HVDC | 571.9698 | 1469.8489 | 1803.8436
2032 | NIWCM | Low Demand Growth+Very Low Gas Supply+Delayed Build+Upgraded HVDC | 450.8629 | 1408.4398 | 1914.0586
2033 | NIWCM | Low Demand Growth+Very Low Gas Supply+Delayed Build+Upgraded HVDC | 408.3415 | 1377.0411 | 2102.1171
2034 | NIWCM | Low Demand Growth+Very Low Gas Supply+Delayed Build+Upgraded HVDC | 297.6869 | 1291.7751 | 2081.5855
2035 | NIWCM | Low Demand Growth+Very Low Gas Supply+Delayed Build+Upgraded HVDC | 171.9991 | 1198.8801 | 2075.6123
2026 | SIWEM_PERC | Low Demand Growth+Very Low Gas Supply+Delayed Build+Upgraded HVDC | 50.7882 | 50.7882 | 50.7882
2027 | SIWEM_PERC | Low Demand Growth+Very Low Gas Supply+Delayed Build+Upgraded HVDC | 50.6734 | 51.0753 | 51.5199
2028 | SIWEM_PERC | Low Demand Growth+Very Low Gas Supply+Delayed Build+Upgraded HVDC | 45.2277 | 49.4197 | 50.332
2029 | SIWEM_PERC | Low Demand Growth+Very Low Gas Supply+Delayed Build+Upgraded HVDC | 45.0438 | 53.3897 | 55.9818
2030 | SIWEM_PERC | Low Demand Growth+Very Low Gas Supply+Delayed Build+Upgraded HVDC | 40.2647 | 66.451 | 88.1499
2031 | SIWEM_PERC | Low Demand Growth+Very Low Gas Supply+Delayed Build+Upgraded HVDC | 33.4746 | 67.7193 | 92.2177
2032 | SIWEM_PERC | Low Demand Growth+Very Low Gas Supply+Delayed Build+Upgraded HVDC | 28.6471 | 64.5029 | 100.7887
2033 | SIWEM_PERC | Low Demand Growth+Very Low Gas Supply+Delayed Build+Upgraded HVDC | 24.3782 | 60.1095 | 102.9236
2034 | SIWEM_PERC | Low Demand Growth+Very Low Gas Supply+Delayed Build+Upgraded HVDC | 20.0051 | 56.4439 | 99.9376
2035 | SIWEM_PERC | Low Demand Growth+Very Low Gas Supply+Delayed Build+Upgraded HVDC | 14.7472 | 51.5177 | 96.1747
2026 | NZWEM_PERC | Low Demand Growth+Very Low Gas Supply+Delayed Build+Upgraded HVDC+Low Wind & Solar | 19.6245 | 19.6245 | 19.6245
2027 | NZWEM_PERC | Low Demand Growth+Very Low Gas Supply+Delayed Build+Upgraded HVDC+Low Wind & Solar | 17.9148 | 18.0498 | 18.21
2028 | NZWEM_PERC | Low Demand Growth+Very Low Gas Supply+Delayed Build+Upgraded HVDC+Low Wind & Solar | 15.745 | 17.1251 | 17.4254
2029 | NZWEM_PERC | Low Demand Growth+Very Low Gas Supply+Delayed Build+Upgraded HVDC+Low Wind & Solar | 15.5711 | 18.3261 | 19.1819
2030 | NZWEM_PERC | Low Demand Growth+Very Low Gas Supply+Delayed Build+Upgraded HVDC+Low Wind & Solar | 13.8293 | 22.6357 | 30.0797
2031 | NZWEM_PERC | Low Demand Growth+Very Low Gas Supply+Delayed Build+Upgraded HVDC+Low Wind & Solar | 11.3998 | 23.0363 | 31.4414
2032 | NZWEM_PERC | Low Demand Growth+Very Low Gas Supply+Delayed Build+Upgraded HVDC+Low Wind & Solar | 9.687 | 21.7912 | 35.6475
2033 | NZWEM_PERC | Low Demand Growth+Very Low Gas Supply+Delayed Build+Upgraded HVDC+Low Wind & Solar | 8.1645 | 20.1766 | 39.5801
2034 | NZWEM_PERC | Low Demand Growth+Very Low Gas Supply+Delayed Build+Upgraded HVDC+Low Wind & Solar | 6.5937 | 18.7821 | 38.8839
2035 | NZWEM_PERC | Low Demand Growth+Very Low Gas Supply+Delayed Build+Upgraded HVDC+Low Wind & Solar | 4.503 | 16.9442 | 38.2953
2026 | NIWCM | Low Demand Growth+Very Low Gas Supply+Delayed Build+Upgraded HVDC+Low Wind & Solar | 906.8546 | 906.8546 | 906.8546
2027 | NIWCM | Low Demand Growth+Very Low Gas Supply+Delayed Build+Upgraded HVDC+Low Wind & Solar | 1161.9847 | 1163.9836 | 1166.4561
2028 | NIWCM | Low Demand Growth+Very Low Gas Supply+Delayed Build+Upgraded HVDC+Low Wind & Solar | 1440.6233 | 1459.8351 | 1464.3716
2029 | NIWCM | Low Demand Growth+Very Low Gas Supply+Delayed Build+Upgraded HVDC+Low Wind & Solar | 1224.5213 | 1347.2076 | 1360.7999
2030 | NIWCM | Low Demand Growth+Very Low Gas Supply+Delayed Build+Upgraded HVDC+Low Wind & Solar | 675.9581 | 1339.7392 | 1509.2501
2031 | NIWCM | Low Demand Growth+Very Low Gas Supply+Delayed Build+Upgraded HVDC+Low Wind & Solar | 571.9698 | 1469.8489 | 1803.8436
2032 | NIWCM | Low Demand Growth+Very Low Gas Supply+Delayed Build+Upgraded HVDC+Low Wind & Solar | 450.8629 | 1408.4398 | 1914.0586
2033 | NIWCM | Low Demand Growth+Very Low Gas Supply+Delayed Build+Upgraded HVDC+Low Wind & Solar | 408.3415 | 1377.0411 | 2102.1171
2034 | NIWCM | Low Demand Growth+Very Low Gas Supply+Delayed Build+Upgraded HVDC+Low Wind & Solar | 297.6869 | 1291.7751 | 2081.5855
2035 | NIWCM | Low Demand Growth+Very Low Gas Supply+Delayed Build+Upgraded HVDC+Low Wind & Solar | 171.9991 | 1198.8801 | 2075.6123
2026 | SIWEM_PERC | Low Demand Growth+Very Low Gas Supply+Delayed Build+Upgraded HVDC+Low Wind & Solar | 50.4405 | 50.4405 | 50.4405
2027 | SIWEM_PERC | Low Demand Growth+Very Low Gas Supply+Delayed Build+Upgraded HVDC+Low Wind & Solar | 47.8901 | 48.2614 | 48.7021
2028 | SIWEM_PERC | Low Demand Growth+Very Low Gas Supply+Delayed Build+Upgraded HVDC+Low Wind & Solar | 41.7347 | 45.5178 | 46.3411
2029 | SIWEM_PERC | Low Demand Growth+Very Low Gas Supply+Delayed Build+Upgraded HVDC+Low Wind & Solar | 41.0977 | 48.6296 | 50.9689
2030 | SIWEM_PERC | Low Demand Growth+Very Low Gas Supply+Delayed Build+Upgraded HVDC+Low Wind & Solar | 36.0838 | 60.0376 | 79.6597
2031 | SIWEM_PERC | Low Demand Growth+Very Low Gas Supply+Delayed Build+Upgraded HVDC+Low Wind & Solar | 29.388 | 60.678 | 82.787
2032 | SIWEM_PERC | Low Demand Growth+Very Low Gas Supply+Delayed Build+Upgraded HVDC+Low Wind & Solar | 24.6345 | 57.3937 | 93.4146
2033 | SIWEM_PERC | Low Demand Growth+Very Low Gas Supply+Delayed Build+Upgraded HVDC+Low Wind & Solar | 20.4296 | 53.0576 | 97.9498
2034 | SIWEM_PERC | Low Demand Growth+Very Low Gas Supply+Delayed Build+Upgraded HVDC+Low Wind & Solar | 16.1173 | 49.2593 | 95.0404
2035 | SIWEM_PERC | Low Demand Growth+Very Low Gas Supply+Delayed Build+Upgraded HVDC+Low Wind & Solar | 13.799 | 44.276 | 91.3733
2026 | NZWEM_PERC | Low Demand Growth+Very Low Gas Supply+Delayed Build+Upgraded HVDC+Constrained Operational Capacity | 20.5799 | 20.5799 | 20.5799
2027 | NZWEM_PERC | Low Demand Growth+Very Low Gas Supply+Delayed Build+Upgraded HVDC+Constrained Operational Capacity | 18.9266 | 19.0762 | 19.2537
2028 | NZWEM_PERC | Low Demand Growth+Very Low Gas Supply+Delayed Build+Upgraded HVDC+Constrained Operational Capacity | 17.0193 | 18.5485 | 18.8813
2029 | NZWEM_PERC | Low Demand Growth+Very Low Gas Supply+Delayed Build+Upgraded HVDC+Constrained Operational Capacity | 17.0145 | 20.0673 | 21.0155
2030 | NZWEM_PERC | Low Demand Growth+Very Low Gas Supply+Delayed Build+Upgraded HVDC+Constrained Operational Capacity | 15.3663 | 25.1246 | 33.3731
2031 | NZWEM_PERC | Low Demand Growth+Very Low Gas Supply+Delayed Build+Upgraded HVDC+Constrained Operational Capacity | 12.9021 | 25.7962 | 35.1096
2032 | NZWEM_PERC | Low Demand Growth+Very Low Gas Supply+Delayed Build+Upgraded HVDC+Constrained Operational Capacity | 11.1636 | 24.576 | 39.8859
2033 | NZWEM_PERC | Low Demand Growth+Very Low Gas Supply+Delayed Build+Upgraded HVDC+Constrained Operational Capacity | 9.6182 | 22.9181 | 44.3753
2034 | NZWEM_PERC | Low Demand Growth+Very Low Gas Supply+Delayed Build+Upgraded HVDC+Constrained Operational Capacity | 8.0234 | 21.5189 | 43.7079
2035 | NZWEM_PERC | Low Demand Growth+Very Low Gas Supply+Delayed Build+Upgraded HVDC+Constrained Operational Capacity | 5.9018 | 19.6217 | 43.197
2026 | NIWCM | Low Demand Growth+Very Low Gas Supply+Delayed Build+Upgraded HVDC+Constrained Operational Capacity | 373.5029 | 373.5029 | 373.5029
2027 | NIWCM | Low Demand Growth+Very Low Gas Supply+Delayed Build+Upgraded HVDC+Constrained Operational Capacity | 622.7638 | 622.7638 | 622.7638
2028 | NIWCM | Low Demand Growth+Very Low Gas Supply+Delayed Build+Upgraded HVDC+Constrained Operational Capacity | 839.2329 | 839.2329 | 839.2329
2029 | NIWCM | Low Demand Growth+Very Low Gas Supply+Delayed Build+Upgraded HVDC+Constrained Operational Capacity | 591.9335 | 673.824 | 673.824
2030 | NIWCM | Low Demand Growth+Very Low Gas Supply+Delayed Build+Upgraded HVDC+Constrained Operational Capacity | 18.6497 | 520.0695 | 632.6657
2031 | NIWCM | Low Demand Growth+Very Low Gas Supply+Delayed Build+Upgraded HVDC+Constrained Operational Capacity | -89.1597 | 555.8055 | 709.1055
2032 | NIWCM | Low Demand Growth+Very Low Gas Supply+Delayed Build+Upgraded HVDC+Constrained Operational Capacity | -216.7275 | 483.6656 | 689.557
2033 | NIWCM | Low Demand Growth+Very Low Gas Supply+Delayed Build+Upgraded HVDC+Constrained Operational Capacity | -260.8529 | 450.7751 | 712.3304
2034 | NIWCM | Low Demand Growth+Very Low Gas Supply+Delayed Build+Upgraded HVDC+Constrained Operational Capacity | -372.2177 | 343.2476 | 631.0827
2035 | NIWCM | Low Demand Growth+Very Low Gas Supply+Delayed Build+Upgraded HVDC+Constrained Operational Capacity | -500.1826 | 244.8324 | 543.7233
2026 | SIWEM_PERC | Low Demand Growth+Very Low Gas Supply+Delayed Build+Upgraded HVDC+Constrained Operational Capacity | 50.7882 | 50.7882 | 50.7882
2027 | SIWEM_PERC | Low Demand Growth+Very Low Gas Supply+Delayed Build+Upgraded HVDC+Constrained Operational Capacity | 50.6734 | 51.0753 | 51.5199
2028 | SIWEM_PERC | Low Demand Growth+Very Low Gas Supply+Delayed Build+Upgraded HVDC+Constrained Operational Capacity | 45.2277 | 49.4197 | 50.332
2029 | SIWEM_PERC | Low Demand Growth+Very Low Gas Supply+Delayed Build+Upgraded HVDC+Constrained Operational Capacity | 45.0438 | 53.3897 | 55.9818
2030 | SIWEM_PERC | Low Demand Growth+Very Low Gas Supply+Delayed Build+Upgraded HVDC+Constrained Operational Capacity | 40.2647 | 66.451 | 88.1499
2031 | SIWEM_PERC | Low Demand Growth+Very Low Gas Supply+Delayed Build+Upgraded HVDC+Constrained Operational Capacity | 33.4746 | 67.7193 | 92.2177
2032 | SIWEM_PERC | Low Demand Growth+Very Low Gas Supply+Delayed Build+Upgraded HVDC+Constrained Operational Capacity | 28.6471 | 64.5029 | 100.7887
2033 | SIWEM_PERC | Low Demand Growth+Very Low Gas Supply+Delayed Build+Upgraded HVDC+Constrained Operational Capacity | 24.3782 | 60.1095 | 102.9236
2034 | SIWEM_PERC | Low Demand Growth+Very Low Gas Supply+Delayed Build+Upgraded HVDC+Constrained Operational Capacity | 20.0051 | 56.4439 | 99.9376
2035 | SIWEM_PERC | Low Demand Growth+Very Low Gas Supply+Delayed Build+Upgraded HVDC+Constrained Operational Capacity | 14.7472 | 51.5177 | 96.1747
2026 | NZWEM_PERC | Low Demand Growth+Very Low Gas Supply+Delayed Build+Upgraded HVDC+Constrained Operational Capacity+Low Wind & Solar | 19.6245 | 19.6245 | 19.6245
2027 | NZWEM_PERC | Low Demand Growth+Very Low Gas Supply+Delayed Build+Upgraded HVDC+Constrained Operational Capacity+Low Wind & Solar | 17.9148 | 18.0498 | 18.21
2028 | NZWEM_PERC | Low Demand Growth+Very Low Gas Supply+Delayed Build+Upgraded HVDC+Constrained Operational Capacity+Low Wind & Solar | 15.745 | 17.1251 | 17.4254
2029 | NZWEM_PERC | Low Demand Growth+Very Low Gas Supply+Delayed Build+Upgraded HVDC+Constrained Operational Capacity+Low Wind & Solar | 15.5711 | 18.3261 | 19.1819
2030 | NZWEM_PERC | Low Demand Growth+Very Low Gas Supply+Delayed Build+Upgraded HVDC+Constrained Operational Capacity+Low Wind & Solar | 13.8293 | 22.6357 | 30.0797
2031 | NZWEM_PERC | Low Demand Growth+Very Low Gas Supply+Delayed Build+Upgraded HVDC+Constrained Operational Capacity+Low Wind & Solar | 11.3998 | 23.0363 | 31.4414
2032 | NZWEM_PERC | Low Demand Growth+Very Low Gas Supply+Delayed Build+Upgraded HVDC+Constrained Operational Capacity+Low Wind & Solar | 9.687 | 21.7912 | 35.6475
2033 | NZWEM_PERC | Low Demand Growth+Very Low Gas Supply+Delayed Build+Upgraded HVDC+Constrained Operational Capacity+Low Wind & Solar | 8.1645 | 20.1766 | 39.5801
2034 | NZWEM_PERC | Low Demand Growth+Very Low Gas Supply+Delayed Build+Upgraded HVDC+Constrained Operational Capacity+Low Wind & Solar | 6.5937 | 18.7821 | 38.8839
2035 | NZWEM_PERC | Low Demand Growth+Very Low Gas Supply+Delayed Build+Upgraded HVDC+Constrained Operational Capacity+Low Wind & Solar | 4.503 | 16.9442 | 38.2953
2026 | NIWCM | Low Demand Growth+Very Low Gas Supply+Delayed Build+Upgraded HVDC+Constrained Operational Capacity+Low Wind & Solar | 373.5029 | 373.5029 | 373.5029
2027 | NIWCM | Low Demand Growth+Very Low Gas Supply+Delayed Build+Upgraded HVDC+Constrained Operational Capacity+Low Wind & Solar | 622.7638 | 622.7638 | 622.7638
2028 | NIWCM | Low Demand Growth+Very Low Gas Supply+Delayed Build+Upgraded HVDC+Constrained Operational Capacity+Low Wind & Solar | 839.2329 | 839.2329 | 839.2329
2029 | NIWCM | Low Demand Growth+Very Low Gas Supply+Delayed Build+Upgraded HVDC+Constrained Operational Capacity+Low Wind & Solar | 591.9335 | 673.824 | 673.824
2030 | NIWCM | Low Demand Growth+Very Low Gas Supply+Delayed Build+Upgraded HVDC+Constrained Operational Capacity+Low Wind & Solar | 18.6497 | 520.0695 | 632.6657
2031 | NIWCM | Low Demand Growth+Very Low Gas Supply+Delayed Build+Upgraded HVDC+Constrained Operational Capacity+Low Wind & Solar | -89.1597 | 555.8055 | 709.1055
2032 | NIWCM | Low Demand Growth+Very Low Gas Supply+Delayed Build+Upgraded HVDC+Constrained Operational Capacity+Low Wind & Solar | -216.7275 | 483.6656 | 689.557
2033 | NIWCM | Low Demand Growth+Very Low Gas Supply+Delayed Build+Upgraded HVDC+Constrained Operational Capacity+Low Wind & Solar | -260.8529 | 450.7751 | 712.3304
2034 | NIWCM | Low Demand Growth+Very Low Gas Supply+Delayed Build+Upgraded HVDC+Constrained Operational Capacity+Low Wind & Solar | -372.2177 | 343.2476 | 631.0827
2035 | NIWCM | Low Demand Growth+Very Low Gas Supply+Delayed Build+Upgraded HVDC+Constrained Operational Capacity+Low Wind & Solar | -500.1826 | 244.8324 | 543.7233
2026 | SIWEM_PERC | Low Demand Growth+Very Low Gas Supply+Delayed Build+Upgraded HVDC+Constrained Operational Capacity+Low Wind & Solar | 50.4405 | 50.4405 | 50.4405
2027 | SIWEM_PERC | Low Demand Growth+Very Low Gas Supply+Delayed Build+Upgraded HVDC+Constrained Operational Capacity+Low Wind & Solar | 47.8901 | 48.2614 | 48.7021
2028 | SIWEM_PERC | Low Demand Growth+Very Low Gas Supply+Delayed Build+Upgraded HVDC+Constrained Operational Capacity+Low Wind & Solar | 41.7347 | 45.5178 | 46.3411
2029 | SIWEM_PERC | Low Demand Growth+Very Low Gas Supply+Delayed Build+Upgraded HVDC+Constrained Operational Capacity+Low Wind & Solar | 41.0977 | 48.6296 | 50.9689
2030 | SIWEM_PERC | Low Demand Growth+Very Low Gas Supply+Delayed Build+Upgraded HVDC+Constrained Operational Capacity+Low Wind & Solar | 36.0838 | 60.0376 | 79.6597
2031 | SIWEM_PERC | Low Demand Growth+Very Low Gas Supply+Delayed Build+Upgraded HVDC+Constrained Operational Capacity+Low Wind & Solar | 29.388 | 60.678 | 82.787
2032 | SIWEM_PERC | Low Demand Growth+Very Low Gas Supply+Delayed Build+Upgraded HVDC+Constrained Operational Capacity+Low Wind & Solar | 24.6345 | 57.3937 | 93.4146
2033 | SIWEM_PERC | Low Demand Growth+Very Low Gas Supply+Delayed Build+Upgraded HVDC+Constrained Operational Capacity+Low Wind & Solar | 20.4296 | 53.0576 | 97.9498
2034 | SIWEM_PERC | Low Demand Growth+Very Low Gas Supply+Delayed Build+Upgraded HVDC+Constrained Operational Capacity+Low Wind & Solar | 16.1173 | 49.2593 | 95.0404
2035 | SIWEM_PERC | Low Demand Growth+Very Low Gas Supply+Delayed Build+Upgraded HVDC+Constrained Operational Capacity+Low Wind & Solar | 13.799 | 44.276 | 91.3733
2026 | NZWEM_PERC | Low Demand Growth+Very Low Gas Supply+Reduced Rankine Availability | 21.086 | 21.1458 | 21.1458
2027 | NZWEM_PERC | Low Demand Growth+Very Low Gas Supply+Reduced Rankine Availability | 18.0849 | 20.0287 | 20.3648
2028 | NZWEM_PERC | Low Demand Growth+Very Low Gas Supply+Reduced Rankine Availability | 12.8951 | 21.4882 | 26.2542
2029 | NZWEM_PERC | Low Demand Growth+Very Low Gas Supply+Reduced Rankine Availability | 9.7878 | 22.0392 | 31.7325
2030 | NZWEM_PERC | Low Demand Growth+Very Low Gas Supply+Reduced Rankine Availability | 7.0514 | 21.5804 | 37.5165
2031 | NZWEM_PERC | Low Demand Growth+Very Low Gas Supply+Reduced Rankine Availability | 4.7754 | 19.0748 | 41.2489
2032 | NZWEM_PERC | Low Demand Growth+Very Low Gas Supply+Reduced Rankine Availability | 3.1754 | 17.6593 | 40.5764
2033 | NZWEM_PERC | Low Demand Growth+Very Low Gas Supply+Reduced Rankine Availability | 1.7543 | 16.0128 | 40.5137
2034 | NZWEM_PERC | Low Demand Growth+Very Low Gas Supply+Reduced Rankine Availability | 0.28896 | 14.7859 | 38.8835
2035 | NZWEM_PERC | Low Demand Growth+Very Low Gas Supply+Reduced Rankine Availability | -1.6651 | 12.6219 | 36.1972
2026 | NIWCM | Low Demand Growth+Very Low Gas Supply+Reduced Rankine Availability | 1191.4351 | 1192.2349 | 1192.2349
2027 | NIWCM | Low Demand Growth+Very Low Gas Supply+Reduced Rankine Availability | 1327.1564 | 1355.0149 | 1359.5514
2028 | NIWCM | Low Demand Growth+Very Low Gas Supply+Reduced Rankine Availability | 1461.582 | 2021.8616 | 2060.8072
2029 | NIWCM | Low Demand Growth+Very Low Gas Supply+Reduced Rankine Availability | 1198.0619 | 2008.2841 | 2225.9733
2030 | NIWCM | Low Demand Growth+Very Low Gas Supply+Reduced Rankine Availability | 501.3346 | 1412.0166 | 1777.2635
2031 | NIWCM | Low Demand Growth+Very Low Gas Supply+Reduced Rankine Availability | 414.4953 | 1371.6954 | 1928.5302
2032 | NIWCM | Low Demand Growth+Very Low Gas Supply+Reduced Rankine Availability | 293.4048 | 1292.1836 | 1898.8972
2033 | NIWCM | Low Demand Growth+Very Low Gas Supply+Reduced Rankine Availability | 177.9406 | 1191.6783 | 1892.7876
2034 | NIWCM | Low Demand Growth+Very Low Gas Supply+Reduced Rankine Availability | 67.2872 | 1131.3782 | 1935.9505
2035 | NIWCM | Low Demand Growth+Very Low Gas Supply+Reduced Rankine Availability | -58.401 | 1020.8282 | 1850.5088
2026 | SIWEM_PERC | Low Demand Growth+Very Low Gas Supply+Reduced Rankine Availability | 55.9618 | 55.9618 | 55.9618
2027 | SIWEM_PERC | Low Demand Growth+Very Low Gas Supply+Reduced Rankine Availability | 48.3579 | 53.7053 | 54.6297
2028 | SIWEM_PERC | Low Demand Growth+Very Low Gas Supply+Reduced Rankine Availability | 33.9222 | 57.4782 | 70.5432
2029 | SIWEM_PERC | Low Demand Growth+Very Low Gas Supply+Reduced Rankine Availability | 27.9033 | 58.7805 | 83.0811
2030 | SIWEM_PERC | Low Demand Growth+Very Low Gas Supply+Reduced Rankine Availability | 25.1857 | 57.1671 | 87.3057
2031 | SIWEM_PERC | Low Demand Growth+Very Low Gas Supply+Reduced Rankine Availability | 22.4604 | 50.2664 | 88.5761
2032 | SIWEM_PERC | Low Demand Growth+Very Low Gas Supply+Reduced Rankine Availability | 20.3674 | 46.2979 | 85.2852
2033 | SIWEM_PERC | Low Demand Growth+Very Low Gas Supply+Reduced Rankine Availability | 18.5707 | 41.7476 | 82.4535
2034 | SIWEM_PERC | Low Demand Growth+Very Low Gas Supply+Reduced Rankine Availability | 16.8853 | 38.3933 | 79.7831
2035 | SIWEM_PERC | Low Demand Growth+Very Low Gas Supply+Reduced Rankine Availability | 14.7472 | 32.4978 | 76.4144
2026 | NZWEM_PERC | Low Demand Growth+Very Low Gas Supply+Reduced Rankine Availability+Low Wind & Solar | 19.8302 | 19.8842 | 19.8842
2027 | NZWEM_PERC | Low Demand Growth+Very Low Gas Supply+Reduced Rankine Availability+Low Wind & Solar | 16.6593 | 18.4136 | 18.7169
2028 | NZWEM_PERC | Low Demand Growth+Very Low Gas Supply+Reduced Rankine Availability+Low Wind & Solar | 11.3619 | 19.1168 | 23.418
2029 | NZWEM_PERC | Low Demand Growth+Very Low Gas Supply+Reduced Rankine Availability+Low Wind & Solar | 8.2242 | 19.2808 | 28.0286
2030 | NZWEM_PERC | Low Demand Growth+Very Low Gas Supply+Reduced Rankine Availability+Low Wind & Solar | 5.5143 | 18.6816 | 33.1047
2031 | NZWEM_PERC | Low Demand Growth+Very Low Gas Supply+Reduced Rankine Availability+Low Wind & Solar | 3.2731 | 16.2417 | 36.2935
2032 | NZWEM_PERC | Low Demand Growth+Very Low Gas Supply+Reduced Rankine Availability+Low Wind & Solar | 1.6987 | 14.8327 | 35.594
2033 | NZWEM_PERC | Low Demand Growth+Very Low Gas Supply+Reduced Rankine Availability+Low Wind & Solar | 0.30059 | 13.2302 | 35.4196
2034 | NZWEM_PERC | Low Demand Growth+Very Low Gas Supply+Reduced Rankine Availability+Low Wind & Solar | -1.1408 | 12.0491 | 33.8732
2035 | NZWEM_PERC | Low Demand Growth+Very Low Gas Supply+Reduced Rankine Availability+Low Wind & Solar | -3.0639 | 9.9444 | 31.2955
2026 | NIWCM | Low Demand Growth+Very Low Gas Supply+Reduced Rankine Availability+Low Wind & Solar | 1191.4351 | 1192.2349 | 1192.2349
2027 | NIWCM | Low Demand Growth+Very Low Gas Supply+Reduced Rankine Availability+Low Wind & Solar | 1327.1564 | 1355.0149 | 1359.5514
2028 | NIWCM | Low Demand Growth+Very Low Gas Supply+Reduced Rankine Availability+Low Wind & Solar | 1461.582 | 2021.8616 | 2060.8072
2029 | NIWCM | Low Demand Growth+Very Low Gas Supply+Reduced Rankine Availability+Low Wind & Solar | 1198.0619 | 2008.2841 | 2225.9733
2030 | NIWCM | Low Demand Growth+Very Low Gas Supply+Reduced Rankine Availability+Low Wind & Solar | 501.3346 | 1412.0166 | 1777.2635
2031 | NIWCM | Low Demand Growth+Very Low Gas Supply+Reduced Rankine Availability+Low Wind & Solar | 414.4953 | 1371.6954 | 1928.5302
2032 | NIWCM | Low Demand Growth+Very Low Gas Supply+Reduced Rankine Availability+Low Wind & Solar | 293.4048 | 1292.1836 | 1898.8972
2033 | NIWCM | Low Demand Growth+Very Low Gas Supply+Reduced Rankine Availability+Low Wind & Solar | 177.9406 | 1191.6783 | 1892.7876
2034 | NIWCM | Low Demand Growth+Very Low Gas Supply+Reduced Rankine Availability+Low Wind & Solar | 67.2872 | 1131.3782 | 1935.9505
2035 | NIWCM | Low Demand Growth+Very Low Gas Supply+Reduced Rankine Availability+Low Wind & Solar | -58.401 | 1020.8282 | 1850.5088
2026 | SIWEM_PERC | Low Demand Growth+Very Low Gas Supply+Reduced Rankine Availability+Low Wind & Solar | 53.481 | 53.6304 | 53.6304
2027 | SIWEM_PERC | Low Demand Growth+Very Low Gas Supply+Reduced Rankine Availability+Low Wind & Solar | 44.4364 | 49.2622 | 50.0965
2028 | SIWEM_PERC | Low Demand Growth+Very Low Gas Supply+Reduced Rankine Availability+Low Wind & Solar | 29.7192 | 50.9777 | 62.7684
2029 | SIWEM_PERC | Low Demand Growth+Very Low Gas Supply+Reduced Rankine Availability+Low Wind & Solar | 26.84 | 51.2393 | 75.1543
2030 | SIWEM_PERC | Low Demand Growth+Very Low Gas Supply+Reduced Rankine Availability+Low Wind & Solar | 24.1457 | 49.2824 | 82.5777
2031 | SIWEM_PERC | Low Demand Growth+Very Low Gas Supply+Reduced Rankine Availability+Low Wind & Solar | 21.4438 | 42.5595 | 83.4284
2032 | SIWEM_PERC | Low Demand Growth+Very Low Gas Supply+Reduced Rankine Availability+Low Wind & Solar | 19.3693 | 38.6171 | 80.2308
2033 | SIWEM_PERC | Low Demand Growth+Very Low Gas Supply+Reduced Rankine Availability+Low Wind & Solar | 17.5885 | 34.1893 | 77.4796
2034 | SIWEM_PERC | Low Demand Growth+Very Low Gas Supply+Reduced Rankine Availability+Low Wind & Solar | 15.9182 | 30.9515 | 74.8859
2035 | SIWEM_PERC | Low Demand Growth+Very Low Gas Supply+Reduced Rankine Availability+Low Wind & Solar | 13.799 | 26.4828 | 71.6131
2026 | NZWEM_PERC | Low Demand Growth+Very Low Gas Supply+Reduced Rankine Availability+Constrained Operational Capacity | 21.086 | 21.1458 | 21.1458
2027 | NZWEM_PERC | Low Demand Growth+Very Low Gas Supply+Reduced Rankine Availability+Constrained Operational Capacity | 18.0849 | 20.0287 | 20.3648
2028 | NZWEM_PERC | Low Demand Growth+Very Low Gas Supply+Reduced Rankine Availability+Constrained Operational Capacity | 12.8951 | 21.4882 | 26.2542
2029 | NZWEM_PERC | Low Demand Growth+Very Low Gas Supply+Reduced Rankine Availability+Constrained Operational Capacity | 9.7878 | 22.0392 | 31.7325
2030 | NZWEM_PERC | Low Demand Growth+Very Low Gas Supply+Reduced Rankine Availability+Constrained Operational Capacity | 7.0514 | 21.5804 | 37.5165
2031 | NZWEM_PERC | Low Demand Growth+Very Low Gas Supply+Reduced Rankine Availability+Constrained Operational Capacity | 4.7754 | 19.0748 | 41.2489
2032 | NZWEM_PERC | Low Demand Growth+Very Low Gas Supply+Reduced Rankine Availability+Constrained Operational Capacity | 3.1754 | 17.6593 | 40.5764
2033 | NZWEM_PERC | Low Demand Growth+Very Low Gas Supply+Reduced Rankine Availability+Constrained Operational Capacity | 1.7543 | 16.0128 | 40.5137
2034 | NZWEM_PERC | Low Demand Growth+Very Low Gas Supply+Reduced Rankine Availability+Constrained Operational Capacity | 0.28896 | 14.7859 | 38.8835
2035 | NZWEM_PERC | Low Demand Growth+Very Low Gas Supply+Reduced Rankine Availability+Constrained Operational Capacity | -1.6651 | 12.6219 | 36.1972
2026 | NIWCM | Low Demand Growth+Very Low Gas Supply+Reduced Rankine Availability+Constrained Operational Capacity | 604.1196 | 604.1196 | 604.1196
2027 | NIWCM | Low Demand Growth+Very Low Gas Supply+Reduced Rankine Availability+Constrained Operational Capacity | 709.2101 | 713.0979 | 713.0979
2028 | NIWCM | Low Demand Growth+Very Low Gas Supply+Reduced Rankine Availability+Constrained Operational Capacity | 818.3594 | 1305.8788 | 1312.9608
2029 | NIWCM | Low Demand Growth+Very Low Gas Supply+Reduced Rankine Availability+Constrained Operational Capacity | 540.9608 | 1182.4224 | 1335.4138
2030 | NIWCM | Low Demand Growth+Very Low Gas Supply+Reduced Rankine Availability+Constrained Operational Capacity | -155.9738 | 561.4479 | 767.1447
2031 | NIWCM | Low Demand Growth+Very Low Gas Supply+Reduced Rankine Availability+Constrained Operational Capacity | -246.6221 | 482.7363 | 742.5585
2032 | NIWCM | Low Demand Growth+Very Low Gas Supply+Reduced Rankine Availability+Constrained Operational Capacity | -374.1888 | 364.996 | 645.3534
2033 | NIWCM | Low Demand Growth+Very Low Gas Supply+Reduced Rankine Availability+Constrained Operational Capacity | -491.253 | 250.8336 | 543.8357
2034 | NIWCM | Low Demand Growth+Very Low Gas Supply+Reduced Rankine Availability+Constrained Operational Capacity | -602.6177 | 182.937 | 558.0033
2035 | NIWCM | Low Demand Growth+Very Low Gas Supply+Reduced Rankine Availability+Constrained Operational Capacity | -730.5826 | 66.7644 | 442.8836
2026 | SIWEM_PERC | Low Demand Growth+Very Low Gas Supply+Reduced Rankine Availability+Constrained Operational Capacity | 55.9618 | 55.9618 | 55.9618
2027 | SIWEM_PERC | Low Demand Growth+Very Low Gas Supply+Reduced Rankine Availability+Constrained Operational Capacity | 48.3579 | 53.7053 | 54.6297
2028 | SIWEM_PERC | Low Demand Growth+Very Low Gas Supply+Reduced Rankine Availability+Constrained Operational Capacity | 33.9222 | 57.4782 | 70.5432
2029 | SIWEM_PERC | Low Demand Growth+Very Low Gas Supply+Reduced Rankine Availability+Constrained Operational Capacity | 27.9033 | 58.7805 | 83.0811
2030 | SIWEM_PERC | Low Demand Growth+Very Low Gas Supply+Reduced Rankine Availability+Constrained Operational Capacity | 25.1857 | 57.1671 | 87.3057
2031 | SIWEM_PERC | Low Demand Growth+Very Low Gas Supply+Reduced Rankine Availability+Constrained Operational Capacity | 22.4604 | 50.2664 | 88.5761
2032 | SIWEM_PERC | Low Demand Growth+Very Low Gas Supply+Reduced Rankine Availability+Constrained Operational Capacity | 20.3674 | 46.2979 | 85.2852
2033 | SIWEM_PERC | Low Demand Growth+Very Low Gas Supply+Reduced Rankine Availability+Constrained Operational Capacity | 18.5707 | 41.7476 | 82.4535
2034 | SIWEM_PERC | Low Demand Growth+Very Low Gas Supply+Reduced Rankine Availability+Constrained Operational Capacity | 16.8853 | 38.3933 | 79.7831
2035 | SIWEM_PERC | Low Demand Growth+Very Low Gas Supply+Reduced Rankine Availability+Constrained Operational Capacity | 14.7472 | 32.4978 | 76.4144
2026 | NZWEM_PERC | Low Demand Growth+Very Low Gas Supply+Reduced Rankine Availability+Constrained Operational Capacity+Low Wind & Solar | 19.8302 | 19.8842 | 19.8842
2027 | NZWEM_PERC | Low Demand Growth+Very Low Gas Supply+Reduced Rankine Availability+Constrained Operational Capacity+Low Wind & Solar | 16.6593 | 18.4136 | 18.7169
2028 | NZWEM_PERC | Low Demand Growth+Very Low Gas Supply+Reduced Rankine Availability+Constrained Operational Capacity+Low Wind & Solar | 11.3619 | 19.1168 | 23.418
2029 | NZWEM_PERC | Low Demand Growth+Very Low Gas Supply+Reduced Rankine Availability+Constrained Operational Capacity+Low Wind & Solar | 8.2242 | 19.2808 | 28.0286
2030 | NZWEM_PERC | Low Demand Growth+Very Low Gas Supply+Reduced Rankine Availability+Constrained Operational Capacity+Low Wind & Solar | 5.5143 | 18.6816 | 33.1047
2031 | NZWEM_PERC | Low Demand Growth+Very Low Gas Supply+Reduced Rankine Availability+Constrained Operational Capacity+Low Wind & Solar | 3.2731 | 16.2417 | 36.2935
2032 | NZWEM_PERC | Low Demand Growth+Very Low Gas Supply+Reduced Rankine Availability+Constrained Operational Capacity+Low Wind & Solar | 1.6987 | 14.8327 | 35.594
2033 | NZWEM_PERC | Low Demand Growth+Very Low Gas Supply+Reduced Rankine Availability+Constrained Operational Capacity+Low Wind & Solar | 0.30059 | 13.2302 | 35.4196
2034 | NZWEM_PERC | Low Demand Growth+Very Low Gas Supply+Reduced Rankine Availability+Constrained Operational Capacity+Low Wind & Solar | -1.1408 | 12.0491 | 33.8732
2035 | NZWEM_PERC | Low Demand Growth+Very Low Gas Supply+Reduced Rankine Availability+Constrained Operational Capacity+Low Wind & Solar | -3.0639 | 9.9444 | 31.2955
2026 | NIWCM | Low Demand Growth+Very Low Gas Supply+Reduced Rankine Availability+Constrained Operational Capacity+Low Wind & Solar | 604.1196 | 604.1196 | 604.1196
2027 | NIWCM | Low Demand Growth+Very Low Gas Supply+Reduced Rankine Availability+Constrained Operational Capacity+Low Wind & Solar | 709.2101 | 713.0979 | 713.0979
2028 | NIWCM | Low Demand Growth+Very Low Gas Supply+Reduced Rankine Availability+Constrained Operational Capacity+Low Wind & Solar | 818.3594 | 1305.8788 | 1312.9608
2029 | NIWCM | Low Demand Growth+Very Low Gas Supply+Reduced Rankine Availability+Constrained Operational Capacity+Low Wind & Solar | 540.9608 | 1182.4224 | 1335.4138
2030 | NIWCM | Low Demand Growth+Very Low Gas Supply+Reduced Rankine Availability+Constrained Operational Capacity+Low Wind & Solar | -155.9738 | 561.4479 | 767.1447
2031 | NIWCM | Low Demand Growth+Very Low Gas Supply+Reduced Rankine Availability+Constrained Operational Capacity+Low Wind & Solar | -246.6221 | 482.7363 | 742.5585
2032 | NIWCM | Low Demand Growth+Very Low Gas Supply+Reduced Rankine Availability+Constrained Operational Capacity+Low Wind & Solar | -374.1888 | 364.996 | 645.3534
2033 | NIWCM | Low Demand Growth+Very Low Gas Supply+Reduced Rankine Availability+Constrained Operational Capacity+Low Wind & Solar | -491.253 | 250.8336 | 543.8357
2034 | NIWCM | Low Demand Growth+Very Low Gas Supply+Reduced Rankine Availability+Constrained Operational Capacity+Low Wind & Solar | -602.6177 | 182.937 | 558.0033
2035 | NIWCM | Low Demand Growth+Very Low Gas Supply+Reduced Rankine Availability+Constrained Operational Capacity+Low Wind & Solar | -730.5826 | 66.7644 | 442.8836
2026 | SIWEM_PERC | Low Demand Growth+Very Low Gas Supply+Reduced Rankine Availability+Constrained Operational Capacity+Low Wind & Solar | 53.481 | 53.6304 | 53.6304
2027 | SIWEM_PERC | Low Demand Growth+Very Low Gas Supply+Reduced Rankine Availability+Constrained Operational Capacity+Low Wind & Solar | 44.4364 | 49.2622 | 50.0965
2028 | SIWEM_PERC | Low Demand Growth+Very Low Gas Supply+Reduced Rankine Availability+Constrained Operational Capacity+Low Wind & Solar | 29.7192 | 50.9777 | 62.7684
2029 | SIWEM_PERC | Low Demand Growth+Very Low Gas Supply+Reduced Rankine Availability+Constrained Operational Capacity+Low Wind & Solar | 26.84 | 51.2393 | 75.1543
2030 | SIWEM_PERC | Low Demand Growth+Very Low Gas Supply+Reduced Rankine Availability+Constrained Operational Capacity+Low Wind & Solar | 24.1457 | 49.2824 | 82.5777
2031 | SIWEM_PERC | Low Demand Growth+Very Low Gas Supply+Reduced Rankine Availability+Constrained Operational Capacity+Low Wind & Solar | 21.4438 | 42.5595 | 83.4284
2032 | SIWEM_PERC | Low Demand Growth+Very Low Gas Supply+Reduced Rankine Availability+Constrained Operational Capacity+Low Wind & Solar | 19.3693 | 38.6171 | 80.2308
2033 | SIWEM_PERC | Low Demand Growth+Very Low Gas Supply+Reduced Rankine Availability+Constrained Operational Capacity+Low Wind & Solar | 17.5885 | 34.1893 | 77.4796
2034 | SIWEM_PERC | Low Demand Growth+Very Low Gas Supply+Reduced Rankine Availability+Constrained Operational Capacity+Low Wind & Solar | 15.9182 | 30.9515 | 74.8859
2035 | SIWEM_PERC | Low Demand Growth+Very Low Gas Supply+Reduced Rankine Availability+Constrained Operational Capacity+Low Wind & Solar | 13.799 | 26.4828 | 71.6131
2026 | NZWEM_PERC | Low Demand Growth+Very Low Gas Supply+Reduced Rankine Availability+Upgraded HVDC | 21.086 | 21.1458 | 21.1458
2027 | NZWEM_PERC | Low Demand Growth+Very Low Gas Supply+Reduced Rankine Availability+Upgraded HVDC | 18.0849 | 20.0287 | 20.3648
2028 | NZWEM_PERC | Low Demand Growth+Very Low Gas Supply+Reduced Rankine Availability+Upgraded HVDC | 12.8951 | 21.4882 | 26.2542
2029 | NZWEM_PERC | Low Demand Growth+Very Low Gas Supply+Reduced Rankine Availability+Upgraded HVDC | 9.7878 | 22.0392 | 31.7325
2030 | NZWEM_PERC | Low Demand Growth+Very Low Gas Supply+Reduced Rankine Availability+Upgraded HVDC | 7.0514 | 21.5804 | 37.5165
2031 | NZWEM_PERC | Low Demand Growth+Very Low Gas Supply+Reduced Rankine Availability+Upgraded HVDC | 4.7754 | 19.0748 | 41.2489
2032 | NZWEM_PERC | Low Demand Growth+Very Low Gas Supply+Reduced Rankine Availability+Upgraded HVDC | 3.1754 | 17.6593 | 40.5764
2033 | NZWEM_PERC | Low Demand Growth+Very Low Gas Supply+Reduced Rankine Availability+Upgraded HVDC | 1.7543 | 16.0128 | 40.5137
2034 | NZWEM_PERC | Low Demand Growth+Very Low Gas Supply+Reduced Rankine Availability+Upgraded HVDC | 0.28896 | 14.7859 | 38.8835
2035 | NZWEM_PERC | Low Demand Growth+Very Low Gas Supply+Reduced Rankine Availability+Upgraded HVDC | -1.6651 | 12.6219 | 36.1972
2026 | NIWCM | Low Demand Growth+Very Low Gas Supply+Reduced Rankine Availability+Upgraded HVDC | 1191.4351 | 1192.2349 | 1192.2349
2027 | NIWCM | Low Demand Growth+Very Low Gas Supply+Reduced Rankine Availability+Upgraded HVDC | 1327.1564 | 1355.0149 | 1359.5514
2028 | NIWCM | Low Demand Growth+Very Low Gas Supply+Reduced Rankine Availability+Upgraded HVDC | 1461.582 | 2021.8616 | 2060.8072
2029 | NIWCM | Low Demand Growth+Very Low Gas Supply+Reduced Rankine Availability+Upgraded HVDC | 1198.0619 | 2008.2841 | 2225.9733
2030 | NIWCM | Low Demand Growth+Very Low Gas Supply+Reduced Rankine Availability+Upgraded HVDC | 501.3346 | 1412.0166 | 1777.2635
2031 | NIWCM | Low Demand Growth+Very Low Gas Supply+Reduced Rankine Availability+Upgraded HVDC | 414.5083 | 1409.783 | 2052.0301
2032 | NIWCM | Low Demand Growth+Very Low Gas Supply+Reduced Rankine Availability+Upgraded HVDC | 293.4014 | 1304.3475 | 2022.5326
2033 | NIWCM | Low Demand Growth+Very Low Gas Supply+Reduced Rankine Availability+Upgraded HVDC | 177.9415 | 1191.6803 | 2016.1588
2034 | NIWCM | Low Demand Growth+Very Low Gas Supply+Reduced Rankine Availability+Upgraded HVDC | 67.2869 | 1131.4643 | 2065.7037
2035 | NIWCM | Low Demand Growth+Very Low Gas Supply+Reduced Rankine Availability+Upgraded HVDC | -58.4009 | 1020.8121 | 1974.7733
2026 | SIWEM_PERC | Low Demand Growth+Very Low Gas Supply+Reduced Rankine Availability+Upgraded HVDC | 55.9618 | 55.9618 | 55.9618
2027 | SIWEM_PERC | Low Demand Growth+Very Low Gas Supply+Reduced Rankine Availability+Upgraded HVDC | 48.3579 | 53.7053 | 54.6297
2028 | SIWEM_PERC | Low Demand Growth+Very Low Gas Supply+Reduced Rankine Availability+Upgraded HVDC | 33.9222 | 57.4782 | 70.5432
2029 | SIWEM_PERC | Low Demand Growth+Very Low Gas Supply+Reduced Rankine Availability+Upgraded HVDC | 27.9033 | 58.7805 | 85.0836
2030 | SIWEM_PERC | Low Demand Growth+Very Low Gas Supply+Reduced Rankine Availability+Upgraded HVDC | 25.1857 | 57.1671 | 99.3334
2031 | SIWEM_PERC | Low Demand Growth+Very Low Gas Supply+Reduced Rankine Availability+Upgraded HVDC | 22.4604 | 50.2664 | 108.6201
2032 | SIWEM_PERC | Low Demand Growth+Very Low Gas Supply+Reduced Rankine Availability+Upgraded HVDC | 20.3674 | 46.2979 | 106.087
2033 | SIWEM_PERC | Low Demand Growth+Very Low Gas Supply+Reduced Rankine Availability+Upgraded HVDC | 18.5707 | 41.7476 | 102.9236
2034 | SIWEM_PERC | Low Demand Growth+Very Low Gas Supply+Reduced Rankine Availability+Upgraded HVDC | 16.8853 | 38.3933 | 99.9376
2035 | SIWEM_PERC | Low Demand Growth+Very Low Gas Supply+Reduced Rankine Availability+Upgraded HVDC | 14.7472 | 32.4978 | 94.9242
2026 | NZWEM_PERC | Low Demand Growth+Very Low Gas Supply+Reduced Rankine Availability+Upgraded HVDC+Low Wind & Solar | 19.8302 | 19.8842 | 19.8842
2027 | NZWEM_PERC | Low Demand Growth+Very Low Gas Supply+Reduced Rankine Availability+Upgraded HVDC+Low Wind & Solar | 16.6593 | 18.4136 | 18.7169
2028 | NZWEM_PERC | Low Demand Growth+Very Low Gas Supply+Reduced Rankine Availability+Upgraded HVDC+Low Wind & Solar | 11.3619 | 19.1168 | 23.418
2029 | NZWEM_PERC | Low Demand Growth+Very Low Gas Supply+Reduced Rankine Availability+Upgraded HVDC+Low Wind & Solar | 8.2242 | 19.2808 | 28.0286
2030 | NZWEM_PERC | Low Demand Growth+Very Low Gas Supply+Reduced Rankine Availability+Upgraded HVDC+Low Wind & Solar | 5.5143 | 18.6816 | 33.1047
2031 | NZWEM_PERC | Low Demand Growth+Very Low Gas Supply+Reduced Rankine Availability+Upgraded HVDC+Low Wind & Solar | 3.2731 | 16.2417 | 36.2935
2032 | NZWEM_PERC | Low Demand Growth+Very Low Gas Supply+Reduced Rankine Availability+Upgraded HVDC+Low Wind & Solar | 1.6987 | 14.8327 | 35.594
2033 | NZWEM_PERC | Low Demand Growth+Very Low Gas Supply+Reduced Rankine Availability+Upgraded HVDC+Low Wind & Solar | 0.30059 | 13.2302 | 35.4196
2034 | NZWEM_PERC | Low Demand Growth+Very Low Gas Supply+Reduced Rankine Availability+Upgraded HVDC+Low Wind & Solar | -1.1408 | 12.0491 | 33.8732
2035 | NZWEM_PERC | Low Demand Growth+Very Low Gas Supply+Reduced Rankine Availability+Upgraded HVDC+Low Wind & Solar | -3.0639 | 9.9444 | 31.2955
2026 | NIWCM | Low Demand Growth+Very Low Gas Supply+Reduced Rankine Availability+Upgraded HVDC+Low Wind & Solar | 1191.4351 | 1192.2349 | 1192.2349
2027 | NIWCM | Low Demand Growth+Very Low Gas Supply+Reduced Rankine Availability+Upgraded HVDC+Low Wind & Solar | 1327.1564 | 1355.0149 | 1359.5514
2028 | NIWCM | Low Demand Growth+Very Low Gas Supply+Reduced Rankine Availability+Upgraded HVDC+Low Wind & Solar | 1461.582 | 2021.8616 | 2060.8072
2029 | NIWCM | Low Demand Growth+Very Low Gas Supply+Reduced Rankine Availability+Upgraded HVDC+Low Wind & Solar | 1198.0619 | 2008.2841 | 2225.9733
2030 | NIWCM | Low Demand Growth+Very Low Gas Supply+Reduced Rankine Availability+Upgraded HVDC+Low Wind & Solar | 501.3346 | 1412.0166 | 1777.2635
2031 | NIWCM | Low Demand Growth+Very Low Gas Supply+Reduced Rankine Availability+Upgraded HVDC+Low Wind & Solar | 414.5083 | 1409.783 | 2052.0301
2032 | NIWCM | Low Demand Growth+Very Low Gas Supply+Reduced Rankine Availability+Upgraded HVDC+Low Wind & Solar | 293.4014 | 1304.3475 | 2022.5326
2033 | NIWCM | Low Demand Growth+Very Low Gas Supply+Reduced Rankine Availability+Upgraded HVDC+Low Wind & Solar | 177.9415 | 1191.6803 | 2016.1588
2034 | NIWCM | Low Demand Growth+Very Low Gas Supply+Reduced Rankine Availability+Upgraded HVDC+Low Wind & Solar | 67.2869 | 1131.4643 | 2065.7037
2035 | NIWCM | Low Demand Growth+Very Low Gas Supply+Reduced Rankine Availability+Upgraded HVDC+Low Wind & Solar | -58.4009 | 1020.8121 | 1974.7733
2026 | SIWEM_PERC | Low Demand Growth+Very Low Gas Supply+Reduced Rankine Availability+Upgraded HVDC+Low Wind & Solar | 53.481 | 53.6304 | 53.6304
2027 | SIWEM_PERC | Low Demand Growth+Very Low Gas Supply+Reduced Rankine Availability+Upgraded HVDC+Low Wind & Solar | 44.4364 | 49.2622 | 50.0965
2028 | SIWEM_PERC | Low Demand Growth+Very Low Gas Supply+Reduced Rankine Availability+Upgraded HVDC+Low Wind & Solar | 29.7192 | 50.9777 | 62.7684
2029 | SIWEM_PERC | Low Demand Growth+Very Low Gas Supply+Reduced Rankine Availability+Upgraded HVDC+Low Wind & Solar | 26.84 | 51.2393 | 75.1543
2030 | SIWEM_PERC | Low Demand Growth+Very Low Gas Supply+Reduced Rankine Availability+Upgraded HVDC+Low Wind & Solar | 24.1457 | 49.2824 | 87.9832
2031 | SIWEM_PERC | Low Demand Growth+Very Low Gas Supply+Reduced Rankine Availability+Upgraded HVDC+Low Wind & Solar | 21.4438 | 42.5595 | 95.8844
2032 | SIWEM_PERC | Low Demand Growth+Very Low Gas Supply+Reduced Rankine Availability+Upgraded HVDC+Low Wind & Solar | 19.3693 | 38.6171 | 93.7096
2033 | SIWEM_PERC | Low Demand Growth+Very Low Gas Supply+Reduced Rankine Availability+Upgraded HVDC+Low Wind & Solar | 17.5885 | 34.1893 | 92.9441
2034 | SIWEM_PERC | Low Demand Growth+Very Low Gas Supply+Reduced Rankine Availability+Upgraded HVDC+Low Wind & Solar | 15.9182 | 30.9515 | 88.9175
2035 | SIWEM_PERC | Low Demand Growth+Very Low Gas Supply+Reduced Rankine Availability+Upgraded HVDC+Low Wind & Solar | 13.799 | 26.4828 | 82.3317
2026 | NZWEM_PERC | Low Demand Growth+Very Low Gas Supply+Reduced Rankine Availability+Upgraded HVDC+Constrained Operational Capacity | 21.086 | 21.1458 | 21.1458
2027 | NZWEM_PERC | Low Demand Growth+Very Low Gas Supply+Reduced Rankine Availability+Upgraded HVDC+Constrained Operational Capacity | 18.0849 | 20.0287 | 20.3648
2028 | NZWEM_PERC | Low Demand Growth+Very Low Gas Supply+Reduced Rankine Availability+Upgraded HVDC+Constrained Operational Capacity | 12.8951 | 21.4882 | 26.2542
2029 | NZWEM_PERC | Low Demand Growth+Very Low Gas Supply+Reduced Rankine Availability+Upgraded HVDC+Constrained Operational Capacity | 9.7878 | 22.0392 | 31.7325
2030 | NZWEM_PERC | Low Demand Growth+Very Low Gas Supply+Reduced Rankine Availability+Upgraded HVDC+Constrained Operational Capacity | 7.0514 | 21.5804 | 37.5165
2031 | NZWEM_PERC | Low Demand Growth+Very Low Gas Supply+Reduced Rankine Availability+Upgraded HVDC+Constrained Operational Capacity | 4.7754 | 19.0748 | 41.2489
2032 | NZWEM_PERC | Low Demand Growth+Very Low Gas Supply+Reduced Rankine Availability+Upgraded HVDC+Constrained Operational Capacity | 3.1754 | 17.6593 | 40.5764
2033 | NZWEM_PERC | Low Demand Growth+Very Low Gas Supply+Reduced Rankine Availability+Upgraded HVDC+Constrained Operational Capacity | 1.7543 | 16.0128 | 40.5137
2034 | NZWEM_PERC | Low Demand Growth+Very Low Gas Supply+Reduced Rankine Availability+Upgraded HVDC+Constrained Operational Capacity | 0.28896 | 14.7859 | 38.8835
2035 | NZWEM_PERC | Low Demand Growth+Very Low Gas Supply+Reduced Rankine Availability+Upgraded HVDC+Constrained Operational Capacity | -1.6651 | 12.6219 | 36.1972
2026 | NIWCM | Low Demand Growth+Very Low Gas Supply+Reduced Rankine Availability+Upgraded HVDC+Constrained Operational Capacity | 604.1196 | 604.1196 | 604.1196
2027 | NIWCM | Low Demand Growth+Very Low Gas Supply+Reduced Rankine Availability+Upgraded HVDC+Constrained Operational Capacity | 709.2101 | 713.0979 | 713.0979
2028 | NIWCM | Low Demand Growth+Very Low Gas Supply+Reduced Rankine Availability+Upgraded HVDC+Constrained Operational Capacity | 818.3594 | 1305.8788 | 1312.9608
2029 | NIWCM | Low Demand Growth+Very Low Gas Supply+Reduced Rankine Availability+Upgraded HVDC+Constrained Operational Capacity | 540.9608 | 1182.4224 | 1335.4138
2030 | NIWCM | Low Demand Growth+Very Low Gas Supply+Reduced Rankine Availability+Upgraded HVDC+Constrained Operational Capacity | -155.9738 | 561.4479 | 767.1447
2031 | NIWCM | Low Demand Growth+Very Low Gas Supply+Reduced Rankine Availability+Upgraded HVDC+Constrained Operational Capacity | -246.6212 | 482.7429 | 742.68
2032 | NIWCM | Low Demand Growth+Very Low Gas Supply+Reduced Rankine Availability+Upgraded HVDC+Constrained Operational Capacity | -374.189 | 364.9933 | 645.3295
2033 | NIWCM | Low Demand Growth+Very Low Gas Supply+Reduced Rankine Availability+Upgraded HVDC+Constrained Operational Capacity | -491.2529 | 250.8343 | 543.8421
2034 | NIWCM | Low Demand Growth+Very Low Gas Supply+Reduced Rankine Availability+Upgraded HVDC+Constrained Operational Capacity | -602.6177 | 182.9368 | 558.0009
2035 | NIWCM | Low Demand Growth+Very Low Gas Supply+Reduced Rankine Availability+Upgraded HVDC+Constrained Operational Capacity | -730.5826 | 66.7644 | 442.8843
2026 | SIWEM_PERC | Low Demand Growth+Very Low Gas Supply+Reduced Rankine Availability+Upgraded HVDC+Constrained Operational Capacity | 55.9618 | 55.9618 | 55.9618
2027 | SIWEM_PERC | Low Demand Growth+Very Low Gas Supply+Reduced Rankine Availability+Upgraded HVDC+Constrained Operational Capacity | 48.3579 | 53.7053 | 54.6297
2028 | SIWEM_PERC | Low Demand Growth+Very Low Gas Supply+Reduced Rankine Availability+Upgraded HVDC+Constrained Operational Capacity | 33.9222 | 57.4782 | 70.5432
2029 | SIWEM_PERC | Low Demand Growth+Very Low Gas Supply+Reduced Rankine Availability+Upgraded HVDC+Constrained Operational Capacity | 27.9033 | 58.7805 | 85.0836
2030 | SIWEM_PERC | Low Demand Growth+Very Low Gas Supply+Reduced Rankine Availability+Upgraded HVDC+Constrained Operational Capacity | 25.1857 | 57.1671 | 99.3334
2031 | SIWEM_PERC | Low Demand Growth+Very Low Gas Supply+Reduced Rankine Availability+Upgraded HVDC+Constrained Operational Capacity | 22.4604 | 50.2664 | 108.6201
2032 | SIWEM_PERC | Low Demand Growth+Very Low Gas Supply+Reduced Rankine Availability+Upgraded HVDC+Constrained Operational Capacity | 20.3674 | 46.2979 | 106.087
2033 | SIWEM_PERC | Low Demand Growth+Very Low Gas Supply+Reduced Rankine Availability+Upgraded HVDC+Constrained Operational Capacity | 18.5707 | 41.7476 | 102.9236
2034 | SIWEM_PERC | Low Demand Growth+Very Low Gas Supply+Reduced Rankine Availability+Upgraded HVDC+Constrained Operational Capacity | 16.8853 | 38.3933 | 99.9376
2035 | SIWEM_PERC | Low Demand Growth+Very Low Gas Supply+Reduced Rankine Availability+Upgraded HVDC+Constrained Operational Capacity | 14.7472 | 32.4978 | 94.9242
2026 | NZWEM_PERC | Low Demand Growth+Very Low Gas Supply+Reduced Rankine Availability+Upgraded HVDC+Constrained Operational Capacity+Low Wind & Solar | 19.8302 | 19.8842 | 19.8842
2027 | NZWEM_PERC | Low Demand Growth+Very Low Gas Supply+Reduced Rankine Availability+Upgraded HVDC+Constrained Operational Capacity+Low Wind & Solar | 16.6593 | 18.4136 | 18.7169
2028 | NZWEM_PERC | Low Demand Growth+Very Low Gas Supply+Reduced Rankine Availability+Upgraded HVDC+Constrained Operational Capacity+Low Wind & Solar | 11.3619 | 19.1168 | 23.418
2029 | NZWEM_PERC | Low Demand Growth+Very Low Gas Supply+Reduced Rankine Availability+Upgraded HVDC+Constrained Operational Capacity+Low Wind & Solar | 8.2242 | 19.2808 | 28.0286
2030 | NZWEM_PERC | Low Demand Growth+Very Low Gas Supply+Reduced Rankine Availability+Upgraded HVDC+Constrained Operational Capacity+Low Wind & Solar | 5.5143 | 18.6816 | 33.1047
2031 | NZWEM_PERC | Low Demand Growth+Very Low Gas Supply+Reduced Rankine Availability+Upgraded HVDC+Constrained Operational Capacity+Low Wind & Solar | 3.2731 | 16.2417 | 36.2935
2032 | NZWEM_PERC | Low Demand Growth+Very Low Gas Supply+Reduced Rankine Availability+Upgraded HVDC+Constrained Operational Capacity+Low Wind & Solar | 1.6987 | 14.8327 | 35.594
2033 | NZWEM_PERC | Low Demand Growth+Very Low Gas Supply+Reduced Rankine Availability+Upgraded HVDC+Constrained Operational Capacity+Low Wind & Solar | 0.30059 | 13.2302 | 35.4196
2034 | NZWEM_PERC | Low Demand Growth+Very Low Gas Supply+Reduced Rankine Availability+Upgraded HVDC+Constrained Operational Capacity+Low Wind & Solar | -1.1408 | 12.0491 | 33.8732
2035 | NZWEM_PERC | Low Demand Growth+Very Low Gas Supply+Reduced Rankine Availability+Upgraded HVDC+Constrained Operational Capacity+Low Wind & Solar | -3.0639 | 9.9444 | 31.2955
2026 | NIWCM | Low Demand Growth+Very Low Gas Supply+Reduced Rankine Availability+Upgraded HVDC+Constrained Operational Capacity+Low Wind & Solar | 604.1196 | 604.1196 | 604.1196
2027 | NIWCM | Low Demand Growth+Very Low Gas Supply+Reduced Rankine Availability+Upgraded HVDC+Constrained Operational Capacity+Low Wind & Solar | 709.2101 | 713.0979 | 713.0979
2028 | NIWCM | Low Demand Growth+Very Low Gas Supply+Reduced Rankine Availability+Upgraded HVDC+Constrained Operational Capacity+Low Wind & Solar | 818.3594 | 1305.8788 | 1312.9608
2029 | NIWCM | Low Demand Growth+Very Low Gas Supply+Reduced Rankine Availability+Upgraded HVDC+Constrained Operational Capacity+Low Wind & Solar | 540.9608 | 1182.4224 | 1335.4138
2030 | NIWCM | Low Demand Growth+Very Low Gas Supply+Reduced Rankine Availability+Upgraded HVDC+Constrained Operational Capacity+Low Wind & Solar | -155.9738 | 561.4479 | 767.1447
2031 | NIWCM | Low Demand Growth+Very Low Gas Supply+Reduced Rankine Availability+Upgraded HVDC+Constrained Operational Capacity+Low Wind & Solar | -246.6212 | 482.7429 | 742.68
2032 | NIWCM | Low Demand Growth+Very Low Gas Supply+Reduced Rankine Availability+Upgraded HVDC+Constrained Operational Capacity+Low Wind & Solar | -374.189 | 364.9933 | 645.3295
2033 | NIWCM | Low Demand Growth+Very Low Gas Supply+Reduced Rankine Availability+Upgraded HVDC+Constrained Operational Capacity+Low Wind & Solar | -491.2529 | 250.8343 | 543.8421
2034 | NIWCM | Low Demand Growth+Very Low Gas Supply+Reduced Rankine Availability+Upgraded HVDC+Constrained Operational Capacity+Low Wind & Solar | -602.6177 | 182.9368 | 558.0009
2035 | NIWCM | Low Demand Growth+Very Low Gas Supply+Reduced Rankine Availability+Upgraded HVDC+Constrained Operational Capacity+Low Wind & Solar | -730.5826 | 66.7644 | 442.8843
2026 | SIWEM_PERC | Low Demand Growth+Very Low Gas Supply+Reduced Rankine Availability+Upgraded HVDC+Constrained Operational Capacity+Low Wind & Solar | 53.481 | 53.6304 | 53.6304
2027 | SIWEM_PERC | Low Demand Growth+Very Low Gas Supply+Reduced Rankine Availability+Upgraded HVDC+Constrained Operational Capacity+Low Wind & Solar | 44.4364 | 49.2622 | 50.0965
2028 | SIWEM_PERC | Low Demand Growth+Very Low Gas Supply+Reduced Rankine Availability+Upgraded HVDC+Constrained Operational Capacity+Low Wind & Solar | 29.7192 | 50.9777 | 62.7684
2029 | SIWEM_PERC | Low Demand Growth+Very Low Gas Supply+Reduced Rankine Availability+Upgraded HVDC+Constrained Operational Capacity+Low Wind & Solar | 26.84 | 51.2393 | 75.1543
2030 | SIWEM_PERC | Low Demand Growth+Very Low Gas Supply+Reduced Rankine Availability+Upgraded HVDC+Constrained Operational Capacity+Low Wind & Solar | 24.1457 | 49.2824 | 87.9832
2031 | SIWEM_PERC | Low Demand Growth+Very Low Gas Supply+Reduced Rankine Availability+Upgraded HVDC+Constrained Operational Capacity+Low Wind & Solar | 21.4438 | 42.5595 | 95.8844
2032 | SIWEM_PERC | Low Demand Growth+Very Low Gas Supply+Reduced Rankine Availability+Upgraded HVDC+Constrained Operational Capacity+Low Wind & Solar | 19.3693 | 38.6171 | 93.7096
2033 | SIWEM_PERC | Low Demand Growth+Very Low Gas Supply+Reduced Rankine Availability+Upgraded HVDC+Constrained Operational Capacity+Low Wind & Solar | 17.5885 | 34.1893 | 92.9441
2034 | SIWEM_PERC | Low Demand Growth+Very Low Gas Supply+Reduced Rankine Availability+Upgraded HVDC+Constrained Operational Capacity+Low Wind & Solar | 15.9182 | 30.9515 | 88.9175
2035 | SIWEM_PERC | Low Demand Growth+Very Low Gas Supply+Reduced Rankine Availability+Upgraded HVDC+Constrained Operational Capacity+Low Wind & Solar | 13.799 | 26.4828 | 82.3317
2026 | NZWEM_PERC | Low Demand Growth+Very Low Gas Supply+Reduced Rankine Availability+Delayed Build | 16.2331 | 16.2331 | 16.2331
2027 | NZWEM_PERC | Low Demand Growth+Very Low Gas Supply+Reduced Rankine Availability+Delayed Build | 10.2867 | 10.4363 | 10.6137
2028 | NZWEM_PERC | Low Demand Growth+Very Low Gas Supply+Reduced Rankine Availability+Delayed Build | 8.4631 | 9.9924 | 10.3252
2029 | NZWEM_PERC | Low Demand Growth+Very Low Gas Supply+Reduced Rankine Availability+Delayed Build | 8.5564 | 11.6092 | 12.5574
2030 | NZWEM_PERC | Low Demand Growth+Very Low Gas Supply+Reduced Rankine Availability+Delayed Build | 7.0514 | 16.8096 | 25.0581
2031 | NZWEM_PERC | Low Demand Growth+Very Low Gas Supply+Reduced Rankine Availability+Delayed Build | 4.7754 | 17.6695 | 26.983
2032 | NZWEM_PERC | Low Demand Growth+Very Low Gas Supply+Reduced Rankine Availability+Delayed Build | 3.1754 | 16.5878 | 31.8976
2033 | NZWEM_PERC | Low Demand Growth+Very Low Gas Supply+Reduced Rankine Availability+Delayed Build | 1.7543 | 15.0542 | 36.5114
2034 | NZWEM_PERC | Low Demand Growth+Very Low Gas Supply+Reduced Rankine Availability+Delayed Build | 0.28896 | 13.7844 | 35.9735
2035 | NZWEM_PERC | Low Demand Growth+Very Low Gas Supply+Reduced Rankine Availability+Delayed Build | -1.6651 | 12.0548 | 35.6301
2026 | NIWCM | Low Demand Growth+Very Low Gas Supply+Reduced Rankine Availability+Delayed Build | 906.8546 | 906.8546 | 906.8546
2027 | NIWCM | Low Demand Growth+Very Low Gas Supply+Reduced Rankine Availability+Delayed Build | 931.5847 | 933.5836 | 936.0561
2028 | NIWCM | Low Demand Growth+Very Low Gas Supply+Reduced Rankine Availability+Delayed Build | 1210.2233 | 1229.4351 | 1233.9716
2029 | NIWCM | Low Demand Growth+Very Low Gas Supply+Reduced Rankine Availability+Delayed Build | 994.1213 | 1116.8076 | 1130.3999
2030 | NIWCM | Low Demand Growth+Very Low Gas Supply+Reduced Rankine Availability+Delayed Build | 445.5581 | 1109.3392 | 1278.8501
2031 | NIWCM | Low Demand Growth+Very Low Gas Supply+Reduced Rankine Availability+Delayed Build | 341.5568 | 1234.653 | 1467.6102
2032 | NIWCM | Low Demand Growth+Very Low Gas Supply+Reduced Rankine Availability+Delayed Build | 220.4663 | 1165.8759 | 1560.287
2033 | NIWCM | Low Demand Growth+Very Low Gas Supply+Reduced Rankine Availability+Delayed Build | 177.9406 | 1146.6391 | 1748.3459
2034 | NIWCM | Low Demand Growth+Very Low Gas Supply+Reduced Rankine Availability+Delayed Build | 67.2872 | 1061.289 | 1721.4323
2035 | NIWCM | Low Demand Growth+Very Low Gas Supply+Reduced Rankine Availability+Delayed Build | -58.401 | 968.4962 | 1720.9478
2026 | SIWEM_PERC | Low Demand Growth+Very Low Gas Supply+Reduced Rankine Availability+Delayed Build | 43.5308 | 43.5308 | 43.5308
2027 | SIWEM_PERC | Low Demand Growth+Very Low Gas Supply+Reduced Rankine Availability+Delayed Build | 26.9062 | 27.3176 | 27.8059
2028 | SIWEM_PERC | Low Demand Growth+Very Low Gas Supply+Reduced Rankine Availability+Delayed Build | 27.1856 | 29.2644 | 29.2644
2029 | SIWEM_PERC | Low Demand Growth+Very Low Gas Supply+Reduced Rankine Availability+Delayed Build | 25.9413 | 31.2721 | 32.8589
2030 | SIWEM_PERC | Low Demand Growth+Very Low Gas Supply+Reduced Rankine Availability+Delayed Build | 25.1857 | 44.1904 | 66.6265
2031 | SIWEM_PERC | Low Demand Growth+Very Low Gas Supply+Reduced Rankine Availability+Delayed Build | 22.4604 | 46.4436 | 71.7791
2032 | SIWEM_PERC | Low Demand Growth+Very Low Gas Supply+Reduced Rankine Availability+Delayed Build | 20.3674 | 43.3862 | 79.987
2033 | SIWEM_PERC | Low Demand Growth+Very Low Gas Supply+Reduced Rankine Availability+Delayed Build | 18.5707 | 39.1437 | 82.4535
2034 | SIWEM_PERC | Low Demand Growth+Very Low Gas Supply+Reduced Rankine Availability+Delayed Build | 16.8853 | 35.6699 | 79.7831
2035 | SIWEM_PERC | Low Demand Growth+Very Low Gas Supply+Reduced Rankine Availability+Delayed Build | 14.7472 | 30.9525 | 76.4144
2026 | NZWEM_PERC | Low Demand Growth+Very Low Gas Supply+Reduced Rankine Availability+Delayed Build+Low Wind & Solar | 15.2777 | 15.2777 | 15.2777
2027 | NZWEM_PERC | Low Demand Growth+Very Low Gas Supply+Reduced Rankine Availability+Delayed Build+Low Wind & Solar | 9.2749 | 9.4099 | 9.5701
2028 | NZWEM_PERC | Low Demand Growth+Very Low Gas Supply+Reduced Rankine Availability+Delayed Build+Low Wind & Solar | 7.1889 | 8.569 | 8.8693
2029 | NZWEM_PERC | Low Demand Growth+Very Low Gas Supply+Reduced Rankine Availability+Delayed Build+Low Wind & Solar | 7.1129 | 9.868 | 10.7237
2030 | NZWEM_PERC | Low Demand Growth+Very Low Gas Supply+Reduced Rankine Availability+Delayed Build+Low Wind & Solar | 5.5143 | 14.3207 | 21.7647
2031 | NZWEM_PERC | Low Demand Growth+Very Low Gas Supply+Reduced Rankine Availability+Delayed Build+Low Wind & Solar | 3.2731 | 14.9096 | 23.3147
2032 | NZWEM_PERC | Low Demand Growth+Very Low Gas Supply+Reduced Rankine Availability+Delayed Build+Low Wind & Solar | 1.6987 | 13.8029 | 27.6593
2033 | NZWEM_PERC | Low Demand Growth+Very Low Gas Supply+Reduced Rankine Availability+Delayed Build+Low Wind & Solar | 0.30059 | 12.3127 | 31.7162
2034 | NZWEM_PERC | Low Demand Growth+Very Low Gas Supply+Reduced Rankine Availability+Delayed Build+Low Wind & Solar | -1.1408 | 11.0476 | 31.1494
2035 | NZWEM_PERC | Low Demand Growth+Very Low Gas Supply+Reduced Rankine Availability+Delayed Build+Low Wind & Solar | -3.0639 | 9.3773 | 30.7285
2026 | NIWCM | Low Demand Growth+Very Low Gas Supply+Reduced Rankine Availability+Delayed Build+Low Wind & Solar | 906.8546 | 906.8546 | 906.8546
2027 | NIWCM | Low Demand Growth+Very Low Gas Supply+Reduced Rankine Availability+Delayed Build+Low Wind & Solar | 931.5847 | 933.5836 | 936.0561
2028 | NIWCM | Low Demand Growth+Very Low Gas Supply+Reduced Rankine Availability+Delayed Build+Low Wind & Solar | 1210.2233 | 1229.4351 | 1233.9716
2029 | NIWCM | Low Demand Growth+Very Low Gas Supply+Reduced Rankine Availability+Delayed Build+Low Wind & Solar | 994.1213 | 1116.8076 | 1130.3999
2030 | NIWCM | Low Demand Growth+Very Low Gas Supply+Reduced Rankine Availability+Delayed Build+Low Wind & Solar | 445.5581 | 1109.3392 | 1278.8501
2031 | NIWCM | Low Demand Growth+Very Low Gas Supply+Reduced Rankine Availability+Delayed Build+Low Wind & Solar | 341.5568 | 1234.653 | 1467.6102
2032 | NIWCM | Low Demand Growth+Very Low Gas Supply+Reduced Rankine Availability+Delayed Build+Low Wind & Solar | 220.4663 | 1165.8759 | 1560.287
2033 | NIWCM | Low Demand Growth+Very Low Gas Supply+Reduced Rankine Availability+Delayed Build+Low Wind & Solar | 177.9406 | 1146.6391 | 1748.3459
2034 | NIWCM | Low Demand Growth+Very Low Gas Supply+Reduced Rankine Availability+Delayed Build+Low Wind & Solar | 67.2872 | 1061.289 | 1721.4323
2035 | NIWCM | Low Demand Growth+Very Low Gas Supply+Reduced Rankine Availability+Delayed Build+Low Wind & Solar | -58.401 | 968.4962 | 1720.9478
2026 | SIWEM_PERC | Low Demand Growth+Very Low Gas Supply+Reduced Rankine Availability+Delayed Build+Low Wind & Solar | 40.888 | 40.888 | 40.888
2027 | SIWEM_PERC | Low Demand Growth+Very Low Gas Supply+Reduced Rankine Availability+Delayed Build+Low Wind & Solar | 24.8436 | 24.9114 | 24.9348
2028 | SIWEM_PERC | Low Demand Growth+Very Low Gas Supply+Reduced Rankine Availability+Delayed Build+Low Wind & Solar | 26.3461 | 28.2222 | 28.2222
2029 | SIWEM_PERC | Low Demand Growth+Very Low Gas Supply+Reduced Rankine Availability+Delayed Build+Low Wind & Solar | 25.0694 | 29.8803 | 29.8803
2030 | SIWEM_PERC | Low Demand Growth+Very Low Gas Supply+Reduced Rankine Availability+Delayed Build+Low Wind & Solar | 24.1457 | 37.4207 | 57.6685
2031 | SIWEM_PERC | Low Demand Growth+Very Low Gas Supply+Reduced Rankine Availability+Delayed Build+Low Wind & Solar | 21.4438 | 38.9358 | 61.8003
2032 | SIWEM_PERC | Low Demand Growth+Very Low Gas Supply+Reduced Rankine Availability+Delayed Build+Low Wind & Solar | 19.3693 | 35.8189 | 73.471
2033 | SIWEM_PERC | Low Demand Growth+Very Low Gas Supply+Reduced Rankine Availability+Delayed Build+Low Wind & Solar | 17.5885 | 31.697 | 77.4796
2034 | SIWEM_PERC | Low Demand Growth+Very Low Gas Supply+Reduced Rankine Availability+Delayed Build+Low Wind & Solar | 15.9182 | 28.8551 | 74.8859
2035 | SIWEM_PERC | Low Demand Growth+Very Low Gas Supply+Reduced Rankine Availability+Delayed Build+Low Wind & Solar | 13.799 | 26.4828 | 71.6131
2026 | NZWEM_PERC | Low Demand Growth+Very Low Gas Supply+Reduced Rankine Availability+Delayed Build+Constrained Operational Capacity | 16.2331 | 16.2331 | 16.2331
2027 | NZWEM_PERC | Low Demand Growth+Very Low Gas Supply+Reduced Rankine Availability+Delayed Build+Constrained Operational Capacity | 10.2867 | 10.4363 | 10.6137
2028 | NZWEM_PERC | Low Demand Growth+Very Low Gas Supply+Reduced Rankine Availability+Delayed Build+Constrained Operational Capacity | 8.4631 | 9.9924 | 10.3252
2029 | NZWEM_PERC | Low Demand Growth+Very Low Gas Supply+Reduced Rankine Availability+Delayed Build+Constrained Operational Capacity | 8.5564 | 11.6092 | 12.5574
2030 | NZWEM_PERC | Low Demand Growth+Very Low Gas Supply+Reduced Rankine Availability+Delayed Build+Constrained Operational Capacity | 7.0514 | 16.8096 | 25.0581
2031 | NZWEM_PERC | Low Demand Growth+Very Low Gas Supply+Reduced Rankine Availability+Delayed Build+Constrained Operational Capacity | 4.7754 | 17.6695 | 26.983
2032 | NZWEM_PERC | Low Demand Growth+Very Low Gas Supply+Reduced Rankine Availability+Delayed Build+Constrained Operational Capacity | 3.1754 | 16.5878 | 31.8976
2033 | NZWEM_PERC | Low Demand Growth+Very Low Gas Supply+Reduced Rankine Availability+Delayed Build+Constrained Operational Capacity | 1.7543 | 15.0542 | 36.5114
2034 | NZWEM_PERC | Low Demand Growth+Very Low Gas Supply+Reduced Rankine Availability+Delayed Build+Constrained Operational Capacity | 0.28896 | 13.7844 | 35.9735
2035 | NZWEM_PERC | Low Demand Growth+Very Low Gas Supply+Reduced Rankine Availability+Delayed Build+Constrained Operational Capacity | -1.6651 | 12.0548 | 35.6301
2026 | NIWCM | Low Demand Growth+Very Low Gas Supply+Reduced Rankine Availability+Delayed Build+Constrained Operational Capacity | 373.5029 | 373.5029 | 373.5029
2027 | NIWCM | Low Demand Growth+Very Low Gas Supply+Reduced Rankine Availability+Delayed Build+Constrained Operational Capacity | 392.3638 | 392.3638 | 392.3638
2028 | NIWCM | Low Demand Growth+Very Low Gas Supply+Reduced Rankine Availability+Delayed Build+Constrained Operational Capacity | 608.8329 | 608.8329 | 608.8329
2029 | NIWCM | Low Demand Growth+Very Low Gas Supply+Reduced Rankine Availability+Delayed Build+Constrained Operational Capacity | 361.5335 | 443.424 | 443.424
2030 | NIWCM | Low Demand Growth+Very Low Gas Supply+Reduced Rankine Availability+Delayed Build+Constrained Operational Capacity | -211.7503 | 289.6695 | 402.2657
2031 | NIWCM | Low Demand Growth+Very Low Gas Supply+Reduced Rankine Availability+Delayed Build+Constrained Operational Capacity | -319.5606 | 325.409 | 478.7015
2032 | NIWCM | Low Demand Growth+Very Low Gas Supply+Reduced Rankine Availability+Delayed Build+Constrained Operational Capacity | -447.1273 | 253.2683 | 459.144
2033 | NIWCM | Low Demand Growth+Very Low Gas Supply+Reduced Rankine Availability+Delayed Build+Constrained Operational Capacity | -491.253 | 220.3744 | 481.924
2034 | NIWCM | Low Demand Growth+Very Low Gas Supply+Reduced Rankine Availability+Delayed Build+Constrained Operational Capacity | -602.6177 | 112.8478 | 400.6851
2035 | NIWCM | Low Demand Growth+Very Low Gas Supply+Reduced Rankine Availability+Delayed Build+Constrained Operational Capacity | -730.5826 | 14.4324 | 313.3226
2026 | SIWEM_PERC | Low Demand Growth+Very Low Gas Supply+Reduced Rankine Availability+Delayed Build+Constrained Operational Capacity | 43.5308 | 43.5308 | 43.5308
2027 | SIWEM_PERC | Low Demand Growth+Very Low Gas Supply+Reduced Rankine Availability+Delayed Build+Constrained Operational Capacity | 26.9062 | 27.3176 | 27.8059
2028 | SIWEM_PERC | Low Demand Growth+Very Low Gas Supply+Reduced Rankine Availability+Delayed Build+Constrained Operational Capacity | 27.1856 | 29.2644 | 29.2644
2029 | SIWEM_PERC | Low Demand Growth+Very Low Gas Supply+Reduced Rankine Availability+Delayed Build+Constrained Operational Capacity | 25.9413 | 31.2721 | 32.8589
2030 | SIWEM_PERC | Low Demand Growth+Very Low Gas Supply+Reduced Rankine Availability+Delayed Build+Constrained Operational Capacity | 25.1857 | 44.1904 | 66.6265
2031 | SIWEM_PERC | Low Demand Growth+Very Low Gas Supply+Reduced Rankine Availability+Delayed Build+Constrained Operational Capacity | 22.4604 | 46.4436 | 71.7791
2032 | SIWEM_PERC | Low Demand Growth+Very Low Gas Supply+Reduced Rankine Availability+Delayed Build+Constrained Operational Capacity | 20.3674 | 43.3862 | 79.987
2033 | SIWEM_PERC | Low Demand Growth+Very Low Gas Supply+Reduced Rankine Availability+Delayed Build+Constrained Operational Capacity | 18.5707 | 39.1437 | 82.4535
2034 | SIWEM_PERC | Low Demand Growth+Very Low Gas Supply+Reduced Rankine Availability+Delayed Build+Constrained Operational Capacity | 16.8853 | 35.6699 | 79.7831
2035 | SIWEM_PERC | Low Demand Growth+Very Low Gas Supply+Reduced Rankine Availability+Delayed Build+Constrained Operational Capacity | 14.7472 | 30.9525 | 76.4144
2026 | NZWEM_PERC | Low Demand Growth+Very Low Gas Supply+Reduced Rankine Availability+Delayed Build+Constrained Operational Capacity+Low Wind & Solar | 15.2777 | 15.2777 | 15.2777
2027 | NZWEM_PERC | Low Demand Growth+Very Low Gas Supply+Reduced Rankine Availability+Delayed Build+Constrained Operational Capacity+Low Wind & Solar | 9.2749 | 9.4099 | 9.5701
2028 | NZWEM_PERC | Low Demand Growth+Very Low Gas Supply+Reduced Rankine Availability+Delayed Build+Constrained Operational Capacity+Low Wind & Solar | 7.1889 | 8.569 | 8.8693
2029 | NZWEM_PERC | Low Demand Growth+Very Low Gas Supply+Reduced Rankine Availability+Delayed Build+Constrained Operational Capacity+Low Wind & Solar | 7.1129 | 9.868 | 10.7237
2030 | NZWEM_PERC | Low Demand Growth+Very Low Gas Supply+Reduced Rankine Availability+Delayed Build+Constrained Operational Capacity+Low Wind & Solar | 5.5143 | 14.3207 | 21.7647
2031 | NZWEM_PERC | Low Demand Growth+Very Low Gas Supply+Reduced Rankine Availability+Delayed Build+Constrained Operational Capacity+Low Wind & Solar | 3.2731 | 14.9096 | 23.3147
2032 | NZWEM_PERC | Low Demand Growth+Very Low Gas Supply+Reduced Rankine Availability+Delayed Build+Constrained Operational Capacity+Low Wind & Solar | 1.6987 | 13.8029 | 27.6593
2033 | NZWEM_PERC | Low Demand Growth+Very Low Gas Supply+Reduced Rankine Availability+Delayed Build+Constrained Operational Capacity+Low Wind & Solar | 0.30059 | 12.3127 | 31.7162
2034 | NZWEM_PERC | Low Demand Growth+Very Low Gas Supply+Reduced Rankine Availability+Delayed Build+Constrained Operational Capacity+Low Wind & Solar | -1.1408 | 11.0476 | 31.1494
2035 | NZWEM_PERC | Low Demand Growth+Very Low Gas Supply+Reduced Rankine Availability+Delayed Build+Constrained Operational Capacity+Low Wind & Solar | -3.0639 | 9.3773 | 30.7285
2026 | NIWCM | Low Demand Growth+Very Low Gas Supply+Reduced Rankine Availability+Delayed Build+Constrained Operational Capacity+Low Wind & Solar | 373.5029 | 373.5029 | 373.5029
2027 | NIWCM | Low Demand Growth+Very Low Gas Supply+Reduced Rankine Availability+Delayed Build+Constrained Operational Capacity+Low Wind & Solar | 392.3638 | 392.3638 | 392.3638
2028 | NIWCM | Low Demand Growth+Very Low Gas Supply+Reduced Rankine Availability+Delayed Build+Constrained Operational Capacity+Low Wind & Solar | 608.8329 | 608.8329 | 608.8329
2029 | NIWCM | Low Demand Growth+Very Low Gas Supply+Reduced Rankine Availability+Delayed Build+Constrained Operational Capacity+Low Wind & Solar | 361.5335 | 443.424 | 443.424
2030 | NIWCM | Low Demand Growth+Very Low Gas Supply+Reduced Rankine Availability+Delayed Build+Constrained Operational Capacity+Low Wind & Solar | -211.7503 | 289.6695 | 402.2657
2031 | NIWCM | Low Demand Growth+Very Low Gas Supply+Reduced Rankine Availability+Delayed Build+Constrained Operational Capacity+Low Wind & Solar | -319.5606 | 325.409 | 478.7015
2032 | NIWCM | Low Demand Growth+Very Low Gas Supply+Reduced Rankine Availability+Delayed Build+Constrained Operational Capacity+Low Wind & Solar | -447.1273 | 253.2683 | 459.144
2033 | NIWCM | Low Demand Growth+Very Low Gas Supply+Reduced Rankine Availability+Delayed Build+Constrained Operational Capacity+Low Wind & Solar | -491.253 | 220.3744 | 481.924
2034 | NIWCM | Low Demand Growth+Very Low Gas Supply+Reduced Rankine Availability+Delayed Build+Constrained Operational Capacity+Low Wind & Solar | -602.6177 | 112.8478 | 400.6851
2035 | NIWCM | Low Demand Growth+Very Low Gas Supply+Reduced Rankine Availability+Delayed Build+Constrained Operational Capacity+Low Wind & Solar | -730.5826 | 14.4324 | 313.3226
2026 | SIWEM_PERC | Low Demand Growth+Very Low Gas Supply+Reduced Rankine Availability+Delayed Build+Constrained Operational Capacity+Low Wind & Solar | 40.888 | 40.888 | 40.888
2027 | SIWEM_PERC | Low Demand Growth+Very Low Gas Supply+Reduced Rankine Availability+Delayed Build+Constrained Operational Capacity+Low Wind & Solar | 24.8436 | 24.9114 | 24.9348
2028 | SIWEM_PERC | Low Demand Growth+Very Low Gas Supply+Reduced Rankine Availability+Delayed Build+Constrained Operational Capacity+Low Wind & Solar | 26.3461 | 28.2222 | 28.2222
2029 | SIWEM_PERC | Low Demand Growth+Very Low Gas Supply+Reduced Rankine Availability+Delayed Build+Constrained Operational Capacity+Low Wind & Solar | 25.0694 | 29.8803 | 29.8803
2030 | SIWEM_PERC | Low Demand Growth+Very Low Gas Supply+Reduced Rankine Availability+Delayed Build+Constrained Operational Capacity+Low Wind & Solar | 24.1457 | 37.4207 | 57.6685
2031 | SIWEM_PERC | Low Demand Growth+Very Low Gas Supply+Reduced Rankine Availability+Delayed Build+Constrained Operational Capacity+Low Wind & Solar | 21.4438 | 38.9358 | 61.8003
2032 | SIWEM_PERC | Low Demand Growth+Very Low Gas Supply+Reduced Rankine Availability+Delayed Build+Constrained Operational Capacity+Low Wind & Solar | 19.3693 | 35.8189 | 73.471
2033 | SIWEM_PERC | Low Demand Growth+Very Low Gas Supply+Reduced Rankine Availability+Delayed Build+Constrained Operational Capacity+Low Wind & Solar | 17.5885 | 31.697 | 77.4796
2034 | SIWEM_PERC | Low Demand Growth+Very Low Gas Supply+Reduced Rankine Availability+Delayed Build+Constrained Operational Capacity+Low Wind & Solar | 15.9182 | 28.8551 | 74.8859
2035 | SIWEM_PERC | Low Demand Growth+Very Low Gas Supply+Reduced Rankine Availability+Delayed Build+Constrained Operational Capacity+Low Wind & Solar | 13.799 | 26.4828 | 71.6131
2026 | NZWEM_PERC | Low Demand Growth+Very Low Gas Supply+Reduced Rankine Availability+Delayed Build+Upgraded HVDC | 16.2331 | 16.2331 | 16.2331
2027 | NZWEM_PERC | Low Demand Growth+Very Low Gas Supply+Reduced Rankine Availability+Delayed Build+Upgraded HVDC | 10.2867 | 10.4363 | 10.6137
2028 | NZWEM_PERC | Low Demand Growth+Very Low Gas Supply+Reduced Rankine Availability+Delayed Build+Upgraded HVDC | 8.4631 | 9.9924 | 10.3252
2029 | NZWEM_PERC | Low Demand Growth+Very Low Gas Supply+Reduced Rankine Availability+Delayed Build+Upgraded HVDC | 8.5564 | 11.6092 | 12.5574
2030 | NZWEM_PERC | Low Demand Growth+Very Low Gas Supply+Reduced Rankine Availability+Delayed Build+Upgraded HVDC | 7.0514 | 16.8096 | 25.0581
2031 | NZWEM_PERC | Low Demand Growth+Very Low Gas Supply+Reduced Rankine Availability+Delayed Build+Upgraded HVDC | 4.7754 | 17.6695 | 26.983
2032 | NZWEM_PERC | Low Demand Growth+Very Low Gas Supply+Reduced Rankine Availability+Delayed Build+Upgraded HVDC | 3.1754 | 16.5878 | 31.8976
2033 | NZWEM_PERC | Low Demand Growth+Very Low Gas Supply+Reduced Rankine Availability+Delayed Build+Upgraded HVDC | 1.7543 | 15.0542 | 36.5114
2034 | NZWEM_PERC | Low Demand Growth+Very Low Gas Supply+Reduced Rankine Availability+Delayed Build+Upgraded HVDC | 0.28896 | 13.7844 | 35.9735
2035 | NZWEM_PERC | Low Demand Growth+Very Low Gas Supply+Reduced Rankine Availability+Delayed Build+Upgraded HVDC | -1.6651 | 12.0548 | 35.6301
2026 | NIWCM | Low Demand Growth+Very Low Gas Supply+Reduced Rankine Availability+Delayed Build+Upgraded HVDC | 906.8546 | 906.8546 | 906.8546
2027 | NIWCM | Low Demand Growth+Very Low Gas Supply+Reduced Rankine Availability+Delayed Build+Upgraded HVDC | 931.5847 | 933.5836 | 936.0561
2028 | NIWCM | Low Demand Growth+Very Low Gas Supply+Reduced Rankine Availability+Delayed Build+Upgraded HVDC | 1210.2233 | 1229.4351 | 1233.9716
2029 | NIWCM | Low Demand Growth+Very Low Gas Supply+Reduced Rankine Availability+Delayed Build+Upgraded HVDC | 994.1213 | 1116.8076 | 1130.3999
2030 | NIWCM | Low Demand Growth+Very Low Gas Supply+Reduced Rankine Availability+Delayed Build+Upgraded HVDC | 445.5581 | 1109.3392 | 1278.8501
2031 | NIWCM | Low Demand Growth+Very Low Gas Supply+Reduced Rankine Availability+Delayed Build+Upgraded HVDC | 341.5698 | 1239.4489 | 1573.4436
2032 | NIWCM | Low Demand Growth+Very Low Gas Supply+Reduced Rankine Availability+Delayed Build+Upgraded HVDC | 220.4629 | 1178.0398 | 1683.6586
2033 | NIWCM | Low Demand Growth+Very Low Gas Supply+Reduced Rankine Availability+Delayed Build+Upgraded HVDC | 177.9415 | 1146.6411 | 1871.7171
2034 | NIWCM | Low Demand Growth+Very Low Gas Supply+Reduced Rankine Availability+Delayed Build+Upgraded HVDC | 67.2869 | 1061.3751 | 1851.1855
2035 | NIWCM | Low Demand Growth+Very Low Gas Supply+Reduced Rankine Availability+Delayed Build+Upgraded HVDC | -58.4009 | 968.4801 | 1845.2123
2026 | SIWEM_PERC | Low Demand Growth+Very Low Gas Supply+Reduced Rankine Availability+Delayed Build+Upgraded HVDC | 43.5308 | 43.5308 | 43.5308
2027 | SIWEM_PERC | Low Demand Growth+Very Low Gas Supply+Reduced Rankine Availability+Delayed Build+Upgraded HVDC | 26.9062 | 27.3176 | 27.8059
2028 | SIWEM_PERC | Low Demand Growth+Very Low Gas Supply+Reduced Rankine Availability+Delayed Build+Upgraded HVDC | 27.1856 | 29.2644 | 29.2644
2029 | SIWEM_PERC | Low Demand Growth+Very Low Gas Supply+Reduced Rankine Availability+Delayed Build+Upgraded HVDC | 25.9413 | 31.2721 | 32.8589
2030 | SIWEM_PERC | Low Demand Growth+Very Low Gas Supply+Reduced Rankine Availability+Delayed Build+Upgraded HVDC | 25.1857 | 44.1904 | 66.6265
2031 | SIWEM_PERC | Low Demand Growth+Very Low Gas Supply+Reduced Rankine Availability+Delayed Build+Upgraded HVDC | 22.4604 | 46.4436 | 71.7791
2032 | SIWEM_PERC | Low Demand Growth+Very Low Gas Supply+Reduced Rankine Availability+Delayed Build+Upgraded HVDC | 20.3674 | 43.3862 | 84.541
2033 | SIWEM_PERC | Low Demand Growth+Very Low Gas Supply+Reduced Rankine Availability+Delayed Build+Upgraded HVDC | 18.5707 | 39.1437 | 96.089
2034 | SIWEM_PERC | Low Demand Growth+Very Low Gas Supply+Reduced Rankine Availability+Delayed Build+Upgraded HVDC | 16.8853 | 35.6699 | 94.5556
2035 | SIWEM_PERC | Low Demand Growth+Very Low Gas Supply+Reduced Rankine Availability+Delayed Build+Upgraded HVDC | 14.7472 | 30.9525 | 93.517
2026 | NZWEM_PERC | Low Demand Growth+Very Low Gas Supply+Reduced Rankine Availability+Delayed Build+Upgraded HVDC+Low Wind & Solar | 15.2777 | 15.2777 | 15.2777
2027 | NZWEM_PERC | Low Demand Growth+Very Low Gas Supply+Reduced Rankine Availability+Delayed Build+Upgraded HVDC+Low Wind & Solar | 9.2749 | 9.4099 | 9.5701
2028 | NZWEM_PERC | Low Demand Growth+Very Low Gas Supply+Reduced Rankine Availability+Delayed Build+Upgraded HVDC+Low Wind & Solar | 7.1889 | 8.569 | 8.8693
2029 | NZWEM_PERC | Low Demand Growth+Very Low Gas Supply+Reduced Rankine Availability+Delayed Build+Upgraded HVDC+Low Wind & Solar | 7.1129 | 9.868 | 10.7237
2030 | NZWEM_PERC | Low Demand Growth+Very Low Gas Supply+Reduced Rankine Availability+Delayed Build+Upgraded HVDC+Low Wind & Solar | 5.5143 | 14.3207 | 21.7647
2031 | NZWEM_PERC | Low Demand Growth+Very Low Gas Supply+Reduced Rankine Availability+Delayed Build+Upgraded HVDC+Low Wind & Solar | 3.2731 | 14.9096 | 23.3147
2032 | NZWEM_PERC | Low Demand Growth+Very Low Gas Supply+Reduced Rankine Availability+Delayed Build+Upgraded HVDC+Low Wind & Solar | 1.6987 | 13.8029 | 27.6593
2033 | NZWEM_PERC | Low Demand Growth+Very Low Gas Supply+Reduced Rankine Availability+Delayed Build+Upgraded HVDC+Low Wind & Solar | 0.30059 | 12.3127 | 31.7162
2034 | NZWEM_PERC | Low Demand Growth+Very Low Gas Supply+Reduced Rankine Availability+Delayed Build+Upgraded HVDC+Low Wind & Solar | -1.1408 | 11.0476 | 31.1494
2035 | NZWEM_PERC | Low Demand Growth+Very Low Gas Supply+Reduced Rankine Availability+Delayed Build+Upgraded HVDC+Low Wind & Solar | -3.0639 | 9.3773 | 30.7285
2026 | NIWCM | Low Demand Growth+Very Low Gas Supply+Reduced Rankine Availability+Delayed Build+Upgraded HVDC+Low Wind & Solar | 906.8546 | 906.8546 | 906.8546
2027 | NIWCM | Low Demand Growth+Very Low Gas Supply+Reduced Rankine Availability+Delayed Build+Upgraded HVDC+Low Wind & Solar | 931.5847 | 933.5836 | 936.0561
2028 | NIWCM | Low Demand Growth+Very Low Gas Supply+Reduced Rankine Availability+Delayed Build+Upgraded HVDC+Low Wind & Solar | 1210.2233 | 1229.4351 | 1233.9716
2029 | NIWCM | Low Demand Growth+Very Low Gas Supply+Reduced Rankine Availability+Delayed Build+Upgraded HVDC+Low Wind & Solar | 994.1213 | 1116.8076 | 1130.3999
2030 | NIWCM | Low Demand Growth+Very Low Gas Supply+Reduced Rankine Availability+Delayed Build+Upgraded HVDC+Low Wind & Solar | 445.5581 | 1109.3392 | 1278.8501
2031 | NIWCM | Low Demand Growth+Very Low Gas Supply+Reduced Rankine Availability+Delayed Build+Upgraded HVDC+Low Wind & Solar | 341.5698 | 1239.4489 | 1573.4436
2032 | NIWCM | Low Demand Growth+Very Low Gas Supply+Reduced Rankine Availability+Delayed Build+Upgraded HVDC+Low Wind & Solar | 220.4629 | 1178.0398 | 1683.6586
2033 | NIWCM | Low Demand Growth+Very Low Gas Supply+Reduced Rankine Availability+Delayed Build+Upgraded HVDC+Low Wind & Solar | 177.9415 | 1146.6411 | 1871.7171
2034 | NIWCM | Low Demand Growth+Very Low Gas Supply+Reduced Rankine Availability+Delayed Build+Upgraded HVDC+Low Wind & Solar | 67.2869 | 1061.3751 | 1851.1855
2035 | NIWCM | Low Demand Growth+Very Low Gas Supply+Reduced Rankine Availability+Delayed Build+Upgraded HVDC+Low Wind & Solar | -58.4009 | 968.4801 | 1845.2123
2026 | SIWEM_PERC | Low Demand Growth+Very Low Gas Supply+Reduced Rankine Availability+Delayed Build+Upgraded HVDC+Low Wind & Solar | 40.888 | 40.888 | 40.888
2027 | SIWEM_PERC | Low Demand Growth+Very Low Gas Supply+Reduced Rankine Availability+Delayed Build+Upgraded HVDC+Low Wind & Solar | 24.8436 | 24.9114 | 24.9348
2028 | SIWEM_PERC | Low Demand Growth+Very Low Gas Supply+Reduced Rankine Availability+Delayed Build+Upgraded HVDC+Low Wind & Solar | 26.3461 | 28.2222 | 28.2222
2029 | SIWEM_PERC | Low Demand Growth+Very Low Gas Supply+Reduced Rankine Availability+Delayed Build+Upgraded HVDC+Low Wind & Solar | 25.0694 | 29.8803 | 29.8803
2030 | SIWEM_PERC | Low Demand Growth+Very Low Gas Supply+Reduced Rankine Availability+Delayed Build+Upgraded HVDC+Low Wind & Solar | 24.1457 | 37.4207 | 57.6685
2031 | SIWEM_PERC | Low Demand Growth+Very Low Gas Supply+Reduced Rankine Availability+Delayed Build+Upgraded HVDC+Low Wind & Solar | 21.4438 | 38.9358 | 61.8003
2032 | SIWEM_PERC | Low Demand Growth+Very Low Gas Supply+Reduced Rankine Availability+Delayed Build+Upgraded HVDC+Low Wind & Solar | 19.3693 | 35.8189 | 73.471
2033 | SIWEM_PERC | Low Demand Growth+Very Low Gas Supply+Reduced Rankine Availability+Delayed Build+Upgraded HVDC+Low Wind & Solar | 17.5885 | 31.697 | 83.7834
2034 | SIWEM_PERC | Low Demand Growth+Very Low Gas Supply+Reduced Rankine Availability+Delayed Build+Upgraded HVDC+Low Wind & Solar | 15.9182 | 28.8551 | 82.1728
2035 | SIWEM_PERC | Low Demand Growth+Very Low Gas Supply+Reduced Rankine Availability+Delayed Build+Upgraded HVDC+Low Wind & Solar | 13.799 | 26.4828 | 80.9245
2026 | NZWEM_PERC | Low Demand Growth+Very Low Gas Supply+Reduced Rankine Availability+Delayed Build+Upgraded HVDC+Constrained Operational Capacity | 16.2331 | 16.2331 | 16.2331
2027 | NZWEM_PERC | Low Demand Growth+Very Low Gas Supply+Reduced Rankine Availability+Delayed Build+Upgraded HVDC+Constrained Operational Capacity | 10.2867 | 10.4363 | 10.6137
2028 | NZWEM_PERC | Low Demand Growth+Very Low Gas Supply+Reduced Rankine Availability+Delayed Build+Upgraded HVDC+Constrained Operational Capacity | 8.4631 | 9.9924 | 10.3252
2029 | NZWEM_PERC | Low Demand Growth+Very Low Gas Supply+Reduced Rankine Availability+Delayed Build+Upgraded HVDC+Constrained Operational Capacity | 8.5564 | 11.6092 | 12.5574
2030 | NZWEM_PERC | Low Demand Growth+Very Low Gas Supply+Reduced Rankine Availability+Delayed Build+Upgraded HVDC+Constrained Operational Capacity | 7.0514 | 16.8096 | 25.0581
2031 | NZWEM_PERC | Low Demand Growth+Very Low Gas Supply+Reduced Rankine Availability+Delayed Build+Upgraded HVDC+Constrained Operational Capacity | 4.7754 | 17.6695 | 26.983
2032 | NZWEM_PERC | Low Demand Growth+Very Low Gas Supply+Reduced Rankine Availability+Delayed Build+Upgraded HVDC+Constrained Operational Capacity | 3.1754 | 16.5878 | 31.8976
2033 | NZWEM_PERC | Low Demand Growth+Very Low Gas Supply+Reduced Rankine Availability+Delayed Build+Upgraded HVDC+Constrained Operational Capacity | 1.7543 | 15.0542 | 36.5114
2034 | NZWEM_PERC | Low Demand Growth+Very Low Gas Supply+Reduced Rankine Availability+Delayed Build+Upgraded HVDC+Constrained Operational Capacity | 0.28896 | 13.7844 | 35.9735
2035 | NZWEM_PERC | Low Demand Growth+Very Low Gas Supply+Reduced Rankine Availability+Delayed Build+Upgraded HVDC+Constrained Operational Capacity | -1.6651 | 12.0548 | 35.6301
2026 | NIWCM | Low Demand Growth+Very Low Gas Supply+Reduced Rankine Availability+Delayed Build+Upgraded HVDC+Constrained Operational Capacity | 373.5029 | 373.5029 | 373.5029
2027 | NIWCM | Low Demand Growth+Very Low Gas Supply+Reduced Rankine Availability+Delayed Build+Upgraded HVDC+Constrained Operational Capacity | 392.3638 | 392.3638 | 392.3638
2028 | NIWCM | Low Demand Growth+Very Low Gas Supply+Reduced Rankine Availability+Delayed Build+Upgraded HVDC+Constrained Operational Capacity | 608.8329 | 608.8329 | 608.8329
2029 | NIWCM | Low Demand Growth+Very Low Gas Supply+Reduced Rankine Availability+Delayed Build+Upgraded HVDC+Constrained Operational Capacity | 361.5335 | 443.424 | 443.424
2030 | NIWCM | Low Demand Growth+Very Low Gas Supply+Reduced Rankine Availability+Delayed Build+Upgraded HVDC+Constrained Operational Capacity | -211.7503 | 289.6695 | 402.2657
2031 | NIWCM | Low Demand Growth+Very Low Gas Supply+Reduced Rankine Availability+Delayed Build+Upgraded HVDC+Constrained Operational Capacity | -319.5597 | 325.4055 | 478.7055
2032 | NIWCM | Low Demand Growth+Very Low Gas Supply+Reduced Rankine Availability+Delayed Build+Upgraded HVDC+Constrained Operational Capacity | -447.1275 | 253.2656 | 459.157
2033 | NIWCM | Low Demand Growth+Very Low Gas Supply+Reduced Rankine Availability+Delayed Build+Upgraded HVDC+Constrained Operational Capacity | -491.2529 | 220.3751 | 481.9304
2034 | NIWCM | Low Demand Growth+Very Low Gas Supply+Reduced Rankine Availability+Delayed Build+Upgraded HVDC+Constrained Operational Capacity | -602.6177 | 112.8476 | 400.6827
2035 | NIWCM | Low Demand Growth+Very Low Gas Supply+Reduced Rankine Availability+Delayed Build+Upgraded HVDC+Constrained Operational Capacity | -730.5826 | 14.4324 | 313.3233
2026 | SIWEM_PERC | Low Demand Growth+Very Low Gas Supply+Reduced Rankine Availability+Delayed Build+Upgraded HVDC+Constrained Operational Capacity | 43.5308 | 43.5308 | 43.5308
2027 | SIWEM_PERC | Low Demand Growth+Very Low Gas Supply+Reduced Rankine Availability+Delayed Build+Upgraded HVDC+Constrained Operational Capacity | 26.9062 | 27.3176 | 27.8059
2028 | SIWEM_PERC | Low Demand Growth+Very Low Gas Supply+Reduced Rankine Availability+Delayed Build+Upgraded HVDC+Constrained Operational Capacity | 27.1856 | 29.2644 | 29.2644
2029 | SIWEM_PERC | Low Demand Growth+Very Low Gas Supply+Reduced Rankine Availability+Delayed Build+Upgraded HVDC+Constrained Operational Capacity | 25.9413 | 31.2721 | 32.8589
2030 | SIWEM_PERC | Low Demand Growth+Very Low Gas Supply+Reduced Rankine Availability+Delayed Build+Upgraded HVDC+Constrained Operational Capacity | 25.1857 | 44.1904 | 66.6265
2031 | SIWEM_PERC | Low Demand Growth+Very Low Gas Supply+Reduced Rankine Availability+Delayed Build+Upgraded HVDC+Constrained Operational Capacity | 22.4604 | 46.4436 | 71.7791
2032 | SIWEM_PERC | Low Demand Growth+Very Low Gas Supply+Reduced Rankine Availability+Delayed Build+Upgraded HVDC+Constrained Operational Capacity | 20.3674 | 43.3862 | 84.541
2033 | SIWEM_PERC | Low Demand Growth+Very Low Gas Supply+Reduced Rankine Availability+Delayed Build+Upgraded HVDC+Constrained Operational Capacity | 18.5707 | 39.1437 | 96.089
2034 | SIWEM_PERC | Low Demand Growth+Very Low Gas Supply+Reduced Rankine Availability+Delayed Build+Upgraded HVDC+Constrained Operational Capacity | 16.8853 | 35.6699 | 94.5556
2035 | SIWEM_PERC | Low Demand Growth+Very Low Gas Supply+Reduced Rankine Availability+Delayed Build+Upgraded HVDC+Constrained Operational Capacity | 14.7472 | 30.9525 | 93.517
2026 | NZWEM_PERC | Low Demand Growth+Very Low Gas Supply+Reduced Rankine Availability+Delayed Build+Upgraded HVDC+Constrained Operational Capacity+Low Wind & Solar | 15.2777 | 15.2777 | 15.2777
2027 | NZWEM_PERC | Low Demand Growth+Very Low Gas Supply+Reduced Rankine Availability+Delayed Build+Upgraded HVDC+Constrained Operational Capacity+Low Wind & Solar | 9.2749 | 9.4099 | 9.5701
2028 | NZWEM_PERC | Low Demand Growth+Very Low Gas Supply+Reduced Rankine Availability+Delayed Build+Upgraded HVDC+Constrained Operational Capacity+Low Wind & Solar | 7.1889 | 8.569 | 8.8693
2029 | NZWEM_PERC | Low Demand Growth+Very Low Gas Supply+Reduced Rankine Availability+Delayed Build+Upgraded HVDC+Constrained Operational Capacity+Low Wind & Solar | 7.1129 | 9.868 | 10.7237
2030 | NZWEM_PERC | Low Demand Growth+Very Low Gas Supply+Reduced Rankine Availability+Delayed Build+Upgraded HVDC+Constrained Operational Capacity+Low Wind & Solar | 5.5143 | 14.3207 | 21.7647
2031 | NZWEM_PERC | Low Demand Growth+Very Low Gas Supply+Reduced Rankine Availability+Delayed Build+Upgraded HVDC+Constrained Operational Capacity+Low Wind & Solar | 3.2731 | 14.9096 | 23.3147
2032 | NZWEM_PERC | Low Demand Growth+Very Low Gas Supply+Reduced Rankine Availability+Delayed Build+Upgraded HVDC+Constrained Operational Capacity+Low Wind & Solar | 1.6987 | 13.8029 | 27.6593
2033 | NZWEM_PERC | Low Demand Growth+Very Low Gas Supply+Reduced Rankine Availability+Delayed Build+Upgraded HVDC+Constrained Operational Capacity+Low Wind & Solar | 0.30059 | 12.3127 | 31.7162
2034 | NZWEM_PERC | Low Demand Growth+Very Low Gas Supply+Reduced Rankine Availability+Delayed Build+Upgraded HVDC+Constrained Operational Capacity+Low Wind & Solar | -1.1408 | 11.0476 | 31.1494
2035 | NZWEM_PERC | Low Demand Growth+Very Low Gas Supply+Reduced Rankine Availability+Delayed Build+Upgraded HVDC+Constrained Operational Capacity+Low Wind & Solar | -3.0639 | 9.3773 | 30.7285
2026 | NIWCM | Low Demand Growth+Very Low Gas Supply+Reduced Rankine Availability+Delayed Build+Upgraded HVDC+Constrained Operational Capacity+Low Wind & Solar | 373.5029 | 373.5029 | 373.5029
2027 | NIWCM | Low Demand Growth+Very Low Gas Supply+Reduced Rankine Availability+Delayed Build+Upgraded HVDC+Constrained Operational Capacity+Low Wind & Solar | 392.3638 | 392.3638 | 392.3638
2028 | NIWCM | Low Demand Growth+Very Low Gas Supply+Reduced Rankine Availability+Delayed Build+Upgraded HVDC+Constrained Operational Capacity+Low Wind & Solar | 608.8329 | 608.8329 | 608.8329
2029 | NIWCM | Low Demand Growth+Very Low Gas Supply+Reduced Rankine Availability+Delayed Build+Upgraded HVDC+Constrained Operational Capacity+Low Wind & Solar | 361.5335 | 443.424 | 443.424
2030 | NIWCM | Low Demand Growth+Very Low Gas Supply+Reduced Rankine Availability+Delayed Build+Upgraded HVDC+Constrained Operational Capacity+Low Wind & Solar | -211.7503 | 289.6695 | 402.2657
2031 | NIWCM | Low Demand Growth+Very Low Gas Supply+Reduced Rankine Availability+Delayed Build+Upgraded HVDC+Constrained Operational Capacity+Low Wind & Solar | -319.5597 | 325.4055 | 478.7055
2032 | NIWCM | Low Demand Growth+Very Low Gas Supply+Reduced Rankine Availability+Delayed Build+Upgraded HVDC+Constrained Operational Capacity+Low Wind & Solar | -447.1275 | 253.2656 | 459.157
2033 | NIWCM | Low Demand Growth+Very Low Gas Supply+Reduced Rankine Availability+Delayed Build+Upgraded HVDC+Constrained Operational Capacity+Low Wind & Solar | -491.2529 | 220.3751 | 481.9304
2034 | NIWCM | Low Demand Growth+Very Low Gas Supply+Reduced Rankine Availability+Delayed Build+Upgraded HVDC+Constrained Operational Capacity+Low Wind & Solar | -602.6177 | 112.8476 | 400.6827
2035 | NIWCM | Low Demand Growth+Very Low Gas Supply+Reduced Rankine Availability+Delayed Build+Upgraded HVDC+Constrained Operational Capacity+Low Wind & Solar | -730.5826 | 14.4324 | 313.3233
2026 | SIWEM_PERC | Low Demand Growth+Very Low Gas Supply+Reduced Rankine Availability+Delayed Build+Upgraded HVDC+Constrained Operational Capacity+Low Wind & Solar | 40.888 | 40.888 | 40.888
2027 | SIWEM_PERC | Low Demand Growth+Very Low Gas Supply+Reduced Rankine Availability+Delayed Build+Upgraded HVDC+Constrained Operational Capacity+Low Wind & Solar | 24.8436 | 24.9114 | 24.9348
2028 | SIWEM_PERC | Low Demand Growth+Very Low Gas Supply+Reduced Rankine Availability+Delayed Build+Upgraded HVDC+Constrained Operational Capacity+Low Wind & Solar | 26.3461 | 28.2222 | 28.2222
2029 | SIWEM_PERC | Low Demand Growth+Very Low Gas Supply+Reduced Rankine Availability+Delayed Build+Upgraded HVDC+Constrained Operational Capacity+Low Wind & Solar | 25.0694 | 29.8803 | 29.8803
2030 | SIWEM_PERC | Low Demand Growth+Very Low Gas Supply+Reduced Rankine Availability+Delayed Build+Upgraded HVDC+Constrained Operational Capacity+Low Wind & Solar | 24.1457 | 37.4207 | 57.6685
2031 | SIWEM_PERC | Low Demand Growth+Very Low Gas Supply+Reduced Rankine Availability+Delayed Build+Upgraded HVDC+Constrained Operational Capacity+Low Wind & Solar | 21.4438 | 38.9358 | 61.8003
2032 | SIWEM_PERC | Low Demand Growth+Very Low Gas Supply+Reduced Rankine Availability+Delayed Build+Upgraded HVDC+Constrained Operational Capacity+Low Wind & Solar | 19.3693 | 35.8189 | 73.471
2033 | SIWEM_PERC | Low Demand Growth+Very Low Gas Supply+Reduced Rankine Availability+Delayed Build+Upgraded HVDC+Constrained Operational Capacity+Low Wind & Solar | 17.5885 | 31.697 | 83.7834
2034 | SIWEM_PERC | Low Demand Growth+Very Low Gas Supply+Reduced Rankine Availability+Delayed Build+Upgraded HVDC+Constrained Operational Capacity+Low Wind & Solar | 15.9182 | 28.8551 | 82.1728
2035 | SIWEM_PERC | Low Demand Growth+Very Low Gas Supply+Reduced Rankine Availability+Delayed Build+Upgraded HVDC+Constrained Operational Capacity+Low Wind & Solar | 13.799 | 26.4828 | 80.9245
2026 | NZWEM_PERC | Low Demand Growth+Very Low Gas Supply+Increased Demand Response | 26.0761 | 26.1362 | 26.1362
2027 | NZWEM_PERC | Low Demand Growth+Very Low Gas Supply+Increased Demand Response | 27.3747 | 29.3285 | 29.6663
2028 | NZWEM_PERC | Low Demand Growth+Very Low Gas Supply+Increased Demand Response | 22.0741 | 30.7112 | 35.5017
2029 | NZWEM_PERC | Low Demand Growth+Very Low Gas Supply+Increased Demand Response | 18.8523 | 31.1666 | 40.9096
2030 | NZWEM_PERC | Low Demand Growth+Very Low Gas Supply+Increased Demand Response | 15.958 | 30.5615 | 46.5793
2031 | NZWEM_PERC | Low Demand Growth+Very Low Gas Supply+Increased Demand Response | 13.4811 | 27.8538 | 50.1416
2032 | NZWEM_PERC | Low Demand Growth+Very Low Gas Supply+Increased Demand Response | 11.7337 | 26.2919 | 49.3265
2033 | NZWEM_PERC | Low Demand Growth+Very Low Gas Supply+Increased Demand Response | 10.1804 | 24.512 | 49.1386
2034 | NZWEM_PERC | Low Demand Growth+Very Low Gas Supply+Increased Demand Response | 8.5774 | 23.1487 | 47.3698
2035 | NZWEM_PERC | Low Demand Growth+Very Low Gas Supply+Increased Demand Response | 6.4448 | 20.8051 | 44.5013
2026 | NIWCM | Low Demand Growth+Very Low Gas Supply+Increased Demand Response | 1312.2106 | 1313.0104 | 1313.0104
2027 | NIWCM | Low Demand Growth+Very Low Gas Supply+Increased Demand Response | 1690.0952 | 1710.491 | 1715.0275
2028 | NIWCM | Low Demand Growth+Very Low Gas Supply+Increased Demand Response | 1826.5139 | 2366.085 | 2397.2445
2029 | NIWCM | Low Demand Growth+Very Low Gas Supply+Increased Demand Response | 1581.0857 | 2349.8278 | 2551.4761
2030 | NIWCM | Low Demand Growth+Very Low Gas Supply+Increased Demand Response | 905.0102 | 1757.1241 | 2104.7602
2031 | NIWCM | Low Demand Growth+Very Low Gas Supply+Increased Demand Response | 826.5867 | 1719.6146 | 2259.186
2032 | NIWCM | Low Demand Growth+Very Low Gas Supply+Increased Demand Response | 709.0193 | 1652.7654 | 2231.9405
2033 | NIWCM | Low Demand Growth+Very Low Gas Supply+Increased Demand Response | 600.213 | 1572.7464 | 2227.9851
2034 | NIWCM | Low Demand Growth+Very Low Gas Supply+Increased Demand Response | 498.4697 | 1534.2356 | 2279.545
2035 | NIWCM | Low Demand Growth+Very Low Gas Supply+Increased Demand Response | 379.4219 | 1440.9676 | 2208.3303
2026 | SIWEM_PERC | Low Demand Growth+Very Low Gas Supply+Increased Demand Response | 57.443 | 57.443 | 57.443
2027 | SIWEM_PERC | Low Demand Growth+Very Low Gas Supply+Increased Demand Response | 56.3556 | 59.1223 | 59.1223
2028 | SIWEM_PERC | Low Demand Growth+Very Low Gas Supply+Increased Demand Response | 56.4733 | 70.4391 | 78.2728
2029 | SIWEM_PERC | Low Demand Growth+Very Low Gas Supply+Increased Demand Response | 50.0561 | 68.2245 | 85.1114
2030 | SIWEM_PERC | Low Demand Growth+Very Low Gas Supply+Increased Demand Response | 41.9425 | 66.8817 | 89.5461
2031 | SIWEM_PERC | Low Demand Growth+Very Low Gas Supply+Increased Demand Response | 35.1887 | 63.3596 | 90.9977
2032 | SIWEM_PERC | Low Demand Growth+Very Low Gas Supply+Increased Demand Response | 30.3883 | 60.6371 | 87.7931
2033 | SIWEM_PERC | Low Demand Growth+Very Low Gas Supply+Increased Demand Response | 26.1363 | 58.2937 | 85.0325
2034 | SIWEM_PERC | Low Demand Growth+Very Low Gas Supply+Increased Demand Response | 21.77 | 56.0858 | 82.4272
2035 | SIWEM_PERC | Low Demand Growth+Very Low Gas Supply+Increased Demand Response | 16.5168 | 53.2909 | 79.1352
2026 | NZWEM_PERC | Low Demand Growth+Very Low Gas Supply+Increased Demand Response+Low Wind & Solar | 24.8138 | 24.8681 | 24.8681
2027 | NZWEM_PERC | Low Demand Growth+Very Low Gas Supply+Increased Demand Response+Low Wind & Solar | 25.9418 | 27.7051 | 28.0099
2028 | NZWEM_PERC | Low Demand Growth+Very Low Gas Supply+Increased Demand Response+Low Wind & Solar | 20.533 | 28.3277 | 32.6509
2029 | NZWEM_PERC | Low Demand Growth+Very Low Gas Supply+Increased Demand Response+Low Wind & Solar | 17.2807 | 28.394 | 37.1867
2030 | NZWEM_PERC | Low Demand Growth+Very Low Gas Supply+Increased Demand Response+Low Wind & Solar | 14.413 | 27.6479 | 42.145
2031 | NZWEM_PERC | Low Demand Growth+Very Low Gas Supply+Increased Demand Response+Low Wind & Solar | 11.9711 | 25.0062 | 45.1608
2032 | NZWEM_PERC | Low Demand Growth+Very Low Gas Supply+Increased Demand Response+Low Wind & Solar | 10.2495 | 23.4508 | 44.3186
2033 | NZWEM_PERC | Low Demand Growth+Very Low Gas Supply+Increased Demand Response+Low Wind & Solar | 8.7192 | 21.7152 | 44.0184
2034 | NZWEM_PERC | Low Demand Growth+Very Low Gas Supply+Increased Demand Response+Low Wind & Solar | 7.1403 | 20.3979 | 42.3339
2035 | NZWEM_PERC | Low Demand Growth+Very Low Gas Supply+Increased Demand Response+Low Wind & Solar | 5.0389 | 18.1139 | 39.5745
2026 | NIWCM | Low Demand Growth+Very Low Gas Supply+Increased Demand Response+Low Wind & Solar | 1312.2106 | 1313.0104 | 1313.0104
2027 | NIWCM | Low Demand Growth+Very Low Gas Supply+Increased Demand Response+Low Wind & Solar | 1690.0952 | 1710.491 | 1715.0275
2028 | NIWCM | Low Demand Growth+Very Low Gas Supply+Increased Demand Response+Low Wind & Solar | 1826.5139 | 2366.085 | 2397.2445
2029 | NIWCM | Low Demand Growth+Very Low Gas Supply+Increased Demand Response+Low Wind & Solar | 1581.0857 | 2349.8278 | 2551.4761
2030 | NIWCM | Low Demand Growth+Very Low Gas Supply+Increased Demand Response+Low Wind & Solar | 905.0102 | 1757.1241 | 2104.7602
2031 | NIWCM | Low Demand Growth+Very Low Gas Supply+Increased Demand Response+Low Wind & Solar | 826.5867 | 1719.6146 | 2259.186
2032 | NIWCM | Low Demand Growth+Very Low Gas Supply+Increased Demand Response+Low Wind & Solar | 709.0193 | 1652.7654 | 2231.9405
2033 | NIWCM | Low Demand Growth+Very Low Gas Supply+Increased Demand Response+Low Wind & Solar | 600.213 | 1572.7464 | 2227.9851
2034 | NIWCM | Low Demand Growth+Very Low Gas Supply+Increased Demand Response+Low Wind & Solar | 498.4697 | 1534.2356 | 2279.545
2035 | NIWCM | Low Demand Growth+Very Low Gas Supply+Increased Demand Response+Low Wind & Solar | 379.4219 | 1440.9676 | 2208.3303
2026 | SIWEM_PERC | Low Demand Growth+Very Low Gas Supply+Increased Demand Response+Low Wind & Solar | 56.5826 | 56.5826 | 56.5826
2027 | SIWEM_PERC | Low Demand Growth+Very Low Gas Supply+Increased Demand Response+Low Wind & Solar | 55.4505 | 57.9473 | 57.9473
2028 | SIWEM_PERC | Low Demand Growth+Very Low Gas Supply+Increased Demand Response+Low Wind & Solar | 54.7851 | 67.9871 | 75.0567
2029 | SIWEM_PERC | Low Demand Growth+Very Low Gas Supply+Increased Demand Response+Low Wind & Solar | 45.7342 | 65.8059 | 81.0457
2030 | SIWEM_PERC | Low Demand Growth+Very Low Gas Supply+Increased Demand Response+Low Wind & Solar | 37.7116 | 64.3077 | 84.7616
2031 | SIWEM_PERC | Low Demand Growth+Very Low Gas Supply+Increased Demand Response+Low Wind & Solar | 31.0495 | 60.8414 | 85.7839
2032 | SIWEM_PERC | Low Demand Growth+Very Low Gas Supply+Increased Demand Response+Low Wind & Solar | 26.3214 | 58.1629 | 82.6702
2033 | SIWEM_PERC | Low Demand Growth+Very Low Gas Supply+Increased Demand Response+Low Wind & Solar | 22.1319 | 55.8575 | 79.9883
2034 | SIWEM_PERC | Low Demand Growth+Very Low Gas Supply+Increased Demand Response+Low Wind & Solar | 17.8251 | 53.6858 | 77.458
2035 | SIWEM_PERC | Low Demand Growth+Very Low Gas Supply+Increased Demand Response+Low Wind & Solar | 15.5541 | 48.0702 | 74.2598
2026 | NZWEM_PERC | Low Demand Growth+Very Low Gas Supply+Increased Demand Response+Constrained Operational Capacity | 26.0761 | 26.1362 | 26.1362
2027 | NZWEM_PERC | Low Demand Growth+Very Low Gas Supply+Increased Demand Response+Constrained Operational Capacity | 27.3747 | 29.3285 | 29.6663
2028 | NZWEM_PERC | Low Demand Growth+Very Low Gas Supply+Increased Demand Response+Constrained Operational Capacity | 22.0741 | 30.7112 | 35.5017
2029 | NZWEM_PERC | Low Demand Growth+Very Low Gas Supply+Increased Demand Response+Constrained Operational Capacity | 18.8523 | 31.1666 | 40.9096
2030 | NZWEM_PERC | Low Demand Growth+Very Low Gas Supply+Increased Demand Response+Constrained Operational Capacity | 15.958 | 30.5615 | 46.5793
2031 | NZWEM_PERC | Low Demand Growth+Very Low Gas Supply+Increased Demand Response+Constrained Operational Capacity | 13.4811 | 27.8538 | 50.1416
2032 | NZWEM_PERC | Low Demand Growth+Very Low Gas Supply+Increased Demand Response+Constrained Operational Capacity | 11.7337 | 26.2919 | 49.3265
2033 | NZWEM_PERC | Low Demand Growth+Very Low Gas Supply+Increased Demand Response+Constrained Operational Capacity | 10.1804 | 24.512 | 49.1386
2034 | NZWEM_PERC | Low Demand Growth+Very Low Gas Supply+Increased Demand Response+Constrained Operational Capacity | 8.5774 | 23.1487 | 47.3698
2035 | NZWEM_PERC | Low Demand Growth+Very Low Gas Supply+Increased Demand Response+Constrained Operational Capacity | 6.4448 | 20.8051 | 44.5013
2026 | NIWCM | Low Demand Growth+Very Low Gas Supply+Increased Demand Response+Constrained Operational Capacity | 755.6807 | 755.6807 | 755.6807
2027 | NIWCM | Low Demand Growth+Very Low Gas Supply+Increased Demand Response+Constrained Operational Capacity | 1101.6718 | 1105.1761 | 1105.1761
2028 | NIWCM | Low Demand Growth+Very Low Gas Supply+Increased Demand Response+Constrained Operational Capacity | 1216.908 | 1690.5905 | 1694.1607
2029 | NIWCM | Low Demand Growth+Very Low Gas Supply+Increased Demand Response+Constrained Operational Capacity | 944.8999 | 1580.3962 | 1726.4213
2030 | NIWCM | Low Demand Growth+Very Low Gas Supply+Increased Demand Response+Constrained Operational Capacity | 251.3895 | 962.4708 | 1155.7843
2031 | NIWCM | Low Demand Growth+Very Low Gas Supply+Increased Demand Response+Constrained Operational Capacity | 169.164 | 894.6799 | 1145.9127
2032 | NIWCM | Low Demand Growth+Very Low Gas Supply+Increased Demand Response+Constrained Operational Capacity | 51.6558 | 780.5569 | 1060.2263
2033 | NIWCM | Low Demand Growth+Very Low Gas Supply+Increased Demand Response+Constrained Operational Capacity | -60.3582 | 671.4924 | 962.751
2034 | NIWCM | Low Demand Growth+Very Low Gas Supply+Increased Demand Response+Constrained Operational Capacity | -167.7284 | 612.4531 | 980.2422
2035 | NIWCM | Low Demand Growth+Very Low Gas Supply+Increased Demand Response+Constrained Operational Capacity | -289.7321 | 504.1798 | 872.8083
2026 | SIWEM_PERC | Low Demand Growth+Very Low Gas Supply+Increased Demand Response+Constrained Operational Capacity | 57.443 | 57.443 | 57.443
2027 | SIWEM_PERC | Low Demand Growth+Very Low Gas Supply+Increased Demand Response+Constrained Operational Capacity | 56.3556 | 59.1223 | 59.1223
2028 | SIWEM_PERC | Low Demand Growth+Very Low Gas Supply+Increased Demand Response+Constrained Operational Capacity | 56.4733 | 70.4391 | 78.2728
2029 | SIWEM_PERC | Low Demand Growth+Very Low Gas Supply+Increased Demand Response+Constrained Operational Capacity | 50.0561 | 68.2245 | 85.1114
2030 | SIWEM_PERC | Low Demand Growth+Very Low Gas Supply+Increased Demand Response+Constrained Operational Capacity | 41.9425 | 66.8817 | 89.5461
2031 | SIWEM_PERC | Low Demand Growth+Very Low Gas Supply+Increased Demand Response+Constrained Operational Capacity | 35.1887 | 63.3596 | 90.9977
2032 | SIWEM_PERC | Low Demand Growth+Very Low Gas Supply+Increased Demand Response+Constrained Operational Capacity | 30.3883 | 60.6371 | 87.7931
2033 | SIWEM_PERC | Low Demand Growth+Very Low Gas Supply+Increased Demand Response+Constrained Operational Capacity | 26.1363 | 58.2937 | 85.0325
2034 | SIWEM_PERC | Low Demand Growth+Very Low Gas Supply+Increased Demand Response+Constrained Operational Capacity | 21.77 | 56.0858 | 82.4272
2035 | SIWEM_PERC | Low Demand Growth+Very Low Gas Supply+Increased Demand Response+Constrained Operational Capacity | 16.5168 | 53.2909 | 79.1352
2026 | NZWEM_PERC | Low Demand Growth+Very Low Gas Supply+Increased Demand Response+Constrained Operational Capacity+Low Wind & Solar | 24.8138 | 24.8681 | 24.8681
2027 | NZWEM_PERC | Low Demand Growth+Very Low Gas Supply+Increased Demand Response+Constrained Operational Capacity+Low Wind & Solar | 25.9418 | 27.7051 | 28.0099
2028 | NZWEM_PERC | Low Demand Growth+Very Low Gas Supply+Increased Demand Response+Constrained Operational Capacity+Low Wind & Solar | 20.533 | 28.3277 | 32.6509
2029 | NZWEM_PERC | Low Demand Growth+Very Low Gas Supply+Increased Demand Response+Constrained Operational Capacity+Low Wind & Solar | 17.2807 | 28.394 | 37.1867
2030 | NZWEM_PERC | Low Demand Growth+Very Low Gas Supply+Increased Demand Response+Constrained Operational Capacity+Low Wind & Solar | 14.413 | 27.6479 | 42.145
2031 | NZWEM_PERC | Low Demand Growth+Very Low Gas Supply+Increased Demand Response+Constrained Operational Capacity+Low Wind & Solar | 11.9711 | 25.0062 | 45.1608
2032 | NZWEM_PERC | Low Demand Growth+Very Low Gas Supply+Increased Demand Response+Constrained Operational Capacity+Low Wind & Solar | 10.2495 | 23.4508 | 44.3186
2033 | NZWEM_PERC | Low Demand Growth+Very Low Gas Supply+Increased Demand Response+Constrained Operational Capacity+Low Wind & Solar | 8.7192 | 21.7152 | 44.0184
2034 | NZWEM_PERC | Low Demand Growth+Very Low Gas Supply+Increased Demand Response+Constrained Operational Capacity+Low Wind & Solar | 7.1403 | 20.3979 | 42.3339
2035 | NZWEM_PERC | Low Demand Growth+Very Low Gas Supply+Increased Demand Response+Constrained Operational Capacity+Low Wind & Solar | 5.0389 | 18.1139 | 39.5745
2026 | NIWCM | Low Demand Growth+Very Low Gas Supply+Increased Demand Response+Constrained Operational Capacity+Low Wind & Solar | 755.6807 | 755.6807 | 755.6807
2027 | NIWCM | Low Demand Growth+Very Low Gas Supply+Increased Demand Response+Constrained Operational Capacity+Low Wind & Solar | 1101.6718 | 1105.1761 | 1105.1761
2028 | NIWCM | Low Demand Growth+Very Low Gas Supply+Increased Demand Response+Constrained Operational Capacity+Low Wind & Solar | 1216.908 | 1690.5905 | 1694.1607
2029 | NIWCM | Low Demand Growth+Very Low Gas Supply+Increased Demand Response+Constrained Operational Capacity+Low Wind & Solar | 944.8999 | 1580.3962 | 1726.4213
2030 | NIWCM | Low Demand Growth+Very Low Gas Supply+Increased Demand Response+Constrained Operational Capacity+Low Wind & Solar | 251.3895 | 962.4708 | 1155.7843
2031 | NIWCM | Low Demand Growth+Very Low Gas Supply+Increased Demand Response+Constrained Operational Capacity+Low Wind & Solar | 169.164 | 894.6799 | 1145.9127
2032 | NIWCM | Low Demand Growth+Very Low Gas Supply+Increased Demand Response+Constrained Operational Capacity+Low Wind & Solar | 51.6558 | 780.5569 | 1060.2263
2033 | NIWCM | Low Demand Growth+Very Low Gas Supply+Increased Demand Response+Constrained Operational Capacity+Low Wind & Solar | -60.3582 | 671.4924 | 962.751
2034 | NIWCM | Low Demand Growth+Very Low Gas Supply+Increased Demand Response+Constrained Operational Capacity+Low Wind & Solar | -167.7284 | 612.4531 | 980.2422
2035 | NIWCM | Low Demand Growth+Very Low Gas Supply+Increased Demand Response+Constrained Operational Capacity+Low Wind & Solar | -289.7321 | 504.1798 | 872.8083
2026 | SIWEM_PERC | Low Demand Growth+Very Low Gas Supply+Increased Demand Response+Constrained Operational Capacity+Low Wind & Solar | 56.5826 | 56.5826 | 56.5826
2027 | SIWEM_PERC | Low Demand Growth+Very Low Gas Supply+Increased Demand Response+Constrained Operational Capacity+Low Wind & Solar | 55.4505 | 57.9473 | 57.9473
2028 | SIWEM_PERC | Low Demand Growth+Very Low Gas Supply+Increased Demand Response+Constrained Operational Capacity+Low Wind & Solar | 54.7851 | 67.9871 | 75.0567
2029 | SIWEM_PERC | Low Demand Growth+Very Low Gas Supply+Increased Demand Response+Constrained Operational Capacity+Low Wind & Solar | 45.7342 | 65.8059 | 81.0457
2030 | SIWEM_PERC | Low Demand Growth+Very Low Gas Supply+Increased Demand Response+Constrained Operational Capacity+Low Wind & Solar | 37.7116 | 64.3077 | 84.7616
2031 | SIWEM_PERC | Low Demand Growth+Very Low Gas Supply+Increased Demand Response+Constrained Operational Capacity+Low Wind & Solar | 31.0495 | 60.8414 | 85.7839
2032 | SIWEM_PERC | Low Demand Growth+Very Low Gas Supply+Increased Demand Response+Constrained Operational Capacity+Low Wind & Solar | 26.3214 | 58.1629 | 82.6702
2033 | SIWEM_PERC | Low Demand Growth+Very Low Gas Supply+Increased Demand Response+Constrained Operational Capacity+Low Wind & Solar | 22.1319 | 55.8575 | 79.9883
2034 | SIWEM_PERC | Low Demand Growth+Very Low Gas Supply+Increased Demand Response+Constrained Operational Capacity+Low Wind & Solar | 17.8251 | 53.6858 | 77.458
2035 | SIWEM_PERC | Low Demand Growth+Very Low Gas Supply+Increased Demand Response+Constrained Operational Capacity+Low Wind & Solar | 15.5541 | 48.0702 | 74.2598
2026 | NZWEM_PERC | Low Demand Growth+Very Low Gas Supply+Increased Demand Response+Upgraded HVDC | 26.0761 | 26.1362 | 26.1362
2027 | NZWEM_PERC | Low Demand Growth+Very Low Gas Supply+Increased Demand Response+Upgraded HVDC | 27.3747 | 29.3285 | 29.6663
2028 | NZWEM_PERC | Low Demand Growth+Very Low Gas Supply+Increased Demand Response+Upgraded HVDC | 22.0741 | 30.7112 | 35.5017
2029 | NZWEM_PERC | Low Demand Growth+Very Low Gas Supply+Increased Demand Response+Upgraded HVDC | 18.8523 | 31.1666 | 40.9096
2030 | NZWEM_PERC | Low Demand Growth+Very Low Gas Supply+Increased Demand Response+Upgraded HVDC | 15.958 | 30.5615 | 46.5793
2031 | NZWEM_PERC | Low Demand Growth+Very Low Gas Supply+Increased Demand Response+Upgraded HVDC | 13.4811 | 27.8538 | 50.1416
2032 | NZWEM_PERC | Low Demand Growth+Very Low Gas Supply+Increased Demand Response+Upgraded HVDC | 11.7337 | 26.2919 | 49.3265
2033 | NZWEM_PERC | Low Demand Growth+Very Low Gas Supply+Increased Demand Response+Upgraded HVDC | 10.1804 | 24.512 | 49.1386
2034 | NZWEM_PERC | Low Demand Growth+Very Low Gas Supply+Increased Demand Response+Upgraded HVDC | 8.5774 | 23.1487 | 47.3698
2035 | NZWEM_PERC | Low Demand Growth+Very Low Gas Supply+Increased Demand Response+Upgraded HVDC | 6.4448 | 20.8051 | 44.5013
2026 | NIWCM | Low Demand Growth+Very Low Gas Supply+Increased Demand Response+Upgraded HVDC | 1312.2106 | 1313.0104 | 1313.0104
2027 | NIWCM | Low Demand Growth+Very Low Gas Supply+Increased Demand Response+Upgraded HVDC | 1690.0952 | 1710.491 | 1715.0275
2028 | NIWCM | Low Demand Growth+Very Low Gas Supply+Increased Demand Response+Upgraded HVDC | 1826.5139 | 2366.085 | 2397.2445
2029 | NIWCM | Low Demand Growth+Very Low Gas Supply+Increased Demand Response+Upgraded HVDC | 1581.0857 | 2349.8278 | 2551.4761
2030 | NIWCM | Low Demand Growth+Very Low Gas Supply+Increased Demand Response+Upgraded HVDC | 905.0102 | 1757.1241 | 2104.7602
2031 | NIWCM | Low Demand Growth+Very Low Gas Supply+Increased Demand Response+Upgraded HVDC | 826.7568 | 1821.9102 | 2382.6859
2032 | NIWCM | Low Demand Growth+Very Low Gas Supply+Increased Demand Response+Upgraded HVDC | 708.9714 | 1722.389 | 2355.4404
2033 | NIWCM | Low Demand Growth+Very Low Gas Supply+Increased Demand Response+Upgraded HVDC | 600.2256 | 1613.2398 | 2351.485
2034 | NIWCM | Low Demand Growth+Very Low Gas Supply+Increased Demand Response+Upgraded HVDC | 498.4671 | 1552.4631 | 2403.1356
2035 | NIWCM | Low Demand Growth+Very Low Gas Supply+Increased Demand Response+Upgraded HVDC | 379.4225 | 1443.3757 | 2331.7928
2026 | SIWEM_PERC | Low Demand Growth+Very Low Gas Supply+Increased Demand Response+Upgraded HVDC | 57.443 | 57.443 | 57.443
2027 | SIWEM_PERC | Low Demand Growth+Very Low Gas Supply+Increased Demand Response+Upgraded HVDC | 72.2804 | 77.4457 | 78.296
2028 | SIWEM_PERC | Low Demand Growth+Very Low Gas Supply+Increased Demand Response+Upgraded HVDC | 58.8036 | 81.7283 | 94.4509
2029 | SIWEM_PERC | Low Demand Growth+Very Low Gas Supply+Increased Demand Response+Upgraded HVDC | 50.0561 | 82.518 | 107.5163
2030 | SIWEM_PERC | Low Demand Growth+Very Low Gas Supply+Increased Demand Response+Upgraded HVDC | 41.9425 | 80.5894 | 111.4796
2031 | SIWEM_PERC | Low Demand Growth+Very Low Gas Supply+Increased Demand Response+Upgraded HVDC | 35.1887 | 73.5838 | 112.4554
2032 | SIWEM_PERC | Low Demand Growth+Very Low Gas Supply+Increased Demand Response+Upgraded HVDC | 30.3883 | 69.4168 | 108.8764
2033 | SIWEM_PERC | Low Demand Growth+Very Low Gas Supply+Increased Demand Response+Upgraded HVDC | 26.1363 | 64.7774 | 105.7919
2034 | SIWEM_PERC | Low Demand Growth+Very Low Gas Supply+Increased Demand Response+Upgraded HVDC | 21.77 | 61.2612 | 102.8781
2035 | SIWEM_PERC | Low Demand Growth+Very Low Gas Supply+Increased Demand Response+Upgraded HVDC | 16.5168 | 55.2834 | 99.2001
2026 | NZWEM_PERC | Low Demand Growth+Very Low Gas Supply+Increased Demand Response+Upgraded HVDC+Low Wind & Solar | 24.8138 | 24.8681 | 24.8681
2027 | NZWEM_PERC | Low Demand Growth+Very Low Gas Supply+Increased Demand Response+Upgraded HVDC+Low Wind & Solar | 25.9418 | 27.7051 | 28.0099
2028 | NZWEM_PERC | Low Demand Growth+Very Low Gas Supply+Increased Demand Response+Upgraded HVDC+Low Wind & Solar | 20.533 | 28.3277 | 32.6509
2029 | NZWEM_PERC | Low Demand Growth+Very Low Gas Supply+Increased Demand Response+Upgraded HVDC+Low Wind & Solar | 17.2807 | 28.394 | 37.1867
2030 | NZWEM_PERC | Low Demand Growth+Very Low Gas Supply+Increased Demand Response+Upgraded HVDC+Low Wind & Solar | 14.413 | 27.6479 | 42.145
2031 | NZWEM_PERC | Low Demand Growth+Very Low Gas Supply+Increased Demand Response+Upgraded HVDC+Low Wind & Solar | 11.9711 | 25.0062 | 45.1608
2032 | NZWEM_PERC | Low Demand Growth+Very Low Gas Supply+Increased Demand Response+Upgraded HVDC+Low Wind & Solar | 10.2495 | 23.4508 | 44.3186
2033 | NZWEM_PERC | Low Demand Growth+Very Low Gas Supply+Increased Demand Response+Upgraded HVDC+Low Wind & Solar | 8.7192 | 21.7152 | 44.0184
2034 | NZWEM_PERC | Low Demand Growth+Very Low Gas Supply+Increased Demand Response+Upgraded HVDC+Low Wind & Solar | 7.1403 | 20.3979 | 42.3339
2035 | NZWEM_PERC | Low Demand Growth+Very Low Gas Supply+Increased Demand Response+Upgraded HVDC+Low Wind & Solar | 5.0389 | 18.1139 | 39.5745
2026 | NIWCM | Low Demand Growth+Very Low Gas Supply+Increased Demand Response+Upgraded HVDC+Low Wind & Solar | 1312.2106 | 1313.0104 | 1313.0104
2027 | NIWCM | Low Demand Growth+Very Low Gas Supply+Increased Demand Response+Upgraded HVDC+Low Wind & Solar | 1690.0952 | 1710.491 | 1715.0275
2028 | NIWCM | Low Demand Growth+Very Low Gas Supply+Increased Demand Response+Upgraded HVDC+Low Wind & Solar | 1826.5139 | 2366.085 | 2397.2445
2029 | NIWCM | Low Demand Growth+Very Low Gas Supply+Increased Demand Response+Upgraded HVDC+Low Wind & Solar | 1581.0857 | 2349.8278 | 2551.4761
2030 | NIWCM | Low Demand Growth+Very Low Gas Supply+Increased Demand Response+Upgraded HVDC+Low Wind & Solar | 905.0102 | 1757.1241 | 2104.7602
2031 | NIWCM | Low Demand Growth+Very Low Gas Supply+Increased Demand Response+Upgraded HVDC+Low Wind & Solar | 826.7568 | 1821.9102 | 2382.6859
2032 | NIWCM | Low Demand Growth+Very Low Gas Supply+Increased Demand Response+Upgraded HVDC+Low Wind & Solar | 708.9714 | 1722.389 | 2355.4404
2033 | NIWCM | Low Demand Growth+Very Low Gas Supply+Increased Demand Response+Upgraded HVDC+Low Wind & Solar | 600.2256 | 1613.2398 | 2351.485
2034 | NIWCM | Low Demand Growth+Very Low Gas Supply+Increased Demand Response+Upgraded HVDC+Low Wind & Solar | 498.4671 | 1552.4631 | 2403.1356
2035 | NIWCM | Low Demand Growth+Very Low Gas Supply+Increased Demand Response+Upgraded HVDC+Low Wind & Solar | 379.4225 | 1443.3757 | 2331.7928
2026 | SIWEM_PERC | Low Demand Growth+Very Low Gas Supply+Increased Demand Response+Upgraded HVDC+Low Wind & Solar | 56.5826 | 56.5826 | 56.5826
2027 | SIWEM_PERC | Low Demand Growth+Very Low Gas Supply+Increased Demand Response+Upgraded HVDC+Low Wind & Solar | 68.5928 | 73.2543 | 74.0217
2028 | SIWEM_PERC | Low Demand Growth+Very Low Gas Supply+Increased Demand Response+Upgraded HVDC+Low Wind & Solar | 54.7851 | 75.5273 | 87.0091
2029 | SIWEM_PERC | Low Demand Growth+Very Low Gas Supply+Increased Demand Response+Upgraded HVDC+Low Wind & Solar | 45.7342 | 75.3585 | 98.7398
2030 | SIWEM_PERC | Low Demand Growth+Very Low Gas Supply+Increased Demand Response+Upgraded HVDC+Low Wind & Solar | 37.7116 | 73.0934 | 106.6951
2031 | SIWEM_PERC | Low Demand Growth+Very Low Gas Supply+Increased Demand Response+Upgraded HVDC+Low Wind & Solar | 31.0495 | 66.2504 | 107.2416
2032 | SIWEM_PERC | Low Demand Growth+Very Low Gas Supply+Increased Demand Response+Upgraded HVDC+Low Wind & Solar | 26.3214 | 62.1067 | 103.7535
2033 | SIWEM_PERC | Low Demand Growth+Very Low Gas Supply+Increased Demand Response+Upgraded HVDC+Low Wind & Solar | 22.1319 | 57.5795 | 100.7478
2034 | SIWEM_PERC | Low Demand Growth+Very Low Gas Supply+Increased Demand Response+Upgraded HVDC+Low Wind & Solar | 17.8251 | 54.1703 | 97.9089
2035 | SIWEM_PERC | Low Demand Growth+Very Low Gas Supply+Increased Demand Response+Upgraded HVDC+Low Wind & Solar | 15.5541 | 48.0702 | 94.3247
2026 | NZWEM_PERC | Low Demand Growth+Very Low Gas Supply+Increased Demand Response+Upgraded HVDC+Constrained Operational Capacity | 26.0761 | 26.1362 | 26.1362
2027 | NZWEM_PERC | Low Demand Growth+Very Low Gas Supply+Increased Demand Response+Upgraded HVDC+Constrained Operational Capacity | 27.3747 | 29.3285 | 29.6663
2028 | NZWEM_PERC | Low Demand Growth+Very Low Gas Supply+Increased Demand Response+Upgraded HVDC+Constrained Operational Capacity | 22.0741 | 30.7112 | 35.5017
2029 | NZWEM_PERC | Low Demand Growth+Very Low Gas Supply+Increased Demand Response+Upgraded HVDC+Constrained Operational Capacity | 18.8523 | 31.1666 | 40.9096
2030 | NZWEM_PERC | Low Demand Growth+Very Low Gas Supply+Increased Demand Response+Upgraded HVDC+Constrained Operational Capacity | 15.958 | 30.5615 | 46.5793
2031 | NZWEM_PERC | Low Demand Growth+Very Low Gas Supply+Increased Demand Response+Upgraded HVDC+Constrained Operational Capacity | 13.4811 | 27.8538 | 50.1416
2032 | NZWEM_PERC | Low Demand Growth+Very Low Gas Supply+Increased Demand Response+Upgraded HVDC+Constrained Operational Capacity | 11.7337 | 26.2919 | 49.3265
2033 | NZWEM_PERC | Low Demand Growth+Very Low Gas Supply+Increased Demand Response+Upgraded HVDC+Constrained Operational Capacity | 10.1804 | 24.512 | 49.1386
2034 | NZWEM_PERC | Low Demand Growth+Very Low Gas Supply+Increased Demand Response+Upgraded HVDC+Constrained Operational Capacity | 8.5774 | 23.1487 | 47.3698
2035 | NZWEM_PERC | Low Demand Growth+Very Low Gas Supply+Increased Demand Response+Upgraded HVDC+Constrained Operational Capacity | 6.4448 | 20.8051 | 44.5013
2026 | NIWCM | Low Demand Growth+Very Low Gas Supply+Increased Demand Response+Upgraded HVDC+Constrained Operational Capacity | 755.6807 | 755.6807 | 755.6807
2027 | NIWCM | Low Demand Growth+Very Low Gas Supply+Increased Demand Response+Upgraded HVDC+Constrained Operational Capacity | 1101.6718 | 1105.1761 | 1105.1761
2028 | NIWCM | Low Demand Growth+Very Low Gas Supply+Increased Demand Response+Upgraded HVDC+Constrained Operational Capacity | 1216.908 | 1690.5905 | 1694.1607
2029 | NIWCM | Low Demand Growth+Very Low Gas Supply+Increased Demand Response+Upgraded HVDC+Constrained Operational Capacity | 944.8999 | 1580.3962 | 1726.4213
2030 | NIWCM | Low Demand Growth+Very Low Gas Supply+Increased Demand Response+Upgraded HVDC+Constrained Operational Capacity | 251.3895 | 962.4708 | 1155.7843
2031 | NIWCM | Low Demand Growth+Very Low Gas Supply+Increased Demand Response+Upgraded HVDC+Constrained Operational Capacity | 169.1769 | 894.6693 | 1151.8254
2032 | NIWCM | Low Demand Growth+Very Low Gas Supply+Increased Demand Response+Upgraded HVDC+Constrained Operational Capacity | 51.6525 | 780.5452 | 1059.7603
2033 | NIWCM | Low Demand Growth+Very Low Gas Supply+Increased Demand Response+Upgraded HVDC+Constrained Operational Capacity | -60.3573 | 671.4937 | 962.9004
2034 | NIWCM | Low Demand Growth+Very Low Gas Supply+Increased Demand Response+Upgraded HVDC+Constrained Operational Capacity | -167.7286 | 612.4555 | 980.195
2035 | NIWCM | Low Demand Growth+Very Low Gas Supply+Increased Demand Response+Upgraded HVDC+Constrained Operational Capacity | -289.732 | 504.1786 | 872.8213
2026 | SIWEM_PERC | Low Demand Growth+Very Low Gas Supply+Increased Demand Response+Upgraded HVDC+Constrained Operational Capacity | 57.443 | 57.443 | 57.443
2027 | SIWEM_PERC | Low Demand Growth+Very Low Gas Supply+Increased Demand Response+Upgraded HVDC+Constrained Operational Capacity | 72.2804 | 77.4457 | 78.296
2028 | SIWEM_PERC | Low Demand Growth+Very Low Gas Supply+Increased Demand Response+Upgraded HVDC+Constrained Operational Capacity | 58.8036 | 81.7283 | 94.4509
2029 | SIWEM_PERC | Low Demand Growth+Very Low Gas Supply+Increased Demand Response+Upgraded HVDC+Constrained Operational Capacity | 50.0561 | 82.518 | 107.5163
2030 | SIWEM_PERC | Low Demand Growth+Very Low Gas Supply+Increased Demand Response+Upgraded HVDC+Constrained Operational Capacity | 41.9425 | 80.5894 | 111.4796
2031 | SIWEM_PERC | Low Demand Growth+Very Low Gas Supply+Increased Demand Response+Upgraded HVDC+Constrained Operational Capacity | 35.1887 | 73.5838 | 112.4554
2032 | SIWEM_PERC | Low Demand Growth+Very Low Gas Supply+Increased Demand Response+Upgraded HVDC+Constrained Operational Capacity | 30.3883 | 69.4168 | 108.8764
2033 | SIWEM_PERC | Low Demand Growth+Very Low Gas Supply+Increased Demand Response+Upgraded HVDC+Constrained Operational Capacity | 26.1363 | 64.7774 | 105.7919
2034 | SIWEM_PERC | Low Demand Growth+Very Low Gas Supply+Increased Demand Response+Upgraded HVDC+Constrained Operational Capacity | 21.77 | 61.2612 | 102.8781
2035 | SIWEM_PERC | Low Demand Growth+Very Low Gas Supply+Increased Demand Response+Upgraded HVDC+Constrained Operational Capacity | 16.5168 | 55.2834 | 99.2001
2026 | NZWEM_PERC | Low Demand Growth+Very Low Gas Supply+Increased Demand Response+Upgraded HVDC+Constrained Operational Capacity+Low Wind & Solar | 24.8138 | 24.8681 | 24.8681
2027 | NZWEM_PERC | Low Demand Growth+Very Low Gas Supply+Increased Demand Response+Upgraded HVDC+Constrained Operational Capacity+Low Wind & Solar | 25.9418 | 27.7051 | 28.0099
2028 | NZWEM_PERC | Low Demand Growth+Very Low Gas Supply+Increased Demand Response+Upgraded HVDC+Constrained Operational Capacity+Low Wind & Solar | 20.533 | 28.3277 | 32.6509
2029 | NZWEM_PERC | Low Demand Growth+Very Low Gas Supply+Increased Demand Response+Upgraded HVDC+Constrained Operational Capacity+Low Wind & Solar | 17.2807 | 28.394 | 37.1867
2030 | NZWEM_PERC | Low Demand Growth+Very Low Gas Supply+Increased Demand Response+Upgraded HVDC+Constrained Operational Capacity+Low Wind & Solar | 14.413 | 27.6479 | 42.145
2031 | NZWEM_PERC | Low Demand Growth+Very Low Gas Supply+Increased Demand Response+Upgraded HVDC+Constrained Operational Capacity+Low Wind & Solar | 11.9711 | 25.0062 | 45.1608
2032 | NZWEM_PERC | Low Demand Growth+Very Low Gas Supply+Increased Demand Response+Upgraded HVDC+Constrained Operational Capacity+Low Wind & Solar | 10.2495 | 23.4508 | 44.3186
2033 | NZWEM_PERC | Low Demand Growth+Very Low Gas Supply+Increased Demand Response+Upgraded HVDC+Constrained Operational Capacity+Low Wind & Solar | 8.7192 | 21.7152 | 44.0184
2034 | NZWEM_PERC | Low Demand Growth+Very Low Gas Supply+Increased Demand Response+Upgraded HVDC+Constrained Operational Capacity+Low Wind & Solar | 7.1403 | 20.3979 | 42.3339
2035 | NZWEM_PERC | Low Demand Growth+Very Low Gas Supply+Increased Demand Response+Upgraded HVDC+Constrained Operational Capacity+Low Wind & Solar | 5.0389 | 18.1139 | 39.5745
2026 | NIWCM | Low Demand Growth+Very Low Gas Supply+Increased Demand Response+Upgraded HVDC+Constrained Operational Capacity+Low Wind & Solar | 755.6807 | 755.6807 | 755.6807
2027 | NIWCM | Low Demand Growth+Very Low Gas Supply+Increased Demand Response+Upgraded HVDC+Constrained Operational Capacity+Low Wind & Solar | 1101.6718 | 1105.1761 | 1105.1761
2028 | NIWCM | Low Demand Growth+Very Low Gas Supply+Increased Demand Response+Upgraded HVDC+Constrained Operational Capacity+Low Wind & Solar | 1216.908 | 1690.5905 | 1694.1607
2029 | NIWCM | Low Demand Growth+Very Low Gas Supply+Increased Demand Response+Upgraded HVDC+Constrained Operational Capacity+Low Wind & Solar | 944.8999 | 1580.3962 | 1726.4213
2030 | NIWCM | Low Demand Growth+Very Low Gas Supply+Increased Demand Response+Upgraded HVDC+Constrained Operational Capacity+Low Wind & Solar | 251.3895 | 962.4708 | 1155.7843
2031 | NIWCM | Low Demand Growth+Very Low Gas Supply+Increased Demand Response+Upgraded HVDC+Constrained Operational Capacity+Low Wind & Solar | 169.1769 | 894.6693 | 1151.8254
2032 | NIWCM | Low Demand Growth+Very Low Gas Supply+Increased Demand Response+Upgraded HVDC+Constrained Operational Capacity+Low Wind & Solar | 51.6525 | 780.5452 | 1059.7603
2033 | NIWCM | Low Demand Growth+Very Low Gas Supply+Increased Demand Response+Upgraded HVDC+Constrained Operational Capacity+Low Wind & Solar | -60.3573 | 671.4937 | 962.9004
2034 | NIWCM | Low Demand Growth+Very Low Gas Supply+Increased Demand Response+Upgraded HVDC+Constrained Operational Capacity+Low Wind & Solar | -167.7286 | 612.4555 | 980.195
2035 | NIWCM | Low Demand Growth+Very Low Gas Supply+Increased Demand Response+Upgraded HVDC+Constrained Operational Capacity+Low Wind & Solar | -289.732 | 504.1786 | 872.8213
2026 | SIWEM_PERC | Low Demand Growth+Very Low Gas Supply+Increased Demand Response+Upgraded HVDC+Constrained Operational Capacity+Low Wind & Solar | 56.5826 | 56.5826 | 56.5826
2027 | SIWEM_PERC | Low Demand Growth+Very Low Gas Supply+Increased Demand Response+Upgraded HVDC+Constrained Operational Capacity+Low Wind & Solar | 68.5928 | 73.2543 | 74.0217
2028 | SIWEM_PERC | Low Demand Growth+Very Low Gas Supply+Increased Demand Response+Upgraded HVDC+Constrained Operational Capacity+Low Wind & Solar | 54.7851 | 75.5273 | 87.0091
2029 | SIWEM_PERC | Low Demand Growth+Very Low Gas Supply+Increased Demand Response+Upgraded HVDC+Constrained Operational Capacity+Low Wind & Solar | 45.7342 | 75.3585 | 98.7398
2030 | SIWEM_PERC | Low Demand Growth+Very Low Gas Supply+Increased Demand Response+Upgraded HVDC+Constrained Operational Capacity+Low Wind & Solar | 37.7116 | 73.0934 | 106.6951
2031 | SIWEM_PERC | Low Demand Growth+Very Low Gas Supply+Increased Demand Response+Upgraded HVDC+Constrained Operational Capacity+Low Wind & Solar | 31.0495 | 66.2504 | 107.2416
2032 | SIWEM_PERC | Low Demand Growth+Very Low Gas Supply+Increased Demand Response+Upgraded HVDC+Constrained Operational Capacity+Low Wind & Solar | 26.3214 | 62.1067 | 103.7535
2033 | SIWEM_PERC | Low Demand Growth+Very Low Gas Supply+Increased Demand Response+Upgraded HVDC+Constrained Operational Capacity+Low Wind & Solar | 22.1319 | 57.5795 | 100.7478
2034 | SIWEM_PERC | Low Demand Growth+Very Low Gas Supply+Increased Demand Response+Upgraded HVDC+Constrained Operational Capacity+Low Wind & Solar | 17.8251 | 54.1703 | 97.9089
2035 | SIWEM_PERC | Low Demand Growth+Very Low Gas Supply+Increased Demand Response+Upgraded HVDC+Constrained Operational Capacity+Low Wind & Solar | 15.5541 | 48.0702 | 94.3247
2026 | NZWEM_PERC | Low Demand Growth+Very Low Gas Supply+Increased Demand Response+Delayed Build | 21.1983 | 21.1983 | 21.1983
2027 | NZWEM_PERC | Low Demand Growth+Very Low Gas Supply+Increased Demand Response+Delayed Build | 19.5365 | 19.6868 | 19.8652
2028 | NZWEM_PERC | Low Demand Growth+Very Low Gas Supply+Increased Demand Response+Delayed Build | 17.6194 | 19.1564 | 19.4909
2029 | NZWEM_PERC | Low Demand Growth+Very Low Gas Supply+Increased Demand Response+Delayed Build | 17.6146 | 20.6831 | 21.6361
2030 | NZWEM_PERC | Low Demand Growth+Very Low Gas Supply+Increased Demand Response+Delayed Build | 15.958 | 25.7662 | 34.057
2031 | NZWEM_PERC | Low Demand Growth+Very Low Gas Supply+Increased Demand Response+Delayed Build | 13.4811 | 26.4413 | 35.8025
2032 | NZWEM_PERC | Low Demand Growth+Very Low Gas Supply+Increased Demand Response+Delayed Build | 11.7337 | 25.2149 | 40.6032
2033 | NZWEM_PERC | Low Demand Growth+Very Low Gas Supply+Increased Demand Response+Delayed Build | 10.1804 | 23.5485 | 45.1157
2034 | NZWEM_PERC | Low Demand Growth+Very Low Gas Supply+Increased Demand Response+Delayed Build | 8.5774 | 22.142 | 44.4449
2035 | NZWEM_PERC | Low Demand Growth+Very Low Gas Supply+Increased Demand Response+Delayed Build | 6.4448 | 20.2351 | 43.9313
2026 | NIWCM | Low Demand Growth+Very Low Gas Supply+Increased Demand Response+Delayed Build | 1053.1748 | 1053.1748 | 1053.1748
2027 | NIWCM | Low Demand Growth+Very Low Gas Supply+Increased Demand Response+Delayed Build | 1318.5781 | 1320.448 | 1322.9205
2028 | NIWCM | Low Demand Growth+Very Low Gas Supply+Increased Demand Response+Delayed Build | 1587.608 | 1602.2893 | 1606.8258
2029 | NIWCM | Low Demand Growth+Very Low Gas Supply+Increased Demand Response+Delayed Build | 1386.7363 | 1497.0167 | 1510.609
2030 | NIWCM | Low Demand Growth+Very Low Gas Supply+Increased Demand Response+Delayed Build | 849.2337 | 1455.2453 | 1619.433
2031 | NIWCM | Low Demand Growth+Very Low Gas Supply+Increased Demand Response+Delayed Build | 753.6482 | 1599.6262 | 1820.9558
2032 | NIWCM | Low Demand Growth+Very Low Gas Supply+Increased Demand Response+Delayed Build | 636.0808 | 1526.4577 | 1893.3303
2033 | NIWCM | Low Demand Growth+Very Low Gas Supply+Increased Demand Response+Delayed Build | 600.213 | 1527.7072 | 2083.5434
2034 | NIWCM | Low Demand Growth+Very Low Gas Supply+Increased Demand Response+Delayed Build | 498.4697 | 1464.1464 | 2065.0268
2035 | NIWCM | Low Demand Growth+Very Low Gas Supply+Increased Demand Response+Delayed Build | 379.4219 | 1388.6356 | 2078.7693
2026 | SIWEM_PERC | Low Demand Growth+Very Low Gas Supply+Increased Demand Response+Delayed Build | 52.2203 | 52.2203 | 52.2203
2027 | SIWEM_PERC | Low Demand Growth+Very Low Gas Supply+Increased Demand Response+Delayed Build | 52.1772 | 52.4844 | 52.4844
2028 | SIWEM_PERC | Low Demand Growth+Very Low Gas Supply+Increased Demand Response+Delayed Build | 46.7552 | 50.9913 | 51.9132
2029 | SIWEM_PERC | Low Demand Growth+Very Low Gas Supply+Increased Demand Response+Delayed Build | 46.6523 | 55.0907 | 57.7117
2030 | SIWEM_PERC | Low Demand Growth+Very Low Gas Supply+Increased Demand Response+Delayed Build | 41.9425 | 64.7675 | 79.123
2031 | SIWEM_PERC | Low Demand Growth+Very Low Gas Supply+Increased Demand Response+Delayed Build | 35.1887 | 61.2912 | 77.4643
2032 | SIWEM_PERC | Low Demand Growth+Very Low Gas Supply+Increased Demand Response+Delayed Build | 30.3883 | 60.6371 | 82.4231
2033 | SIWEM_PERC | Low Demand Growth+Very Low Gas Supply+Increased Demand Response+Delayed Build | 26.1363 | 58.2937 | 85.0325
2034 | SIWEM_PERC | Low Demand Growth+Very Low Gas Supply+Increased Demand Response+Delayed Build | 21.77 | 56.0858 | 82.4272
2035 | SIWEM_PERC | Low Demand Growth+Very Low Gas Supply+Increased Demand Response+Delayed Build | 16.5168 | 53.2909 | 79.1352
2026 | NZWEM_PERC | Low Demand Growth+Very Low Gas Supply+Increased Demand Response+Delayed Build+Low Wind & Solar | 20.238 | 20.238 | 20.238
2027 | NZWEM_PERC | Low Demand Growth+Very Low Gas Supply+Increased Demand Response+Delayed Build+Low Wind & Solar | 18.5195 | 18.6552 | 18.8162
2028 | NZWEM_PERC | Low Demand Growth+Very Low Gas Supply+Increased Demand Response+Delayed Build+Low Wind & Solar | 16.3386 | 17.7257 | 18.0276
2029 | NZWEM_PERC | Low Demand Growth+Very Low Gas Supply+Increased Demand Response+Delayed Build+Low Wind & Solar | 16.1637 | 18.9329 | 19.793
2030 | NZWEM_PERC | Low Demand Growth+Very Low Gas Supply+Increased Demand Response+Delayed Build+Low Wind & Solar | 14.413 | 23.2646 | 30.7468
2031 | NZWEM_PERC | Low Demand Growth+Very Low Gas Supply+Increased Demand Response+Delayed Build+Low Wind & Solar | 11.9711 | 23.6673 | 32.1154
2032 | NZWEM_PERC | Low Demand Growth+Very Low Gas Supply+Increased Demand Response+Delayed Build+Low Wind & Solar | 10.2495 | 22.4157 | 36.3431
2033 | NZWEM_PERC | Low Demand Growth+Very Low Gas Supply+Increased Demand Response+Delayed Build+Low Wind & Solar | 8.7192 | 20.7929 | 40.2959
2034 | NZWEM_PERC | Low Demand Growth+Very Low Gas Supply+Increased Demand Response+Delayed Build+Low Wind & Solar | 7.1403 | 19.3912 | 39.5961
2035 | NZWEM_PERC | Low Demand Growth+Very Low Gas Supply+Increased Demand Response+Delayed Build+Low Wind & Solar | 5.0389 | 17.5439 | 39.0045
2026 | NIWCM | Low Demand Growth+Very Low Gas Supply+Increased Demand Response+Delayed Build+Low Wind & Solar | 1053.1748 | 1053.1748 | 1053.1748
2027 | NIWCM | Low Demand Growth+Very Low Gas Supply+Increased Demand Response+Delayed Build+Low Wind & Solar | 1318.5781 | 1320.448 | 1322.9205
2028 | NIWCM | Low Demand Growth+Very Low Gas Supply+Increased Demand Response+Delayed Build+Low Wind & Solar | 1587.608 | 1602.2893 | 1606.8258
2029 | NIWCM | Low Demand Growth+Very Low Gas Supply+Increased Demand Response+Delayed Build+Low Wind & Solar | 1386.7363 | 1497.0167 | 1510.609
2030 | NIWCM | Low Demand Growth+Very Low Gas Supply+Increased Demand Response+Delayed Build+Low Wind & Solar | 849.2337 | 1455.2453 | 1619.433
2031 | NIWCM | Low Demand Growth+Very Low Gas Supply+Increased Demand Response+Delayed Build+Low Wind & Solar | 753.6482 | 1599.6262 | 1820.9558
2032 | NIWCM | Low Demand Growth+Very Low Gas Supply+Increased Demand Response+Delayed Build+Low Wind & Solar | 636.0808 | 1526.4577 | 1893.3303
2033 | NIWCM | Low Demand Growth+Very Low Gas Supply+Increased Demand Response+Delayed Build+Low Wind & Solar | 600.213 | 1527.7072 | 2083.5434
2034 | NIWCM | Low Demand Growth+Very Low Gas Supply+Increased Demand Response+Delayed Build+Low Wind & Solar | 498.4697 | 1464.1464 | 2065.0268
2035 | NIWCM | Low Demand Growth+Very Low Gas Supply+Increased Demand Response+Delayed Build+Low Wind & Solar | 379.4219 | 1388.6356 | 2078.7693
2026 | SIWEM_PERC | Low Demand Growth+Very Low Gas Supply+Increased Demand Response+Delayed Build+Low Wind & Solar | 51.8693 | 51.8693 | 51.8693
2027 | SIWEM_PERC | Low Demand Growth+Very Low Gas Supply+Increased Demand Response+Delayed Build+Low Wind & Solar | 49.3662 | 49.7412 | 50.1862
2028 | SIWEM_PERC | Low Demand Growth+Very Low Gas Supply+Increased Demand Response+Delayed Build+Low Wind & Solar | 43.2254 | 47.0483 | 47.8803
2029 | SIWEM_PERC | Low Demand Growth+Very Low Gas Supply+Increased Demand Response+Delayed Build+Low Wind & Solar | 42.6625 | 50.2779 | 52.6431
2030 | SIWEM_PERC | Low Demand Growth+Very Low Gas Supply+Increased Demand Response+Delayed Build+Low Wind & Solar | 37.7116 | 61.9519 | 75.3551
2031 | SIWEM_PERC | Low Demand Growth+Very Low Gas Supply+Increased Demand Response+Delayed Build+Low Wind & Solar | 31.0495 | 58.9748 | 73.5704
2032 | SIWEM_PERC | Low Demand Growth+Very Low Gas Supply+Increased Demand Response+Delayed Build+Low Wind & Solar | 26.3214 | 58.1629 | 77.824
2033 | SIWEM_PERC | Low Demand Growth+Very Low Gas Supply+Increased Demand Response+Delayed Build+Low Wind & Solar | 22.1319 | 55.221 | 79.9883
2034 | SIWEM_PERC | Low Demand Growth+Very Low Gas Supply+Increased Demand Response+Delayed Build+Low Wind & Solar | 17.8251 | 51.4545 | 77.458
2035 | SIWEM_PERC | Low Demand Growth+Very Low Gas Supply+Increased Demand Response+Delayed Build+Low Wind & Solar | 15.5541 | 46.5011 | 74.2598
2026 | NZWEM_PERC | Low Demand Growth+Very Low Gas Supply+Increased Demand Response+Delayed Build+Constrained Operational Capacity | 21.1983 | 21.1983 | 21.1983
2027 | NZWEM_PERC | Low Demand Growth+Very Low Gas Supply+Increased Demand Response+Delayed Build+Constrained Operational Capacity | 19.5365 | 19.6868 | 19.8652
2028 | NZWEM_PERC | Low Demand Growth+Very Low Gas Supply+Increased Demand Response+Delayed Build+Constrained Operational Capacity | 17.6194 | 19.1564 | 19.4909
2029 | NZWEM_PERC | Low Demand Growth+Very Low Gas Supply+Increased Demand Response+Delayed Build+Constrained Operational Capacity | 17.6146 | 20.6831 | 21.6361
2030 | NZWEM_PERC | Low Demand Growth+Very Low Gas Supply+Increased Demand Response+Delayed Build+Constrained Operational Capacity | 15.958 | 25.7662 | 34.057
2031 | NZWEM_PERC | Low Demand Growth+Very Low Gas Supply+Increased Demand Response+Delayed Build+Constrained Operational Capacity | 13.4811 | 26.4413 | 35.8025
2032 | NZWEM_PERC | Low Demand Growth+Very Low Gas Supply+Increased Demand Response+Delayed Build+Constrained Operational Capacity | 11.7337 | 25.2149 | 40.6032
2033 | NZWEM_PERC | Low Demand Growth+Very Low Gas Supply+Increased Demand Response+Delayed Build+Constrained Operational Capacity | 10.1804 | 23.5485 | 45.1157
2034 | NZWEM_PERC | Low Demand Growth+Very Low Gas Supply+Increased Demand Response+Delayed Build+Constrained Operational Capacity | 8.5774 | 22.142 | 44.4449
2035 | NZWEM_PERC | Low Demand Growth+Very Low Gas Supply+Increased Demand Response+Delayed Build+Constrained Operational Capacity | 6.4448 | 20.2351 | 43.9313
2026 | NIWCM | Low Demand Growth+Very Low Gas Supply+Increased Demand Response+Delayed Build+Constrained Operational Capacity | 531.3464 | 531.3464 | 531.3464
2027 | NIWCM | Low Demand Growth+Very Low Gas Supply+Increased Demand Response+Delayed Build+Constrained Operational Capacity | 788.4602 | 788.4602 | 788.4602
2028 | NIWCM | Low Demand Growth+Very Low Gas Supply+Increased Demand Response+Delayed Build+Constrained Operational Capacity | 1007.9357 | 1007.9357 | 1007.9357
2029 | NIWCM | Low Demand Growth+Very Low Gas Supply+Increased Demand Response+Delayed Build+Constrained Operational Capacity | 765.5773 | 847.433 | 847.433
2030 | NIWCM | Low Demand Growth+Very Low Gas Supply+Increased Demand Response+Delayed Build+Constrained Operational Capacity | 195.613 | 697.0847 | 808.5112
2031 | NIWCM | Low Demand Growth+Very Low Gas Supply+Increased Demand Response+Delayed Build+Constrained Operational Capacity | 96.2255 | 737.3632 | 890.7402
2032 | NIWCM | Low Demand Growth+Very Low Gas Supply+Increased Demand Response+Delayed Build+Constrained Operational Capacity | -21.2827 | 668.8292 | 874.7986
2033 | NIWCM | Low Demand Growth+Very Low Gas Supply+Increased Demand Response+Delayed Build+Constrained Operational Capacity | -60.3582 | 641.0332 | 900.8393
2034 | NIWCM | Low Demand Growth+Very Low Gas Supply+Increased Demand Response+Delayed Build+Constrained Operational Capacity | -167.7284 | 542.3639 | 822.924
2035 | NIWCM | Low Demand Growth+Very Low Gas Supply+Increased Demand Response+Delayed Build+Constrained Operational Capacity | -289.7321 | 451.8478 | 743.2473
2026 | SIWEM_PERC | Low Demand Growth+Very Low Gas Supply+Increased Demand Response+Delayed Build+Constrained Operational Capacity | 52.2203 | 52.2203 | 52.2203
2027 | SIWEM_PERC | Low Demand Growth+Very Low Gas Supply+Increased Demand Response+Delayed Build+Constrained Operational Capacity | 52.1772 | 52.4844 | 52.4844
2028 | SIWEM_PERC | Low Demand Growth+Very Low Gas Supply+Increased Demand Response+Delayed Build+Constrained Operational Capacity | 46.7552 | 50.9913 | 51.9132
2029 | SIWEM_PERC | Low Demand Growth+Very Low Gas Supply+Increased Demand Response+Delayed Build+Constrained Operational Capacity | 46.6523 | 55.0907 | 57.7117
2030 | SIWEM_PERC | Low Demand Growth+Very Low Gas Supply+Increased Demand Response+Delayed Build+Constrained Operational Capacity | 41.9425 | 64.7675 | 79.123
2031 | SIWEM_PERC | Low Demand Growth+Very Low Gas Supply+Increased Demand Response+Delayed Build+Constrained Operational Capacity | 35.1887 | 61.2912 | 77.4643
2032 | SIWEM_PERC | Low Demand Growth+Very Low Gas Supply+Increased Demand Response+Delayed Build+Constrained Operational Capacity | 30.3883 | 60.6371 | 82.4231
2033 | SIWEM_PERC | Low Demand Growth+Very Low Gas Supply+Increased Demand Response+Delayed Build+Constrained Operational Capacity | 26.1363 | 58.2937 | 85.0325
2034 | SIWEM_PERC | Low Demand Growth+Very Low Gas Supply+Increased Demand Response+Delayed Build+Constrained Operational Capacity | 21.77 | 56.0858 | 82.4272
2035 | SIWEM_PERC | Low Demand Growth+Very Low Gas Supply+Increased Demand Response+Delayed Build+Constrained Operational Capacity | 16.5168 | 53.2909 | 79.1352
2026 | NZWEM_PERC | Low Demand Growth+Very Low Gas Supply+Increased Demand Response+Delayed Build+Constrained Operational Capacity+Low Wind & Solar | 20.238 | 20.238 | 20.238
2027 | NZWEM_PERC | Low Demand Growth+Very Low Gas Supply+Increased Demand Response+Delayed Build+Constrained Operational Capacity+Low Wind & Solar | 18.5195 | 18.6552 | 18.8162
2028 | NZWEM_PERC | Low Demand Growth+Very Low Gas Supply+Increased Demand Response+Delayed Build+Constrained Operational Capacity+Low Wind & Solar | 16.3386 | 17.7257 | 18.0276
2029 | NZWEM_PERC | Low Demand Growth+Very Low Gas Supply+Increased Demand Response+Delayed Build+Constrained Operational Capacity+Low Wind & Solar | 16.1637 | 18.9329 | 19.793
2030 | NZWEM_PERC | Low Demand Growth+Very Low Gas Supply+Increased Demand Response+Delayed Build+Constrained Operational Capacity+Low Wind & Solar | 14.413 | 23.2646 | 30.7468
2031 | NZWEM_PERC | Low Demand Growth+Very Low Gas Supply+Increased Demand Response+Delayed Build+Constrained Operational Capacity+Low Wind & Solar | 11.9711 | 23.6673 | 32.1154
2032 | NZWEM_PERC | Low Demand Growth+Very Low Gas Supply+Increased Demand Response+Delayed Build+Constrained Operational Capacity+Low Wind & Solar | 10.2495 | 22.4157 | 36.3431
2033 | NZWEM_PERC | Low Demand Growth+Very Low Gas Supply+Increased Demand Response+Delayed Build+Constrained Operational Capacity+Low Wind & Solar | 8.7192 | 20.7929 | 40.2959
2034 | NZWEM_PERC | Low Demand Growth+Very Low Gas Supply+Increased Demand Response+Delayed Build+Constrained Operational Capacity+Low Wind & Solar | 7.1403 | 19.3912 | 39.5961
2035 | NZWEM_PERC | Low Demand Growth+Very Low Gas Supply+Increased Demand Response+Delayed Build+Constrained Operational Capacity+Low Wind & Solar | 5.0389 | 17.5439 | 39.0045
2026 | NIWCM | Low Demand Growth+Very Low Gas Supply+Increased Demand Response+Delayed Build+Constrained Operational Capacity+Low Wind & Solar | 531.3464 | 531.3464 | 531.3464
2027 | NIWCM | Low Demand Growth+Very Low Gas Supply+Increased Demand Response+Delayed Build+Constrained Operational Capacity+Low Wind & Solar | 788.4602 | 788.4602 | 788.4602
2028 | NIWCM | Low Demand Growth+Very Low Gas Supply+Increased Demand Response+Delayed Build+Constrained Operational Capacity+Low Wind & Solar | 1007.9357 | 1007.9357 | 1007.9357
2029 | NIWCM | Low Demand Growth+Very Low Gas Supply+Increased Demand Response+Delayed Build+Constrained Operational Capacity+Low Wind & Solar | 765.5773 | 847.433 | 847.433
2030 | NIWCM | Low Demand Growth+Very Low Gas Supply+Increased Demand Response+Delayed Build+Constrained Operational Capacity+Low Wind & Solar | 195.613 | 697.0847 | 808.5112
2031 | NIWCM | Low Demand Growth+Very Low Gas Supply+Increased Demand Response+Delayed Build+Constrained Operational Capacity+Low Wind & Solar | 96.2255 | 737.3632 | 890.7402
2032 | NIWCM | Low Demand Growth+Very Low Gas Supply+Increased Demand Response+Delayed Build+Constrained Operational Capacity+Low Wind & Solar | -21.2827 | 668.8292 | 874.7986
2033 | NIWCM | Low Demand Growth+Very Low Gas Supply+Increased Demand Response+Delayed Build+Constrained Operational Capacity+Low Wind & Solar | -60.3582 | 641.0332 | 900.8393
2034 | NIWCM | Low Demand Growth+Very Low Gas Supply+Increased Demand Response+Delayed Build+Constrained Operational Capacity+Low Wind & Solar | -167.7284 | 542.3639 | 822.924
2035 | NIWCM | Low Demand Growth+Very Low Gas Supply+Increased Demand Response+Delayed Build+Constrained Operational Capacity+Low Wind & Solar | -289.7321 | 451.8478 | 743.2473
2026 | SIWEM_PERC | Low Demand Growth+Very Low Gas Supply+Increased Demand Response+Delayed Build+Constrained Operational Capacity+Low Wind & Solar | 51.8693 | 51.8693 | 51.8693
2027 | SIWEM_PERC | Low Demand Growth+Very Low Gas Supply+Increased Demand Response+Delayed Build+Constrained Operational Capacity+Low Wind & Solar | 49.3662 | 49.7412 | 50.1862
2028 | SIWEM_PERC | Low Demand Growth+Very Low Gas Supply+Increased Demand Response+Delayed Build+Constrained Operational Capacity+Low Wind & Solar | 43.2254 | 47.0483 | 47.8803
2029 | SIWEM_PERC | Low Demand Growth+Very Low Gas Supply+Increased Demand Response+Delayed Build+Constrained Operational Capacity+Low Wind & Solar | 42.6625 | 50.2779 | 52.6431
2030 | SIWEM_PERC | Low Demand Growth+Very Low Gas Supply+Increased Demand Response+Delayed Build+Constrained Operational Capacity+Low Wind & Solar | 37.7116 | 61.9519 | 75.3551
2031 | SIWEM_PERC | Low Demand Growth+Very Low Gas Supply+Increased Demand Response+Delayed Build+Constrained Operational Capacity+Low Wind & Solar | 31.0495 | 58.9748 | 73.5704
2032 | SIWEM_PERC | Low Demand Growth+Very Low Gas Supply+Increased Demand Response+Delayed Build+Constrained Operational Capacity+Low Wind & Solar | 26.3214 | 58.1629 | 77.824
2033 | SIWEM_PERC | Low Demand Growth+Very Low Gas Supply+Increased Demand Response+Delayed Build+Constrained Operational Capacity+Low Wind & Solar | 22.1319 | 55.221 | 79.9883
2034 | SIWEM_PERC | Low Demand Growth+Very Low Gas Supply+Increased Demand Response+Delayed Build+Constrained Operational Capacity+Low Wind & Solar | 17.8251 | 51.4545 | 77.458
2035 | SIWEM_PERC | Low Demand Growth+Very Low Gas Supply+Increased Demand Response+Delayed Build+Constrained Operational Capacity+Low Wind & Solar | 15.5541 | 46.5011 | 74.2598
2026 | NZWEM_PERC | Low Demand Growth+Very Low Gas Supply+Increased Demand Response+Delayed Build+Upgraded HVDC | 21.1983 | 21.1983 | 21.1983
2027 | NZWEM_PERC | Low Demand Growth+Very Low Gas Supply+Increased Demand Response+Delayed Build+Upgraded HVDC | 19.5365 | 19.6868 | 19.8652
2028 | NZWEM_PERC | Low Demand Growth+Very Low Gas Supply+Increased Demand Response+Delayed Build+Upgraded HVDC | 17.6194 | 19.1564 | 19.4909
2029 | NZWEM_PERC | Low Demand Growth+Very Low Gas Supply+Increased Demand Response+Delayed Build+Upgraded HVDC | 17.6146 | 20.6831 | 21.6361
2030 | NZWEM_PERC | Low Demand Growth+Very Low Gas Supply+Increased Demand Response+Delayed Build+Upgraded HVDC | 15.958 | 25.7662 | 34.057
2031 | NZWEM_PERC | Low Demand Growth+Very Low Gas Supply+Increased Demand Response+Delayed Build+Upgraded HVDC | 13.4811 | 26.4413 | 35.8025
2032 | NZWEM_PERC | Low Demand Growth+Very Low Gas Supply+Increased Demand Response+Delayed Build+Upgraded HVDC | 11.7337 | 25.2149 | 40.6032
2033 | NZWEM_PERC | Low Demand Growth+Very Low Gas Supply+Increased Demand Response+Delayed Build+Upgraded HVDC | 10.1804 | 23.5485 | 45.1157
2034 | NZWEM_PERC | Low Demand Growth+Very Low Gas Supply+Increased Demand Response+Delayed Build+Upgraded HVDC | 8.5774 | 22.142 | 44.4449
2035 | NZWEM_PERC | Low Demand Growth+Very Low Gas Supply+Increased Demand Response+Delayed Build+Upgraded HVDC | 6.4448 | 20.2351 | 43.9313
2026 | NIWCM | Low Demand Growth+Very Low Gas Supply+Increased Demand Response+Delayed Build+Upgraded HVDC | 1053.1748 | 1053.1748 | 1053.1748
2027 | NIWCM | Low Demand Growth+Very Low Gas Supply+Increased Demand Response+Delayed Build+Upgraded HVDC | 1318.5781 | 1320.448 | 1322.9205
2028 | NIWCM | Low Demand Growth+Very Low Gas Supply+Increased Demand Response+Delayed Build+Upgraded HVDC | 1587.608 | 1602.2893 | 1606.8258
2029 | NIWCM | Low Demand Growth+Very Low Gas Supply+Increased Demand Response+Delayed Build+Upgraded HVDC | 1386.7363 | 1497.0167 | 1510.609
2030 | NIWCM | Low Demand Growth+Very Low Gas Supply+Increased Demand Response+Delayed Build+Upgraded HVDC | 849.2337 | 1455.2453 | 1619.433
2031 | NIWCM | Low Demand Growth+Very Low Gas Supply+Increased Demand Response+Delayed Build+Upgraded HVDC | 753.8183 | 1654.7817 | 1944.3471
2032 | NIWCM | Low Demand Growth+Very Low Gas Supply+Increased Demand Response+Delayed Build+Upgraded HVDC | 636.0329 | 1596.0813 | 2016.8302
2033 | NIWCM | Low Demand Growth+Very Low Gas Supply+Increased Demand Response+Delayed Build+Upgraded HVDC | 600.2256 | 1568.2006 | 2207.0433
2034 | NIWCM | Low Demand Growth+Very Low Gas Supply+Increased Demand Response+Delayed Build+Upgraded HVDC | 498.4671 | 1482.3739 | 2188.6174
2035 | NIWCM | Low Demand Growth+Very Low Gas Supply+Increased Demand Response+Delayed Build+Upgraded HVDC | 379.4225 | 1391.0437 | 2202.2318
2026 | SIWEM_PERC | Low Demand Growth+Very Low Gas Supply+Increased Demand Response+Delayed Build+Upgraded HVDC | 52.2203 | 52.2203 | 52.2203
2027 | SIWEM_PERC | Low Demand Growth+Very Low Gas Supply+Increased Demand Response+Delayed Build+Upgraded HVDC | 52.1772 | 52.5831 | 53.0322
2028 | SIWEM_PERC | Low Demand Growth+Very Low Gas Supply+Increased Demand Response+Delayed Build+Upgraded HVDC | 46.7552 | 50.9913 | 51.9132
2029 | SIWEM_PERC | Low Demand Growth+Very Low Gas Supply+Increased Demand Response+Delayed Build+Upgraded HVDC | 46.6523 | 55.0907 | 57.7117
2030 | SIWEM_PERC | Low Demand Growth+Very Low Gas Supply+Increased Demand Response+Delayed Build+Upgraded HVDC | 41.9425 | 68.442 | 90.4005
2031 | SIWEM_PERC | Low Demand Growth+Very Low Gas Supply+Increased Demand Response+Delayed Build+Upgraded HVDC | 35.1887 | 69.873 | 94.686
2032 | SIWEM_PERC | Low Demand Growth+Very Low Gas Supply+Increased Demand Response+Delayed Build+Upgraded HVDC | 30.3883 | 66.7294 | 103.5064
2033 | SIWEM_PERC | Low Demand Growth+Very Low Gas Supply+Increased Demand Response+Delayed Build+Upgraded HVDC | 26.1363 | 62.3727 | 105.7919
2034 | SIWEM_PERC | Low Demand Growth+Very Low Gas Supply+Increased Demand Response+Delayed Build+Upgraded HVDC | 21.77 | 58.7448 | 102.8781
2035 | SIWEM_PERC | Low Demand Growth+Very Low Gas Supply+Increased Demand Response+Delayed Build+Upgraded HVDC | 16.5168 | 53.8545 | 99.2001
2026 | NZWEM_PERC | Low Demand Growth+Very Low Gas Supply+Increased Demand Response+Delayed Build+Upgraded HVDC+Low Wind & Solar | 20.238 | 20.238 | 20.238
2027 | NZWEM_PERC | Low Demand Growth+Very Low Gas Supply+Increased Demand Response+Delayed Build+Upgraded HVDC+Low Wind & Solar | 18.5195 | 18.6552 | 18.8162
2028 | NZWEM_PERC | Low Demand Growth+Very Low Gas Supply+Increased Demand Response+Delayed Build+Upgraded HVDC+Low Wind & Solar | 16.3386 | 17.7257 | 18.0276
2029 | NZWEM_PERC | Low Demand Growth+Very Low Gas Supply+Increased Demand Response+Delayed Build+Upgraded HVDC+Low Wind & Solar | 16.1637 | 18.9329 | 19.793
2030 | NZWEM_PERC | Low Demand Growth+Very Low Gas Supply+Increased Demand Response+Delayed Build+Upgraded HVDC+Low Wind & Solar | 14.413 | 23.2646 | 30.7468
2031 | NZWEM_PERC | Low Demand Growth+Very Low Gas Supply+Increased Demand Response+Delayed Build+Upgraded HVDC+Low Wind & Solar | 11.9711 | 23.6673 | 32.1154
2032 | NZWEM_PERC | Low Demand Growth+Very Low Gas Supply+Increased Demand Response+Delayed Build+Upgraded HVDC+Low Wind & Solar | 10.2495 | 22.4157 | 36.3431
2033 | NZWEM_PERC | Low Demand Growth+Very Low Gas Supply+Increased Demand Response+Delayed Build+Upgraded HVDC+Low Wind & Solar | 8.7192 | 20.7929 | 40.2959
2034 | NZWEM_PERC | Low Demand Growth+Very Low Gas Supply+Increased Demand Response+Delayed Build+Upgraded HVDC+Low Wind & Solar | 7.1403 | 19.3912 | 39.5961
2035 | NZWEM_PERC | Low Demand Growth+Very Low Gas Supply+Increased Demand Response+Delayed Build+Upgraded HVDC+Low Wind & Solar | 5.0389 | 17.5439 | 39.0045
2026 | NIWCM | Low Demand Growth+Very Low Gas Supply+Increased Demand Response+Delayed Build+Upgraded HVDC+Low Wind & Solar | 1053.1748 | 1053.1748 | 1053.1748
2027 | NIWCM | Low Demand Growth+Very Low Gas Supply+Increased Demand Response+Delayed Build+Upgraded HVDC+Low Wind & Solar | 1318.5781 | 1320.448 | 1322.9205
2028 | NIWCM | Low Demand Growth+Very Low Gas Supply+Increased Demand Response+Delayed Build+Upgraded HVDC+Low Wind & Solar | 1587.608 | 1602.2893 | 1606.8258
2029 | NIWCM | Low Demand Growth+Very Low Gas Supply+Increased Demand Response+Delayed Build+Upgraded HVDC+Low Wind & Solar | 1386.7363 | 1497.0167 | 1510.609
2030 | NIWCM | Low Demand Growth+Very Low Gas Supply+Increased Demand Response+Delayed Build+Upgraded HVDC+Low Wind & Solar | 849.2337 | 1455.2453 | 1619.433
2031 | NIWCM | Low Demand Growth+Very Low Gas Supply+Increased Demand Response+Delayed Build+Upgraded HVDC+Low Wind & Solar | 753.8183 | 1654.7817 | 1944.3471
2032 | NIWCM | Low Demand Growth+Very Low Gas Supply+Increased Demand Response+Delayed Build+Upgraded HVDC+Low Wind & Solar | 636.0329 | 1596.0813 | 2016.8302
2033 | NIWCM | Low Demand Growth+Very Low Gas Supply+Increased Demand Response+Delayed Build+Upgraded HVDC+Low Wind & Solar | 600.2256 | 1568.2006 | 2207.0433
2034 | NIWCM | Low Demand Growth+Very Low Gas Supply+Increased Demand Response+Delayed Build+Upgraded HVDC+Low Wind & Solar | 498.4671 | 1482.3739 | 2188.6174
2035 | NIWCM | Low Demand Growth+Very Low Gas Supply+Increased Demand Response+Delayed Build+Upgraded HVDC+Low Wind & Solar | 379.4225 | 1391.0437 | 2202.2318
2026 | SIWEM_PERC | Low Demand Growth+Very Low Gas Supply+Increased Demand Response+Delayed Build+Upgraded HVDC+Low Wind & Solar | 51.8693 | 51.8693 | 51.8693
2027 | SIWEM_PERC | Low Demand Growth+Very Low Gas Supply+Increased Demand Response+Delayed Build+Upgraded HVDC+Low Wind & Solar | 49.3662 | 49.7412 | 50.1862
2028 | SIWEM_PERC | Low Demand Growth+Very Low Gas Supply+Increased Demand Response+Delayed Build+Upgraded HVDC+Low Wind & Solar | 43.2254 | 47.0483 | 47.8803
2029 | SIWEM_PERC | Low Demand Growth+Very Low Gas Supply+Increased Demand Response+Delayed Build+Upgraded HVDC+Low Wind & Solar | 42.6625 | 50.2779 | 52.6431
2030 | SIWEM_PERC | Low Demand Growth+Very Low Gas Supply+Increased Demand Response+Delayed Build+Upgraded HVDC+Low Wind & Solar | 37.7116 | 61.9519 | 81.8087
2031 | SIWEM_PERC | Low Demand Growth+Very Low Gas Supply+Increased Demand Response+Delayed Build+Upgraded HVDC+Low Wind & Solar | 31.0495 | 62.7414 | 85.1343
2032 | SIWEM_PERC | Low Demand Growth+Very Low Gas Supply+Increased Demand Response+Delayed Build+Upgraded HVDC+Low Wind & Solar | 26.3214 | 59.524 | 96.0325
2033 | SIWEM_PERC | Low Demand Growth+Very Low Gas Supply+Increased Demand Response+Delayed Build+Upgraded HVDC+Low Wind & Solar | 22.1319 | 55.221 | 100.7478
2034 | SIWEM_PERC | Low Demand Growth+Very Low Gas Supply+Increased Demand Response+Delayed Build+Upgraded HVDC+Low Wind & Solar | 17.8251 | 51.4545 | 97.9089
2035 | SIWEM_PERC | Low Demand Growth+Very Low Gas Supply+Increased Demand Response+Delayed Build+Upgraded HVDC+Low Wind & Solar | 15.5541 | 46.5011 | 94.3247
2026 | NZWEM_PERC | Low Demand Growth+Very Low Gas Supply+Increased Demand Response+Delayed Build+Upgraded HVDC+Constrained Operational Capacity | 21.1983 | 21.1983 | 21.1983
2027 | NZWEM_PERC | Low Demand Growth+Very Low Gas Supply+Increased Demand Response+Delayed Build+Upgraded HVDC+Constrained Operational Capacity | 19.5365 | 19.6868 | 19.8652
2028 | NZWEM_PERC | Low Demand Growth+Very Low Gas Supply+Increased Demand Response+Delayed Build+Upgraded HVDC+Constrained Operational Capacity | 17.6194 | 19.1564 | 19.4909
2029 | NZWEM_PERC | Low Demand Growth+Very Low Gas Supply+Increased Demand Response+Delayed Build+Upgraded HVDC+Constrained Operational Capacity | 17.6146 | 20.6831 | 21.6361
2030 | NZWEM_PERC | Low Demand Growth+Very Low Gas Supply+Increased Demand Response+Delayed Build+Upgraded HVDC+Constrained Operational Capacity | 15.958 | 25.7662 | 34.057
2031 | NZWEM_PERC | Low Demand Growth+Very Low Gas Supply+Increased Demand Response+Delayed Build+Upgraded HVDC+Constrained Operational Capacity | 13.4811 | 26.4413 | 35.8025
2032 | NZWEM_PERC | Low Demand Growth+Very Low Gas Supply+Increased Demand Response+Delayed Build+Upgraded HVDC+Constrained Operational Capacity | 11.7337 | 25.2149 | 40.6032
2033 | NZWEM_PERC | Low Demand Growth+Very Low Gas Supply+Increased Demand Response+Delayed Build+Upgraded HVDC+Constrained Operational Capacity | 10.1804 | 23.5485 | 45.1157
2034 | NZWEM_PERC | Low Demand Growth+Very Low Gas Supply+Increased Demand Response+Delayed Build+Upgraded HVDC+Constrained Operational Capacity | 8.5774 | 22.142 | 44.4449
2035 | NZWEM_PERC | Low Demand Growth+Very Low Gas Supply+Increased Demand Response+Delayed Build+Upgraded HVDC+Constrained Operational Capacity | 6.4448 | 20.2351 | 43.9313
2026 | NIWCM | Low Demand Growth+Very Low Gas Supply+Increased Demand Response+Delayed Build+Upgraded HVDC+Constrained Operational Capacity | 531.3464 | 531.3464 | 531.3464
2027 | NIWCM | Low Demand Growth+Very Low Gas Supply+Increased Demand Response+Delayed Build+Upgraded HVDC+Constrained Operational Capacity | 788.4602 | 788.4602 | 788.4602
2028 | NIWCM | Low Demand Growth+Very Low Gas Supply+Increased Demand Response+Delayed Build+Upgraded HVDC+Constrained Operational Capacity | 1007.9357 | 1007.9357 | 1007.9357
2029 | NIWCM | Low Demand Growth+Very Low Gas Supply+Increased Demand Response+Delayed Build+Upgraded HVDC+Constrained Operational Capacity | 765.5773 | 847.433 | 847.433
2030 | NIWCM | Low Demand Growth+Very Low Gas Supply+Increased Demand Response+Delayed Build+Upgraded HVDC+Constrained Operational Capacity | 195.613 | 697.0847 | 808.5112
2031 | NIWCM | Low Demand Growth+Very Low Gas Supply+Increased Demand Response+Delayed Build+Upgraded HVDC+Constrained Operational Capacity | 96.2384 | 737.3185 | 890.8396
2032 | NIWCM | Low Demand Growth+Very Low Gas Supply+Increased Demand Response+Delayed Build+Upgraded HVDC+Constrained Operational Capacity | -21.286 | 668.8175 | 874.9478
2033 | NIWCM | Low Demand Growth+Very Low Gas Supply+Increased Demand Response+Delayed Build+Upgraded HVDC+Constrained Operational Capacity | -60.3573 | 641.0345 | 900.9887
2034 | NIWCM | Low Demand Growth+Very Low Gas Supply+Increased Demand Response+Delayed Build+Upgraded HVDC+Constrained Operational Capacity | -167.7286 | 542.3663 | 822.8768
2035 | NIWCM | Low Demand Growth+Very Low Gas Supply+Increased Demand Response+Delayed Build+Upgraded HVDC+Constrained Operational Capacity | -289.732 | 451.8466 | 743.2603
2026 | SIWEM_PERC | Low Demand Growth+Very Low Gas Supply+Increased Demand Response+Delayed Build+Upgraded HVDC+Constrained Operational Capacity | 52.2203 | 52.2203 | 52.2203
2027 | SIWEM_PERC | Low Demand Growth+Very Low Gas Supply+Increased Demand Response+Delayed Build+Upgraded HVDC+Constrained Operational Capacity | 52.1772 | 52.5831 | 53.0322
2028 | SIWEM_PERC | Low Demand Growth+Very Low Gas Supply+Increased Demand Response+Delayed Build+Upgraded HVDC+Constrained Operational Capacity | 46.7552 | 50.9913 | 51.9132
2029 | SIWEM_PERC | Low Demand Growth+Very Low Gas Supply+Increased Demand Response+Delayed Build+Upgraded HVDC+Constrained Operational Capacity | 46.6523 | 55.0907 | 57.7117
2030 | SIWEM_PERC | Low Demand Growth+Very Low Gas Supply+Increased Demand Response+Delayed Build+Upgraded HVDC+Constrained Operational Capacity | 41.9425 | 68.442 | 90.4005
2031 | SIWEM_PERC | Low Demand Growth+Very Low Gas Supply+Increased Demand Response+Delayed Build+Upgraded HVDC+Constrained Operational Capacity | 35.1887 | 69.873 | 94.686
2032 | SIWEM_PERC | Low Demand Growth+Very Low Gas Supply+Increased Demand Response+Delayed Build+Upgraded HVDC+Constrained Operational Capacity | 30.3883 | 66.7294 | 103.5064
2033 | SIWEM_PERC | Low Demand Growth+Very Low Gas Supply+Increased Demand Response+Delayed Build+Upgraded HVDC+Constrained Operational Capacity | 26.1363 | 62.3727 | 105.7919
2034 | SIWEM_PERC | Low Demand Growth+Very Low Gas Supply+Increased Demand Response+Delayed Build+Upgraded HVDC+Constrained Operational Capacity | 21.77 | 58.7448 | 102.8781
2035 | SIWEM_PERC | Low Demand Growth+Very Low Gas Supply+Increased Demand Response+Delayed Build+Upgraded HVDC+Constrained Operational Capacity | 16.5168 | 53.8545 | 99.2001
2026 | NZWEM_PERC | Low Demand Growth+Very Low Gas Supply+Increased Demand Response+Delayed Build+Upgraded HVDC+Constrained Operational Capacity+Low Wind & Solar | 20.238 | 20.238 | 20.238
2027 | NZWEM_PERC | Low Demand Growth+Very Low Gas Supply+Increased Demand Response+Delayed Build+Upgraded HVDC+Constrained Operational Capacity+Low Wind & Solar | 18.5195 | 18.6552 | 18.8162
2028 | NZWEM_PERC | Low Demand Growth+Very Low Gas Supply+Increased Demand Response+Delayed Build+Upgraded HVDC+Constrained Operational Capacity+Low Wind & Solar | 16.3386 | 17.7257 | 18.0276
2029 | NZWEM_PERC | Low Demand Growth+Very Low Gas Supply+Increased Demand Response+Delayed Build+Upgraded HVDC+Constrained Operational Capacity+Low Wind & Solar | 16.1637 | 18.9329 | 19.793
2030 | NZWEM_PERC | Low Demand Growth+Very Low Gas Supply+Increased Demand Response+Delayed Build+Upgraded HVDC+Constrained Operational Capacity+Low Wind & Solar | 14.413 | 23.2646 | 30.7468
2031 | NZWEM_PERC | Low Demand Growth+Very Low Gas Supply+Increased Demand Response+Delayed Build+Upgraded HVDC+Constrained Operational Capacity+Low Wind & Solar | 11.9711 | 23.6673 | 32.1154
2032 | NZWEM_PERC | Low Demand Growth+Very Low Gas Supply+Increased Demand Response+Delayed Build+Upgraded HVDC+Constrained Operational Capacity+Low Wind & Solar | 10.2495 | 22.4157 | 36.3431
2033 | NZWEM_PERC | Low Demand Growth+Very Low Gas Supply+Increased Demand Response+Delayed Build+Upgraded HVDC+Constrained Operational Capacity+Low Wind & Solar | 8.7192 | 20.7929 | 40.2959
2034 | NZWEM_PERC | Low Demand Growth+Very Low Gas Supply+Increased Demand Response+Delayed Build+Upgraded HVDC+Constrained Operational Capacity+Low Wind & Solar | 7.1403 | 19.3912 | 39.5961
2035 | NZWEM_PERC | Low Demand Growth+Very Low Gas Supply+Increased Demand Response+Delayed Build+Upgraded HVDC+Constrained Operational Capacity+Low Wind & Solar | 5.0389 | 17.5439 | 39.0045
2026 | NIWCM | Low Demand Growth+Very Low Gas Supply+Increased Demand Response+Delayed Build+Upgraded HVDC+Constrained Operational Capacity+Low Wind & Solar | 531.3464 | 531.3464 | 531.3464
2027 | NIWCM | Low Demand Growth+Very Low Gas Supply+Increased Demand Response+Delayed Build+Upgraded HVDC+Constrained Operational Capacity+Low Wind & Solar | 788.4602 | 788.4602 | 788.4602
2028 | NIWCM | Low Demand Growth+Very Low Gas Supply+Increased Demand Response+Delayed Build+Upgraded HVDC+Constrained Operational Capacity+Low Wind & Solar | 1007.9357 | 1007.9357 | 1007.9357
2029 | NIWCM | Low Demand Growth+Very Low Gas Supply+Increased Demand Response+Delayed Build+Upgraded HVDC+Constrained Operational Capacity+Low Wind & Solar | 765.5773 | 847.433 | 847.433
2030 | NIWCM | Low Demand Growth+Very Low Gas Supply+Increased Demand Response+Delayed Build+Upgraded HVDC+Constrained Operational Capacity+Low Wind & Solar | 195.613 | 697.0847 | 808.5112
2031 | NIWCM | Low Demand Growth+Very Low Gas Supply+Increased Demand Response+Delayed Build+Upgraded HVDC+Constrained Operational Capacity+Low Wind & Solar | 96.2384 | 737.3185 | 890.8396
2032 | NIWCM | Low Demand Growth+Very Low Gas Supply+Increased Demand Response+Delayed Build+Upgraded HVDC+Constrained Operational Capacity+Low Wind & Solar | -21.286 | 668.8175 | 874.9478
2033 | NIWCM | Low Demand Growth+Very Low Gas Supply+Increased Demand Response+Delayed Build+Upgraded HVDC+Constrained Operational Capacity+Low Wind & Solar | -60.3573 | 641.0345 | 900.9887
2034 | NIWCM | Low Demand Growth+Very Low Gas Supply+Increased Demand Response+Delayed Build+Upgraded HVDC+Constrained Operational Capacity+Low Wind & Solar | -167.7286 | 542.3663 | 822.8768
2035 | NIWCM | Low Demand Growth+Very Low Gas Supply+Increased Demand Response+Delayed Build+Upgraded HVDC+Constrained Operational Capacity+Low Wind & Solar | -289.732 | 451.8466 | 743.2603
2026 | SIWEM_PERC | Low Demand Growth+Very Low Gas Supply+Increased Demand Response+Delayed Build+Upgraded HVDC+Constrained Operational Capacity+Low Wind & Solar | 51.8693 | 51.8693 | 51.8693
2027 | SIWEM_PERC | Low Demand Growth+Very Low Gas Supply+Increased Demand Response+Delayed Build+Upgraded HVDC+Constrained Operational Capacity+Low Wind & Solar | 49.3662 | 49.7412 | 50.1862
2028 | SIWEM_PERC | Low Demand Growth+Very Low Gas Supply+Increased Demand Response+Delayed Build+Upgraded HVDC+Constrained Operational Capacity+Low Wind & Solar | 43.2254 | 47.0483 | 47.8803
2029 | SIWEM_PERC | Low Demand Growth+Very Low Gas Supply+Increased Demand Response+Delayed Build+Upgraded HVDC+Constrained Operational Capacity+Low Wind & Solar | 42.6625 | 50.2779 | 52.6431
2030 | SIWEM_PERC | Low Demand Growth+Very Low Gas Supply+Increased Demand Response+Delayed Build+Upgraded HVDC+Constrained Operational Capacity+Low Wind & Solar | 37.7116 | 61.9519 | 81.8087
2031 | SIWEM_PERC | Low Demand Growth+Very Low Gas Supply+Increased Demand Response+Delayed Build+Upgraded HVDC+Constrained Operational Capacity+Low Wind & Solar | 31.0495 | 62.7414 | 85.1343
2032 | SIWEM_PERC | Low Demand Growth+Very Low Gas Supply+Increased Demand Response+Delayed Build+Upgraded HVDC+Constrained Operational Capacity+Low Wind & Solar | 26.3214 | 59.524 | 96.0325
2033 | SIWEM_PERC | Low Demand Growth+Very Low Gas Supply+Increased Demand Response+Delayed Build+Upgraded HVDC+Constrained Operational Capacity+Low Wind & Solar | 22.1319 | 55.221 | 100.7478
2034 | SIWEM_PERC | Low Demand Growth+Very Low Gas Supply+Increased Demand Response+Delayed Build+Upgraded HVDC+Constrained Operational Capacity+Low Wind & Solar | 17.8251 | 51.4545 | 97.9089
2035 | SIWEM_PERC | Low Demand Growth+Very Low Gas Supply+Increased Demand Response+Delayed Build+Upgraded HVDC+Constrained Operational Capacity+Low Wind & Solar | 15.5541 | 46.5011 | 94.3247
2026 | NZWEM_PERC | Low Demand Growth+Very Low Gas Supply+Increased Demand Response+Reduced Rankine Availability | 21.707 | 21.7671 | 21.7671
2027 | NZWEM_PERC | Low Demand Growth+Very Low Gas Supply+Increased Demand Response+Reduced Rankine Availability | 18.6904 | 20.6443 | 20.9821
2028 | NZWEM_PERC | Low Demand Growth+Very Low Gas Supply+Increased Demand Response+Reduced Rankine Availability | 13.4741 | 22.1112 | 26.9017
2029 | NZWEM_PERC | Low Demand Growth+Very Low Gas Supply+Increased Demand Response+Reduced Rankine Availability | 10.3508 | 22.6651 | 32.4081
2030 | NZWEM_PERC | Low Demand Growth+Very Low Gas Supply+Increased Demand Response+Reduced Rankine Availability | 7.6003 | 22.2039 | 38.2217
2031 | NZWEM_PERC | Low Demand Growth+Very Low Gas Supply+Increased Demand Response+Reduced Rankine Availability | 5.3127 | 19.6854 | 41.9733
2032 | NZWEM_PERC | Low Demand Growth+Very Low Gas Supply+Increased Demand Response+Reduced Rankine Availability | 3.7045 | 18.2627 | 41.2973
2033 | NZWEM_PERC | Low Demand Growth+Very Low Gas Supply+Increased Demand Response+Reduced Rankine Availability | 2.2761 | 16.6078 | 41.2343
2034 | NZWEM_PERC | Low Demand Growth+Very Low Gas Supply+Increased Demand Response+Reduced Rankine Availability | 0.80326 | 15.3746 | 39.5957
2035 | NZWEM_PERC | Low Demand Growth+Very Low Gas Supply+Increased Demand Response+Reduced Rankine Availability | -1.1608 | 13.1994 | 36.8956
2026 | NIWCM | Low Demand Growth+Very Low Gas Supply+Increased Demand Response+Reduced Rankine Availability | 1312.2106 | 1313.0104 | 1313.0104
2027 | NIWCM | Low Demand Growth+Very Low Gas Supply+Increased Demand Response+Reduced Rankine Availability | 1459.6952 | 1480.091 | 1484.6275
2028 | NIWCM | Low Demand Growth+Very Low Gas Supply+Increased Demand Response+Reduced Rankine Availability | 1596.1139 | 2135.685 | 2166.8445
2029 | NIWCM | Low Demand Growth+Very Low Gas Supply+Increased Demand Response+Reduced Rankine Availability | 1350.6857 | 2119.4278 | 2321.0761
2030 | NIWCM | Low Demand Growth+Very Low Gas Supply+Increased Demand Response+Reduced Rankine Availability | 674.6102 | 1526.7241 | 1874.3602
2031 | NIWCM | Low Demand Growth+Very Low Gas Supply+Increased Demand Response+Reduced Rankine Availability | 596.1867 | 1489.2146 | 2028.786
2032 | NIWCM | Low Demand Growth+Very Low Gas Supply+Increased Demand Response+Reduced Rankine Availability | 478.6193 | 1422.3654 | 2001.5405
2033 | NIWCM | Low Demand Growth+Very Low Gas Supply+Increased Demand Response+Reduced Rankine Availability | 369.813 | 1342.3464 | 1997.5851
2034 | NIWCM | Low Demand Growth+Very Low Gas Supply+Increased Demand Response+Reduced Rankine Availability | 268.0697 | 1303.8356 | 2049.145
2035 | NIWCM | Low Demand Growth+Very Low Gas Supply+Increased Demand Response+Reduced Rankine Availability | 149.0219 | 1210.5676 | 1977.9303
2026 | SIWEM_PERC | Low Demand Growth+Very Low Gas Supply+Increased Demand Response+Reduced Rankine Availability | 57.443 | 57.443 | 57.443
2027 | SIWEM_PERC | Low Demand Growth+Very Low Gas Supply+Increased Demand Response+Reduced Rankine Availability | 49.8386 | 55.2394 | 56.173
2028 | SIWEM_PERC | Low Demand Growth+Very Low Gas Supply+Increased Demand Response+Reduced Rankine Availability | 35.3308 | 59.1346 | 72.337
2029 | SIWEM_PERC | Low Demand Growth+Very Low Gas Supply+Increased Demand Response+Reduced Rankine Availability | 29.3217 | 60.5413 | 85.1114
2030 | SIWEM_PERC | Low Demand Growth+Very Low Gas Supply+Increased Demand Response+Reduced Rankine Availability | 26.6831 | 59.047 | 89.5461
2031 | SIWEM_PERC | Low Demand Growth+Very Low Gas Supply+Increased Demand Response+Reduced Rankine Availability | 24.033 | 52.1961 | 90.9977
2032 | SIWEM_PERC | Low Demand Growth+Very Low Gas Supply+Increased Demand Response+Reduced Rankine Availability | 21.9966 | 48.278 | 87.7931
2033 | SIWEM_PERC | Low Demand Growth+Very Low Gas Supply+Increased Demand Response+Reduced Rankine Availability | 20.2467 | 43.7512 | 85.0325
2034 | SIWEM_PERC | Low Demand Growth+Very Low Gas Supply+Increased Demand Response+Reduced Rankine Availability | 18.6044 | 40.4286 | 82.4272
2035 | SIWEM_PERC | Low Demand Growth+Very Low Gas Supply+Increased Demand Response+Reduced Rankine Availability | 16.5168 | 34.5412 | 79.1352
2026 | NZWEM_PERC | Low Demand Growth+Very Low Gas Supply+Increased Demand Response+Reduced Rankine Availability+Low Wind & Solar | 20.4447 | 20.499 | 20.499
2027 | NZWEM_PERC | Low Demand Growth+Very Low Gas Supply+Increased Demand Response+Reduced Rankine Availability+Low Wind & Solar | 17.2576 | 19.0209 | 19.3257
2028 | NZWEM_PERC | Low Demand Growth+Very Low Gas Supply+Increased Demand Response+Reduced Rankine Availability+Low Wind & Solar | 11.933 | 19.7277 | 24.0509
2029 | NZWEM_PERC | Low Demand Growth+Very Low Gas Supply+Increased Demand Response+Reduced Rankine Availability+Low Wind & Solar | 8.7792 | 19.8925 | 28.6852
2030 | NZWEM_PERC | Low Demand Growth+Very Low Gas Supply+Increased Demand Response+Reduced Rankine Availability+Low Wind & Solar | 6.0554 | 19.2902 | 33.7873
2031 | NZWEM_PERC | Low Demand Growth+Very Low Gas Supply+Increased Demand Response+Reduced Rankine Availability+Low Wind & Solar | 3.8027 | 16.8378 | 36.9924
2032 | NZWEM_PERC | Low Demand Growth+Very Low Gas Supply+Increased Demand Response+Reduced Rankine Availability+Low Wind & Solar | 2.2203 | 15.4216 | 36.2894
2033 | NZWEM_PERC | Low Demand Growth+Very Low Gas Supply+Increased Demand Response+Reduced Rankine Availability+Low Wind & Solar | 0.81495 | 13.8109 | 36.1141
2034 | NZWEM_PERC | Low Demand Growth+Very Low Gas Supply+Increased Demand Response+Reduced Rankine Availability+Low Wind & Solar | -0.63384 | 12.6237 | 34.5598
2035 | NZWEM_PERC | Low Demand Growth+Very Low Gas Supply+Increased Demand Response+Reduced Rankine Availability+Low Wind & Solar | -2.5668 | 10.5082 | 31.9689
2026 | NIWCM | Low Demand Growth+Very Low Gas Supply+Increased Demand Response+Reduced Rankine Availability+Low Wind & Solar | 1312.2106 | 1313.0104 | 1313.0104
2027 | NIWCM | Low Demand Growth+Very Low Gas Supply+Increased Demand Response+Reduced Rankine Availability+Low Wind & Solar | 1459.6952 | 1480.091 | 1484.6275
2028 | NIWCM | Low Demand Growth+Very Low Gas Supply+Increased Demand Response+Reduced Rankine Availability+Low Wind & Solar | 1596.1139 | 2135.685 | 2166.8445
2029 | NIWCM | Low Demand Growth+Very Low Gas Supply+Increased Demand Response+Reduced Rankine Availability+Low Wind & Solar | 1350.6857 | 2119.4278 | 2321.0761
2030 | NIWCM | Low Demand Growth+Very Low Gas Supply+Increased Demand Response+Reduced Rankine Availability+Low Wind & Solar | 674.6102 | 1526.7241 | 1874.3602
2031 | NIWCM | Low Demand Growth+Very Low Gas Supply+Increased Demand Response+Reduced Rankine Availability+Low Wind & Solar | 596.1867 | 1489.2146 | 2028.786
2032 | NIWCM | Low Demand Growth+Very Low Gas Supply+Increased Demand Response+Reduced Rankine Availability+Low Wind & Solar | 478.6193 | 1422.3654 | 2001.5405
2033 | NIWCM | Low Demand Growth+Very Low Gas Supply+Increased Demand Response+Reduced Rankine Availability+Low Wind & Solar | 369.813 | 1342.3464 | 1997.5851
2034 | NIWCM | Low Demand Growth+Very Low Gas Supply+Increased Demand Response+Reduced Rankine Availability+Low Wind & Solar | 268.0697 | 1303.8356 | 2049.145
2035 | NIWCM | Low Demand Growth+Very Low Gas Supply+Increased Demand Response+Reduced Rankine Availability+Low Wind & Solar | 149.0219 | 1210.5676 | 1977.9303
2026 | SIWEM_PERC | Low Demand Growth+Very Low Gas Supply+Increased Demand Response+Reduced Rankine Availability+Low Wind & Solar | 54.9387 | 55.0894 | 55.0894
2027 | SIWEM_PERC | Low Demand Growth+Very Low Gas Supply+Increased Demand Response+Reduced Rankine Availability+Low Wind & Solar | 45.878 | 50.752 | 51.5946
2028 | SIWEM_PERC | Low Demand Growth+Very Low Gas Supply+Increased Demand Response+Reduced Rankine Availability+Low Wind & Solar | 31.0836 | 52.5657 | 64.4805
2029 | SIWEM_PERC | Low Demand Growth+Very Low Gas Supply+Increased Demand Response+Reduced Rankine Availability+Low Wind & Solar | 28.2467 | 52.9165 | 77.0968
2030 | SIWEM_PERC | Low Demand Growth+Very Low Gas Supply+Increased Demand Response+Reduced Rankine Availability+Low Wind & Solar | 25.6306 | 51.068 | 84.7616
2031 | SIWEM_PERC | Low Demand Growth+Very Low Gas Supply+Increased Demand Response+Reduced Rankine Availability+Low Wind & Solar | 23.0034 | 44.3902 | 85.7839
2032 | SIWEM_PERC | Low Demand Growth+Very Low Gas Supply+Increased Demand Response+Reduced Rankine Availability+Low Wind & Solar | 20.985 | 40.4933 | 82.6702
2033 | SIWEM_PERC | Low Demand Growth+Very Low Gas Supply+Increased Demand Response+Reduced Rankine Availability+Low Wind & Solar | 19.2506 | 36.0861 | 79.9883
2034 | SIWEM_PERC | Low Demand Growth+Very Low Gas Supply+Increased Demand Response+Reduced Rankine Availability+Low Wind & Solar | 17.6231 | 32.8774 | 77.458
2035 | SIWEM_PERC | Low Demand Growth+Very Low Gas Supply+Increased Demand Response+Reduced Rankine Availability+Low Wind & Solar | 15.5541 | 28.4335 | 74.2598
2026 | NZWEM_PERC | Low Demand Growth+Very Low Gas Supply+Increased Demand Response+Reduced Rankine Availability+Constrained Operational Capacity | 21.707 | 21.7671 | 21.7671
2027 | NZWEM_PERC | Low Demand Growth+Very Low Gas Supply+Increased Demand Response+Reduced Rankine Availability+Constrained Operational Capacity | 18.6904 | 20.6443 | 20.9821
2028 | NZWEM_PERC | Low Demand Growth+Very Low Gas Supply+Increased Demand Response+Reduced Rankine Availability+Constrained Operational Capacity | 13.4741 | 22.1112 | 26.9017
2029 | NZWEM_PERC | Low Demand Growth+Very Low Gas Supply+Increased Demand Response+Reduced Rankine Availability+Constrained Operational Capacity | 10.3508 | 22.6651 | 32.4081
2030 | NZWEM_PERC | Low Demand Growth+Very Low Gas Supply+Increased Demand Response+Reduced Rankine Availability+Constrained Operational Capacity | 7.6003 | 22.2039 | 38.2217
2031 | NZWEM_PERC | Low Demand Growth+Very Low Gas Supply+Increased Demand Response+Reduced Rankine Availability+Constrained Operational Capacity | 5.3127 | 19.6854 | 41.9733
2032 | NZWEM_PERC | Low Demand Growth+Very Low Gas Supply+Increased Demand Response+Reduced Rankine Availability+Constrained Operational Capacity | 3.7045 | 18.2627 | 41.2973
2033 | NZWEM_PERC | Low Demand Growth+Very Low Gas Supply+Increased Demand Response+Reduced Rankine Availability+Constrained Operational Capacity | 2.2761 | 16.6078 | 41.2343
2034 | NZWEM_PERC | Low Demand Growth+Very Low Gas Supply+Increased Demand Response+Reduced Rankine Availability+Constrained Operational Capacity | 0.80326 | 15.3746 | 39.5957
2035 | NZWEM_PERC | Low Demand Growth+Very Low Gas Supply+Increased Demand Response+Reduced Rankine Availability+Constrained Operational Capacity | -1.1608 | 13.1994 | 36.8956
2026 | NIWCM | Low Demand Growth+Very Low Gas Supply+Increased Demand Response+Reduced Rankine Availability+Constrained Operational Capacity | 755.6807 | 755.6807 | 755.6807
2027 | NIWCM | Low Demand Growth+Very Low Gas Supply+Increased Demand Response+Reduced Rankine Availability+Constrained Operational Capacity | 871.2718 | 874.7761 | 874.7761
2028 | NIWCM | Low Demand Growth+Very Low Gas Supply+Increased Demand Response+Reduced Rankine Availability+Constrained Operational Capacity | 986.508 | 1460.1905 | 1463.7607
2029 | NIWCM | Low Demand Growth+Very Low Gas Supply+Increased Demand Response+Reduced Rankine Availability+Constrained Operational Capacity | 714.4999 | 1349.9962 | 1496.0213
2030 | NIWCM | Low Demand Growth+Very Low Gas Supply+Increased Demand Response+Reduced Rankine Availability+Constrained Operational Capacity | 20.9895 | 732.0708 | 925.3843
2031 | NIWCM | Low Demand Growth+Very Low Gas Supply+Increased Demand Response+Reduced Rankine Availability+Constrained Operational Capacity | -61.236 | 664.2799 | 915.5127
2032 | NIWCM | Low Demand Growth+Very Low Gas Supply+Increased Demand Response+Reduced Rankine Availability+Constrained Operational Capacity | -178.7442 | 550.1569 | 829.8263
2033 | NIWCM | Low Demand Growth+Very Low Gas Supply+Increased Demand Response+Reduced Rankine Availability+Constrained Operational Capacity | -290.7582 | 441.0924 | 732.351
2034 | NIWCM | Low Demand Growth+Very Low Gas Supply+Increased Demand Response+Reduced Rankine Availability+Constrained Operational Capacity | -398.1284 | 382.0531 | 749.8422
2035 | NIWCM | Low Demand Growth+Very Low Gas Supply+Increased Demand Response+Reduced Rankine Availability+Constrained Operational Capacity | -520.1321 | 273.7798 | 642.4083
2026 | SIWEM_PERC | Low Demand Growth+Very Low Gas Supply+Increased Demand Response+Reduced Rankine Availability+Constrained Operational Capacity | 57.443 | 57.443 | 57.443
2027 | SIWEM_PERC | Low Demand Growth+Very Low Gas Supply+Increased Demand Response+Reduced Rankine Availability+Constrained Operational Capacity | 49.8386 | 55.2394 | 56.173
2028 | SIWEM_PERC | Low Demand Growth+Very Low Gas Supply+Increased Demand Response+Reduced Rankine Availability+Constrained Operational Capacity | 35.3308 | 59.1346 | 72.337
2029 | SIWEM_PERC | Low Demand Growth+Very Low Gas Supply+Increased Demand Response+Reduced Rankine Availability+Constrained Operational Capacity | 29.3217 | 60.5413 | 85.1114
2030 | SIWEM_PERC | Low Demand Growth+Very Low Gas Supply+Increased Demand Response+Reduced Rankine Availability+Constrained Operational Capacity | 26.6831 | 59.047 | 89.5461
2031 | SIWEM_PERC | Low Demand Growth+Very Low Gas Supply+Increased Demand Response+Reduced Rankine Availability+Constrained Operational Capacity | 24.033 | 52.1961 | 90.9977
2032 | SIWEM_PERC | Low Demand Growth+Very Low Gas Supply+Increased Demand Response+Reduced Rankine Availability+Constrained Operational Capacity | 21.9966 | 48.278 | 87.7931
2033 | SIWEM_PERC | Low Demand Growth+Very Low Gas Supply+Increased Demand Response+Reduced Rankine Availability+Constrained Operational Capacity | 20.2467 | 43.7512 | 85.0325
2034 | SIWEM_PERC | Low Demand Growth+Very Low Gas Supply+Increased Demand Response+Reduced Rankine Availability+Constrained Operational Capacity | 18.6044 | 40.4286 | 82.4272
2035 | SIWEM_PERC | Low Demand Growth+Very Low Gas Supply+Increased Demand Response+Reduced Rankine Availability+Constrained Operational Capacity | 16.5168 | 34.5412 | 79.1352
2026 | NZWEM_PERC | Low Demand Growth+Very Low Gas Supply+Increased Demand Response+Reduced Rankine Availability+Constrained Operational Capacity+Low Wind & Solar | 20.4447 | 20.499 | 20.499
2027 | NZWEM_PERC | Low Demand Growth+Very Low Gas Supply+Increased Demand Response+Reduced Rankine Availability+Constrained Operational Capacity+Low Wind & Solar | 17.2576 | 19.0209 | 19.3257
2028 | NZWEM_PERC | Low Demand Growth+Very Low Gas Supply+Increased Demand Response+Reduced Rankine Availability+Constrained Operational Capacity+Low Wind & Solar | 11.933 | 19.7277 | 24.0509
2029 | NZWEM_PERC | Low Demand Growth+Very Low Gas Supply+Increased Demand Response+Reduced Rankine Availability+Constrained Operational Capacity+Low Wind & Solar | 8.7792 | 19.8925 | 28.6852
2030 | NZWEM_PERC | Low Demand Growth+Very Low Gas Supply+Increased Demand Response+Reduced Rankine Availability+Constrained Operational Capacity+Low Wind & Solar | 6.0554 | 19.2902 | 33.7873
2031 | NZWEM_PERC | Low Demand Growth+Very Low Gas Supply+Increased Demand Response+Reduced Rankine Availability+Constrained Operational Capacity+Low Wind & Solar | 3.8027 | 16.8378 | 36.9924
2032 | NZWEM_PERC | Low Demand Growth+Very Low Gas Supply+Increased Demand Response+Reduced Rankine Availability+Constrained Operational Capacity+Low Wind & Solar | 2.2203 | 15.4216 | 36.2894
2033 | NZWEM_PERC | Low Demand Growth+Very Low Gas Supply+Increased Demand Response+Reduced Rankine Availability+Constrained Operational Capacity+Low Wind & Solar | 0.81495 | 13.8109 | 36.1141
2034 | NZWEM_PERC | Low Demand Growth+Very Low Gas Supply+Increased Demand Response+Reduced Rankine Availability+Constrained Operational Capacity+Low Wind & Solar | -0.63384 | 12.6237 | 34.5598
2035 | NZWEM_PERC | Low Demand Growth+Very Low Gas Supply+Increased Demand Response+Reduced Rankine Availability+Constrained Operational Capacity+Low Wind & Solar | -2.5668 | 10.5082 | 31.9689
2026 | NIWCM | Low Demand Growth+Very Low Gas Supply+Increased Demand Response+Reduced Rankine Availability+Constrained Operational Capacity+Low Wind & Solar | 755.6807 | 755.6807 | 755.6807
2027 | NIWCM | Low Demand Growth+Very Low Gas Supply+Increased Demand Response+Reduced Rankine Availability+Constrained Operational Capacity+Low Wind & Solar | 871.2718 | 874.7761 | 874.7761
2028 | NIWCM | Low Demand Growth+Very Low Gas Supply+Increased Demand Response+Reduced Rankine Availability+Constrained Operational Capacity+Low Wind & Solar | 986.508 | 1460.1905 | 1463.7607
2029 | NIWCM | Low Demand Growth+Very Low Gas Supply+Increased Demand Response+Reduced Rankine Availability+Constrained Operational Capacity+Low Wind & Solar | 714.4999 | 1349.9962 | 1496.0213
2030 | NIWCM | Low Demand Growth+Very Low Gas Supply+Increased Demand Response+Reduced Rankine Availability+Constrained Operational Capacity+Low Wind & Solar | 20.9895 | 732.0708 | 925.3843
2031 | NIWCM | Low Demand Growth+Very Low Gas Supply+Increased Demand Response+Reduced Rankine Availability+Constrained Operational Capacity+Low Wind & Solar | -61.236 | 664.2799 | 915.5127
2032 | NIWCM | Low Demand Growth+Very Low Gas Supply+Increased Demand Response+Reduced Rankine Availability+Constrained Operational Capacity+Low Wind & Solar | -178.7442 | 550.1569 | 829.8263
2033 | NIWCM | Low Demand Growth+Very Low Gas Supply+Increased Demand Response+Reduced Rankine Availability+Constrained Operational Capacity+Low Wind & Solar | -290.7582 | 441.0924 | 732.351
2034 | NIWCM | Low Demand Growth+Very Low Gas Supply+Increased Demand Response+Reduced Rankine Availability+Constrained Operational Capacity+Low Wind & Solar | -398.1284 | 382.0531 | 749.8422
2035 | NIWCM | Low Demand Growth+Very Low Gas Supply+Increased Demand Response+Reduced Rankine Availability+Constrained Operational Capacity+Low Wind & Solar | -520.1321 | 273.7798 | 642.4083
2026 | SIWEM_PERC | Low Demand Growth+Very Low Gas Supply+Increased Demand Response+Reduced Rankine Availability+Constrained Operational Capacity+Low Wind & Solar | 54.9387 | 55.0894 | 55.0894
2027 | SIWEM_PERC | Low Demand Growth+Very Low Gas Supply+Increased Demand Response+Reduced Rankine Availability+Constrained Operational Capacity+Low Wind & Solar | 45.878 | 50.752 | 51.5946
2028 | SIWEM_PERC | Low Demand Growth+Very Low Gas Supply+Increased Demand Response+Reduced Rankine Availability+Constrained Operational Capacity+Low Wind & Solar | 31.0836 | 52.5657 | 64.4805
2029 | SIWEM_PERC | Low Demand Growth+Very Low Gas Supply+Increased Demand Response+Reduced Rankine Availability+Constrained Operational Capacity+Low Wind & Solar | 28.2467 | 52.9165 | 77.0968
2030 | SIWEM_PERC | Low Demand Growth+Very Low Gas Supply+Increased Demand Response+Reduced Rankine Availability+Constrained Operational Capacity+Low Wind & Solar | 25.6306 | 51.068 | 84.7616
2031 | SIWEM_PERC | Low Demand Growth+Very Low Gas Supply+Increased Demand Response+Reduced Rankine Availability+Constrained Operational Capacity+Low Wind & Solar | 23.0034 | 44.3902 | 85.7839
2032 | SIWEM_PERC | Low Demand Growth+Very Low Gas Supply+Increased Demand Response+Reduced Rankine Availability+Constrained Operational Capacity+Low Wind & Solar | 20.985 | 40.4933 | 82.6702
2033 | SIWEM_PERC | Low Demand Growth+Very Low Gas Supply+Increased Demand Response+Reduced Rankine Availability+Constrained Operational Capacity+Low Wind & Solar | 19.2506 | 36.0861 | 79.9883
2034 | SIWEM_PERC | Low Demand Growth+Very Low Gas Supply+Increased Demand Response+Reduced Rankine Availability+Constrained Operational Capacity+Low Wind & Solar | 17.6231 | 32.8774 | 77.458
2035 | SIWEM_PERC | Low Demand Growth+Very Low Gas Supply+Increased Demand Response+Reduced Rankine Availability+Constrained Operational Capacity+Low Wind & Solar | 15.5541 | 28.4335 | 74.2598
2026 | NZWEM_PERC | Low Demand Growth+Very Low Gas Supply+Increased Demand Response+Reduced Rankine Availability+Upgraded HVDC | 21.707 | 21.7671 | 21.7671
2027 | NZWEM_PERC | Low Demand Growth+Very Low Gas Supply+Increased Demand Response+Reduced Rankine Availability+Upgraded HVDC | 18.6904 | 20.6443 | 20.9821
2028 | NZWEM_PERC | Low Demand Growth+Very Low Gas Supply+Increased Demand Response+Reduced Rankine Availability+Upgraded HVDC | 13.4741 | 22.1112 | 26.9017
2029 | NZWEM_PERC | Low Demand Growth+Very Low Gas Supply+Increased Demand Response+Reduced Rankine Availability+Upgraded HVDC | 10.3508 | 22.6651 | 32.4081
2030 | NZWEM_PERC | Low Demand Growth+Very Low Gas Supply+Increased Demand Response+Reduced Rankine Availability+Upgraded HVDC | 7.6003 | 22.2039 | 38.2217
2031 | NZWEM_PERC | Low Demand Growth+Very Low Gas Supply+Increased Demand Response+Reduced Rankine Availability+Upgraded HVDC | 5.3127 | 19.6854 | 41.9733
2032 | NZWEM_PERC | Low Demand Growth+Very Low Gas Supply+Increased Demand Response+Reduced Rankine Availability+Upgraded HVDC | 3.7045 | 18.2627 | 41.2973
2033 | NZWEM_PERC | Low Demand Growth+Very Low Gas Supply+Increased Demand Response+Reduced Rankine Availability+Upgraded HVDC | 2.2761 | 16.6078 | 41.2343
2034 | NZWEM_PERC | Low Demand Growth+Very Low Gas Supply+Increased Demand Response+Reduced Rankine Availability+Upgraded HVDC | 0.80326 | 15.3746 | 39.5957
2035 | NZWEM_PERC | Low Demand Growth+Very Low Gas Supply+Increased Demand Response+Reduced Rankine Availability+Upgraded HVDC | -1.1608 | 13.1994 | 36.8956
2026 | NIWCM | Low Demand Growth+Very Low Gas Supply+Increased Demand Response+Reduced Rankine Availability+Upgraded HVDC | 1312.2106 | 1313.0104 | 1313.0104
2027 | NIWCM | Low Demand Growth+Very Low Gas Supply+Increased Demand Response+Reduced Rankine Availability+Upgraded HVDC | 1459.6952 | 1480.091 | 1484.6275
2028 | NIWCM | Low Demand Growth+Very Low Gas Supply+Increased Demand Response+Reduced Rankine Availability+Upgraded HVDC | 1596.1139 | 2135.685 | 2166.8445
2029 | NIWCM | Low Demand Growth+Very Low Gas Supply+Increased Demand Response+Reduced Rankine Availability+Upgraded HVDC | 1350.6857 | 2119.4278 | 2321.0761
2030 | NIWCM | Low Demand Growth+Very Low Gas Supply+Increased Demand Response+Reduced Rankine Availability+Upgraded HVDC | 674.6102 | 1526.7241 | 1874.3602
2031 | NIWCM | Low Demand Growth+Very Low Gas Supply+Increased Demand Response+Reduced Rankine Availability+Upgraded HVDC | 596.3568 | 1591.5102 | 2152.2859
2032 | NIWCM | Low Demand Growth+Very Low Gas Supply+Increased Demand Response+Reduced Rankine Availability+Upgraded HVDC | 478.5714 | 1491.989 | 2125.0404
2033 | NIWCM | Low Demand Growth+Very Low Gas Supply+Increased Demand Response+Reduced Rankine Availability+Upgraded HVDC | 369.8256 | 1382.8398 | 2121.085
2034 | NIWCM | Low Demand Growth+Very Low Gas Supply+Increased Demand Response+Reduced Rankine Availability+Upgraded HVDC | 268.0671 | 1322.0631 | 2172.7356
2035 | NIWCM | Low Demand Growth+Very Low Gas Supply+Increased Demand Response+Reduced Rankine Availability+Upgraded HVDC | 149.0225 | 1212.9757 | 2101.3928
2026 | SIWEM_PERC | Low Demand Growth+Very Low Gas Supply+Increased Demand Response+Reduced Rankine Availability+Upgraded HVDC | 57.443 | 57.443 | 57.443
2027 | SIWEM_PERC | Low Demand Growth+Very Low Gas Supply+Increased Demand Response+Reduced Rankine Availability+Upgraded HVDC | 49.8386 | 55.2394 | 56.173
2028 | SIWEM_PERC | Low Demand Growth+Very Low Gas Supply+Increased Demand Response+Reduced Rankine Availability+Upgraded HVDC | 35.3308 | 59.1346 | 72.337
2029 | SIWEM_PERC | Low Demand Growth+Very Low Gas Supply+Increased Demand Response+Reduced Rankine Availability+Upgraded HVDC | 29.3217 | 60.5413 | 87.1362
2030 | SIWEM_PERC | Low Demand Growth+Very Low Gas Supply+Increased Demand Response+Reduced Rankine Availability+Upgraded HVDC | 26.6831 | 59.047 | 101.7177
2031 | SIWEM_PERC | Low Demand Growth+Very Low Gas Supply+Increased Demand Response+Reduced Rankine Availability+Upgraded HVDC | 24.033 | 52.1961 | 111.2991
2032 | SIWEM_PERC | Low Demand Growth+Very Low Gas Supply+Increased Demand Response+Reduced Rankine Availability+Upgraded HVDC | 21.9966 | 48.278 | 108.8764
2033 | SIWEM_PERC | Low Demand Growth+Very Low Gas Supply+Increased Demand Response+Reduced Rankine Availability+Upgraded HVDC | 20.2467 | 43.7512 | 105.7919
2034 | SIWEM_PERC | Low Demand Growth+Very Low Gas Supply+Increased Demand Response+Reduced Rankine Availability+Upgraded HVDC | 18.6044 | 40.4286 | 102.8781
2035 | SIWEM_PERC | Low Demand Growth+Very Low Gas Supply+Increased Demand Response+Reduced Rankine Availability+Upgraded HVDC | 16.5168 | 34.5412 | 97.9303
2026 | NZWEM_PERC | Low Demand Growth+Very Low Gas Supply+Increased Demand Response+Reduced Rankine Availability+Upgraded HVDC+Low Wind & Solar | 20.4447 | 20.499 | 20.499
2027 | NZWEM_PERC | Low Demand Growth+Very Low Gas Supply+Increased Demand Response+Reduced Rankine Availability+Upgraded HVDC+Low Wind & Solar | 17.2576 | 19.0209 | 19.3257
2028 | NZWEM_PERC | Low Demand Growth+Very Low Gas Supply+Increased Demand Response+Reduced Rankine Availability+Upgraded HVDC+Low Wind & Solar | 11.933 | 19.7277 | 24.0509
2029 | NZWEM_PERC | Low Demand Growth+Very Low Gas Supply+Increased Demand Response+Reduced Rankine Availability+Upgraded HVDC+Low Wind & Solar | 8.7792 | 19.8925 | 28.6852
2030 | NZWEM_PERC | Low Demand Growth+Very Low Gas Supply+Increased Demand Response+Reduced Rankine Availability+Upgraded HVDC+Low Wind & Solar | 6.0554 | 19.2902 | 33.7873
2031 | NZWEM_PERC | Low Demand Growth+Very Low Gas Supply+Increased Demand Response+Reduced Rankine Availability+Upgraded HVDC+Low Wind & Solar | 3.8027 | 16.8378 | 36.9924
2032 | NZWEM_PERC | Low Demand Growth+Very Low Gas Supply+Increased Demand Response+Reduced Rankine Availability+Upgraded HVDC+Low Wind & Solar | 2.2203 | 15.4216 | 36.2894
2033 | NZWEM_PERC | Low Demand Growth+Very Low Gas Supply+Increased Demand Response+Reduced Rankine Availability+Upgraded HVDC+Low Wind & Solar | 0.81495 | 13.8109 | 36.1141
2034 | NZWEM_PERC | Low Demand Growth+Very Low Gas Supply+Increased Demand Response+Reduced Rankine Availability+Upgraded HVDC+Low Wind & Solar | -0.63384 | 12.6237 | 34.5598
2035 | NZWEM_PERC | Low Demand Growth+Very Low Gas Supply+Increased Demand Response+Reduced Rankine Availability+Upgraded HVDC+Low Wind & Solar | -2.5668 | 10.5082 | 31.9689
2026 | NIWCM | Low Demand Growth+Very Low Gas Supply+Increased Demand Response+Reduced Rankine Availability+Upgraded HVDC+Low Wind & Solar | 1312.2106 | 1313.0104 | 1313.0104
2027 | NIWCM | Low Demand Growth+Very Low Gas Supply+Increased Demand Response+Reduced Rankine Availability+Upgraded HVDC+Low Wind & Solar | 1459.6952 | 1480.091 | 1484.6275
2028 | NIWCM | Low Demand Growth+Very Low Gas Supply+Increased Demand Response+Reduced Rankine Availability+Upgraded HVDC+Low Wind & Solar | 1596.1139 | 2135.685 | 2166.8445
2029 | NIWCM | Low Demand Growth+Very Low Gas Supply+Increased Demand Response+Reduced Rankine Availability+Upgraded HVDC+Low Wind & Solar | 1350.6857 | 2119.4278 | 2321.0761
2030 | NIWCM | Low Demand Growth+Very Low Gas Supply+Increased Demand Response+Reduced Rankine Availability+Upgraded HVDC+Low Wind & Solar | 674.6102 | 1526.7241 | 1874.3602
2031 | NIWCM | Low Demand Growth+Very Low Gas Supply+Increased Demand Response+Reduced Rankine Availability+Upgraded HVDC+Low Wind & Solar | 596.3568 | 1591.5102 | 2152.2859
2032 | NIWCM | Low Demand Growth+Very Low Gas Supply+Increased Demand Response+Reduced Rankine Availability+Upgraded HVDC+Low Wind & Solar | 478.5714 | 1491.989 | 2125.0404
2033 | NIWCM | Low Demand Growth+Very Low Gas Supply+Increased Demand Response+Reduced Rankine Availability+Upgraded HVDC+Low Wind & Solar | 369.8256 | 1382.8398 | 2121.085
2034 | NIWCM | Low Demand Growth+Very Low Gas Supply+Increased Demand Response+Reduced Rankine Availability+Upgraded HVDC+Low Wind & Solar | 268.0671 | 1322.0631 | 2172.7356
2035 | NIWCM | Low Demand Growth+Very Low Gas Supply+Increased Demand Response+Reduced Rankine Availability+Upgraded HVDC+Low Wind & Solar | 149.0225 | 1212.9757 | 2101.3928
2026 | SIWEM_PERC | Low Demand Growth+Very Low Gas Supply+Increased Demand Response+Reduced Rankine Availability+Upgraded HVDC+Low Wind & Solar | 54.9387 | 55.0894 | 55.0894
2027 | SIWEM_PERC | Low Demand Growth+Very Low Gas Supply+Increased Demand Response+Reduced Rankine Availability+Upgraded HVDC+Low Wind & Solar | 45.878 | 50.752 | 51.5946
2028 | SIWEM_PERC | Low Demand Growth+Very Low Gas Supply+Increased Demand Response+Reduced Rankine Availability+Upgraded HVDC+Low Wind & Solar | 31.0836 | 52.5657 | 64.4805
2029 | SIWEM_PERC | Low Demand Growth+Very Low Gas Supply+Increased Demand Response+Reduced Rankine Availability+Upgraded HVDC+Low Wind & Solar | 28.2467 | 52.9165 | 77.0968
2030 | SIWEM_PERC | Low Demand Growth+Very Low Gas Supply+Increased Demand Response+Reduced Rankine Availability+Upgraded HVDC+Low Wind & Solar | 25.6306 | 51.068 | 90.2317
2031 | SIWEM_PERC | Low Demand Growth+Very Low Gas Supply+Increased Demand Response+Reduced Rankine Availability+Upgraded HVDC+Low Wind & Solar | 23.0034 | 44.3902 | 98.3998
2032 | SIWEM_PERC | Low Demand Growth+Very Low Gas Supply+Increased Demand Response+Reduced Rankine Availability+Upgraded HVDC+Low Wind & Solar | 20.985 | 40.4933 | 96.3314
2033 | SIWEM_PERC | Low Demand Growth+Very Low Gas Supply+Increased Demand Response+Reduced Rankine Availability+Upgraded HVDC+Low Wind & Solar | 19.2506 | 36.0861 | 95.6713
2034 | SIWEM_PERC | Low Demand Growth+Very Low Gas Supply+Increased Demand Response+Reduced Rankine Availability+Upgraded HVDC+Low Wind & Solar | 17.6231 | 32.8774 | 91.6959
2035 | SIWEM_PERC | Low Demand Growth+Very Low Gas Supply+Increased Demand Response+Reduced Rankine Availability+Upgraded HVDC+Low Wind & Solar | 15.5541 | 28.4335 | 85.1437
2026 | NZWEM_PERC | Low Demand Growth+Very Low Gas Supply+Increased Demand Response+Reduced Rankine Availability+Upgraded HVDC+Constrained Operational Capacity | 21.707 | 21.7671 | 21.7671
2027 | NZWEM_PERC | Low Demand Growth+Very Low Gas Supply+Increased Demand Response+Reduced Rankine Availability+Upgraded HVDC+Constrained Operational Capacity | 18.6904 | 20.6443 | 20.9821
2028 | NZWEM_PERC | Low Demand Growth+Very Low Gas Supply+Increased Demand Response+Reduced Rankine Availability+Upgraded HVDC+Constrained Operational Capacity | 13.4741 | 22.1112 | 26.9017
2029 | NZWEM_PERC | Low Demand Growth+Very Low Gas Supply+Increased Demand Response+Reduced Rankine Availability+Upgraded HVDC+Constrained Operational Capacity | 10.3508 | 22.6651 | 32.4081
2030 | NZWEM_PERC | Low Demand Growth+Very Low Gas Supply+Increased Demand Response+Reduced Rankine Availability+Upgraded HVDC+Constrained Operational Capacity | 7.6003 | 22.2039 | 38.2217
2031 | NZWEM_PERC | Low Demand Growth+Very Low Gas Supply+Increased Demand Response+Reduced Rankine Availability+Upgraded HVDC+Constrained Operational Capacity | 5.3127 | 19.6854 | 41.9733
2032 | NZWEM_PERC | Low Demand Growth+Very Low Gas Supply+Increased Demand Response+Reduced Rankine Availability+Upgraded HVDC+Constrained Operational Capacity | 3.7045 | 18.2627 | 41.2973
2033 | NZWEM_PERC | Low Demand Growth+Very Low Gas Supply+Increased Demand Response+Reduced Rankine Availability+Upgraded HVDC+Constrained Operational Capacity | 2.2761 | 16.6078 | 41.2343
2034 | NZWEM_PERC | Low Demand Growth+Very Low Gas Supply+Increased Demand Response+Reduced Rankine Availability+Upgraded HVDC+Constrained Operational Capacity | 0.80326 | 15.3746 | 39.5957
2035 | NZWEM_PERC | Low Demand Growth+Very Low Gas Supply+Increased Demand Response+Reduced Rankine Availability+Upgraded HVDC+Constrained Operational Capacity | -1.1608 | 13.1994 | 36.8956
2026 | NIWCM | Low Demand Growth+Very Low Gas Supply+Increased Demand Response+Reduced Rankine Availability+Upgraded HVDC+Constrained Operational Capacity | 755.6807 | 755.6807 | 755.6807
2027 | NIWCM | Low Demand Growth+Very Low Gas Supply+Increased Demand Response+Reduced Rankine Availability+Upgraded HVDC+Constrained Operational Capacity | 871.2718 | 874.7761 | 874.7761
2028 | NIWCM | Low Demand Growth+Very Low Gas Supply+Increased Demand Response+Reduced Rankine Availability+Upgraded HVDC+Constrained Operational Capacity | 986.508 | 1460.1905 | 1463.7607
2029 | NIWCM | Low Demand Growth+Very Low Gas Supply+Increased Demand Response+Reduced Rankine Availability+Upgraded HVDC+Constrained Operational Capacity | 714.4999 | 1349.9962 | 1496.0213
2030 | NIWCM | Low Demand Growth+Very Low Gas Supply+Increased Demand Response+Reduced Rankine Availability+Upgraded HVDC+Constrained Operational Capacity | 20.9895 | 732.0708 | 925.3843
2031 | NIWCM | Low Demand Growth+Very Low Gas Supply+Increased Demand Response+Reduced Rankine Availability+Upgraded HVDC+Constrained Operational Capacity | -61.2231 | 664.2693 | 921.4254
2032 | NIWCM | Low Demand Growth+Very Low Gas Supply+Increased Demand Response+Reduced Rankine Availability+Upgraded HVDC+Constrained Operational Capacity | -178.7475 | 550.1452 | 829.3603
2033 | NIWCM | Low Demand Growth+Very Low Gas Supply+Increased Demand Response+Reduced Rankine Availability+Upgraded HVDC+Constrained Operational Capacity | -290.7573 | 441.0937 | 732.5004
2034 | NIWCM | Low Demand Growth+Very Low Gas Supply+Increased Demand Response+Reduced Rankine Availability+Upgraded HVDC+Constrained Operational Capacity | -398.1286 | 382.0555 | 749.795
2035 | NIWCM | Low Demand Growth+Very Low Gas Supply+Increased Demand Response+Reduced Rankine Availability+Upgraded HVDC+Constrained Operational Capacity | -520.132 | 273.7786 | 642.4213
2026 | SIWEM_PERC | Low Demand Growth+Very Low Gas Supply+Increased Demand Response+Reduced Rankine Availability+Upgraded HVDC+Constrained Operational Capacity | 57.443 | 57.443 | 57.443
2027 | SIWEM_PERC | Low Demand Growth+Very Low Gas Supply+Increased Demand Response+Reduced Rankine Availability+Upgraded HVDC+Constrained Operational Capacity | 49.8386 | 55.2394 | 56.173
2028 | SIWEM_PERC | Low Demand Growth+Very Low Gas Supply+Increased Demand Response+Reduced Rankine Availability+Upgraded HVDC+Constrained Operational Capacity | 35.3308 | 59.1346 | 72.337
2029 | SIWEM_PERC | Low Demand Growth+Very Low Gas Supply+Increased Demand Response+Reduced Rankine Availability+Upgraded HVDC+Constrained Operational Capacity | 29.3217 | 60.5413 | 87.1362
2030 | SIWEM_PERC | Low Demand Growth+Very Low Gas Supply+Increased Demand Response+Reduced Rankine Availability+Upgraded HVDC+Constrained Operational Capacity | 26.6831 | 59.047 | 101.7177
2031 | SIWEM_PERC | Low Demand Growth+Very Low Gas Supply+Increased Demand Response+Reduced Rankine Availability+Upgraded HVDC+Constrained Operational Capacity | 24.033 | 52.1961 | 111.2991
2032 | SIWEM_PERC | Low Demand Growth+Very Low Gas Supply+Increased Demand Response+Reduced Rankine Availability+Upgraded HVDC+Constrained Operational Capacity | 21.9966 | 48.278 | 108.8764
2033 | SIWEM_PERC | Low Demand Growth+Very Low Gas Supply+Increased Demand Response+Reduced Rankine Availability+Upgraded HVDC+Constrained Operational Capacity | 20.2467 | 43.7512 | 105.7919
2034 | SIWEM_PERC | Low Demand Growth+Very Low Gas Supply+Increased Demand Response+Reduced Rankine Availability+Upgraded HVDC+Constrained Operational Capacity | 18.6044 | 40.4286 | 102.8781
2035 | SIWEM_PERC | Low Demand Growth+Very Low Gas Supply+Increased Demand Response+Reduced Rankine Availability+Upgraded HVDC+Constrained Operational Capacity | 16.5168 | 34.5412 | 97.9303
2026 | NZWEM_PERC | Low Demand Growth+Very Low Gas Supply+Increased Demand Response+Reduced Rankine Availability+Upgraded HVDC+Constrained Operational Capacity+Low Wind & Solar | 20.4447 | 20.499 | 20.499
2027 | NZWEM_PERC | Low Demand Growth+Very Low Gas Supply+Increased Demand Response+Reduced Rankine Availability+Upgraded HVDC+Constrained Operational Capacity+Low Wind & Solar | 17.2576 | 19.0209 | 19.3257
2028 | NZWEM_PERC | Low Demand Growth+Very Low Gas Supply+Increased Demand Response+Reduced Rankine Availability+Upgraded HVDC+Constrained Operational Capacity+Low Wind & Solar | 11.933 | 19.7277 | 24.0509
2029 | NZWEM_PERC | Low Demand Growth+Very Low Gas Supply+Increased Demand Response+Reduced Rankine Availability+Upgraded HVDC+Constrained Operational Capacity+Low Wind & Solar | 8.7792 | 19.8925 | 28.6852
2030 | NZWEM_PERC | Low Demand Growth+Very Low Gas Supply+Increased Demand Response+Reduced Rankine Availability+Upgraded HVDC+Constrained Operational Capacity+Low Wind & Solar | 6.0554 | 19.2902 | 33.7873
2031 | NZWEM_PERC | Low Demand Growth+Very Low Gas Supply+Increased Demand Response+Reduced Rankine Availability+Upgraded HVDC+Constrained Operational Capacity+Low Wind & Solar | 3.8027 | 16.8378 | 36.9924
2032 | NZWEM_PERC | Low Demand Growth+Very Low Gas Supply+Increased Demand Response+Reduced Rankine Availability+Upgraded HVDC+Constrained Operational Capacity+Low Wind & Solar | 2.2203 | 15.4216 | 36.2894
2033 | NZWEM_PERC | Low Demand Growth+Very Low Gas Supply+Increased Demand Response+Reduced Rankine Availability+Upgraded HVDC+Constrained Operational Capacity+Low Wind & Solar | 0.81495 | 13.8109 | 36.1141
2034 | NZWEM_PERC | Low Demand Growth+Very Low Gas Supply+Increased Demand Response+Reduced Rankine Availability+Upgraded HVDC+Constrained Operational Capacity+Low Wind & Solar | -0.63384 | 12.6237 | 34.5598
2035 | NZWEM_PERC | Low Demand Growth+Very Low Gas Supply+Increased Demand Response+Reduced Rankine Availability+Upgraded HVDC+Constrained Operational Capacity+Low Wind & Solar | -2.5668 | 10.5082 | 31.9689
2026 | NIWCM | Low Demand Growth+Very Low Gas Supply+Increased Demand Response+Reduced Rankine Availability+Upgraded HVDC+Constrained Operational Capacity+Low Wind & Solar | 755.6807 | 755.6807 | 755.6807
2027 | NIWCM | Low Demand Growth+Very Low Gas Supply+Increased Demand Response+Reduced Rankine Availability+Upgraded HVDC+Constrained Operational Capacity+Low Wind & Solar | 871.2718 | 874.7761 | 874.7761
2028 | NIWCM | Low Demand Growth+Very Low Gas Supply+Increased Demand Response+Reduced Rankine Availability+Upgraded HVDC+Constrained Operational Capacity+Low Wind & Solar | 986.508 | 1460.1905 | 1463.7607
2029 | NIWCM | Low Demand Growth+Very Low Gas Supply+Increased Demand Response+Reduced Rankine Availability+Upgraded HVDC+Constrained Operational Capacity+Low Wind & Solar | 714.4999 | 1349.9962 | 1496.0213
2030 | NIWCM | Low Demand Growth+Very Low Gas Supply+Increased Demand Response+Reduced Rankine Availability+Upgraded HVDC+Constrained Operational Capacity+Low Wind & Solar | 20.9895 | 732.0708 | 925.3843
2031 | NIWCM | Low Demand Growth+Very Low Gas Supply+Increased Demand Response+Reduced Rankine Availability+Upgraded HVDC+Constrained Operational Capacity+Low Wind & Solar | -61.2231 | 664.2693 | 921.4254
2032 | NIWCM | Low Demand Growth+Very Low Gas Supply+Increased Demand Response+Reduced Rankine Availability+Upgraded HVDC+Constrained Operational Capacity+Low Wind & Solar | -178.7475 | 550.1452 | 829.3603
2033 | NIWCM | Low Demand Growth+Very Low Gas Supply+Increased Demand Response+Reduced Rankine Availability+Upgraded HVDC+Constrained Operational Capacity+Low Wind & Solar | -290.7573 | 441.0937 | 732.5004
2034 | NIWCM | Low Demand Growth+Very Low Gas Supply+Increased Demand Response+Reduced Rankine Availability+Upgraded HVDC+Constrained Operational Capacity+Low Wind & Solar | -398.1286 | 382.0555 | 749.795
2035 | NIWCM | Low Demand Growth+Very Low Gas Supply+Increased Demand Response+Reduced Rankine Availability+Upgraded HVDC+Constrained Operational Capacity+Low Wind & Solar | -520.132 | 273.7786 | 642.4213
2026 | SIWEM_PERC | Low Demand Growth+Very Low Gas Supply+Increased Demand Response+Reduced Rankine Availability+Upgraded HVDC+Constrained Operational Capacity+Low Wind & Solar | 54.9387 | 55.0894 | 55.0894
2027 | SIWEM_PERC | Low Demand Growth+Very Low Gas Supply+Increased Demand Response+Reduced Rankine Availability+Upgraded HVDC+Constrained Operational Capacity+Low Wind & Solar | 45.878 | 50.752 | 51.5946
2028 | SIWEM_PERC | Low Demand Growth+Very Low Gas Supply+Increased Demand Response+Reduced Rankine Availability+Upgraded HVDC+Constrained Operational Capacity+Low Wind & Solar | 31.0836 | 52.5657 | 64.4805
2029 | SIWEM_PERC | Low Demand Growth+Very Low Gas Supply+Increased Demand Response+Reduced Rankine Availability+Upgraded HVDC+Constrained Operational Capacity+Low Wind & Solar | 28.2467 | 52.9165 | 77.0968
2030 | SIWEM_PERC | Low Demand Growth+Very Low Gas Supply+Increased Demand Response+Reduced Rankine Availability+Upgraded HVDC+Constrained Operational Capacity+Low Wind & Solar | 25.6306 | 51.068 | 90.2317
2031 | SIWEM_PERC | Low Demand Growth+Very Low Gas Supply+Increased Demand Response+Reduced Rankine Availability+Upgraded HVDC+Constrained Operational Capacity+Low Wind & Solar | 23.0034 | 44.3902 | 98.3998
2032 | SIWEM_PERC | Low Demand Growth+Very Low Gas Supply+Increased Demand Response+Reduced Rankine Availability+Upgraded HVDC+Constrained Operational Capacity+Low Wind & Solar | 20.985 | 40.4933 | 96.3314
2033 | SIWEM_PERC | Low Demand Growth+Very Low Gas Supply+Increased Demand Response+Reduced Rankine Availability+Upgraded HVDC+Constrained Operational Capacity+Low Wind & Solar | 19.2506 | 36.0861 | 95.6713
2034 | SIWEM_PERC | Low Demand Growth+Very Low Gas Supply+Increased Demand Response+Reduced Rankine Availability+Upgraded HVDC+Constrained Operational Capacity+Low Wind & Solar | 17.6231 | 32.8774 | 91.6959
2035 | SIWEM_PERC | Low Demand Growth+Very Low Gas Supply+Increased Demand Response+Reduced Rankine Availability+Upgraded HVDC+Constrained Operational Capacity+Low Wind & Solar | 15.5541 | 28.4335 | 85.1437
2026 | NZWEM_PERC | Low Demand Growth+Very Low Gas Supply+Increased Demand Response+Reduced Rankine Availability+Delayed Build | 16.8291 | 16.8291 | 16.8291
2027 | NZWEM_PERC | Low Demand Growth+Very Low Gas Supply+Increased Demand Response+Reduced Rankine Availability+Delayed Build | 10.8523 | 11.0026 | 11.181
2028 | NZWEM_PERC | Low Demand Growth+Very Low Gas Supply+Increased Demand Response+Reduced Rankine Availability+Delayed Build | 9.0194 | 10.5564 | 10.8909
2029 | NZWEM_PERC | Low Demand Growth+Very Low Gas Supply+Increased Demand Response+Reduced Rankine Availability+Delayed Build | 9.1131 | 12.1816 | 13.1346
2030 | NZWEM_PERC | Low Demand Growth+Very Low Gas Supply+Increased Demand Response+Reduced Rankine Availability+Delayed Build | 7.6003 | 17.4086 | 25.6994
2031 | NZWEM_PERC | Low Demand Growth+Very Low Gas Supply+Increased Demand Response+Reduced Rankine Availability+Delayed Build | 5.3127 | 18.2729 | 27.6341
2032 | NZWEM_PERC | Low Demand Growth+Very Low Gas Supply+Increased Demand Response+Reduced Rankine Availability+Delayed Build | 3.7045 | 17.1857 | 32.574
2033 | NZWEM_PERC | Low Demand Growth+Very Low Gas Supply+Increased Demand Response+Reduced Rankine Availability+Delayed Build | 2.2761 | 15.6442 | 37.2115
2034 | NZWEM_PERC | Low Demand Growth+Very Low Gas Supply+Increased Demand Response+Reduced Rankine Availability+Delayed Build | 0.80326 | 14.3679 | 36.6708
2035 | NZWEM_PERC | Low Demand Growth+Very Low Gas Supply+Increased Demand Response+Reduced Rankine Availability+Delayed Build | -1.1608 | 12.6294 | 36.3257
2026 | NIWCM | Low Demand Growth+Very Low Gas Supply+Increased Demand Response+Reduced Rankine Availability+Delayed Build | 1053.1748 | 1053.1748 | 1053.1748
2027 | NIWCM | Low Demand Growth+Very Low Gas Supply+Increased Demand Response+Reduced Rankine Availability+Delayed Build | 1088.1781 | 1090.048 | 1092.5205
2028 | NIWCM | Low Demand Growth+Very Low Gas Supply+Increased Demand Response+Reduced Rankine Availability+Delayed Build | 1357.208 | 1371.8893 | 1376.4258
2029 | NIWCM | Low Demand Growth+Very Low Gas Supply+Increased Demand Response+Reduced Rankine Availability+Delayed Build | 1156.3363 | 1266.6167 | 1280.209
2030 | NIWCM | Low Demand Growth+Very Low Gas Supply+Increased Demand Response+Reduced Rankine Availability+Delayed Build | 618.8337 | 1224.8453 | 1389.033
2031 | NIWCM | Low Demand Growth+Very Low Gas Supply+Increased Demand Response+Reduced Rankine Availability+Delayed Build | 523.2482 | 1369.2262 | 1590.5558
2032 | NIWCM | Low Demand Growth+Very Low Gas Supply+Increased Demand Response+Reduced Rankine Availability+Delayed Build | 405.6808 | 1296.0577 | 1662.9303
2033 | NIWCM | Low Demand Growth+Very Low Gas Supply+Increased Demand Response+Reduced Rankine Availability+Delayed Build | 369.813 | 1297.3072 | 1853.1434
2034 | NIWCM | Low Demand Growth+Very Low Gas Supply+Increased Demand Response+Reduced Rankine Availability+Delayed Build | 268.0697 | 1233.7464 | 1834.6268
2035 | NIWCM | Low Demand Growth+Very Low Gas Supply+Increased Demand Response+Reduced Rankine Availability+Delayed Build | 149.0219 | 1158.2356 | 1848.3693
2026 | SIWEM_PERC | Low Demand Growth+Very Low Gas Supply+Increased Demand Response+Reduced Rankine Availability+Delayed Build | 44.894 | 44.894 | 44.894
2027 | SIWEM_PERC | Low Demand Growth+Very Low Gas Supply+Increased Demand Response+Reduced Rankine Availability+Delayed Build | 28.1728 | 28.5884 | 29.0815
2028 | SIWEM_PERC | Low Demand Growth+Very Low Gas Supply+Increased Demand Response+Reduced Rankine Availability+Delayed Build | 28.5233 | 30.624 | 30.624
2029 | SIWEM_PERC | Low Demand Growth+Very Low Gas Supply+Increased Demand Response+Reduced Rankine Availability+Delayed Build | 27.3379 | 32.7279 | 34.3323
2030 | SIWEM_PERC | Low Demand Growth+Very Low Gas Supply+Increased Demand Response+Reduced Rankine Availability+Delayed Build | 26.6831 | 45.9151 | 68.6196
2031 | SIWEM_PERC | Low Demand Growth+Very Low Gas Supply+Increased Demand Response+Reduced Rankine Availability+Delayed Build | 24.033 | 48.3241 | 73.985
2032 | SIWEM_PERC | Low Demand Growth+Very Low Gas Supply+Increased Demand Response+Reduced Rankine Availability+Delayed Build | 21.9966 | 45.3269 | 82.4231
2033 | SIWEM_PERC | Low Demand Growth+Very Low Gas Supply+Increased Demand Response+Reduced Rankine Availability+Delayed Build | 20.2467 | 41.1105 | 85.0325
2034 | SIWEM_PERC | Low Demand Growth+Very Low Gas Supply+Increased Demand Response+Reduced Rankine Availability+Delayed Build | 18.6044 | 37.6652 | 82.4272
2035 | SIWEM_PERC | Low Demand Growth+Very Low Gas Supply+Increased Demand Response+Reduced Rankine Availability+Delayed Build | 16.5168 | 32.9721 | 79.1352
2026 | NZWEM_PERC | Low Demand Growth+Very Low Gas Supply+Increased Demand Response+Reduced Rankine Availability+Delayed Build+Low Wind & Solar | 15.8688 | 15.8688 | 15.8688
2027 | NZWEM_PERC | Low Demand Growth+Very Low Gas Supply+Increased Demand Response+Reduced Rankine Availability+Delayed Build+Low Wind & Solar | 9.8353 | 9.9709 | 10.1319
2028 | NZWEM_PERC | Low Demand Growth+Very Low Gas Supply+Increased Demand Response+Reduced Rankine Availability+Delayed Build+Low Wind & Solar | 7.7386 | 9.1257 | 9.4276
2029 | NZWEM_PERC | Low Demand Growth+Very Low Gas Supply+Increased Demand Response+Reduced Rankine Availability+Delayed Build+Low Wind & Solar | 7.6622 | 10.4314 | 11.2915
2030 | NZWEM_PERC | Low Demand Growth+Very Low Gas Supply+Increased Demand Response+Reduced Rankine Availability+Delayed Build+Low Wind & Solar | 6.0554 | 14.907 | 22.3892
2031 | NZWEM_PERC | Low Demand Growth+Very Low Gas Supply+Increased Demand Response+Reduced Rankine Availability+Delayed Build+Low Wind & Solar | 3.8027 | 15.4989 | 23.9471
2032 | NZWEM_PERC | Low Demand Growth+Very Low Gas Supply+Increased Demand Response+Reduced Rankine Availability+Delayed Build+Low Wind & Solar | 2.2203 | 14.3865 | 28.3139
2033 | NZWEM_PERC | Low Demand Growth+Very Low Gas Supply+Increased Demand Response+Reduced Rankine Availability+Delayed Build+Low Wind & Solar | 0.81495 | 12.8886 | 32.3916
2034 | NZWEM_PERC | Low Demand Growth+Very Low Gas Supply+Increased Demand Response+Reduced Rankine Availability+Delayed Build+Low Wind & Solar | -0.63384 | 11.6171 | 31.8219
2035 | NZWEM_PERC | Low Demand Growth+Very Low Gas Supply+Increased Demand Response+Reduced Rankine Availability+Delayed Build+Low Wind & Solar | -2.5668 | 9.9382 | 31.3989
2026 | NIWCM | Low Demand Growth+Very Low Gas Supply+Increased Demand Response+Reduced Rankine Availability+Delayed Build+Low Wind & Solar | 1053.1748 | 1053.1748 | 1053.1748
2027 | NIWCM | Low Demand Growth+Very Low Gas Supply+Increased Demand Response+Reduced Rankine Availability+Delayed Build+Low Wind & Solar | 1088.1781 | 1090.048 | 1092.5205
2028 | NIWCM | Low Demand Growth+Very Low Gas Supply+Increased Demand Response+Reduced Rankine Availability+Delayed Build+Low Wind & Solar | 1357.208 | 1371.8893 | 1376.4258
2029 | NIWCM | Low Demand Growth+Very Low Gas Supply+Increased Demand Response+Reduced Rankine Availability+Delayed Build+Low Wind & Solar | 1156.3363 | 1266.6167 | 1280.209
2030 | NIWCM | Low Demand Growth+Very Low Gas Supply+Increased Demand Response+Reduced Rankine Availability+Delayed Build+Low Wind & Solar | 618.8337 | 1224.8453 | 1389.033
2031 | NIWCM | Low Demand Growth+Very Low Gas Supply+Increased Demand Response+Reduced Rankine Availability+Delayed Build+Low Wind & Solar | 523.2482 | 1369.2262 | 1590.5558
2032 | NIWCM | Low Demand Growth+Very Low Gas Supply+Increased Demand Response+Reduced Rankine Availability+Delayed Build+Low Wind & Solar | 405.6808 | 1296.0577 | 1662.9303
2033 | NIWCM | Low Demand Growth+Very Low Gas Supply+Increased Demand Response+Reduced Rankine Availability+Delayed Build+Low Wind & Solar | 369.813 | 1297.3072 | 1853.1434
2034 | NIWCM | Low Demand Growth+Very Low Gas Supply+Increased Demand Response+Reduced Rankine Availability+Delayed Build+Low Wind & Solar | 268.0697 | 1233.7464 | 1834.6268
2035 | NIWCM | Low Demand Growth+Very Low Gas Supply+Increased Demand Response+Reduced Rankine Availability+Delayed Build+Low Wind & Solar | 149.0219 | 1158.2356 | 1848.3693
2026 | SIWEM_PERC | Low Demand Growth+Very Low Gas Supply+Increased Demand Response+Reduced Rankine Availability+Delayed Build+Low Wind & Solar | 42.2261 | 42.2261 | 42.2261
2027 | SIWEM_PERC | Low Demand Growth+Very Low Gas Supply+Increased Demand Response+Reduced Rankine Availability+Delayed Build+Low Wind & Solar | 26.0896 | 26.1581 | 26.1818
2028 | SIWEM_PERC | Low Demand Growth+Very Low Gas Supply+Increased Demand Response+Reduced Rankine Availability+Delayed Build+Low Wind & Solar | 27.675 | 29.5709 | 29.5709
2029 | SIWEM_PERC | Low Demand Growth+Very Low Gas Supply+Increased Demand Response+Reduced Rankine Availability+Delayed Build+Low Wind & Solar | 26.4564 | 31.3207 | 31.3207
2030 | SIWEM_PERC | Low Demand Growth+Very Low Gas Supply+Increased Demand Response+Reduced Rankine Availability+Delayed Build+Low Wind & Solar | 25.6306 | 39.0644 | 59.5545
2031 | SIWEM_PERC | Low Demand Growth+Very Low Gas Supply+Increased Demand Response+Reduced Rankine Availability+Delayed Build+Low Wind & Solar | 23.0034 | 40.72 | 63.878
2032 | SIWEM_PERC | Low Demand Growth+Very Low Gas Supply+Increased Demand Response+Reduced Rankine Availability+Delayed Build+Low Wind & Solar | 20.985 | 37.6572 | 75.8189
2033 | SIWEM_PERC | Low Demand Growth+Very Low Gas Supply+Increased Demand Response+Reduced Rankine Availability+Delayed Build+Low Wind & Solar | 19.2506 | 33.5586 | 79.9883
2034 | SIWEM_PERC | Low Demand Growth+Very Low Gas Supply+Increased Demand Response+Reduced Rankine Availability+Delayed Build+Low Wind & Solar | 17.6231 | 30.7502 | 77.458
2035 | SIWEM_PERC | Low Demand Growth+Very Low Gas Supply+Increased Demand Response+Reduced Rankine Availability+Delayed Build+Low Wind & Solar | 15.5541 | 28.4335 | 74.2598
2026 | NZWEM_PERC | Low Demand Growth+Very Low Gas Supply+Increased Demand Response+Reduced Rankine Availability+Delayed Build+Constrained Operational Capacity | 16.8291 | 16.8291 | 16.8291
2027 | NZWEM_PERC | Low Demand Growth+Very Low Gas Supply+Increased Demand Response+Reduced Rankine Availability+Delayed Build+Constrained Operational Capacity | 10.8523 | 11.0026 | 11.181
2028 | NZWEM_PERC | Low Demand Growth+Very Low Gas Supply+Increased Demand Response+Reduced Rankine Availability+Delayed Build+Constrained Operational Capacity | 9.0194 | 10.5564 | 10.8909
2029 | NZWEM_PERC | Low Demand Growth+Very Low Gas Supply+Increased Demand Response+Reduced Rankine Availability+Delayed Build+Constrained Operational Capacity | 9.1131 | 12.1816 | 13.1346
2030 | NZWEM_PERC | Low Demand Growth+Very Low Gas Supply+Increased Demand Response+Reduced Rankine Availability+Delayed Build+Constrained Operational Capacity | 7.6003 | 17.4086 | 25.6994
2031 | NZWEM_PERC | Low Demand Growth+Very Low Gas Supply+Increased Demand Response+Reduced Rankine Availability+Delayed Build+Constrained Operational Capacity | 5.3127 | 18.2729 | 27.6341
2032 | NZWEM_PERC | Low Demand Growth+Very Low Gas Supply+Increased Demand Response+Reduced Rankine Availability+Delayed Build+Constrained Operational Capacity | 3.7045 | 17.1857 | 32.574
2033 | NZWEM_PERC | Low Demand Growth+Very Low Gas Supply+Increased Demand Response+Reduced Rankine Availability+Delayed Build+Constrained Operational Capacity | 2.2761 | 15.6442 | 37.2115
2034 | NZWEM_PERC | Low Demand Growth+Very Low Gas Supply+Increased Demand Response+Reduced Rankine Availability+Delayed Build+Constrained Operational Capacity | 0.80326 | 14.3679 | 36.6708
2035 | NZWEM_PERC | Low Demand Growth+Very Low Gas Supply+Increased Demand Response+Reduced Rankine Availability+Delayed Build+Constrained Operational Capacity | -1.1608 | 12.6294 | 36.3257
2026 | NIWCM | Low Demand Growth+Very Low Gas Supply+Increased Demand Response+Reduced Rankine Availability+Delayed Build+Constrained Operational Capacity | 531.3464 | 531.3464 | 531.3464
2027 | NIWCM | Low Demand Growth+Very Low Gas Supply+Increased Demand Response+Reduced Rankine Availability+Delayed Build+Constrained Operational Capacity | 558.0602 | 558.0602 | 558.0602
2028 | NIWCM | Low Demand Growth+Very Low Gas Supply+Increased Demand Response+Reduced Rankine Availability+Delayed Build+Constrained Operational Capacity | 777.5357 | 777.5357 | 777.5357
2029 | NIWCM | Low Demand Growth+Very Low Gas Supply+Increased Demand Response+Reduced Rankine Availability+Delayed Build+Constrained Operational Capacity | 535.1773 | 617.033 | 617.033
2030 | NIWCM | Low Demand Growth+Very Low Gas Supply+Increased Demand Response+Reduced Rankine Availability+Delayed Build+Constrained Operational Capacity | -34.787 | 466.6847 | 578.1112
2031 | NIWCM | Low Demand Growth+Very Low Gas Supply+Increased Demand Response+Reduced Rankine Availability+Delayed Build+Constrained Operational Capacity | -134.1745 | 506.9632 | 660.3402
2032 | NIWCM | Low Demand Growth+Very Low Gas Supply+Increased Demand Response+Reduced Rankine Availability+Delayed Build+Constrained Operational Capacity | -251.6827 | 438.4292 | 644.3986
2033 | NIWCM | Low Demand Growth+Very Low Gas Supply+Increased Demand Response+Reduced Rankine Availability+Delayed Build+Constrained Operational Capacity | -290.7582 | 410.6332 | 670.4393
2034 | NIWCM | Low Demand Growth+Very Low Gas Supply+Increased Demand Response+Reduced Rankine Availability+Delayed Build+Constrained Operational Capacity | -398.1284 | 311.9639 | 592.524
2035 | NIWCM | Low Demand Growth+Very Low Gas Supply+Increased Demand Response+Reduced Rankine Availability+Delayed Build+Constrained Operational Capacity | -520.1321 | 221.4478 | 512.8473
2026 | SIWEM_PERC | Low Demand Growth+Very Low Gas Supply+Increased Demand Response+Reduced Rankine Availability+Delayed Build+Constrained Operational Capacity | 44.894 | 44.894 | 44.894
2027 | SIWEM_PERC | Low Demand Growth+Very Low Gas Supply+Increased Demand Response+Reduced Rankine Availability+Delayed Build+Constrained Operational Capacity | 28.1728 | 28.5884 | 29.0815
2028 | SIWEM_PERC | Low Demand Growth+Very Low Gas Supply+Increased Demand Response+Reduced Rankine Availability+Delayed Build+Constrained Operational Capacity | 28.5233 | 30.624 | 30.624
2029 | SIWEM_PERC | Low Demand Growth+Very Low Gas Supply+Increased Demand Response+Reduced Rankine Availability+Delayed Build+Constrained Operational Capacity | 27.3379 | 32.7279 | 34.3323
2030 | SIWEM_PERC | Low Demand Growth+Very Low Gas Supply+Increased Demand Response+Reduced Rankine Availability+Delayed Build+Constrained Operational Capacity | 26.6831 | 45.9151 | 68.6196
2031 | SIWEM_PERC | Low Demand Growth+Very Low Gas Supply+Increased Demand Response+Reduced Rankine Availability+Delayed Build+Constrained Operational Capacity | 24.033 | 48.3241 | 73.985
2032 | SIWEM_PERC | Low Demand Growth+Very Low Gas Supply+Increased Demand Response+Reduced Rankine Availability+Delayed Build+Constrained Operational Capacity | 21.9966 | 45.3269 | 82.4231
2033 | SIWEM_PERC | Low Demand Growth+Very Low Gas Supply+Increased Demand Response+Reduced Rankine Availability+Delayed Build+Constrained Operational Capacity | 20.2467 | 41.1105 | 85.0325
2034 | SIWEM_PERC | Low Demand Growth+Very Low Gas Supply+Increased Demand Response+Reduced Rankine Availability+Delayed Build+Constrained Operational Capacity | 18.6044 | 37.6652 | 82.4272
2035 | SIWEM_PERC | Low Demand Growth+Very Low Gas Supply+Increased Demand Response+Reduced Rankine Availability+Delayed Build+Constrained Operational Capacity | 16.5168 | 32.9721 | 79.1352
2026 | NZWEM_PERC | Low Demand Growth+Very Low Gas Supply+Increased Demand Response+Reduced Rankine Availability+Delayed Build+Constrained Operational Capacity+Low Wind & Solar | 15.8688 | 15.8688 | 15.8688
2027 | NZWEM_PERC | Low Demand Growth+Very Low Gas Supply+Increased Demand Response+Reduced Rankine Availability+Delayed Build+Constrained Operational Capacity+Low Wind & Solar | 9.8353 | 9.9709 | 10.1319
2028 | NZWEM_PERC | Low Demand Growth+Very Low Gas Supply+Increased Demand Response+Reduced Rankine Availability+Delayed Build+Constrained Operational Capacity+Low Wind & Solar | 7.7386 | 9.1257 | 9.4276
2029 | NZWEM_PERC | Low Demand Growth+Very Low Gas Supply+Increased Demand Response+Reduced Rankine Availability+Delayed Build+Constrained Operational Capacity+Low Wind & Solar | 7.6622 | 10.4314 | 11.2915
2030 | NZWEM_PERC | Low Demand Growth+Very Low Gas Supply+Increased Demand Response+Reduced Rankine Availability+Delayed Build+Constrained Operational Capacity+Low Wind & Solar | 6.0554 | 14.907 | 22.3892
2031 | NZWEM_PERC | Low Demand Growth+Very Low Gas Supply+Increased Demand Response+Reduced Rankine Availability+Delayed Build+Constrained Operational Capacity+Low Wind & Solar | 3.8027 | 15.4989 | 23.9471
2032 | NZWEM_PERC | Low Demand Growth+Very Low Gas Supply+Increased Demand Response+Reduced Rankine Availability+Delayed Build+Constrained Operational Capacity+Low Wind & Solar | 2.2203 | 14.3865 | 28.3139
2033 | NZWEM_PERC | Low Demand Growth+Very Low Gas Supply+Increased Demand Response+Reduced Rankine Availability+Delayed Build+Constrained Operational Capacity+Low Wind & Solar | 0.81495 | 12.8886 | 32.3916
2034 | NZWEM_PERC | Low Demand Growth+Very Low Gas Supply+Increased Demand Response+Reduced Rankine Availability+Delayed Build+Constrained Operational Capacity+Low Wind & Solar | -0.63384 | 11.6171 | 31.8219
2035 | NZWEM_PERC | Low Demand Growth+Very Low Gas Supply+Increased Demand Response+Reduced Rankine Availability+Delayed Build+Constrained Operational Capacity+Low Wind & Solar | -2.5668 | 9.9382 | 31.3989
2026 | NIWCM | Low Demand Growth+Very Low Gas Supply+Increased Demand Response+Reduced Rankine Availability+Delayed Build+Constrained Operational Capacity+Low Wind & Solar | 531.3464 | 531.3464 | 531.3464
2027 | NIWCM | Low Demand Growth+Very Low Gas Supply+Increased Demand Response+Reduced Rankine Availability+Delayed Build+Constrained Operational Capacity+Low Wind & Solar | 558.0602 | 558.0602 | 558.0602
2028 | NIWCM | Low Demand Growth+Very Low Gas Supply+Increased Demand Response+Reduced Rankine Availability+Delayed Build+Constrained Operational Capacity+Low Wind & Solar | 777.5357 | 777.5357 | 777.5357
2029 | NIWCM | Low Demand Growth+Very Low Gas Supply+Increased Demand Response+Reduced Rankine Availability+Delayed Build+Constrained Operational Capacity+Low Wind & Solar | 535.1773 | 617.033 | 617.033
2030 | NIWCM | Low Demand Growth+Very Low Gas Supply+Increased Demand Response+Reduced Rankine Availability+Delayed Build+Constrained Operational Capacity+Low Wind & Solar | -34.787 | 466.6847 | 578.1112
2031 | NIWCM | Low Demand Growth+Very Low Gas Supply+Increased Demand Response+Reduced Rankine Availability+Delayed Build+Constrained Operational Capacity+Low Wind & Solar | -134.1745 | 506.9632 | 660.3402
2032 | NIWCM | Low Demand Growth+Very Low Gas Supply+Increased Demand Response+Reduced Rankine Availability+Delayed Build+Constrained Operational Capacity+Low Wind & Solar | -251.6827 | 438.4292 | 644.3986
2033 | NIWCM | Low Demand Growth+Very Low Gas Supply+Increased Demand Response+Reduced Rankine Availability+Delayed Build+Constrained Operational Capacity+Low Wind & Solar | -290.7582 | 410.6332 | 670.4393
2034 | NIWCM | Low Demand Growth+Very Low Gas Supply+Increased Demand Response+Reduced Rankine Availability+Delayed Build+Constrained Operational Capacity+Low Wind & Solar | -398.1284 | 311.9639 | 592.524
2035 | NIWCM | Low Demand Growth+Very Low Gas Supply+Increased Demand Response+Reduced Rankine Availability+Delayed Build+Constrained Operational Capacity+Low Wind & Solar | -520.1321 | 221.4478 | 512.8473
2026 | SIWEM_PERC | Low Demand Growth+Very Low Gas Supply+Increased Demand Response+Reduced Rankine Availability+Delayed Build+Constrained Operational Capacity+Low Wind & Solar | 42.2261 | 42.2261 | 42.2261
2027 | SIWEM_PERC | Low Demand Growth+Very Low Gas Supply+Increased Demand Response+Reduced Rankine Availability+Delayed Build+Constrained Operational Capacity+Low Wind & Solar | 26.0896 | 26.1581 | 26.1818
2028 | SIWEM_PERC | Low Demand Growth+Very Low Gas Supply+Increased Demand Response+Reduced Rankine Availability+Delayed Build+Constrained Operational Capacity+Low Wind & Solar | 27.675 | 29.5709 | 29.5709
2029 | SIWEM_PERC | Low Demand Growth+Very Low Gas Supply+Increased Demand Response+Reduced Rankine Availability+Delayed Build+Constrained Operational Capacity+Low Wind & Solar | 26.4564 | 31.3207 | 31.3207
2030 | SIWEM_PERC | Low Demand Growth+Very Low Gas Supply+Increased Demand Response+Reduced Rankine Availability+Delayed Build+Constrained Operational Capacity+Low Wind & Solar | 25.6306 | 39.0644 | 59.5545
2031 | SIWEM_PERC | Low Demand Growth+Very Low Gas Supply+Increased Demand Response+Reduced Rankine Availability+Delayed Build+Constrained Operational Capacity+Low Wind & Solar | 23.0034 | 40.72 | 63.878
2032 | SIWEM_PERC | Low Demand Growth+Very Low Gas Supply+Increased Demand Response+Reduced Rankine Availability+Delayed Build+Constrained Operational Capacity+Low Wind & Solar | 20.985 | 37.6572 | 75.8189
2033 | SIWEM_PERC | Low Demand Growth+Very Low Gas Supply+Increased Demand Response+Reduced Rankine Availability+Delayed Build+Constrained Operational Capacity+Low Wind & Solar | 19.2506 | 33.5586 | 79.9883
2034 | SIWEM_PERC | Low Demand Growth+Very Low Gas Supply+Increased Demand Response+Reduced Rankine Availability+Delayed Build+Constrained Operational Capacity+Low Wind & Solar | 17.6231 | 30.7502 | 77.458
2035 | SIWEM_PERC | Low Demand Growth+Very Low Gas Supply+Increased Demand Response+Reduced Rankine Availability+Delayed Build+Constrained Operational Capacity+Low Wind & Solar | 15.5541 | 28.4335 | 74.2598
2026 | NZWEM_PERC | Low Demand Growth+Very Low Gas Supply+Increased Demand Response+Reduced Rankine Availability+Delayed Build+Upgraded HVDC | 16.8291 | 16.8291 | 16.8291
2027 | NZWEM_PERC | Low Demand Growth+Very Low Gas Supply+Increased Demand Response+Reduced Rankine Availability+Delayed Build+Upgraded HVDC | 10.8523 | 11.0026 | 11.181
2028 | NZWEM_PERC | Low Demand Growth+Very Low Gas Supply+Increased Demand Response+Reduced Rankine Availability+Delayed Build+Upgraded HVDC | 9.0194 | 10.5564 | 10.8909
2029 | NZWEM_PERC | Low Demand Growth+Very Low Gas Supply+Increased Demand Response+Reduced Rankine Availability+Delayed Build+Upgraded HVDC | 9.1131 | 12.1816 | 13.1346
2030 | NZWEM_PERC | Low Demand Growth+Very Low Gas Supply+Increased Demand Response+Reduced Rankine Availability+Delayed Build+Upgraded HVDC | 7.6003 | 17.4086 | 25.6994
2031 | NZWEM_PERC | Low Demand Growth+Very Low Gas Supply+Increased Demand Response+Reduced Rankine Availability+Delayed Build+Upgraded HVDC | 5.3127 | 18.2729 | 27.6341
2032 | NZWEM_PERC | Low Demand Growth+Very Low Gas Supply+Increased Demand Response+Reduced Rankine Availability+Delayed Build+Upgraded HVDC | 3.7045 | 17.1857 | 32.574
2033 | NZWEM_PERC | Low Demand Growth+Very Low Gas Supply+Increased Demand Response+Reduced Rankine Availability+Delayed Build+Upgraded HVDC | 2.2761 | 15.6442 | 37.2115
2034 | NZWEM_PERC | Low Demand Growth+Very Low Gas Supply+Increased Demand Response+Reduced Rankine Availability+Delayed Build+Upgraded HVDC | 0.80326 | 14.3679 | 36.6708
2035 | NZWEM_PERC | Low Demand Growth+Very Low Gas Supply+Increased Demand Response+Reduced Rankine Availability+Delayed Build+Upgraded HVDC | -1.1608 | 12.6294 | 36.3257
2026 | NIWCM | Low Demand Growth+Very Low Gas Supply+Increased Demand Response+Reduced Rankine Availability+Delayed Build+Upgraded HVDC | 1053.1748 | 1053.1748 | 1053.1748
2027 | NIWCM | Low Demand Growth+Very Low Gas Supply+Increased Demand Response+Reduced Rankine Availability+Delayed Build+Upgraded HVDC | 1088.1781 | 1090.048 | 1092.5205
2028 | NIWCM | Low Demand Growth+Very Low Gas Supply+Increased Demand Response+Reduced Rankine Availability+Delayed Build+Upgraded HVDC | 1357.208 | 1371.8893 | 1376.4258
2029 | NIWCM | Low Demand Growth+Very Low Gas Supply+Increased Demand Response+Reduced Rankine Availability+Delayed Build+Upgraded HVDC | 1156.3363 | 1266.6167 | 1280.209
2030 | NIWCM | Low Demand Growth+Very Low Gas Supply+Increased Demand Response+Reduced Rankine Availability+Delayed Build+Upgraded HVDC | 618.8337 | 1224.8453 | 1389.033
2031 | NIWCM | Low Demand Growth+Very Low Gas Supply+Increased Demand Response+Reduced Rankine Availability+Delayed Build+Upgraded HVDC | 523.4183 | 1424.3817 | 1713.9471
2032 | NIWCM | Low Demand Growth+Very Low Gas Supply+Increased Demand Response+Reduced Rankine Availability+Delayed Build+Upgraded HVDC | 405.6329 | 1365.6813 | 1786.4302
2033 | NIWCM | Low Demand Growth+Very Low Gas Supply+Increased Demand Response+Reduced Rankine Availability+Delayed Build+Upgraded HVDC | 369.8256 | 1337.8006 | 1976.6433
2034 | NIWCM | Low Demand Growth+Very Low Gas Supply+Increased Demand Response+Reduced Rankine Availability+Delayed Build+Upgraded HVDC | 268.0671 | 1251.9739 | 1958.2174
2035 | NIWCM | Low Demand Growth+Very Low Gas Supply+Increased Demand Response+Reduced Rankine Availability+Delayed Build+Upgraded HVDC | 149.0225 | 1160.6437 | 1971.8318
2026 | SIWEM_PERC | Low Demand Growth+Very Low Gas Supply+Increased Demand Response+Reduced Rankine Availability+Delayed Build+Upgraded HVDC | 44.894 | 44.894 | 44.894
2027 | SIWEM_PERC | Low Demand Growth+Very Low Gas Supply+Increased Demand Response+Reduced Rankine Availability+Delayed Build+Upgraded HVDC | 28.1728 | 28.5884 | 29.0815
2028 | SIWEM_PERC | Low Demand Growth+Very Low Gas Supply+Increased Demand Response+Reduced Rankine Availability+Delayed Build+Upgraded HVDC | 28.5233 | 30.624 | 30.624
2029 | SIWEM_PERC | Low Demand Growth+Very Low Gas Supply+Increased Demand Response+Reduced Rankine Availability+Delayed Build+Upgraded HVDC | 27.3379 | 32.7279 | 34.3323
2030 | SIWEM_PERC | Low Demand Growth+Very Low Gas Supply+Increased Demand Response+Reduced Rankine Availability+Delayed Build+Upgraded HVDC | 26.6831 | 45.9151 | 68.6196
2031 | SIWEM_PERC | Low Demand Growth+Very Low Gas Supply+Increased Demand Response+Reduced Rankine Availability+Delayed Build+Upgraded HVDC | 24.033 | 48.3241 | 73.985
2032 | SIWEM_PERC | Low Demand Growth+Very Low Gas Supply+Increased Demand Response+Reduced Rankine Availability+Delayed Build+Upgraded HVDC | 21.9966 | 45.3269 | 87.0388
2033 | SIWEM_PERC | Low Demand Growth+Very Low Gas Supply+Increased Demand Response+Reduced Rankine Availability+Delayed Build+Upgraded HVDC | 20.2467 | 41.1105 | 98.8607
2034 | SIWEM_PERC | Low Demand Growth+Very Low Gas Supply+Increased Demand Response+Reduced Rankine Availability+Delayed Build+Upgraded HVDC | 18.6044 | 37.6652 | 97.417
2035 | SIWEM_PERC | Low Demand Growth+Very Low Gas Supply+Increased Demand Response+Reduced Rankine Availability+Delayed Build+Upgraded HVDC | 16.5168 | 32.9721 | 96.5015
2026 | NZWEM_PERC | Low Demand Growth+Very Low Gas Supply+Increased Demand Response+Reduced Rankine Availability+Delayed Build+Upgraded HVDC+Low Wind & Solar | 15.8688 | 15.8688 | 15.8688
2027 | NZWEM_PERC | Low Demand Growth+Very Low Gas Supply+Increased Demand Response+Reduced Rankine Availability+Delayed Build+Upgraded HVDC+Low Wind & Solar | 9.8353 | 9.9709 | 10.1319
2028 | NZWEM_PERC | Low Demand Growth+Very Low Gas Supply+Increased Demand Response+Reduced Rankine Availability+Delayed Build+Upgraded HVDC+Low Wind & Solar | 7.7386 | 9.1257 | 9.4276
2029 | NZWEM_PERC | Low Demand Growth+Very Low Gas Supply+Increased Demand Response+Reduced Rankine Availability+Delayed Build+Upgraded HVDC+Low Wind & Solar | 7.6622 | 10.4314 | 11.2915
2030 | NZWEM_PERC | Low Demand Growth+Very Low Gas Supply+Increased Demand Response+Reduced Rankine Availability+Delayed Build+Upgraded HVDC+Low Wind & Solar | 6.0554 | 14.907 | 22.3892
2031 | NZWEM_PERC | Low Demand Growth+Very Low Gas Supply+Increased Demand Response+Reduced Rankine Availability+Delayed Build+Upgraded HVDC+Low Wind & Solar | 3.8027 | 15.4989 | 23.9471
2032 | NZWEM_PERC | Low Demand Growth+Very Low Gas Supply+Increased Demand Response+Reduced Rankine Availability+Delayed Build+Upgraded HVDC+Low Wind & Solar | 2.2203 | 14.3865 | 28.3139
2033 | NZWEM_PERC | Low Demand Growth+Very Low Gas Supply+Increased Demand Response+Reduced Rankine Availability+Delayed Build+Upgraded HVDC+Low Wind & Solar | 0.81495 | 12.8886 | 32.3916
2034 | NZWEM_PERC | Low Demand Growth+Very Low Gas Supply+Increased Demand Response+Reduced Rankine Availability+Delayed Build+Upgraded HVDC+Low Wind & Solar | -0.63384 | 11.6171 | 31.8219
2035 | NZWEM_PERC | Low Demand Growth+Very Low Gas Supply+Increased Demand Response+Reduced Rankine Availability+Delayed Build+Upgraded HVDC+Low Wind & Solar | -2.5668 | 9.9382 | 31.3989
2026 | NIWCM | Low Demand Growth+Very Low Gas Supply+Increased Demand Response+Reduced Rankine Availability+Delayed Build+Upgraded HVDC+Low Wind & Solar | 1053.1748 | 1053.1748 | 1053.1748
2027 | NIWCM | Low Demand Growth+Very Low Gas Supply+Increased Demand Response+Reduced Rankine Availability+Delayed Build+Upgraded HVDC+Low Wind & Solar | 1088.1781 | 1090.048 | 1092.5205
2028 | NIWCM | Low Demand Growth+Very Low Gas Supply+Increased Demand Response+Reduced Rankine Availability+Delayed Build+Upgraded HVDC+Low Wind & Solar | 1357.208 | 1371.8893 | 1376.4258
2029 | NIWCM | Low Demand Growth+Very Low Gas Supply+Increased Demand Response+Reduced Rankine Availability+Delayed Build+Upgraded HVDC+Low Wind & Solar | 1156.3363 | 1266.6167 | 1280.209
2030 | NIWCM | Low Demand Growth+Very Low Gas Supply+Increased Demand Response+Reduced Rankine Availability+Delayed Build+Upgraded HVDC+Low Wind & Solar | 618.8337 | 1224.8453 | 1389.033
2031 | NIWCM | Low Demand Growth+Very Low Gas Supply+Increased Demand Response+Reduced Rankine Availability+Delayed Build+Upgraded HVDC+Low Wind & Solar | 523.4183 | 1424.3817 | 1713.9471
2032 | NIWCM | Low Demand Growth+Very Low Gas Supply+Increased Demand Response+Reduced Rankine Availability+Delayed Build+Upgraded HVDC+Low Wind & Solar | 405.6329 | 1365.6813 | 1786.4302
2033 | NIWCM | Low Demand Growth+Very Low Gas Supply+Increased Demand Response+Reduced Rankine Availability+Delayed Build+Upgraded HVDC+Low Wind & Solar | 369.8256 | 1337.8006 | 1976.6433
2034 | NIWCM | Low Demand Growth+Very Low Gas Supply+Increased Demand Response+Reduced Rankine Availability+Delayed Build+Upgraded HVDC+Low Wind & Solar | 268.0671 | 1251.9739 | 1958.2174
2035 | NIWCM | Low Demand Growth+Very Low Gas Supply+Increased Demand Response+Reduced Rankine Availability+Delayed Build+Upgraded HVDC+Low Wind & Solar | 149.0225 | 1160.6437 | 1971.8318
2026 | SIWEM_PERC | Low Demand Growth+Very Low Gas Supply+Increased Demand Response+Reduced Rankine Availability+Delayed Build+Upgraded HVDC+Low Wind & Solar | 42.2261 | 42.2261 | 42.2261
2027 | SIWEM_PERC | Low Demand Growth+Very Low Gas Supply+Increased Demand Response+Reduced Rankine Availability+Delayed Build+Upgraded HVDC+Low Wind & Solar | 26.0896 | 26.1581 | 26.1818
2028 | SIWEM_PERC | Low Demand Growth+Very Low Gas Supply+Increased Demand Response+Reduced Rankine Availability+Delayed Build+Upgraded HVDC+Low Wind & Solar | 27.675 | 29.5709 | 29.5709
2029 | SIWEM_PERC | Low Demand Growth+Very Low Gas Supply+Increased Demand Response+Reduced Rankine Availability+Delayed Build+Upgraded HVDC+Low Wind & Solar | 26.4564 | 31.3207 | 31.3207
2030 | SIWEM_PERC | Low Demand Growth+Very Low Gas Supply+Increased Demand Response+Reduced Rankine Availability+Delayed Build+Upgraded HVDC+Low Wind & Solar | 25.6306 | 39.0644 | 59.5545
2031 | SIWEM_PERC | Low Demand Growth+Very Low Gas Supply+Increased Demand Response+Reduced Rankine Availability+Delayed Build+Upgraded HVDC+Low Wind & Solar | 23.0034 | 40.72 | 63.878
2032 | SIWEM_PERC | Low Demand Growth+Very Low Gas Supply+Increased Demand Response+Reduced Rankine Availability+Delayed Build+Upgraded HVDC+Low Wind & Solar | 20.985 | 37.6572 | 75.8189
2033 | SIWEM_PERC | Low Demand Growth+Very Low Gas Supply+Increased Demand Response+Reduced Rankine Availability+Delayed Build+Upgraded HVDC+Low Wind & Solar | 19.2506 | 33.5586 | 86.3812
2034 | SIWEM_PERC | Low Demand Growth+Very Low Gas Supply+Increased Demand Response+Reduced Rankine Availability+Delayed Build+Upgraded HVDC+Low Wind & Solar | 17.6231 | 30.7502 | 84.852
2035 | SIWEM_PERC | Low Demand Growth+Very Low Gas Supply+Increased Demand Response+Reduced Rankine Availability+Delayed Build+Upgraded HVDC+Low Wind & Solar | 15.5541 | 28.4335 | 83.7148
2026 | NZWEM_PERC | Low Demand Growth+Very Low Gas Supply+Increased Demand Response+Reduced Rankine Availability+Delayed Build+Upgraded HVDC+Constrained Operational Capacity | 16.8291 | 16.8291 | 16.8291
2027 | NZWEM_PERC | Low Demand Growth+Very Low Gas Supply+Increased Demand Response+Reduced Rankine Availability+Delayed Build+Upgraded HVDC+Constrained Operational Capacity | 10.8523 | 11.0026 | 11.181
2028 | NZWEM_PERC | Low Demand Growth+Very Low Gas Supply+Increased Demand Response+Reduced Rankine Availability+Delayed Build+Upgraded HVDC+Constrained Operational Capacity | 9.0194 | 10.5564 | 10.8909
2029 | NZWEM_PERC | Low Demand Growth+Very Low Gas Supply+Increased Demand Response+Reduced Rankine Availability+Delayed Build+Upgraded HVDC+Constrained Operational Capacity | 9.1131 | 12.1816 | 13.1346
2030 | NZWEM_PERC | Low Demand Growth+Very Low Gas Supply+Increased Demand Response+Reduced Rankine Availability+Delayed Build+Upgraded HVDC+Constrained Operational Capacity | 7.6003 | 17.4086 | 25.6994
2031 | NZWEM_PERC | Low Demand Growth+Very Low Gas Supply+Increased Demand Response+Reduced Rankine Availability+Delayed Build+Upgraded HVDC+Constrained Operational Capacity | 5.3127 | 18.2729 | 27.6341
2032 | NZWEM_PERC | Low Demand Growth+Very Low Gas Supply+Increased Demand Response+Reduced Rankine Availability+Delayed Build+Upgraded HVDC+Constrained Operational Capacity | 3.7045 | 17.1857 | 32.574
2033 | NZWEM_PERC | Low Demand Growth+Very Low Gas Supply+Increased Demand Response+Reduced Rankine Availability+Delayed Build+Upgraded HVDC+Constrained Operational Capacity | 2.2761 | 15.6442 | 37.2115
2034 | NZWEM_PERC | Low Demand Growth+Very Low Gas Supply+Increased Demand Response+Reduced Rankine Availability+Delayed Build+Upgraded HVDC+Constrained Operational Capacity | 0.80326 | 14.3679 | 36.6708
2035 | NZWEM_PERC | Low Demand Growth+Very Low Gas Supply+Increased Demand Response+Reduced Rankine Availability+Delayed Build+Upgraded HVDC+Constrained Operational Capacity | -1.1608 | 12.6294 | 36.3257
2026 | NIWCM | Low Demand Growth+Very Low Gas Supply+Increased Demand Response+Reduced Rankine Availability+Delayed Build+Upgraded HVDC+Constrained Operational Capacity | 531.3464 | 531.3464 | 531.3464
2027 | NIWCM | Low Demand Growth+Very Low Gas Supply+Increased Demand Response+Reduced Rankine Availability+Delayed Build+Upgraded HVDC+Constrained Operational Capacity | 558.0602 | 558.0602 | 558.0602
2028 | NIWCM | Low Demand Growth+Very Low Gas Supply+Increased Demand Response+Reduced Rankine Availability+Delayed Build+Upgraded HVDC+Constrained Operational Capacity | 777.5357 | 777.5357 | 777.5357
2029 | NIWCM | Low Demand Growth+Very Low Gas Supply+Increased Demand Response+Reduced Rankine Availability+Delayed Build+Upgraded HVDC+Constrained Operational Capacity | 535.1773 | 617.033 | 617.033
2030 | NIWCM | Low Demand Growth+Very Low Gas Supply+Increased Demand Response+Reduced Rankine Availability+Delayed Build+Upgraded HVDC+Constrained Operational Capacity | -34.787 | 466.6847 | 578.1112
2031 | NIWCM | Low Demand Growth+Very Low Gas Supply+Increased Demand Response+Reduced Rankine Availability+Delayed Build+Upgraded HVDC+Constrained Operational Capacity | -134.1616 | 506.9185 | 660.4396
2032 | NIWCM | Low Demand Growth+Very Low Gas Supply+Increased Demand Response+Reduced Rankine Availability+Delayed Build+Upgraded HVDC+Constrained Operational Capacity | -251.686 | 438.4175 | 644.5478
2033 | NIWCM | Low Demand Growth+Very Low Gas Supply+Increased Demand Response+Reduced Rankine Availability+Delayed Build+Upgraded HVDC+Constrained Operational Capacity | -290.7573 | 410.6345 | 670.5887
2034 | NIWCM | Low Demand Growth+Very Low Gas Supply+Increased Demand Response+Reduced Rankine Availability+Delayed Build+Upgraded HVDC+Constrained Operational Capacity | -398.1286 | 311.9663 | 592.4768
2035 | NIWCM | Low Demand Growth+Very Low Gas Supply+Increased Demand Response+Reduced Rankine Availability+Delayed Build+Upgraded HVDC+Constrained Operational Capacity | -520.132 | 221.4466 | 512.8603
2026 | SIWEM_PERC | Low Demand Growth+Very Low Gas Supply+Increased Demand Response+Reduced Rankine Availability+Delayed Build+Upgraded HVDC+Constrained Operational Capacity | 44.894 | 44.894 | 44.894
2027 | SIWEM_PERC | Low Demand Growth+Very Low Gas Supply+Increased Demand Response+Reduced Rankine Availability+Delayed Build+Upgraded HVDC+Constrained Operational Capacity | 28.1728 | 28.5884 | 29.0815
2028 | SIWEM_PERC | Low Demand Growth+Very Low Gas Supply+Increased Demand Response+Reduced Rankine Availability+Delayed Build+Upgraded HVDC+Constrained Operational Capacity | 28.5233 | 30.624 | 30.624
2029 | SIWEM_PERC | Low Demand Growth+Very Low Gas Supply+Increased Demand Response+Reduced Rankine Availability+Delayed Build+Upgraded HVDC+Constrained Operational Capacity | 27.3379 | 32.7279 | 34.3323
2030 | SIWEM_PERC | Low Demand Growth+Very Low Gas Supply+Increased Demand Response+Reduced Rankine Availability+Delayed Build+Upgraded HVDC+Constrained Operational Capacity | 26.6831 | 45.9151 | 68.6196
2031 | SIWEM_PERC | Low Demand Growth+Very Low Gas Supply+Increased Demand Response+Reduced Rankine Availability+Delayed Build+Upgraded HVDC+Constrained Operational Capacity | 24.033 | 48.3241 | 73.985
2032 | SIWEM_PERC | Low Demand Growth+Very Low Gas Supply+Increased Demand Response+Reduced Rankine Availability+Delayed Build+Upgraded HVDC+Constrained Operational Capacity | 21.9966 | 45.3269 | 87.0388
2033 | SIWEM_PERC | Low Demand Growth+Very Low Gas Supply+Increased Demand Response+Reduced Rankine Availability+Delayed Build+Upgraded HVDC+Constrained Operational Capacity | 20.2467 | 41.1105 | 98.8607
2034 | SIWEM_PERC | Low Demand Growth+Very Low Gas Supply+Increased Demand Response+Reduced Rankine Availability+Delayed Build+Upgraded HVDC+Constrained Operational Capacity | 18.6044 | 37.6652 | 97.417
2035 | SIWEM_PERC | Low Demand Growth+Very Low Gas Supply+Increased Demand Response+Reduced Rankine Availability+Delayed Build+Upgraded HVDC+Constrained Operational Capacity | 16.5168 | 32.9721 | 96.5015
2026 | NZWEM_PERC | Low Demand Growth+Very Low Gas Supply+Increased Demand Response+Reduced Rankine Availability+Delayed Build+Upgraded HVDC+Constrained Operational Capacity+Low Wind & Solar | 15.8688 | 15.8688 | 15.8688
2027 | NZWEM_PERC | Low Demand Growth+Very Low Gas Supply+Increased Demand Response+Reduced Rankine Availability+Delayed Build+Upgraded HVDC+Constrained Operational Capacity+Low Wind & Solar | 9.8353 | 9.9709 | 10.1319
2028 | NZWEM_PERC | Low Demand Growth+Very Low Gas Supply+Increased Demand Response+Reduced Rankine Availability+Delayed Build+Upgraded HVDC+Constrained Operational Capacity+Low Wind & Solar | 7.7386 | 9.1257 | 9.4276
2029 | NZWEM_PERC | Low Demand Growth+Very Low Gas Supply+Increased Demand Response+Reduced Rankine Availability+Delayed Build+Upgraded HVDC+Constrained Operational Capacity+Low Wind & Solar | 7.6622 | 10.4314 | 11.2915
2030 | NZWEM_PERC | Low Demand Growth+Very Low Gas Supply+Increased Demand Response+Reduced Rankine Availability+Delayed Build+Upgraded HVDC+Constrained Operational Capacity+Low Wind & Solar | 6.0554 | 14.907 | 22.3892
2031 | NZWEM_PERC | Low Demand Growth+Very Low Gas Supply+Increased Demand Response+Reduced Rankine Availability+Delayed Build+Upgraded HVDC+Constrained Operational Capacity+Low Wind & Solar | 3.8027 | 15.4989 | 23.9471
2032 | NZWEM_PERC | Low Demand Growth+Very Low Gas Supply+Increased Demand Response+Reduced Rankine Availability+Delayed Build+Upgraded HVDC+Constrained Operational Capacity+Low Wind & Solar | 2.2203 | 14.3865 | 28.3139
2033 | NZWEM_PERC | Low Demand Growth+Very Low Gas Supply+Increased Demand Response+Reduced Rankine Availability+Delayed Build+Upgraded HVDC+Constrained Operational Capacity+Low Wind & Solar | 0.81495 | 12.8886 | 32.3916
2034 | NZWEM_PERC | Low Demand Growth+Very Low Gas Supply+Increased Demand Response+Reduced Rankine Availability+Delayed Build+Upgraded HVDC+Constrained Operational Capacity+Low Wind & Solar | -0.63384 | 11.6171 | 31.8219
2035 | NZWEM_PERC | Low Demand Growth+Very Low Gas Supply+Increased Demand Response+Reduced Rankine Availability+Delayed Build+Upgraded HVDC+Constrained Operational Capacity+Low Wind & Solar | -2.5668 | 9.9382 | 31.3989
2026 | NIWCM | Low Demand Growth+Very Low Gas Supply+Increased Demand Response+Reduced Rankine Availability+Delayed Build+Upgraded HVDC+Constrained Operational Capacity+Low Wind & Solar | 531.3464 | 531.3464 | 531.3464
2027 | NIWCM | Low Demand Growth+Very Low Gas Supply+Increased Demand Response+Reduced Rankine Availability+Delayed Build+Upgraded HVDC+Constrained Operational Capacity+Low Wind & Solar | 558.0602 | 558.0602 | 558.0602
2028 | NIWCM | Low Demand Growth+Very Low Gas Supply+Increased Demand Response+Reduced Rankine Availability+Delayed Build+Upgraded HVDC+Constrained Operational Capacity+Low Wind & Solar | 777.5357 | 777.5357 | 777.5357
2029 | NIWCM | Low Demand Growth+Very Low Gas Supply+Increased Demand Response+Reduced Rankine Availability+Delayed Build+Upgraded HVDC+Constrained Operational Capacity+Low Wind & Solar | 535.1773 | 617.033 | 617.033
2030 | NIWCM | Low Demand Growth+Very Low Gas Supply+Increased Demand Response+Reduced Rankine Availability+Delayed Build+Upgraded HVDC+Constrained Operational Capacity+Low Wind & Solar | -34.787 | 466.6847 | 578.1112
2031 | NIWCM | Low Demand Growth+Very Low Gas Supply+Increased Demand Response+Reduced Rankine Availability+Delayed Build+Upgraded HVDC+Constrained Operational Capacity+Low Wind & Solar | -134.1616 | 506.9185 | 660.4396
2032 | NIWCM | Low Demand Growth+Very Low Gas Supply+Increased Demand Response+Reduced Rankine Availability+Delayed Build+Upgraded HVDC+Constrained Operational Capacity+Low Wind & Solar | -251.686 | 438.4175 | 644.5478
2033 | NIWCM | Low Demand Growth+Very Low Gas Supply+Increased Demand Response+Reduced Rankine Availability+Delayed Build+Upgraded HVDC+Constrained Operational Capacity+Low Wind & Solar | -290.7573 | 410.6345 | 670.5887
2034 | NIWCM | Low Demand Growth+Very Low Gas Supply+Increased Demand Response+Reduced Rankine Availability+Delayed Build+Upgraded HVDC+Constrained Operational Capacity+Low Wind & Solar | -398.1286 | 311.9663 | 592.4768
2035 | NIWCM | Low Demand Growth+Very Low Gas Supply+Increased Demand Response+Reduced Rankine Availability+Delayed Build+Upgraded HVDC+Constrained Operational Capacity+Low Wind & Solar | -520.132 | 221.4466 | 512.8603
2026 | SIWEM_PERC | Low Demand Growth+Very Low Gas Supply+Increased Demand Response+Reduced Rankine Availability+Delayed Build+Upgraded HVDC+Constrained Operational Capacity+Low Wind & Solar | 42.2261 | 42.2261 | 42.2261
2027 | SIWEM_PERC | Low Demand Growth+Very Low Gas Supply+Increased Demand Response+Reduced Rankine Availability+Delayed Build+Upgraded HVDC+Constrained Operational Capacity+Low Wind & Solar | 26.0896 | 26.1581 | 26.1818
2028 | SIWEM_PERC | Low Demand Growth+Very Low Gas Supply+Increased Demand Response+Reduced Rankine Availability+Delayed Build+Upgraded HVDC+Constrained Operational Capacity+Low Wind & Solar | 27.675 | 29.5709 | 29.5709
2029 | SIWEM_PERC | Low Demand Growth+Very Low Gas Supply+Increased Demand Response+Reduced Rankine Availability+Delayed Build+Upgraded HVDC+Constrained Operational Capacity+Low Wind & Solar | 26.4564 | 31.3207 | 31.3207
2030 | SIWEM_PERC | Low Demand Growth+Very Low Gas Supply+Increased Demand Response+Reduced Rankine Availability+Delayed Build+Upgraded HVDC+Constrained Operational Capacity+Low Wind & Solar | 25.6306 | 39.0644 | 59.5545
2031 | SIWEM_PERC | Low Demand Growth+Very Low Gas Supply+Increased Demand Response+Reduced Rankine Availability+Delayed Build+Upgraded HVDC+Constrained Operational Capacity+Low Wind & Solar | 23.0034 | 40.72 | 63.878
2032 | SIWEM_PERC | Low Demand Growth+Very Low Gas Supply+Increased Demand Response+Reduced Rankine Availability+Delayed Build+Upgraded HVDC+Constrained Operational Capacity+Low Wind & Solar | 20.985 | 37.6572 | 75.8189
2033 | SIWEM_PERC | Low Demand Growth+Very Low Gas Supply+Increased Demand Response+Reduced Rankine Availability+Delayed Build+Upgraded HVDC+Constrained Operational Capacity+Low Wind & Solar | 19.2506 | 33.5586 | 86.3812
2034 | SIWEM_PERC | Low Demand Growth+Very Low Gas Supply+Increased Demand Response+Reduced Rankine Availability+Delayed Build+Upgraded HVDC+Constrained Operational Capacity+Low Wind & Solar | 17.6231 | 30.7502 | 84.852
2035 | SIWEM_PERC | Low Demand Growth+Very Low Gas Supply+Increased Demand Response+Reduced Rankine Availability+Delayed Build+Upgraded HVDC+Constrained Operational Capacity+Low Wind & Solar | 15.5541 | 28.4335 | 83.7148
2026 | NZWEM_PERC | Low Demand Growth+Low Gas Supply | 25.4328 | 25.4927 | 25.4927
2027 | NZWEM_PERC | Low Demand Growth+Low Gas Supply | 26.7248 | 28.6687 | 29.0047
2028 | NZWEM_PERC | Low Demand Growth+Low Gas Supply | 24.2346 | 32.8277 | 37.5937
2029 | NZWEM_PERC | Low Demand Growth+Low Gas Supply | 22.0292 | 34.2806 | 43.9739
2030 | NZWEM_PERC | Low Demand Growth+Low Gas Supply | 18.9433 | 33.4723 | 49.4084
2031 | NZWEM_PERC | Low Demand Growth+Low Gas Supply | 15.8693 | 30.1687 | 52.3428
2032 | NZWEM_PERC | Low Demand Growth+Low Gas Supply | 13.0409 | 27.5248 | 50.4419
2033 | NZWEM_PERC | Low Demand Growth+Low Gas Supply | 10.8907 | 25.1492 | 49.6501
2034 | NZWEM_PERC | Low Demand Growth+Low Gas Supply | 9.0862 | 23.5832 | 47.6807
2035 | NZWEM_PERC | Low Demand Growth+Low Gas Supply | 7.2492 | 21.5362 | 45.1115
2026 | NIWCM | Low Demand Growth+Low Gas Supply | 1191.4351 | 1192.2349 | 1192.2349
2027 | NIWCM | Low Demand Growth+Low Gas Supply | 1557.5564 | 1585.4149 | 1589.9514
2028 | NIWCM | Low Demand Growth+Low Gas Supply | 1691.982 | 2252.2616 | 2291.2072
2029 | NIWCM | Low Demand Growth+Low Gas Supply | 1669.9339 | 2480.1561 | 2697.8453
2030 | NIWCM | Low Demand Growth+Low Gas Supply | 1553.9546 | 2464.6366 | 2829.8835
2031 | NIWCM | Low Demand Growth+Low Gas Supply | 1467.1153 | 2424.3154 | 2981.1502
2032 | NIWCM | Low Demand Growth+Low Gas Supply | 1315.8408 | 2314.6196 | 2921.3332
2033 | NIWCM | Low Demand Growth+Low Gas Supply | 1064.5486 | 2078.2863 | 2779.3956
2034 | NIWCM | Low Demand Growth+Low Gas Supply | 908.6192 | 1972.7102 | 2777.2825
2035 | NIWCM | Low Demand Growth+Low Gas Supply | 858.391 | 1937.6202 | 2767.3008
2026 | SIWEM_PERC | Low Demand Growth+Low Gas Supply | 55.9618 | 55.9618 | 55.9618
2027 | SIWEM_PERC | Low Demand Growth+Low Gas Supply | 54.8105 | 57.5499 | 57.5499
2028 | SIWEM_PERC | Low Demand Growth+Low Gas Supply | 54.8446 | 68.665 | 76.4172
2029 | SIWEM_PERC | Low Demand Growth+Low Gas Supply | 52.7546 | 66.3794 | 83.0811
2030 | SIWEM_PERC | Low Demand Growth+Low Gas Supply | 49.4932 | 64.9092 | 87.3057
2031 | SIWEM_PERC | Low Demand Growth+Low Gas Supply | 41.5464 | 61.2884 | 88.5761
2032 | SIWEM_PERC | Low Demand Growth+Low Gas Supply | 33.7481 | 58.492 | 85.2852
2033 | SIWEM_PERC | Low Demand Growth+Low Gas Supply | 27.8345 | 56.0874 | 82.4535
2034 | SIWEM_PERC | Low Demand Growth+Low Gas Supply | 22.8949 | 53.8235 | 79.7831
2035 | SIWEM_PERC | Low Demand Growth+Low Gas Supply | 17.8573 | 50.9627 | 76.4144
2026 | NZWEM_PERC | Low Demand Growth+Low Gas Supply+Low Wind & Solar | 24.177 | 24.231 | 24.231
2027 | NZWEM_PERC | Low Demand Growth+Low Gas Supply+Low Wind & Solar | 25.2992 | 27.0535 | 27.3568
2028 | NZWEM_PERC | Low Demand Growth+Low Gas Supply+Low Wind & Solar | 22.7014 | 30.4563 | 34.7575
2029 | NZWEM_PERC | Low Demand Growth+Low Gas Supply+Low Wind & Solar | 20.4656 | 31.5222 | 40.27
2030 | NZWEM_PERC | Low Demand Growth+Low Gas Supply+Low Wind & Solar | 17.4062 | 30.5736 | 44.9967
2031 | NZWEM_PERC | Low Demand Growth+Low Gas Supply+Low Wind & Solar | 14.367 | 27.3356 | 47.3874
2032 | NZWEM_PERC | Low Demand Growth+Low Gas Supply+Low Wind & Solar | 11.5642 | 24.6982 | 45.4595
2033 | NZWEM_PERC | Low Demand Growth+Low Gas Supply+Low Wind & Solar | 9.437 | 22.3666 | 44.556
2034 | NZWEM_PERC | Low Demand Growth+Low Gas Supply+Low Wind & Solar | 7.6565 | 20.8464 | 42.6705
2035 | NZWEM_PERC | Low Demand Growth+Low Gas Supply+Low Wind & Solar | 5.8504 | 18.8587 | 40.2099
2026 | NIWCM | Low Demand Growth+Low Gas Supply+Low Wind & Solar | 1191.4351 | 1192.2349 | 1192.2349
2027 | NIWCM | Low Demand Growth+Low Gas Supply+Low Wind & Solar | 1557.5564 | 1585.4149 | 1589.9514
2028 | NIWCM | Low Demand Growth+Low Gas Supply+Low Wind & Solar | 1691.982 | 2252.2616 | 2291.2072
2029 | NIWCM | Low Demand Growth+Low Gas Supply+Low Wind & Solar | 1669.9339 | 2480.1561 | 2697.8453
2030 | NIWCM | Low Demand Growth+Low Gas Supply+Low Wind & Solar | 1553.9546 | 2464.6366 | 2829.8835
2031 | NIWCM | Low Demand Growth+Low Gas Supply+Low Wind & Solar | 1467.1153 | 2424.3154 | 2981.1502
2032 | NIWCM | Low Demand Growth+Low Gas Supply+Low Wind & Solar | 1315.8408 | 2314.6196 | 2921.3332
2033 | NIWCM | Low Demand Growth+Low Gas Supply+Low Wind & Solar | 1064.5486 | 2078.2863 | 2779.3956
2034 | NIWCM | Low Demand Growth+Low Gas Supply+Low Wind & Solar | 908.6192 | 1972.7102 | 2777.2825
2035 | NIWCM | Low Demand Growth+Low Gas Supply+Low Wind & Solar | 858.391 | 1937.6202 | 2767.3008
2026 | SIWEM_PERC | Low Demand Growth+Low Gas Supply+Low Wind & Solar | 55.1095 | 55.1095 | 55.1095
2027 | SIWEM_PERC | Low Demand Growth+Low Gas Supply+Low Wind & Solar | 53.9143 | 56.3865 | 56.3865
2028 | SIWEM_PERC | Low Demand Growth+Low Gas Supply+Low Wind & Solar | 53.7661 | 66.2385 | 73.2346
2029 | SIWEM_PERC | Low Demand Growth+Low Gas Supply+Low Wind & Solar | 51.6913 | 63.9873 | 79.06
2030 | SIWEM_PERC | Low Demand Growth+Low Gas Supply+Low Wind & Solar | 45.8133 | 62.3656 | 82.5777
2031 | SIWEM_PERC | Low Demand Growth+Low Gas Supply+Low Wind & Solar | 37.4598 | 58.8022 | 83.4284
2032 | SIWEM_PERC | Low Demand Growth+Low Gas Supply+Low Wind & Solar | 29.7355 | 56.0508 | 80.2308
2033 | SIWEM_PERC | Low Demand Growth+Low Gas Supply+Low Wind & Solar | 23.8859 | 53.6851 | 77.4796
2034 | SIWEM_PERC | Low Demand Growth+Low Gas Supply+Low Wind & Solar | 19.0072 | 51.4583 | 74.8859
2035 | SIWEM_PERC | Low Demand Growth+Low Gas Supply+Low Wind & Solar | 14.0456 | 48.6438 | 71.6131
2026 | NZWEM_PERC | Low Demand Growth+Low Gas Supply+Constrained Operational Capacity | 25.4328 | 25.4927 | 25.4927
2027 | NZWEM_PERC | Low Demand Growth+Low Gas Supply+Constrained Operational Capacity | 26.7248 | 28.6687 | 29.0047
2028 | NZWEM_PERC | Low Demand Growth+Low Gas Supply+Constrained Operational Capacity | 24.2346 | 32.8277 | 37.5937
2029 | NZWEM_PERC | Low Demand Growth+Low Gas Supply+Constrained Operational Capacity | 22.0292 | 34.2806 | 43.9739
2030 | NZWEM_PERC | Low Demand Growth+Low Gas Supply+Constrained Operational Capacity | 18.9433 | 33.4723 | 49.4084
2031 | NZWEM_PERC | Low Demand Growth+Low Gas Supply+Constrained Operational Capacity | 15.8693 | 30.1687 | 52.3428
2032 | NZWEM_PERC | Low Demand Growth+Low Gas Supply+Constrained Operational Capacity | 13.0409 | 27.5248 | 50.4419
2033 | NZWEM_PERC | Low Demand Growth+Low Gas Supply+Constrained Operational Capacity | 10.8907 | 25.1492 | 49.6501
2034 | NZWEM_PERC | Low Demand Growth+Low Gas Supply+Constrained Operational Capacity | 9.0862 | 23.5832 | 47.6807
2035 | NZWEM_PERC | Low Demand Growth+Low Gas Supply+Constrained Operational Capacity | 7.2492 | 21.5362 | 45.1115
2026 | NIWCM | Low Demand Growth+Low Gas Supply+Constrained Operational Capacity | 604.1196 | 604.1196 | 604.1196
2027 | NIWCM | Low Demand Growth+Low Gas Supply+Constrained Operational Capacity | 939.6101 | 943.4979 | 943.4979
2028 | NIWCM | Low Demand Growth+Low Gas Supply+Constrained Operational Capacity | 1048.7594 | 1536.2788 | 1543.3608
2029 | NIWCM | Low Demand Growth+Low Gas Supply+Constrained Operational Capacity | 1012.8328 | 1654.2944 | 1807.2858
2030 | NIWCM | Low Demand Growth+Low Gas Supply+Constrained Operational Capacity | 896.6462 | 1614.0679 | 1819.7647
2031 | NIWCM | Low Demand Growth+Low Gas Supply+Constrained Operational Capacity | 805.9979 | 1535.3563 | 1795.1785
2032 | NIWCM | Low Demand Growth+Low Gas Supply+Constrained Operational Capacity | 648.2472 | 1387.432 | 1667.7894
2033 | NIWCM | Low Demand Growth+Low Gas Supply+Constrained Operational Capacity | 395.355 | 1137.4416 | 1430.4437
2034 | NIWCM | Low Demand Growth+Low Gas Supply+Constrained Operational Capacity | 238.7143 | 1024.269 | 1399.3353
2035 | NIWCM | Low Demand Growth+Low Gas Supply+Constrained Operational Capacity | 186.2094 | 983.5564 | 1359.6756
2026 | SIWEM_PERC | Low Demand Growth+Low Gas Supply+Constrained Operational Capacity | 55.9618 | 55.9618 | 55.9618
2027 | SIWEM_PERC | Low Demand Growth+Low Gas Supply+Constrained Operational Capacity | 54.8105 | 57.5499 | 57.5499
2028 | SIWEM_PERC | Low Demand Growth+Low Gas Supply+Constrained Operational Capacity | 54.8446 | 68.665 | 76.4172
2029 | SIWEM_PERC | Low Demand Growth+Low Gas Supply+Constrained Operational Capacity | 52.7546 | 66.3794 | 83.0811
2030 | SIWEM_PERC | Low Demand Growth+Low Gas Supply+Constrained Operational Capacity | 49.4932 | 64.9092 | 87.3057
2031 | SIWEM_PERC | Low Demand Growth+Low Gas Supply+Constrained Operational Capacity | 41.5464 | 61.2884 | 88.5761
2032 | SIWEM_PERC | Low Demand Growth+Low Gas Supply+Constrained Operational Capacity | 33.7481 | 58.492 | 85.2852
2033 | SIWEM_PERC | Low Demand Growth+Low Gas Supply+Constrained Operational Capacity | 27.8345 | 56.0874 | 82.4535
2034 | SIWEM_PERC | Low Demand Growth+Low Gas Supply+Constrained Operational Capacity | 22.8949 | 53.8235 | 79.7831
2035 | SIWEM_PERC | Low Demand Growth+Low Gas Supply+Constrained Operational Capacity | 17.8573 | 50.9627 | 76.4144
2026 | NZWEM_PERC | Low Demand Growth+Low Gas Supply+Constrained Operational Capacity+Low Wind & Solar | 24.177 | 24.231 | 24.231
2027 | NZWEM_PERC | Low Demand Growth+Low Gas Supply+Constrained Operational Capacity+Low Wind & Solar | 25.2992 | 27.0535 | 27.3568
2028 | NZWEM_PERC | Low Demand Growth+Low Gas Supply+Constrained Operational Capacity+Low Wind & Solar | 22.7014 | 30.4563 | 34.7575
2029 | NZWEM_PERC | Low Demand Growth+Low Gas Supply+Constrained Operational Capacity+Low Wind & Solar | 20.4656 | 31.5222 | 40.27
2030 | NZWEM_PERC | Low Demand Growth+Low Gas Supply+Constrained Operational Capacity+Low Wind & Solar | 17.4062 | 30.5736 | 44.9967
2031 | NZWEM_PERC | Low Demand Growth+Low Gas Supply+Constrained Operational Capacity+Low Wind & Solar | 14.367 | 27.3356 | 47.3874
2032 | NZWEM_PERC | Low Demand Growth+Low Gas Supply+Constrained Operational Capacity+Low Wind & Solar | 11.5642 | 24.6982 | 45.4595
2033 | NZWEM_PERC | Low Demand Growth+Low Gas Supply+Constrained Operational Capacity+Low Wind & Solar | 9.437 | 22.3666 | 44.556
2034 | NZWEM_PERC | Low Demand Growth+Low Gas Supply+Constrained Operational Capacity+Low Wind & Solar | 7.6565 | 20.8464 | 42.6705
2035 | NZWEM_PERC | Low Demand Growth+Low Gas Supply+Constrained Operational Capacity+Low Wind & Solar | 5.8504 | 18.8587 | 40.2099
2026 | NIWCM | Low Demand Growth+Low Gas Supply+Constrained Operational Capacity+Low Wind & Solar | 604.1196 | 604.1196 | 604.1196
2027 | NIWCM | Low Demand Growth+Low Gas Supply+Constrained Operational Capacity+Low Wind & Solar | 939.6101 | 943.4979 | 943.4979
2028 | NIWCM | Low Demand Growth+Low Gas Supply+Constrained Operational Capacity+Low Wind & Solar | 1048.7594 | 1536.2788 | 1543.3608
2029 | NIWCM | Low Demand Growth+Low Gas Supply+Constrained Operational Capacity+Low Wind & Solar | 1012.8328 | 1654.2944 | 1807.2858
2030 | NIWCM | Low Demand Growth+Low Gas Supply+Constrained Operational Capacity+Low Wind & Solar | 896.6462 | 1614.0679 | 1819.7647
2031 | NIWCM | Low Demand Growth+Low Gas Supply+Constrained Operational Capacity+Low Wind & Solar | 805.9979 | 1535.3563 | 1795.1785
2032 | NIWCM | Low Demand Growth+Low Gas Supply+Constrained Operational Capacity+Low Wind & Solar | 648.2472 | 1387.432 | 1667.7894
2033 | NIWCM | Low Demand Growth+Low Gas Supply+Constrained Operational Capacity+Low Wind & Solar | 395.355 | 1137.4416 | 1430.4437
2034 | NIWCM | Low Demand Growth+Low Gas Supply+Constrained Operational Capacity+Low Wind & Solar | 238.7143 | 1024.269 | 1399.3353
2035 | NIWCM | Low Demand Growth+Low Gas Supply+Constrained Operational Capacity+Low Wind & Solar | 186.2094 | 983.5564 | 1359.6756
2026 | SIWEM_PERC | Low Demand Growth+Low Gas Supply+Constrained Operational Capacity+Low Wind & Solar | 55.1095 | 55.1095 | 55.1095
2027 | SIWEM_PERC | Low Demand Growth+Low Gas Supply+Constrained Operational Capacity+Low Wind & Solar | 53.9143 | 56.3865 | 56.3865
2028 | SIWEM_PERC | Low Demand Growth+Low Gas Supply+Constrained Operational Capacity+Low Wind & Solar | 53.7661 | 66.2385 | 73.2346
2029 | SIWEM_PERC | Low Demand Growth+Low Gas Supply+Constrained Operational Capacity+Low Wind & Solar | 51.6913 | 63.9873 | 79.06
2030 | SIWEM_PERC | Low Demand Growth+Low Gas Supply+Constrained Operational Capacity+Low Wind & Solar | 45.8133 | 62.3656 | 82.5777
2031 | SIWEM_PERC | Low Demand Growth+Low Gas Supply+Constrained Operational Capacity+Low Wind & Solar | 37.4598 | 58.8022 | 83.4284
2032 | SIWEM_PERC | Low Demand Growth+Low Gas Supply+Constrained Operational Capacity+Low Wind & Solar | 29.7355 | 56.0508 | 80.2308
2033 | SIWEM_PERC | Low Demand Growth+Low Gas Supply+Constrained Operational Capacity+Low Wind & Solar | 23.8859 | 53.6851 | 77.4796
2034 | SIWEM_PERC | Low Demand Growth+Low Gas Supply+Constrained Operational Capacity+Low Wind & Solar | 19.0072 | 51.4583 | 74.8859
2035 | SIWEM_PERC | Low Demand Growth+Low Gas Supply+Constrained Operational Capacity+Low Wind & Solar | 14.0456 | 48.6438 | 71.6131
2026 | NZWEM_PERC | Low Demand Growth+Low Gas Supply+Upgraded HVDC | 25.4328 | 25.4927 | 25.4927
2027 | NZWEM_PERC | Low Demand Growth+Low Gas Supply+Upgraded HVDC | 26.7248 | 28.6687 | 29.0047
2028 | NZWEM_PERC | Low Demand Growth+Low Gas Supply+Upgraded HVDC | 24.2346 | 32.8277 | 37.5937
2029 | NZWEM_PERC | Low Demand Growth+Low Gas Supply+Upgraded HVDC | 22.0292 | 34.2806 | 43.9739
2030 | NZWEM_PERC | Low Demand Growth+Low Gas Supply+Upgraded HVDC | 18.9433 | 33.4723 | 49.4084
2031 | NZWEM_PERC | Low Demand Growth+Low Gas Supply+Upgraded HVDC | 15.8693 | 30.1687 | 52.3428
2032 | NZWEM_PERC | Low Demand Growth+Low Gas Supply+Upgraded HVDC | 13.0409 | 27.5248 | 50.4419
2033 | NZWEM_PERC | Low Demand Growth+Low Gas Supply+Upgraded HVDC | 10.8907 | 25.1492 | 49.6501
2034 | NZWEM_PERC | Low Demand Growth+Low Gas Supply+Upgraded HVDC | 9.0862 | 23.5832 | 47.6807
2035 | NZWEM_PERC | Low Demand Growth+Low Gas Supply+Upgraded HVDC | 7.2492 | 21.5362 | 45.1115
2026 | NIWCM | Low Demand Growth+Low Gas Supply+Upgraded HVDC | 1191.4351 | 1192.2349 | 1192.2349
2027 | NIWCM | Low Demand Growth+Low Gas Supply+Upgraded HVDC | 1557.5564 | 1585.4149 | 1589.9514
2028 | NIWCM | Low Demand Growth+Low Gas Supply+Upgraded HVDC | 1691.982 | 2252.2616 | 2291.2072
2029 | NIWCM | Low Demand Growth+Low Gas Supply+Upgraded HVDC | 1669.9339 | 2480.1561 | 2697.8453
2030 | NIWCM | Low Demand Growth+Low Gas Supply+Upgraded HVDC | 1553.9546 | 2464.6366 | 2829.8835
2031 | NIWCM | Low Demand Growth+Low Gas Supply+Upgraded HVDC | 1467.1283 | 2462.403 | 3104.6501
2032 | NIWCM | Low Demand Growth+Low Gas Supply+Upgraded HVDC | 1315.8374 | 2326.7835 | 3044.9686
2033 | NIWCM | Low Demand Growth+Low Gas Supply+Upgraded HVDC | 1064.5495 | 2078.2883 | 2902.7668
2034 | NIWCM | Low Demand Growth+Low Gas Supply+Upgraded HVDC | 908.6189 | 1972.7963 | 2907.0357
2035 | NIWCM | Low Demand Growth+Low Gas Supply+Upgraded HVDC | 858.3911 | 1937.6041 | 2891.5653
2026 | SIWEM_PERC | Low Demand Growth+Low Gas Supply+Upgraded HVDC | 55.9618 | 55.9618 | 55.9618
2027 | SIWEM_PERC | Low Demand Growth+Low Gas Supply+Upgraded HVDC | 70.5779 | 75.6922 | 76.534
2028 | SIWEM_PERC | Low Demand Growth+Low Gas Supply+Upgraded HVDC | 64.0988 | 86.7849 | 98.8943
2029 | SIWEM_PERC | Low Demand Growth+Low Gas Supply+Upgraded HVDC | 58.2169 | 88.5385 | 105.2402
2030 | SIWEM_PERC | Low Demand Growth+Low Gas Supply+Upgraded HVDC | 49.9494 | 86.5834 | 108.9799
2031 | SIWEM_PERC | Low Demand Growth+Low Gas Supply+Upgraded HVDC | 41.5464 | 78.7335 | 109.7617
2032 | SIWEM_PERC | Low Demand Growth+Low Gas Supply+Upgraded HVDC | 33.7481 | 71.7996 | 106.087
2033 | SIWEM_PERC | Low Demand Growth+Low Gas Supply+Upgraded HVDC | 27.8345 | 65.6282 | 102.9236
2034 | SIWEM_PERC | Low Demand Growth+Low Gas Supply+Upgraded HVDC | 22.8949 | 61.5555 | 99.9376
2035 | SIWEM_PERC | Low Demand Growth+Low Gas Supply+Upgraded HVDC | 17.8573 | 56.2686 | 96.1747
2026 | NZWEM_PERC | Low Demand Growth+Low Gas Supply+Upgraded HVDC+Low Wind & Solar | 24.177 | 24.231 | 24.231
2027 | NZWEM_PERC | Low Demand Growth+Low Gas Supply+Upgraded HVDC+Low Wind & Solar | 25.2992 | 27.0535 | 27.3568
2028 | NZWEM_PERC | Low Demand Growth+Low Gas Supply+Upgraded HVDC+Low Wind & Solar | 22.7014 | 30.4563 | 34.7575
2029 | NZWEM_PERC | Low Demand Growth+Low Gas Supply+Upgraded HVDC+Low Wind & Solar | 20.4656 | 31.5222 | 40.27
2030 | NZWEM_PERC | Low Demand Growth+Low Gas Supply+Upgraded HVDC+Low Wind & Solar | 17.4062 | 30.5736 | 44.9967
2031 | NZWEM_PERC | Low Demand Growth+Low Gas Supply+Upgraded HVDC+Low Wind & Solar | 14.367 | 27.3356 | 47.3874
2032 | NZWEM_PERC | Low Demand Growth+Low Gas Supply+Upgraded HVDC+Low Wind & Solar | 11.5642 | 24.6982 | 45.4595
2033 | NZWEM_PERC | Low Demand Growth+Low Gas Supply+Upgraded HVDC+Low Wind & Solar | 9.437 | 22.3666 | 44.556
2034 | NZWEM_PERC | Low Demand Growth+Low Gas Supply+Upgraded HVDC+Low Wind & Solar | 7.6565 | 20.8464 | 42.6705
2035 | NZWEM_PERC | Low Demand Growth+Low Gas Supply+Upgraded HVDC+Low Wind & Solar | 5.8504 | 18.8587 | 40.2099
2026 | NIWCM | Low Demand Growth+Low Gas Supply+Upgraded HVDC+Low Wind & Solar | 1191.4351 | 1192.2349 | 1192.2349
2027 | NIWCM | Low Demand Growth+Low Gas Supply+Upgraded HVDC+Low Wind & Solar | 1557.5564 | 1585.4149 | 1589.9514
2028 | NIWCM | Low Demand Growth+Low Gas Supply+Upgraded HVDC+Low Wind & Solar | 1691.982 | 2252.2616 | 2291.2072
2029 | NIWCM | Low Demand Growth+Low Gas Supply+Upgraded HVDC+Low Wind & Solar | 1669.9339 | 2480.1561 | 2697.8453
2030 | NIWCM | Low Demand Growth+Low Gas Supply+Upgraded HVDC+Low Wind & Solar | 1553.9546 | 2464.6366 | 2829.8835
2031 | NIWCM | Low Demand Growth+Low Gas Supply+Upgraded HVDC+Low Wind & Solar | 1467.1283 | 2462.403 | 3104.6501
2032 | NIWCM | Low Demand Growth+Low Gas Supply+Upgraded HVDC+Low Wind & Solar | 1315.8374 | 2326.7835 | 3044.9686
2033 | NIWCM | Low Demand Growth+Low Gas Supply+Upgraded HVDC+Low Wind & Solar | 1064.5495 | 2078.2883 | 2902.7668
2034 | NIWCM | Low Demand Growth+Low Gas Supply+Upgraded HVDC+Low Wind & Solar | 908.6189 | 1972.7963 | 2907.0357
2035 | NIWCM | Low Demand Growth+Low Gas Supply+Upgraded HVDC+Low Wind & Solar | 858.3911 | 1937.6041 | 2891.5653
2026 | SIWEM_PERC | Low Demand Growth+Low Gas Supply+Upgraded HVDC+Low Wind & Solar | 55.1095 | 55.1095 | 55.1095
2027 | SIWEM_PERC | Low Demand Growth+Low Gas Supply+Upgraded HVDC+Low Wind & Solar | 66.9267 | 71.5422 | 72.302
2028 | SIWEM_PERC | Low Demand Growth+Low Gas Supply+Upgraded HVDC+Low Wind & Solar | 60.175 | 80.6484 | 92.0107
2029 | SIWEM_PERC | Low Demand Growth+Low Gas Supply+Upgraded HVDC+Low Wind & Solar | 54.2294 | 82.8536 | 101.2191
2030 | SIWEM_PERC | Low Demand Growth+Low Gas Supply+Upgraded HVDC+Low Wind & Solar | 45.8133 | 79.9074 | 104.2519
2031 | SIWEM_PERC | Low Demand Growth+Low Gas Supply+Upgraded HVDC+Low Wind & Solar | 37.4598 | 71.493 | 104.614
2032 | SIWEM_PERC | Low Demand Growth+Low Gas Supply+Upgraded HVDC+Low Wind & Solar | 29.7355 | 64.5871 | 101.0326
2033 | SIWEM_PERC | Low Demand Growth+Low Gas Supply+Upgraded HVDC+Low Wind & Solar | 23.8859 | 58.5306 | 97.9498
2034 | SIWEM_PERC | Low Demand Growth+Low Gas Supply+Upgraded HVDC+Low Wind & Solar | 19.0072 | 54.5674 | 95.0404
2035 | SIWEM_PERC | Low Demand Growth+Low Gas Supply+Upgraded HVDC+Low Wind & Solar | 14.0456 | 49.4172 | 91.3733
2026 | NZWEM_PERC | Low Demand Growth+Low Gas Supply+Upgraded HVDC+Constrained Operational Capacity | 25.4328 | 25.4927 | 25.4927
2027 | NZWEM_PERC | Low Demand Growth+Low Gas Supply+Upgraded HVDC+Constrained Operational Capacity | 26.7248 | 28.6687 | 29.0047
2028 | NZWEM_PERC | Low Demand Growth+Low Gas Supply+Upgraded HVDC+Constrained Operational Capacity | 24.2346 | 32.8277 | 37.5937
2029 | NZWEM_PERC | Low Demand Growth+Low Gas Supply+Upgraded HVDC+Constrained Operational Capacity | 22.0292 | 34.2806 | 43.9739
2030 | NZWEM_PERC | Low Demand Growth+Low Gas Supply+Upgraded HVDC+Constrained Operational Capacity | 18.9433 | 33.4723 | 49.4084
2031 | NZWEM_PERC | Low Demand Growth+Low Gas Supply+Upgraded HVDC+Constrained Operational Capacity | 15.8693 | 30.1687 | 52.3428
2032 | NZWEM_PERC | Low Demand Growth+Low Gas Supply+Upgraded HVDC+Constrained Operational Capacity | 13.0409 | 27.5248 | 50.4419
2033 | NZWEM_PERC | Low Demand Growth+Low Gas Supply+Upgraded HVDC+Constrained Operational Capacity | 10.8907 | 25.1492 | 49.6501
2034 | NZWEM_PERC | Low Demand Growth+Low Gas Supply+Upgraded HVDC+Constrained Operational Capacity | 9.0862 | 23.5832 | 47.6807
2035 | NZWEM_PERC | Low Demand Growth+Low Gas Supply+Upgraded HVDC+Constrained Operational Capacity | 7.2492 | 21.5362 | 45.1115
2026 | NIWCM | Low Demand Growth+Low Gas Supply+Upgraded HVDC+Constrained Operational Capacity | 604.1196 | 604.1196 | 604.1196
2027 | NIWCM | Low Demand Growth+Low Gas Supply+Upgraded HVDC+Constrained Operational Capacity | 939.6101 | 943.4979 | 943.4979
2028 | NIWCM | Low Demand Growth+Low Gas Supply+Upgraded HVDC+Constrained Operational Capacity | 1048.7594 | 1536.2788 | 1543.3608
2029 | NIWCM | Low Demand Growth+Low Gas Supply+Upgraded HVDC+Constrained Operational Capacity | 1012.8328 | 1654.2944 | 1807.2858
2030 | NIWCM | Low Demand Growth+Low Gas Supply+Upgraded HVDC+Constrained Operational Capacity | 896.6462 | 1614.0679 | 1819.7647
2031 | NIWCM | Low Demand Growth+Low Gas Supply+Upgraded HVDC+Constrained Operational Capacity | 805.9988 | 1535.3629 | 1795.3
2032 | NIWCM | Low Demand Growth+Low Gas Supply+Upgraded HVDC+Constrained Operational Capacity | 648.247 | 1387.4293 | 1667.7655
2033 | NIWCM | Low Demand Growth+Low Gas Supply+Upgraded HVDC+Constrained Operational Capacity | 395.3551 | 1137.4423 | 1430.4501
2034 | NIWCM | Low Demand Growth+Low Gas Supply+Upgraded HVDC+Constrained Operational Capacity | 238.7143 | 1024.2688 | 1399.3329
2035 | NIWCM | Low Demand Growth+Low Gas Supply+Upgraded HVDC+Constrained Operational Capacity | 186.2094 | 983.5564 | 1359.6763
2026 | SIWEM_PERC | Low Demand Growth+Low Gas Supply+Upgraded HVDC+Constrained Operational Capacity | 55.9618 | 55.9618 | 55.9618
2027 | SIWEM_PERC | Low Demand Growth+Low Gas Supply+Upgraded HVDC+Constrained Operational Capacity | 70.5779 | 75.6922 | 76.534
2028 | SIWEM_PERC | Low Demand Growth+Low Gas Supply+Upgraded HVDC+Constrained Operational Capacity | 64.0988 | 86.7849 | 98.8943
2029 | SIWEM_PERC | Low Demand Growth+Low Gas Supply+Upgraded HVDC+Constrained Operational Capacity | 58.2169 | 88.5385 | 105.2402
2030 | SIWEM_PERC | Low Demand Growth+Low Gas Supply+Upgraded HVDC+Constrained Operational Capacity | 49.9494 | 86.5834 | 108.9799
2031 | SIWEM_PERC | Low Demand Growth+Low Gas Supply+Upgraded HVDC+Constrained Operational Capacity | 41.5464 | 78.7335 | 109.7617
2032 | SIWEM_PERC | Low Demand Growth+Low Gas Supply+Upgraded HVDC+Constrained Operational Capacity | 33.7481 | 71.7996 | 106.087
2033 | SIWEM_PERC | Low Demand Growth+Low Gas Supply+Upgraded HVDC+Constrained Operational Capacity | 27.8345 | 65.6282 | 102.9236
2034 | SIWEM_PERC | Low Demand Growth+Low Gas Supply+Upgraded HVDC+Constrained Operational Capacity | 22.8949 | 61.5555 | 99.9376
2035 | SIWEM_PERC | Low Demand Growth+Low Gas Supply+Upgraded HVDC+Constrained Operational Capacity | 17.8573 | 56.2686 | 96.1747
2026 | NZWEM_PERC | Low Demand Growth+Low Gas Supply+Upgraded HVDC+Constrained Operational Capacity+Low Wind & Solar | 24.177 | 24.231 | 24.231
2027 | NZWEM_PERC | Low Demand Growth+Low Gas Supply+Upgraded HVDC+Constrained Operational Capacity+Low Wind & Solar | 25.2992 | 27.0535 | 27.3568
2028 | NZWEM_PERC | Low Demand Growth+Low Gas Supply+Upgraded HVDC+Constrained Operational Capacity+Low Wind & Solar | 22.7014 | 30.4563 | 34.7575
2029 | NZWEM_PERC | Low Demand Growth+Low Gas Supply+Upgraded HVDC+Constrained Operational Capacity+Low Wind & Solar | 20.4656 | 31.5222 | 40.27
2030 | NZWEM_PERC | Low Demand Growth+Low Gas Supply+Upgraded HVDC+Constrained Operational Capacity+Low Wind & Solar | 17.4062 | 30.5736 | 44.9967
2031 | NZWEM_PERC | Low Demand Growth+Low Gas Supply+Upgraded HVDC+Constrained Operational Capacity+Low Wind & Solar | 14.367 | 27.3356 | 47.3874
2032 | NZWEM_PERC | Low Demand Growth+Low Gas Supply+Upgraded HVDC+Constrained Operational Capacity+Low Wind & Solar | 11.5642 | 24.6982 | 45.4595
2033 | NZWEM_PERC | Low Demand Growth+Low Gas Supply+Upgraded HVDC+Constrained Operational Capacity+Low Wind & Solar | 9.437 | 22.3666 | 44.556
2034 | NZWEM_PERC | Low Demand Growth+Low Gas Supply+Upgraded HVDC+Constrained Operational Capacity+Low Wind & Solar | 7.6565 | 20.8464 | 42.6705
2035 | NZWEM_PERC | Low Demand Growth+Low Gas Supply+Upgraded HVDC+Constrained Operational Capacity+Low Wind & Solar | 5.8504 | 18.8587 | 40.2099
2026 | NIWCM | Low Demand Growth+Low Gas Supply+Upgraded HVDC+Constrained Operational Capacity+Low Wind & Solar | 604.1196 | 604.1196 | 604.1196
2027 | NIWCM | Low Demand Growth+Low Gas Supply+Upgraded HVDC+Constrained Operational Capacity+Low Wind & Solar | 939.6101 | 943.4979 | 943.4979
2028 | NIWCM | Low Demand Growth+Low Gas Supply+Upgraded HVDC+Constrained Operational Capacity+Low Wind & Solar | 1048.7594 | 1536.2788 | 1543.3608
2029 | NIWCM | Low Demand Growth+Low Gas Supply+Upgraded HVDC+Constrained Operational Capacity+Low Wind & Solar | 1012.8328 | 1654.2944 | 1807.2858
2030 | NIWCM | Low Demand Growth+Low Gas Supply+Upgraded HVDC+Constrained Operational Capacity+Low Wind & Solar | 896.6462 | 1614.0679 | 1819.7647
2031 | NIWCM | Low Demand Growth+Low Gas Supply+Upgraded HVDC+Constrained Operational Capacity+Low Wind & Solar | 805.9988 | 1535.3629 | 1795.3
2032 | NIWCM | Low Demand Growth+Low Gas Supply+Upgraded HVDC+Constrained Operational Capacity+Low Wind & Solar | 648.247 | 1387.4293 | 1667.7655
2033 | NIWCM | Low Demand Growth+Low Gas Supply+Upgraded HVDC+Constrained Operational Capacity+Low Wind & Solar | 395.3551 | 1137.4423 | 1430.4501
2034 | NIWCM | Low Demand Growth+Low Gas Supply+Upgraded HVDC+Constrained Operational Capacity+Low Wind & Solar | 238.7143 | 1024.2688 | 1399.3329
2035 | NIWCM | Low Demand Growth+Low Gas Supply+Upgraded HVDC+Constrained Operational Capacity+Low Wind & Solar | 186.2094 | 983.5564 | 1359.6763
2026 | SIWEM_PERC | Low Demand Growth+Low Gas Supply+Upgraded HVDC+Constrained Operational Capacity+Low Wind & Solar | 55.1095 | 55.1095 | 55.1095
2027 | SIWEM_PERC | Low Demand Growth+Low Gas Supply+Upgraded HVDC+Constrained Operational Capacity+Low Wind & Solar | 66.9267 | 71.5422 | 72.302
2028 | SIWEM_PERC | Low Demand Growth+Low Gas Supply+Upgraded HVDC+Constrained Operational Capacity+Low Wind & Solar | 60.175 | 80.6484 | 92.0107
2029 | SIWEM_PERC | Low Demand Growth+Low Gas Supply+Upgraded HVDC+Constrained Operational Capacity+Low Wind & Solar | 54.2294 | 82.8536 | 101.2191
2030 | SIWEM_PERC | Low Demand Growth+Low Gas Supply+Upgraded HVDC+Constrained Operational Capacity+Low Wind & Solar | 45.8133 | 79.9074 | 104.2519
2031 | SIWEM_PERC | Low Demand Growth+Low Gas Supply+Upgraded HVDC+Constrained Operational Capacity+Low Wind & Solar | 37.4598 | 71.493 | 104.614
2032 | SIWEM_PERC | Low Demand Growth+Low Gas Supply+Upgraded HVDC+Constrained Operational Capacity+Low Wind & Solar | 29.7355 | 64.5871 | 101.0326
2033 | SIWEM_PERC | Low Demand Growth+Low Gas Supply+Upgraded HVDC+Constrained Operational Capacity+Low Wind & Solar | 23.8859 | 58.5306 | 97.9498
2034 | SIWEM_PERC | Low Demand Growth+Low Gas Supply+Upgraded HVDC+Constrained Operational Capacity+Low Wind & Solar | 19.0072 | 54.5674 | 95.0404
2035 | SIWEM_PERC | Low Demand Growth+Low Gas Supply+Upgraded HVDC+Constrained Operational Capacity+Low Wind & Solar | 14.0456 | 49.4172 | 91.3733
2026 | NZWEM_PERC | Low Demand Growth+Low Gas Supply+Delayed Build | 20.5799 | 20.5799 | 20.5799
2027 | NZWEM_PERC | Low Demand Growth+Low Gas Supply+Delayed Build | 18.9266 | 19.0762 | 19.2537
2028 | NZWEM_PERC | Low Demand Growth+Low Gas Supply+Delayed Build | 19.8026 | 21.3318 | 21.6646
2029 | NZWEM_PERC | Low Demand Growth+Low Gas Supply+Delayed Build | 20.7978 | 23.8506 | 24.7988
2030 | NZWEM_PERC | Low Demand Growth+Low Gas Supply+Delayed Build | 18.9433 | 28.7015 | 36.95
2031 | NZWEM_PERC | Low Demand Growth+Low Gas Supply+Delayed Build | 15.8693 | 28.7634 | 38.0768
2032 | NZWEM_PERC | Low Demand Growth+Low Gas Supply+Delayed Build | 13.0409 | 26.4532 | 41.7631
2033 | NZWEM_PERC | Low Demand Growth+Low Gas Supply+Delayed Build | 10.8907 | 24.1906 | 45.6478
2034 | NZWEM_PERC | Low Demand Growth+Low Gas Supply+Delayed Build | 9.0862 | 22.5816 | 44.7707
2035 | NZWEM_PERC | Low Demand Growth+Low Gas Supply+Delayed Build | 7.2492 | 20.9691 | 44.5444
2026 | NIWCM | Low Demand Growth+Low Gas Supply+Delayed Build | 906.8546 | 906.8546 | 906.8546
2027 | NIWCM | Low Demand Growth+Low Gas Supply+Delayed Build | 1161.9847 | 1163.9836 | 1166.4561
2028 | NIWCM | Low Demand Growth+Low Gas Supply+Delayed Build | 1440.6233 | 1459.8351 | 1464.3716
2029 | NIWCM | Low Demand Growth+Low Gas Supply+Delayed Build | 1465.9933 | 1588.6796 | 1602.2719
2030 | NIWCM | Low Demand Growth+Low Gas Supply+Delayed Build | 1498.1781 | 2161.9592 | 2331.4701
2031 | NIWCM | Low Demand Growth+Low Gas Supply+Delayed Build | 1394.1768 | 2287.273 | 2520.2302
2032 | NIWCM | Low Demand Growth+Low Gas Supply+Delayed Build | 1242.9023 | 2188.3119 | 2582.723
2033 | NIWCM | Low Demand Growth+Low Gas Supply+Delayed Build | 1064.5486 | 2033.2471 | 2634.9539
2034 | NIWCM | Low Demand Growth+Low Gas Supply+Delayed Build | 908.6192 | 1902.621 | 2562.7643
2035 | NIWCM | Low Demand Growth+Low Gas Supply+Delayed Build | 858.391 | 1885.2882 | 2637.7398
2026 | SIWEM_PERC | Low Demand Growth+Low Gas Supply+Delayed Build | 50.7882 | 50.7882 | 50.7882
2027 | SIWEM_PERC | Low Demand Growth+Low Gas Supply+Delayed Build | 50.6734 | 50.9775 | 50.9775
2028 | SIWEM_PERC | Low Demand Growth+Low Gas Supply+Delayed Build | 52.3936 | 54.4724 | 54.4724
2029 | SIWEM_PERC | Low Demand Growth+Low Gas Supply+Delayed Build | 50.7926 | 56.1235 | 56.1235
2030 | SIWEM_PERC | Low Demand Growth+Low Gas Supply+Delayed Build | 49.4932 | 62.8199 | 77.0058
2031 | SIWEM_PERC | Low Demand Growth+Low Gas Supply+Delayed Build | 41.5464 | 59.2463 | 75.2142
2032 | SIWEM_PERC | Low Demand Growth+Low Gas Supply+Delayed Build | 33.7481 | 58.492 | 79.987
2033 | SIWEM_PERC | Low Demand Growth+Low Gas Supply+Delayed Build | 27.8345 | 56.0874 | 82.4535
2034 | SIWEM_PERC | Low Demand Growth+Low Gas Supply+Delayed Build | 22.8949 | 53.8235 | 79.7831
2035 | SIWEM_PERC | Low Demand Growth+Low Gas Supply+Delayed Build | 17.8573 | 50.9627 | 76.4144
2026 | NZWEM_PERC | Low Demand Growth+Low Gas Supply+Delayed Build+Low Wind & Solar | 19.6245 | 19.6245 | 19.6245
2027 | NZWEM_PERC | Low Demand Growth+Low Gas Supply+Delayed Build+Low Wind & Solar | 17.9148 | 18.0498 | 18.21
2028 | NZWEM_PERC | Low Demand Growth+Low Gas Supply+Delayed Build+Low Wind & Solar | 18.5284 | 19.9084 | 20.2088
2029 | NZWEM_PERC | Low Demand Growth+Low Gas Supply+Delayed Build+Low Wind & Solar | 19.3543 | 22.1094 | 22.9651
2030 | NZWEM_PERC | Low Demand Growth+Low Gas Supply+Delayed Build+Low Wind & Solar | 17.4062 | 26.2127 | 33.6567
2031 | NZWEM_PERC | Low Demand Growth+Low Gas Supply+Delayed Build+Low Wind & Solar | 14.367 | 26.0035 | 34.4086
2032 | NZWEM_PERC | Low Demand Growth+Low Gas Supply+Delayed Build+Low Wind & Solar | 11.5642 | 23.6684 | 37.5247
2033 | NZWEM_PERC | Low Demand Growth+Low Gas Supply+Delayed Build+Low Wind & Solar | 9.437 | 21.4491 | 40.8526
2034 | NZWEM_PERC | Low Demand Growth+Low Gas Supply+Delayed Build+Low Wind & Solar | 7.6565 | 19.8448 | 39.9466
2035 | NZWEM_PERC | Low Demand Growth+Low Gas Supply+Delayed Build+Low Wind & Solar | 5.8504 | 18.2916 | 39.6428
2026 | NIWCM | Low Demand Growth+Low Gas Supply+Delayed Build+Low Wind & Solar | 906.8546 | 906.8546 | 906.8546
2027 | NIWCM | Low Demand Growth+Low Gas Supply+Delayed Build+Low Wind & Solar | 1161.9847 | 1163.9836 | 1166.4561
2028 | NIWCM | Low Demand Growth+Low Gas Supply+Delayed Build+Low Wind & Solar | 1440.6233 | 1459.8351 | 1464.3716
2029 | NIWCM | Low Demand Growth+Low Gas Supply+Delayed Build+Low Wind & Solar | 1465.9933 | 1588.6796 | 1602.2719
2030 | NIWCM | Low Demand Growth+Low Gas Supply+Delayed Build+Low Wind & Solar | 1498.1781 | 2161.9592 | 2331.4701
2031 | NIWCM | Low Demand Growth+Low Gas Supply+Delayed Build+Low Wind & Solar | 1394.1768 | 2287.273 | 2520.2302
2032 | NIWCM | Low Demand Growth+Low Gas Supply+Delayed Build+Low Wind & Solar | 1242.9023 | 2188.3119 | 2582.723
2033 | NIWCM | Low Demand Growth+Low Gas Supply+Delayed Build+Low Wind & Solar | 1064.5486 | 2033.2471 | 2634.9539
2034 | NIWCM | Low Demand Growth+Low Gas Supply+Delayed Build+Low Wind & Solar | 908.6192 | 1902.621 | 2562.7643
2035 | NIWCM | Low Demand Growth+Low Gas Supply+Delayed Build+Low Wind & Solar | 858.391 | 1885.2882 | 2637.7398
2026 | SIWEM_PERC | Low Demand Growth+Low Gas Supply+Delayed Build+Low Wind & Solar | 50.4405 | 50.4405 | 50.4405
2027 | SIWEM_PERC | Low Demand Growth+Low Gas Supply+Delayed Build+Low Wind & Solar | 47.8901 | 48.2614 | 48.7021
2028 | SIWEM_PERC | Low Demand Growth+Low Gas Supply+Delayed Build+Low Wind & Solar | 49.3646 | 53.1477 | 53.4302
2029 | SIWEM_PERC | Low Demand Growth+Low Gas Supply+Delayed Build+Low Wind & Solar | 49.9207 | 54.7316 | 54.7316
2030 | SIWEM_PERC | Low Demand Growth+Low Gas Supply+Delayed Build+Low Wind & Solar | 45.8133 | 60.4801 | 73.2824
2031 | SIWEM_PERC | Low Demand Growth+Low Gas Supply+Delayed Build+Low Wind & Solar | 37.4598 | 56.9592 | 71.3698
2032 | SIWEM_PERC | Low Demand Growth+Low Gas Supply+Delayed Build+Low Wind & Solar | 29.7355 | 56.0508 | 75.4493
2033 | SIWEM_PERC | Low Demand Growth+Low Gas Supply+Delayed Build+Low Wind & Solar | 23.8859 | 53.6851 | 77.4796
2034 | SIWEM_PERC | Low Demand Growth+Low Gas Supply+Delayed Build+Low Wind & Solar | 19.0072 | 51.4583 | 74.8859
2035 | SIWEM_PERC | Low Demand Growth+Low Gas Supply+Delayed Build+Low Wind & Solar | 14.0456 | 47.9478 | 71.6131
2026 | NZWEM_PERC | Low Demand Growth+Low Gas Supply+Delayed Build+Constrained Operational Capacity | 20.5799 | 20.5799 | 20.5799
2027 | NZWEM_PERC | Low Demand Growth+Low Gas Supply+Delayed Build+Constrained Operational Capacity | 18.9266 | 19.0762 | 19.2537
2028 | NZWEM_PERC | Low Demand Growth+Low Gas Supply+Delayed Build+Constrained Operational Capacity | 19.8026 | 21.3318 | 21.6646
2029 | NZWEM_PERC | Low Demand Growth+Low Gas Supply+Delayed Build+Constrained Operational Capacity | 20.7978 | 23.8506 | 24.7988
2030 | NZWEM_PERC | Low Demand Growth+Low Gas Supply+Delayed Build+Constrained Operational Capacity | 18.9433 | 28.7015 | 36.95
2031 | NZWEM_PERC | Low Demand Growth+Low Gas Supply+Delayed Build+Constrained Operational Capacity | 15.8693 | 28.7634 | 38.0768
2032 | NZWEM_PERC | Low Demand Growth+Low Gas Supply+Delayed Build+Constrained Operational Capacity | 13.0409 | 26.4532 | 41.7631
2033 | NZWEM_PERC | Low Demand Growth+Low Gas Supply+Delayed Build+Constrained Operational Capacity | 10.8907 | 24.1906 | 45.6478
2034 | NZWEM_PERC | Low Demand Growth+Low Gas Supply+Delayed Build+Constrained Operational Capacity | 9.0862 | 22.5816 | 44.7707
2035 | NZWEM_PERC | Low Demand Growth+Low Gas Supply+Delayed Build+Constrained Operational Capacity | 7.2492 | 20.9691 | 44.5444
2026 | NIWCM | Low Demand Growth+Low Gas Supply+Delayed Build+Constrained Operational Capacity | 373.5029 | 373.5029 | 373.5029
2027 | NIWCM | Low Demand Growth+Low Gas Supply+Delayed Build+Constrained Operational Capacity | 622.7638 | 622.7638 | 622.7638
2028 | NIWCM | Low Demand Growth+Low Gas Supply+Delayed Build+Constrained Operational Capacity | 839.2329 | 839.2329 | 839.2329
2029 | NIWCM | Low Demand Growth+Low Gas Supply+Delayed Build+Constrained Operational Capacity | 833.4055 | 915.296 | 915.296
2030 | NIWCM | Low Demand Growth+Low Gas Supply+Delayed Build+Constrained Operational Capacity | 840.8697 | 1342.2895 | 1454.8857
2031 | NIWCM | Low Demand Growth+Low Gas Supply+Delayed Build+Constrained Operational Capacity | 733.0594 | 1378.029 | 1531.3215
2032 | NIWCM | Low Demand Growth+Low Gas Supply+Delayed Build+Constrained Operational Capacity | 575.3087 | 1275.7043 | 1481.58
2033 | NIWCM | Low Demand Growth+Low Gas Supply+Delayed Build+Constrained Operational Capacity | 395.355 | 1106.9824 | 1368.532
2034 | NIWCM | Low Demand Growth+Low Gas Supply+Delayed Build+Constrained Operational Capacity | 238.7143 | 954.1798 | 1242.0171
2035 | NIWCM | Low Demand Growth+Low Gas Supply+Delayed Build+Constrained Operational Capacity | 186.2094 | 931.2244 | 1230.1146
2026 | SIWEM_PERC | Low Demand Growth+Low Gas Supply+Delayed Build+Constrained Operational Capacity | 50.7882 | 50.7882 | 50.7882
2027 | SIWEM_PERC | Low Demand Growth+Low Gas Supply+Delayed Build+Constrained Operational Capacity | 50.6734 | 50.9775 | 50.9775
2028 | SIWEM_PERC | Low Demand Growth+Low Gas Supply+Delayed Build+Constrained Operational Capacity | 52.3936 | 54.4724 | 54.4724
2029 | SIWEM_PERC | Low Demand Growth+Low Gas Supply+Delayed Build+Constrained Operational Capacity | 50.7926 | 56.1235 | 56.1235
2030 | SIWEM_PERC | Low Demand Growth+Low Gas Supply+Delayed Build+Constrained Operational Capacity | 49.4932 | 62.8199 | 77.0058
2031 | SIWEM_PERC | Low Demand Growth+Low Gas Supply+Delayed Build+Constrained Operational Capacity | 41.5464 | 59.2463 | 75.2142
2032 | SIWEM_PERC | Low Demand Growth+Low Gas Supply+Delayed Build+Constrained Operational Capacity | 33.7481 | 58.492 | 79.987
2033 | SIWEM_PERC | Low Demand Growth+Low Gas Supply+Delayed Build+Constrained Operational Capacity | 27.8345 | 56.0874 | 82.4535
2034 | SIWEM_PERC | Low Demand Growth+Low Gas Supply+Delayed Build+Constrained Operational Capacity | 22.8949 | 53.8235 | 79.7831
2035 | SIWEM_PERC | Low Demand Growth+Low Gas Supply+Delayed Build+Constrained Operational Capacity | 17.8573 | 50.9627 | 76.4144
2026 | NZWEM_PERC | Low Demand Growth+Low Gas Supply+Delayed Build+Constrained Operational Capacity+Low Wind & Solar | 19.6245 | 19.6245 | 19.6245
2027 | NZWEM_PERC | Low Demand Growth+Low Gas Supply+Delayed Build+Constrained Operational Capacity+Low Wind & Solar | 17.9148 | 18.0498 | 18.21
2028 | NZWEM_PERC | Low Demand Growth+Low Gas Supply+Delayed Build+Constrained Operational Capacity+Low Wind & Solar | 18.5284 | 19.9084 | 20.2088
2029 | NZWEM_PERC | Low Demand Growth+Low Gas Supply+Delayed Build+Constrained Operational Capacity+Low Wind & Solar | 19.3543 | 22.1094 | 22.9651
2030 | NZWEM_PERC | Low Demand Growth+Low Gas Supply+Delayed Build+Constrained Operational Capacity+Low Wind & Solar | 17.4062 | 26.2127 | 33.6567
2031 | NZWEM_PERC | Low Demand Growth+Low Gas Supply+Delayed Build+Constrained Operational Capacity+Low Wind & Solar | 14.367 | 26.0035 | 34.4086
2032 | NZWEM_PERC | Low Demand Growth+Low Gas Supply+Delayed Build+Constrained Operational Capacity+Low Wind & Solar | 11.5642 | 23.6684 | 37.5247
2033 | NZWEM_PERC | Low Demand Growth+Low Gas Supply+Delayed Build+Constrained Operational Capacity+Low Wind & Solar | 9.437 | 21.4491 | 40.8526
2034 | NZWEM_PERC | Low Demand Growth+Low Gas Supply+Delayed Build+Constrained Operational Capacity+Low Wind & Solar | 7.6565 | 19.8448 | 39.9466
2035 | NZWEM_PERC | Low Demand Growth+Low Gas Supply+Delayed Build+Constrained Operational Capacity+Low Wind & Solar | 5.8504 | 18.2916 | 39.6428
2026 | NIWCM | Low Demand Growth+Low Gas Supply+Delayed Build+Constrained Operational Capacity+Low Wind & Solar | 373.5029 | 373.5029 | 373.5029
2027 | NIWCM | Low Demand Growth+Low Gas Supply+Delayed Build+Constrained Operational Capacity+Low Wind & Solar | 622.7638 | 622.7638 | 622.7638
2028 | NIWCM | Low Demand Growth+Low Gas Supply+Delayed Build+Constrained Operational Capacity+Low Wind & Solar | 839.2329 | 839.2329 | 839.2329
2029 | NIWCM | Low Demand Growth+Low Gas Supply+Delayed Build+Constrained Operational Capacity+Low Wind & Solar | 833.4055 | 915.296 | 915.296
2030 | NIWCM | Low Demand Growth+Low Gas Supply+Delayed Build+Constrained Operational Capacity+Low Wind & Solar | 840.8697 | 1342.2895 | 1454.8857
2031 | NIWCM | Low Demand Growth+Low Gas Supply+Delayed Build+Constrained Operational Capacity+Low Wind & Solar | 733.0594 | 1378.029 | 1531.3215
2032 | NIWCM | Low Demand Growth+Low Gas Supply+Delayed Build+Constrained Operational Capacity+Low Wind & Solar | 575.3087 | 1275.7043 | 1481.58
2033 | NIWCM | Low Demand Growth+Low Gas Supply+Delayed Build+Constrained Operational Capacity+Low Wind & Solar | 395.355 | 1106.9824 | 1368.532
2034 | NIWCM | Low Demand Growth+Low Gas Supply+Delayed Build+Constrained Operational Capacity+Low Wind & Solar | 238.7143 | 954.1798 | 1242.0171
2035 | NIWCM | Low Demand Growth+Low Gas Supply+Delayed Build+Constrained Operational Capacity+Low Wind & Solar | 186.2094 | 931.2244 | 1230.1146
2026 | SIWEM_PERC | Low Demand Growth+Low Gas Supply+Delayed Build+Constrained Operational Capacity+Low Wind & Solar | 50.4405 | 50.4405 | 50.4405
2027 | SIWEM_PERC | Low Demand Growth+Low Gas Supply+Delayed Build+Constrained Operational Capacity+Low Wind & Solar | 47.8901 | 48.2614 | 48.7021
2028 | SIWEM_PERC | Low Demand Growth+Low Gas Supply+Delayed Build+Constrained Operational Capacity+Low Wind & Solar | 49.3646 | 53.1477 | 53.4302
2029 | SIWEM_PERC | Low Demand Growth+Low Gas Supply+Delayed Build+Constrained Operational Capacity+Low Wind & Solar | 49.9207 | 54.7316 | 54.7316
2030 | SIWEM_PERC | Low Demand Growth+Low Gas Supply+Delayed Build+Constrained Operational Capacity+Low Wind & Solar | 45.8133 | 60.4801 | 73.2824
2031 | SIWEM_PERC | Low Demand Growth+Low Gas Supply+Delayed Build+Constrained Operational Capacity+Low Wind & Solar | 37.4598 | 56.9592 | 71.3698
2032 | SIWEM_PERC | Low Demand Growth+Low Gas Supply+Delayed Build+Constrained Operational Capacity+Low Wind & Solar | 29.7355 | 56.0508 | 75.4493
2033 | SIWEM_PERC | Low Demand Growth+Low Gas Supply+Delayed Build+Constrained Operational Capacity+Low Wind & Solar | 23.8859 | 53.6851 | 77.4796
2034 | SIWEM_PERC | Low Demand Growth+Low Gas Supply+Delayed Build+Constrained Operational Capacity+Low Wind & Solar | 19.0072 | 51.4583 | 74.8859
2035 | SIWEM_PERC | Low Demand Growth+Low Gas Supply+Delayed Build+Constrained Operational Capacity+Low Wind & Solar | 14.0456 | 47.9478 | 71.6131
2026 | NZWEM_PERC | Low Demand Growth+Low Gas Supply+Delayed Build+Upgraded HVDC | 20.5799 | 20.5799 | 20.5799
2027 | NZWEM_PERC | Low Demand Growth+Low Gas Supply+Delayed Build+Upgraded HVDC | 18.9266 | 19.0762 | 19.2537
2028 | NZWEM_PERC | Low Demand Growth+Low Gas Supply+Delayed Build+Upgraded HVDC | 19.8026 | 21.3318 | 21.6646
2029 | NZWEM_PERC | Low Demand Growth+Low Gas Supply+Delayed Build+Upgraded HVDC | 20.7978 | 23.8506 | 24.7988
2030 | NZWEM_PERC | Low Demand Growth+Low Gas Supply+Delayed Build+Upgraded HVDC | 18.9433 | 28.7015 | 36.95
2031 | NZWEM_PERC | Low Demand Growth+Low Gas Supply+Delayed Build+Upgraded HVDC | 15.8693 | 28.7634 | 38.0768
2032 | NZWEM_PERC | Low Demand Growth+Low Gas Supply+Delayed Build+Upgraded HVDC | 13.0409 | 26.4532 | 41.7631
2033 | NZWEM_PERC | Low Demand Growth+Low Gas Supply+Delayed Build+Upgraded HVDC | 10.8907 | 24.1906 | 45.6478
2034 | NZWEM_PERC | Low Demand Growth+Low Gas Supply+Delayed Build+Upgraded HVDC | 9.0862 | 22.5816 | 44.7707
2035 | NZWEM_PERC | Low Demand Growth+Low Gas Supply+Delayed Build+Upgraded HVDC | 7.2492 | 20.9691 | 44.5444
2026 | NIWCM | Low Demand Growth+Low Gas Supply+Delayed Build+Upgraded HVDC | 906.8546 | 906.8546 | 906.8546
2027 | NIWCM | Low Demand Growth+Low Gas Supply+Delayed Build+Upgraded HVDC | 1161.9847 | 1163.9836 | 1166.4561
2028 | NIWCM | Low Demand Growth+Low Gas Supply+Delayed Build+Upgraded HVDC | 1440.6233 | 1459.8351 | 1464.3716
2029 | NIWCM | Low Demand Growth+Low Gas Supply+Delayed Build+Upgraded HVDC | 1465.9933 | 1588.6796 | 1602.2719
2030 | NIWCM | Low Demand Growth+Low Gas Supply+Delayed Build+Upgraded HVDC | 1498.1781 | 2161.9592 | 2331.4701
2031 | NIWCM | Low Demand Growth+Low Gas Supply+Delayed Build+Upgraded HVDC | 1394.1898 | 2292.0689 | 2626.0636
2032 | NIWCM | Low Demand Growth+Low Gas Supply+Delayed Build+Upgraded HVDC | 1242.8989 | 2200.4758 | 2706.0946
2033 | NIWCM | Low Demand Growth+Low Gas Supply+Delayed Build+Upgraded HVDC | 1064.5495 | 2033.2491 | 2758.3251
2034 | NIWCM | Low Demand Growth+Low Gas Supply+Delayed Build+Upgraded HVDC | 908.6189 | 1902.7071 | 2692.5175
2035 | NIWCM | Low Demand Growth+Low Gas Supply+Delayed Build+Upgraded HVDC | 858.3911 | 1885.2721 | 2762.0043
2026 | SIWEM_PERC | Low Demand Growth+Low Gas Supply+Delayed Build+Upgraded HVDC | 50.7882 | 50.7882 | 50.7882
2027 | SIWEM_PERC | Low Demand Growth+Low Gas Supply+Delayed Build+Upgraded HVDC | 50.6734 | 51.0753 | 51.5199
2028 | SIWEM_PERC | Low Demand Growth+Low Gas Supply+Delayed Build+Upgraded HVDC | 52.8162 | 56.8193 | 57.6501
2029 | SIWEM_PERC | Low Demand Growth+Low Gas Supply+Delayed Build+Upgraded HVDC | 54.976 | 63.0524 | 65.413
2030 | SIWEM_PERC | Low Demand Growth+Low Gas Supply+Delayed Build+Upgraded HVDC | 49.9494 | 75.311 | 97.0099
2031 | SIWEM_PERC | Low Demand Growth+Low Gas Supply+Delayed Build+Upgraded HVDC | 41.5464 | 75.0697 | 96.3999
2032 | SIWEM_PERC | Low Demand Growth+Low Gas Supply+Delayed Build+Upgraded HVDC | 33.7481 | 69.1481 | 100.7887
2033 | SIWEM_PERC | Low Demand Growth+Low Gas Supply+Delayed Build+Upgraded HVDC | 27.8345 | 63.2569 | 102.9236
2034 | SIWEM_PERC | Low Demand Growth+Low Gas Supply+Delayed Build+Upgraded HVDC | 22.8949 | 59.0756 | 99.9376
2035 | SIWEM_PERC | Low Demand Growth+Low Gas Supply+Delayed Build+Upgraded HVDC | 17.8573 | 54.8614 | 96.1747
2026 | NZWEM_PERC | Low Demand Growth+Low Gas Supply+Delayed Build+Upgraded HVDC+Low Wind & Solar | 19.6245 | 19.6245 | 19.6245
2027 | NZWEM_PERC | Low Demand Growth+Low Gas Supply+Delayed Build+Upgraded HVDC+Low Wind & Solar | 17.9148 | 18.0498 | 18.21
2028 | NZWEM_PERC | Low Demand Growth+Low Gas Supply+Delayed Build+Upgraded HVDC+Low Wind & Solar | 18.5284 | 19.9084 | 20.2088
2029 | NZWEM_PERC | Low Demand Growth+Low Gas Supply+Delayed Build+Upgraded HVDC+Low Wind & Solar | 19.3543 | 22.1094 | 22.9651
2030 | NZWEM_PERC | Low Demand Growth+Low Gas Supply+Delayed Build+Upgraded HVDC+Low Wind & Solar | 17.4062 | 26.2127 | 33.6567
2031 | NZWEM_PERC | Low Demand Growth+Low Gas Supply+Delayed Build+Upgraded HVDC+Low Wind & Solar | 14.367 | 26.0035 | 34.4086
2032 | NZWEM_PERC | Low Demand Growth+Low Gas Supply+Delayed Build+Upgraded HVDC+Low Wind & Solar | 11.5642 | 23.6684 | 37.5247
2033 | NZWEM_PERC | Low Demand Growth+Low Gas Supply+Delayed Build+Upgraded HVDC+Low Wind & Solar | 9.437 | 21.4491 | 40.8526
2034 | NZWEM_PERC | Low Demand Growth+Low Gas Supply+Delayed Build+Upgraded HVDC+Low Wind & Solar | 7.6565 | 19.8448 | 39.9466
2035 | NZWEM_PERC | Low Demand Growth+Low Gas Supply+Delayed Build+Upgraded HVDC+Low Wind & Solar | 5.8504 | 18.2916 | 39.6428
2026 | NIWCM | Low Demand Growth+Low Gas Supply+Delayed Build+Upgraded HVDC+Low Wind & Solar | 906.8546 | 906.8546 | 906.8546
2027 | NIWCM | Low Demand Growth+Low Gas Supply+Delayed Build+Upgraded HVDC+Low Wind & Solar | 1161.9847 | 1163.9836 | 1166.4561
2028 | NIWCM | Low Demand Growth+Low Gas Supply+Delayed Build+Upgraded HVDC+Low Wind & Solar | 1440.6233 | 1459.8351 | 1464.3716
2029 | NIWCM | Low Demand Growth+Low Gas Supply+Delayed Build+Upgraded HVDC+Low Wind & Solar | 1465.9933 | 1588.6796 | 1602.2719
2030 | NIWCM | Low Demand Growth+Low Gas Supply+Delayed Build+Upgraded HVDC+Low Wind & Solar | 1498.1781 | 2161.9592 | 2331.4701
2031 | NIWCM | Low Demand Growth+Low Gas Supply+Delayed Build+Upgraded HVDC+Low Wind & Solar | 1394.1898 | 2292.0689 | 2626.0636
2032 | NIWCM | Low Demand Growth+Low Gas Supply+Delayed Build+Upgraded HVDC+Low Wind & Solar | 1242.8989 | 2200.4758 | 2706.0946
2033 | NIWCM | Low Demand Growth+Low Gas Supply+Delayed Build+Upgraded HVDC+Low Wind & Solar | 1064.5495 | 2033.2491 | 2758.3251
2034 | NIWCM | Low Demand Growth+Low Gas Supply+Delayed Build+Upgraded HVDC+Low Wind & Solar | 908.6189 | 1902.7071 | 2692.5175
2035 | NIWCM | Low Demand Growth+Low Gas Supply+Delayed Build+Upgraded HVDC+Low Wind & Solar | 858.3911 | 1885.2721 | 2762.0043
2026 | SIWEM_PERC | Low Demand Growth+Low Gas Supply+Delayed Build+Upgraded HVDC+Low Wind & Solar | 50.4405 | 50.4405 | 50.4405
2027 | SIWEM_PERC | Low Demand Growth+Low Gas Supply+Delayed Build+Upgraded HVDC+Low Wind & Solar | 47.8901 | 48.2614 | 48.7021
2028 | SIWEM_PERC | Low Demand Growth+Low Gas Supply+Delayed Build+Upgraded HVDC+Low Wind & Solar | 49.3646 | 53.1477 | 53.9227
2029 | SIWEM_PERC | Low Demand Growth+Low Gas Supply+Delayed Build+Upgraded HVDC+Low Wind & Solar | 51.3046 | 58.5933 | 60.7236
2030 | SIWEM_PERC | Low Demand Growth+Low Gas Supply+Delayed Build+Upgraded HVDC+Low Wind & Solar | 45.8133 | 68.9372 | 88.5197
2031 | SIWEM_PERC | Low Demand Growth+Low Gas Supply+Delayed Build+Upgraded HVDC+Low Wind & Solar | 37.4598 | 68.0285 | 90.1375
2032 | SIWEM_PERC | Low Demand Growth+Low Gas Supply+Delayed Build+Upgraded HVDC+Low Wind & Solar | 29.7355 | 62.0389 | 96.2511
2033 | SIWEM_PERC | Low Demand Growth+Low Gas Supply+Delayed Build+Upgraded HVDC+Low Wind & Solar | 23.8859 | 56.261 | 97.9498
2034 | SIWEM_PERC | Low Demand Growth+Low Gas Supply+Delayed Build+Upgraded HVDC+Low Wind & Solar | 19.0072 | 52.0874 | 95.0404
2035 | SIWEM_PERC | Low Demand Growth+Low Gas Supply+Delayed Build+Upgraded HVDC+Low Wind & Solar | 14.0456 | 47.9478 | 91.3733
2026 | NZWEM_PERC | Low Demand Growth+Low Gas Supply+Delayed Build+Upgraded HVDC+Constrained Operational Capacity | 20.5799 | 20.5799 | 20.5799
2027 | NZWEM_PERC | Low Demand Growth+Low Gas Supply+Delayed Build+Upgraded HVDC+Constrained Operational Capacity | 18.9266 | 19.0762 | 19.2537
2028 | NZWEM_PERC | Low Demand Growth+Low Gas Supply+Delayed Build+Upgraded HVDC+Constrained Operational Capacity | 19.8026 | 21.3318 | 21.6646
2029 | NZWEM_PERC | Low Demand Growth+Low Gas Supply+Delayed Build+Upgraded HVDC+Constrained Operational Capacity | 20.7978 | 23.8506 | 24.7988
2030 | NZWEM_PERC | Low Demand Growth+Low Gas Supply+Delayed Build+Upgraded HVDC+Constrained Operational Capacity | 18.9433 | 28.7015 | 36.95
2031 | NZWEM_PERC | Low Demand Growth+Low Gas Supply+Delayed Build+Upgraded HVDC+Constrained Operational Capacity | 15.8693 | 28.7634 | 38.0768
2032 | NZWEM_PERC | Low Demand Growth+Low Gas Supply+Delayed Build+Upgraded HVDC+Constrained Operational Capacity | 13.0409 | 26.4532 | 41.7631
2033 | NZWEM_PERC | Low Demand Growth+Low Gas Supply+Delayed Build+Upgraded HVDC+Constrained Operational Capacity | 10.8907 | 24.1906 | 45.6478
2034 | NZWEM_PERC | Low Demand Growth+Low Gas Supply+Delayed Build+Upgraded HVDC+Constrained Operational Capacity | 9.0862 | 22.5816 | 44.7707
2035 | NZWEM_PERC | Low Demand Growth+Low Gas Supply+Delayed Build+Upgraded HVDC+Constrained Operational Capacity | 7.2492 | 20.9691 | 44.5444
2026 | NIWCM | Low Demand Growth+Low Gas Supply+Delayed Build+Upgraded HVDC+Constrained Operational Capacity | 373.5029 | 373.5029 | 373.5029
2027 | NIWCM | Low Demand Growth+Low Gas Supply+Delayed Build+Upgraded HVDC+Constrained Operational Capacity | 622.7638 | 622.7638 | 622.7638
2028 | NIWCM | Low Demand Growth+Low Gas Supply+Delayed Build+Upgraded HVDC+Constrained Operational Capacity | 839.2329 | 839.2329 | 839.2329
2029 | NIWCM | Low Demand Growth+Low Gas Supply+Delayed Build+Upgraded HVDC+Constrained Operational Capacity | 833.4055 | 915.296 | 915.296
2030 | NIWCM | Low Demand Growth+Low Gas Supply+Delayed Build+Upgraded HVDC+Constrained Operational Capacity | 840.8697 | 1342.2895 | 1454.8857
2031 | NIWCM | Low Demand Growth+Low Gas Supply+Delayed Build+Upgraded HVDC+Constrained Operational Capacity | 733.0603 | 1378.0255 | 1531.3255
2032 | NIWCM | Low Demand Growth+Low Gas Supply+Delayed Build+Upgraded HVDC+Constrained Operational Capacity | 575.3085 | 1275.7016 | 1481.593
2033 | NIWCM | Low Demand Growth+Low Gas Supply+Delayed Build+Upgraded HVDC+Constrained Operational Capacity | 395.3551 | 1106.9831 | 1368.5384
2034 | NIWCM | Low Demand Growth+Low Gas Supply+Delayed Build+Upgraded HVDC+Constrained Operational Capacity | 238.7143 | 954.1796 | 1242.0147
2035 | NIWCM | Low Demand Growth+Low Gas Supply+Delayed Build+Upgraded HVDC+Constrained Operational Capacity | 186.2094 | 931.2244 | 1230.1153
2026 | SIWEM_PERC | Low Demand Growth+Low Gas Supply+Delayed Build+Upgraded HVDC+Constrained Operational Capacity | 50.7882 | 50.7882 | 50.7882
2027 | SIWEM_PERC | Low Demand Growth+Low Gas Supply+Delayed Build+Upgraded HVDC+Constrained Operational Capacity | 50.6734 | 51.0753 | 51.5199
2028 | SIWEM_PERC | Low Demand Growth+Low Gas Supply+Delayed Build+Upgraded HVDC+Constrained Operational Capacity | 52.8162 | 56.8193 | 57.6501
2029 | SIWEM_PERC | Low Demand Growth+Low Gas Supply+Delayed Build+Upgraded HVDC+Constrained Operational Capacity | 54.976 | 63.0524 | 65.413
2030 | SIWEM_PERC | Low Demand Growth+Low Gas Supply+Delayed Build+Upgraded HVDC+Constrained Operational Capacity | 49.9494 | 75.311 | 97.0099
2031 | SIWEM_PERC | Low Demand Growth+Low Gas Supply+Delayed Build+Upgraded HVDC+Constrained Operational Capacity | 41.5464 | 75.0697 | 96.3999
2032 | SIWEM_PERC | Low Demand Growth+Low Gas Supply+Delayed Build+Upgraded HVDC+Constrained Operational Capacity | 33.7481 | 69.1481 | 100.7887
2033 | SIWEM_PERC | Low Demand Growth+Low Gas Supply+Delayed Build+Upgraded HVDC+Constrained Operational Capacity | 27.8345 | 63.2569 | 102.9236
2034 | SIWEM_PERC | Low Demand Growth+Low Gas Supply+Delayed Build+Upgraded HVDC+Constrained Operational Capacity | 22.8949 | 59.0756 | 99.9376
2035 | SIWEM_PERC | Low Demand Growth+Low Gas Supply+Delayed Build+Upgraded HVDC+Constrained Operational Capacity | 17.8573 | 54.8614 | 96.1747
2026 | NZWEM_PERC | Low Demand Growth+Low Gas Supply+Delayed Build+Upgraded HVDC+Constrained Operational Capacity+Low Wind & Solar | 19.6245 | 19.6245 | 19.6245
2027 | NZWEM_PERC | Low Demand Growth+Low Gas Supply+Delayed Build+Upgraded HVDC+Constrained Operational Capacity+Low Wind & Solar | 17.9148 | 18.0498 | 18.21
2028 | NZWEM_PERC | Low Demand Growth+Low Gas Supply+Delayed Build+Upgraded HVDC+Constrained Operational Capacity+Low Wind & Solar | 18.5284 | 19.9084 | 20.2088
2029 | NZWEM_PERC | Low Demand Growth+Low Gas Supply+Delayed Build+Upgraded HVDC+Constrained Operational Capacity+Low Wind & Solar | 19.3543 | 22.1094 | 22.9651
2030 | NZWEM_PERC | Low Demand Growth+Low Gas Supply+Delayed Build+Upgraded HVDC+Constrained Operational Capacity+Low Wind & Solar | 17.4062 | 26.2127 | 33.6567
2031 | NZWEM_PERC | Low Demand Growth+Low Gas Supply+Delayed Build+Upgraded HVDC+Constrained Operational Capacity+Low Wind & Solar | 14.367 | 26.0035 | 34.4086
2032 | NZWEM_PERC | Low Demand Growth+Low Gas Supply+Delayed Build+Upgraded HVDC+Constrained Operational Capacity+Low Wind & Solar | 11.5642 | 23.6684 | 37.5247
2033 | NZWEM_PERC | Low Demand Growth+Low Gas Supply+Delayed Build+Upgraded HVDC+Constrained Operational Capacity+Low Wind & Solar | 9.437 | 21.4491 | 40.8526
2034 | NZWEM_PERC | Low Demand Growth+Low Gas Supply+Delayed Build+Upgraded HVDC+Constrained Operational Capacity+Low Wind & Solar | 7.6565 | 19.8448 | 39.9466
2035 | NZWEM_PERC | Low Demand Growth+Low Gas Supply+Delayed Build+Upgraded HVDC+Constrained Operational Capacity+Low Wind & Solar | 5.8504 | 18.2916 | 39.6428
2026 | NIWCM | Low Demand Growth+Low Gas Supply+Delayed Build+Upgraded HVDC+Constrained Operational Capacity+Low Wind & Solar | 373.5029 | 373.5029 | 373.5029
2027 | NIWCM | Low Demand Growth+Low Gas Supply+Delayed Build+Upgraded HVDC+Constrained Operational Capacity+Low Wind & Solar | 622.7638 | 622.7638 | 622.7638
2028 | NIWCM | Low Demand Growth+Low Gas Supply+Delayed Build+Upgraded HVDC+Constrained Operational Capacity+Low Wind & Solar | 839.2329 | 839.2329 | 839.2329
2029 | NIWCM | Low Demand Growth+Low Gas Supply+Delayed Build+Upgraded HVDC+Constrained Operational Capacity+Low Wind & Solar | 833.4055 | 915.296 | 915.296
2030 | NIWCM | Low Demand Growth+Low Gas Supply+Delayed Build+Upgraded HVDC+Constrained Operational Capacity+Low Wind & Solar | 840.8697 | 1342.2895 | 1454.8857
2031 | NIWCM | Low Demand Growth+Low Gas Supply+Delayed Build+Upgraded HVDC+Constrained Operational Capacity+Low Wind & Solar | 733.0603 | 1378.0255 | 1531.3255
2032 | NIWCM | Low Demand Growth+Low Gas Supply+Delayed Build+Upgraded HVDC+Constrained Operational Capacity+Low Wind & Solar | 575.3085 | 1275.7016 | 1481.593
2033 | NIWCM | Low Demand Growth+Low Gas Supply+Delayed Build+Upgraded HVDC+Constrained Operational Capacity+Low Wind & Solar | 395.3551 | 1106.9831 | 1368.5384
2034 | NIWCM | Low Demand Growth+Low Gas Supply+Delayed Build+Upgraded HVDC+Constrained Operational Capacity+Low Wind & Solar | 238.7143 | 954.1796 | 1242.0147
2035 | NIWCM | Low Demand Growth+Low Gas Supply+Delayed Build+Upgraded HVDC+Constrained Operational Capacity+Low Wind & Solar | 186.2094 | 931.2244 | 1230.1153
2026 | SIWEM_PERC | Low Demand Growth+Low Gas Supply+Delayed Build+Upgraded HVDC+Constrained Operational Capacity+Low Wind & Solar | 50.4405 | 50.4405 | 50.4405
2027 | SIWEM_PERC | Low Demand Growth+Low Gas Supply+Delayed Build+Upgraded HVDC+Constrained Operational Capacity+Low Wind & Solar | 47.8901 | 48.2614 | 48.7021
2028 | SIWEM_PERC | Low Demand Growth+Low Gas Supply+Delayed Build+Upgraded HVDC+Constrained Operational Capacity+Low Wind & Solar | 49.3646 | 53.1477 | 53.9227
2029 | SIWEM_PERC | Low Demand Growth+Low Gas Supply+Delayed Build+Upgraded HVDC+Constrained Operational Capacity+Low Wind & Solar | 51.3046 | 58.5933 | 60.7236
2030 | SIWEM_PERC | Low Demand Growth+Low Gas Supply+Delayed Build+Upgraded HVDC+Constrained Operational Capacity+Low Wind & Solar | 45.8133 | 68.9372 | 88.5197
2031 | SIWEM_PERC | Low Demand Growth+Low Gas Supply+Delayed Build+Upgraded HVDC+Constrained Operational Capacity+Low Wind & Solar | 37.4598 | 68.0285 | 90.1375
2032 | SIWEM_PERC | Low Demand Growth+Low Gas Supply+Delayed Build+Upgraded HVDC+Constrained Operational Capacity+Low Wind & Solar | 29.7355 | 62.0389 | 96.2511
2033 | SIWEM_PERC | Low Demand Growth+Low Gas Supply+Delayed Build+Upgraded HVDC+Constrained Operational Capacity+Low Wind & Solar | 23.8859 | 56.261 | 97.9498
2034 | SIWEM_PERC | Low Demand Growth+Low Gas Supply+Delayed Build+Upgraded HVDC+Constrained Operational Capacity+Low Wind & Solar | 19.0072 | 52.0874 | 95.0404
2035 | SIWEM_PERC | Low Demand Growth+Low Gas Supply+Delayed Build+Upgraded HVDC+Constrained Operational Capacity+Low Wind & Solar | 14.0456 | 47.9478 | 91.3733
2026 | NZWEM_PERC | Low Demand Growth+Low Gas Supply+Reduced Rankine Availability | 21.086 | 21.1458 | 21.1458
2027 | NZWEM_PERC | Low Demand Growth+Low Gas Supply+Reduced Rankine Availability | 18.0849 | 20.0287 | 20.3648
2028 | NZWEM_PERC | Low Demand Growth+Low Gas Supply+Reduced Rankine Availability | 15.6785 | 24.2715 | 29.0375
2029 | NZWEM_PERC | Low Demand Growth+Low Gas Supply+Reduced Rankine Availability | 13.571 | 25.8225 | 35.5158
2030 | NZWEM_PERC | Low Demand Growth+Low Gas Supply+Reduced Rankine Availability | 10.6283 | 25.1573 | 41.0934
2031 | NZWEM_PERC | Low Demand Growth+Low Gas Supply+Reduced Rankine Availability | 7.7426 | 22.042 | 44.2161
2032 | NZWEM_PERC | Low Demand Growth+Low Gas Supply+Reduced Rankine Availability | 5.0526 | 19.5365 | 42.4536
2033 | NZWEM_PERC | Low Demand Growth+Low Gas Supply+Reduced Rankine Availability | 3.0267 | 17.2853 | 41.7862
2034 | NZWEM_PERC | Low Demand Growth+Low Gas Supply+Reduced Rankine Availability | 1.3517 | 15.8487 | 39.9462
2035 | NZWEM_PERC | Low Demand Growth+Low Gas Supply+Reduced Rankine Availability | -0.31766 | 13.9693 | 37.5446
2026 | NIWCM | Low Demand Growth+Low Gas Supply+Reduced Rankine Availability | 1191.4351 | 1192.2349 | 1192.2349
2027 | NIWCM | Low Demand Growth+Low Gas Supply+Reduced Rankine Availability | 1327.1564 | 1355.0149 | 1359.5514
2028 | NIWCM | Low Demand Growth+Low Gas Supply+Reduced Rankine Availability | 1461.582 | 2021.8616 | 2060.8072
2029 | NIWCM | Low Demand Growth+Low Gas Supply+Reduced Rankine Availability | 1439.5339 | 2249.7561 | 2467.4453
2030 | NIWCM | Low Demand Growth+Low Gas Supply+Reduced Rankine Availability | 1323.5546 | 2234.2366 | 2599.4835
2031 | NIWCM | Low Demand Growth+Low Gas Supply+Reduced Rankine Availability | 1236.7153 | 2193.9154 | 2750.7502
2032 | NIWCM | Low Demand Growth+Low Gas Supply+Reduced Rankine Availability | 1085.4408 | 2084.2196 | 2690.9332
2033 | NIWCM | Low Demand Growth+Low Gas Supply+Reduced Rankine Availability | 834.1486 | 1847.8863 | 2548.9956
2034 | NIWCM | Low Demand Growth+Low Gas Supply+Reduced Rankine Availability | 678.2192 | 1742.3102 | 2546.8825
2035 | NIWCM | Low Demand Growth+Low Gas Supply+Reduced Rankine Availability | 627.991 | 1707.2202 | 2536.9008
2026 | SIWEM_PERC | Low Demand Growth+Low Gas Supply+Reduced Rankine Availability | 55.9618 | 55.9618 | 55.9618
2027 | SIWEM_PERC | Low Demand Growth+Low Gas Supply+Reduced Rankine Availability | 48.3579 | 53.7053 | 54.6297
2028 | SIWEM_PERC | Low Demand Growth+Low Gas Supply+Reduced Rankine Availability | 41.5522 | 65.1082 | 76.4172
2029 | SIWEM_PERC | Low Demand Growth+Low Gas Supply+Reduced Rankine Availability | 35.63 | 66.3794 | 83.0811
2030 | SIWEM_PERC | Low Demand Growth+Low Gas Supply+Reduced Rankine Availability | 27.3772 | 64.9092 | 87.3057
2031 | SIWEM_PERC | Low Demand Growth+Low Gas Supply+Reduced Rankine Availability | 22.4604 | 58.3382 | 88.5761
2032 | SIWEM_PERC | Low Demand Growth+Low Gas Supply+Reduced Rankine Availability | 20.3674 | 51.3989 | 85.2852
2033 | SIWEM_PERC | Low Demand Growth+Low Gas Supply+Reduced Rankine Availability | 18.5707 | 45.2039 | 82.4535
2034 | SIWEM_PERC | Low Demand Growth+Low Gas Supply+Reduced Rankine Availability | 16.8853 | 41.2831 | 79.7831
2035 | SIWEM_PERC | Low Demand Growth+Low Gas Supply+Reduced Rankine Availability | 14.7472 | 36.1696 | 76.4144
2026 | NZWEM_PERC | Low Demand Growth+Low Gas Supply+Reduced Rankine Availability+Low Wind & Solar | 19.8302 | 19.8842 | 19.8842
2027 | NZWEM_PERC | Low Demand Growth+Low Gas Supply+Reduced Rankine Availability+Low Wind & Solar | 16.6593 | 18.4136 | 18.7169
2028 | NZWEM_PERC | Low Demand Growth+Low Gas Supply+Reduced Rankine Availability+Low Wind & Solar | 14.1452 | 21.9002 | 26.2014
2029 | NZWEM_PERC | Low Demand Growth+Low Gas Supply+Reduced Rankine Availability+Low Wind & Solar | 12.0075 | 23.064 | 31.8119
2030 | NZWEM_PERC | Low Demand Growth+Low Gas Supply+Reduced Rankine Availability+Low Wind & Solar | 9.0912 | 22.2586 | 36.6817
2031 | NZWEM_PERC | Low Demand Growth+Low Gas Supply+Reduced Rankine Availability+Low Wind & Solar | 6.2404 | 19.2089 | 39.2607
2032 | NZWEM_PERC | Low Demand Growth+Low Gas Supply+Reduced Rankine Availability+Low Wind & Solar | 3.576 | 16.71 | 37.4713
2033 | NZWEM_PERC | Low Demand Growth+Low Gas Supply+Reduced Rankine Availability+Low Wind & Solar | 1.573 | 14.5027 | 36.6921
2034 | NZWEM_PERC | Low Demand Growth+Low Gas Supply+Reduced Rankine Availability+Low Wind & Solar | -0.078019 | 13.1119 | 34.936
2035 | NZWEM_PERC | Low Demand Growth+Low Gas Supply+Reduced Rankine Availability+Low Wind & Solar | -1.7164 | 11.2918 | 32.643
2026 | NIWCM | Low Demand Growth+Low Gas Supply+Reduced Rankine Availability+Low Wind & Solar | 1191.4351 | 1192.2349 | 1192.2349
2027 | NIWCM | Low Demand Growth+Low Gas Supply+Reduced Rankine Availability+Low Wind & Solar | 1327.1564 | 1355.0149 | 1359.5514
2028 | NIWCM | Low Demand Growth+Low Gas Supply+Reduced Rankine Availability+Low Wind & Solar | 1461.582 | 2021.8616 | 2060.8072
2029 | NIWCM | Low Demand Growth+Low Gas Supply+Reduced Rankine Availability+Low Wind & Solar | 1439.5339 | 2249.7561 | 2467.4453
2030 | NIWCM | Low Demand Growth+Low Gas Supply+Reduced Rankine Availability+Low Wind & Solar | 1323.5546 | 2234.2366 | 2599.4835
2031 | NIWCM | Low Demand Growth+Low Gas Supply+Reduced Rankine Availability+Low Wind & Solar | 1236.7153 | 2193.9154 | 2750.7502
2032 | NIWCM | Low Demand Growth+Low Gas Supply+Reduced Rankine Availability+Low Wind & Solar | 1085.4408 | 2084.2196 | 2690.9332
2033 | NIWCM | Low Demand Growth+Low Gas Supply+Reduced Rankine Availability+Low Wind & Solar | 834.1486 | 1847.8863 | 2548.9956
2034 | NIWCM | Low Demand Growth+Low Gas Supply+Reduced Rankine Availability+Low Wind & Solar | 678.2192 | 1742.3102 | 2546.8825
2035 | NIWCM | Low Demand Growth+Low Gas Supply+Reduced Rankine Availability+Low Wind & Solar | 627.991 | 1707.2202 | 2536.9008
2026 | SIWEM_PERC | Low Demand Growth+Low Gas Supply+Reduced Rankine Availability+Low Wind & Solar | 53.481 | 53.6304 | 53.6304
2027 | SIWEM_PERC | Low Demand Growth+Low Gas Supply+Reduced Rankine Availability+Low Wind & Solar | 44.4364 | 49.2622 | 50.0965
2028 | SIWEM_PERC | Low Demand Growth+Low Gas Supply+Reduced Rankine Availability+Low Wind & Solar | 37.3492 | 58.6077 | 70.3984
2029 | SIWEM_PERC | Low Demand Growth+Low Gas Supply+Reduced Rankine Availability+Low Wind & Solar | 31.3556 | 61.582 | 79.06
2030 | SIWEM_PERC | Low Demand Growth+Low Gas Supply+Reduced Rankine Availability+Low Wind & Solar | 24.1457 | 59.0118 | 82.5777
2031 | SIWEM_PERC | Low Demand Growth+Low Gas Supply+Reduced Rankine Availability+Low Wind & Solar | 21.4438 | 50.6313 | 83.4284
2032 | SIWEM_PERC | Low Demand Growth+Low Gas Supply+Reduced Rankine Availability+Low Wind & Solar | 19.3693 | 43.7182 | 80.2308
2033 | SIWEM_PERC | Low Demand Growth+Low Gas Supply+Reduced Rankine Availability+Low Wind & Solar | 17.5885 | 37.6456 | 77.4796
2034 | SIWEM_PERC | Low Demand Growth+Low Gas Supply+Reduced Rankine Availability+Low Wind & Solar | 15.9182 | 33.8414 | 74.8859
2035 | SIWEM_PERC | Low Demand Growth+Low Gas Supply+Reduced Rankine Availability+Low Wind & Solar | 13.799 | 28.8734 | 71.6131
2026 | NZWEM_PERC | Low Demand Growth+Low Gas Supply+Reduced Rankine Availability+Constrained Operational Capacity | 21.086 | 21.1458 | 21.1458
2027 | NZWEM_PERC | Low Demand Growth+Low Gas Supply+Reduced Rankine Availability+Constrained Operational Capacity | 18.0849 | 20.0287 | 20.3648
2028 | NZWEM_PERC | Low Demand Growth+Low Gas Supply+Reduced Rankine Availability+Constrained Operational Capacity | 15.6785 | 24.2715 | 29.0375
2029 | NZWEM_PERC | Low Demand Growth+Low Gas Supply+Reduced Rankine Availability+Constrained Operational Capacity | 13.571 | 25.8225 | 35.5158
2030 | NZWEM_PERC | Low Demand Growth+Low Gas Supply+Reduced Rankine Availability+Constrained Operational Capacity | 10.6283 | 25.1573 | 41.0934
2031 | NZWEM_PERC | Low Demand Growth+Low Gas Supply+Reduced Rankine Availability+Constrained Operational Capacity | 7.7426 | 22.042 | 44.2161
2032 | NZWEM_PERC | Low Demand Growth+Low Gas Supply+Reduced Rankine Availability+Constrained Operational Capacity | 5.0526 | 19.5365 | 42.4536
2033 | NZWEM_PERC | Low Demand Growth+Low Gas Supply+Reduced Rankine Availability+Constrained Operational Capacity | 3.0267 | 17.2853 | 41.7862
2034 | NZWEM_PERC | Low Demand Growth+Low Gas Supply+Reduced Rankine Availability+Constrained Operational Capacity | 1.3517 | 15.8487 | 39.9462
2035 | NZWEM_PERC | Low Demand Growth+Low Gas Supply+Reduced Rankine Availability+Constrained Operational Capacity | -0.31766 | 13.9693 | 37.5446
2026 | NIWCM | Low Demand Growth+Low Gas Supply+Reduced Rankine Availability+Constrained Operational Capacity | 604.1196 | 604.1196 | 604.1196
2027 | NIWCM | Low Demand Growth+Low Gas Supply+Reduced Rankine Availability+Constrained Operational Capacity | 709.2101 | 713.0979 | 713.0979
2028 | NIWCM | Low Demand Growth+Low Gas Supply+Reduced Rankine Availability+Constrained Operational Capacity | 818.3594 | 1305.8788 | 1312.9608
2029 | NIWCM | Low Demand Growth+Low Gas Supply+Reduced Rankine Availability+Constrained Operational Capacity | 782.4328 | 1423.8944 | 1576.8858
2030 | NIWCM | Low Demand Growth+Low Gas Supply+Reduced Rankine Availability+Constrained Operational Capacity | 666.2462 | 1383.6679 | 1589.3647
2031 | NIWCM | Low Demand Growth+Low Gas Supply+Reduced Rankine Availability+Constrained Operational Capacity | 575.5979 | 1304.9563 | 1564.7785
2032 | NIWCM | Low Demand Growth+Low Gas Supply+Reduced Rankine Availability+Constrained Operational Capacity | 417.8472 | 1157.032 | 1437.3894
2033 | NIWCM | Low Demand Growth+Low Gas Supply+Reduced Rankine Availability+Constrained Operational Capacity | 164.955 | 907.0416 | 1200.0437
2034 | NIWCM | Low Demand Growth+Low Gas Supply+Reduced Rankine Availability+Constrained Operational Capacity | 8.3143 | 793.869 | 1168.9353
2035 | NIWCM | Low Demand Growth+Low Gas Supply+Reduced Rankine Availability+Constrained Operational Capacity | -44.1906 | 753.1564 | 1129.2756
2026 | SIWEM_PERC | Low Demand Growth+Low Gas Supply+Reduced Rankine Availability+Constrained Operational Capacity | 55.9618 | 55.9618 | 55.9618
2027 | SIWEM_PERC | Low Demand Growth+Low Gas Supply+Reduced Rankine Availability+Constrained Operational Capacity | 48.3579 | 53.7053 | 54.6297
2028 | SIWEM_PERC | Low Demand Growth+Low Gas Supply+Reduced Rankine Availability+Constrained Operational Capacity | 41.5522 | 65.1082 | 76.4172
2029 | SIWEM_PERC | Low Demand Growth+Low Gas Supply+Reduced Rankine Availability+Constrained Operational Capacity | 35.63 | 66.3794 | 83.0811
2030 | SIWEM_PERC | Low Demand Growth+Low Gas Supply+Reduced Rankine Availability+Constrained Operational Capacity | 27.3772 | 64.9092 | 87.3057
2031 | SIWEM_PERC | Low Demand Growth+Low Gas Supply+Reduced Rankine Availability+Constrained Operational Capacity | 22.4604 | 58.3382 | 88.5761
2032 | SIWEM_PERC | Low Demand Growth+Low Gas Supply+Reduced Rankine Availability+Constrained Operational Capacity | 20.3674 | 51.3989 | 85.2852
2033 | SIWEM_PERC | Low Demand Growth+Low Gas Supply+Reduced Rankine Availability+Constrained Operational Capacity | 18.5707 | 45.2039 | 82.4535
2034 | SIWEM_PERC | Low Demand Growth+Low Gas Supply+Reduced Rankine Availability+Constrained Operational Capacity | 16.8853 | 41.2831 | 79.7831
2035 | SIWEM_PERC | Low Demand Growth+Low Gas Supply+Reduced Rankine Availability+Constrained Operational Capacity | 14.7472 | 36.1696 | 76.4144
2026 | NZWEM_PERC | Low Demand Growth+Low Gas Supply+Reduced Rankine Availability+Constrained Operational Capacity+Low Wind & Solar | 19.8302 | 19.8842 | 19.8842
2027 | NZWEM_PERC | Low Demand Growth+Low Gas Supply+Reduced Rankine Availability+Constrained Operational Capacity+Low Wind & Solar | 16.6593 | 18.4136 | 18.7169
2028 | NZWEM_PERC | Low Demand Growth+Low Gas Supply+Reduced Rankine Availability+Constrained Operational Capacity+Low Wind & Solar | 14.1452 | 21.9002 | 26.2014
2029 | NZWEM_PERC | Low Demand Growth+Low Gas Supply+Reduced Rankine Availability+Constrained Operational Capacity+Low Wind & Solar | 12.0075 | 23.064 | 31.8119
2030 | NZWEM_PERC | Low Demand Growth+Low Gas Supply+Reduced Rankine Availability+Constrained Operational Capacity+Low Wind & Solar | 9.0912 | 22.2586 | 36.6817
2031 | NZWEM_PERC | Low Demand Growth+Low Gas Supply+Reduced Rankine Availability+Constrained Operational Capacity+Low Wind & Solar | 6.2404 | 19.2089 | 39.2607
2032 | NZWEM_PERC | Low Demand Growth+Low Gas Supply+Reduced Rankine Availability+Constrained Operational Capacity+Low Wind & Solar | 3.576 | 16.71 | 37.4713
2033 | NZWEM_PERC | Low Demand Growth+Low Gas Supply+Reduced Rankine Availability+Constrained Operational Capacity+Low Wind & Solar | 1.573 | 14.5027 | 36.6921
2034 | NZWEM_PERC | Low Demand Growth+Low Gas Supply+Reduced Rankine Availability+Constrained Operational Capacity+Low Wind & Solar | -0.078019 | 13.1119 | 34.936
2035 | NZWEM_PERC | Low Demand Growth+Low Gas Supply+Reduced Rankine Availability+Constrained Operational Capacity+Low Wind & Solar | -1.7164 | 11.2918 | 32.643
2026 | NIWCM | Low Demand Growth+Low Gas Supply+Reduced Rankine Availability+Constrained Operational Capacity+Low Wind & Solar | 604.1196 | 604.1196 | 604.1196
2027 | NIWCM | Low Demand Growth+Low Gas Supply+Reduced Rankine Availability+Constrained Operational Capacity+Low Wind & Solar | 709.2101 | 713.0979 | 713.0979
2028 | NIWCM | Low Demand Growth+Low Gas Supply+Reduced Rankine Availability+Constrained Operational Capacity+Low Wind & Solar | 818.3594 | 1305.8788 | 1312.9608
2029 | NIWCM | Low Demand Growth+Low Gas Supply+Reduced Rankine Availability+Constrained Operational Capacity+Low Wind & Solar | 782.4328 | 1423.8944 | 1576.8858
2030 | NIWCM | Low Demand Growth+Low Gas Supply+Reduced Rankine Availability+Constrained Operational Capacity+Low Wind & Solar | 666.2462 | 1383.6679 | 1589.3647
2031 | NIWCM | Low Demand Growth+Low Gas Supply+Reduced Rankine Availability+Constrained Operational Capacity+Low Wind & Solar | 575.5979 | 1304.9563 | 1564.7785
2032 | NIWCM | Low Demand Growth+Low Gas Supply+Reduced Rankine Availability+Constrained Operational Capacity+Low Wind & Solar | 417.8472 | 1157.032 | 1437.3894
2033 | NIWCM | Low Demand Growth+Low Gas Supply+Reduced Rankine Availability+Constrained Operational Capacity+Low Wind & Solar | 164.955 | 907.0416 | 1200.0437
2034 | NIWCM | Low Demand Growth+Low Gas Supply+Reduced Rankine Availability+Constrained Operational Capacity+Low Wind & Solar | 8.3143 | 793.869 | 1168.9353
2035 | NIWCM | Low Demand Growth+Low Gas Supply+Reduced Rankine Availability+Constrained Operational Capacity+Low Wind & Solar | -44.1906 | 753.1564 | 1129.2756
2026 | SIWEM_PERC | Low Demand Growth+Low Gas Supply+Reduced Rankine Availability+Constrained Operational Capacity+Low Wind & Solar | 53.481 | 53.6304 | 53.6304
2027 | SIWEM_PERC | Low Demand Growth+Low Gas Supply+Reduced Rankine Availability+Constrained Operational Capacity+Low Wind & Solar | 44.4364 | 49.2622 | 50.0965
2028 | SIWEM_PERC | Low Demand Growth+Low Gas Supply+Reduced Rankine Availability+Constrained Operational Capacity+Low Wind & Solar | 37.3492 | 58.6077 | 70.3984
2029 | SIWEM_PERC | Low Demand Growth+Low Gas Supply+Reduced Rankine Availability+Constrained Operational Capacity+Low Wind & Solar | 31.3556 | 61.582 | 79.06
2030 | SIWEM_PERC | Low Demand Growth+Low Gas Supply+Reduced Rankine Availability+Constrained Operational Capacity+Low Wind & Solar | 24.1457 | 59.0118 | 82.5777
2031 | SIWEM_PERC | Low Demand Growth+Low Gas Supply+Reduced Rankine Availability+Constrained Operational Capacity+Low Wind & Solar | 21.4438 | 50.6313 | 83.4284
2032 | SIWEM_PERC | Low Demand Growth+Low Gas Supply+Reduced Rankine Availability+Constrained Operational Capacity+Low Wind & Solar | 19.3693 | 43.7182 | 80.2308
2033 | SIWEM_PERC | Low Demand Growth+Low Gas Supply+Reduced Rankine Availability+Constrained Operational Capacity+Low Wind & Solar | 17.5885 | 37.6456 | 77.4796
2034 | SIWEM_PERC | Low Demand Growth+Low Gas Supply+Reduced Rankine Availability+Constrained Operational Capacity+Low Wind & Solar | 15.9182 | 33.8414 | 74.8859
2035 | SIWEM_PERC | Low Demand Growth+Low Gas Supply+Reduced Rankine Availability+Constrained Operational Capacity+Low Wind & Solar | 13.799 | 28.8734 | 71.6131
2026 | NZWEM_PERC | Low Demand Growth+Low Gas Supply+Reduced Rankine Availability+Upgraded HVDC | 21.086 | 21.1458 | 21.1458
2027 | NZWEM_PERC | Low Demand Growth+Low Gas Supply+Reduced Rankine Availability+Upgraded HVDC | 18.0849 | 20.0287 | 20.3648
2028 | NZWEM_PERC | Low Demand Growth+Low Gas Supply+Reduced Rankine Availability+Upgraded HVDC | 15.6785 | 24.2715 | 29.0375
2029 | NZWEM_PERC | Low Demand Growth+Low Gas Supply+Reduced Rankine Availability+Upgraded HVDC | 13.571 | 25.8225 | 35.5158
2030 | NZWEM_PERC | Low Demand Growth+Low Gas Supply+Reduced Rankine Availability+Upgraded HVDC | 10.6283 | 25.1573 | 41.0934
2031 | NZWEM_PERC | Low Demand Growth+Low Gas Supply+Reduced Rankine Availability+Upgraded HVDC | 7.7426 | 22.042 | 44.2161
2032 | NZWEM_PERC | Low Demand Growth+Low Gas Supply+Reduced Rankine Availability+Upgraded HVDC | 5.0526 | 19.5365 | 42.4536
2033 | NZWEM_PERC | Low Demand Growth+Low Gas Supply+Reduced Rankine Availability+Upgraded HVDC | 3.0267 | 17.2853 | 41.7862
2034 | NZWEM_PERC | Low Demand Growth+Low Gas Supply+Reduced Rankine Availability+Upgraded HVDC | 1.3517 | 15.8487 | 39.9462
2035 | NZWEM_PERC | Low Demand Growth+Low Gas Supply+Reduced Rankine Availability+Upgraded HVDC | -0.31766 | 13.9693 | 37.5446
2026 | NIWCM | Low Demand Growth+Low Gas Supply+Reduced Rankine Availability+Upgraded HVDC | 1191.4351 | 1192.2349 | 1192.2349
2027 | NIWCM | Low Demand Growth+Low Gas Supply+Reduced Rankine Availability+Upgraded HVDC | 1327.1564 | 1355.0149 | 1359.5514
2028 | NIWCM | Low Demand Growth+Low Gas Supply+Reduced Rankine Availability+Upgraded HVDC | 1461.582 | 2021.8616 | 2060.8072
2029 | NIWCM | Low Demand Growth+Low Gas Supply+Reduced Rankine Availability+Upgraded HVDC | 1439.5339 | 2249.7561 | 2467.4453
2030 | NIWCM | Low Demand Growth+Low Gas Supply+Reduced Rankine Availability+Upgraded HVDC | 1323.5546 | 2234.2366 | 2599.4835
2031 | NIWCM | Low Demand Growth+Low Gas Supply+Reduced Rankine Availability+Upgraded HVDC | 1236.7283 | 2232.003 | 2874.2501
2032 | NIWCM | Low Demand Growth+Low Gas Supply+Reduced Rankine Availability+Upgraded HVDC | 1085.4374 | 2096.3835 | 2814.5686
2033 | NIWCM | Low Demand Growth+Low Gas Supply+Reduced Rankine Availability+Upgraded HVDC | 834.1495 | 1847.8883 | 2672.3668
2034 | NIWCM | Low Demand Growth+Low Gas Supply+Reduced Rankine Availability+Upgraded HVDC | 678.2189 | 1742.3963 | 2676.6357
2035 | NIWCM | Low Demand Growth+Low Gas Supply+Reduced Rankine Availability+Upgraded HVDC | 627.9911 | 1707.2041 | 2661.1653
2026 | SIWEM_PERC | Low Demand Growth+Low Gas Supply+Reduced Rankine Availability+Upgraded HVDC | 55.9618 | 55.9618 | 55.9618
2027 | SIWEM_PERC | Low Demand Growth+Low Gas Supply+Reduced Rankine Availability+Upgraded HVDC | 48.3579 | 53.7053 | 54.6297
2028 | SIWEM_PERC | Low Demand Growth+Low Gas Supply+Reduced Rankine Availability+Upgraded HVDC | 41.5522 | 65.1082 | 78.0162
2029 | SIWEM_PERC | Low Demand Growth+Low Gas Supply+Reduced Rankine Availability+Upgraded HVDC | 35.63 | 68.878 | 94.5021
2030 | SIWEM_PERC | Low Demand Growth+Low Gas Supply+Reduced Rankine Availability+Upgraded HVDC | 27.3772 | 66.7189 | 108.1934
2031 | SIWEM_PERC | Low Demand Growth+Low Gas Supply+Reduced Rankine Availability+Upgraded HVDC | 22.4604 | 58.3382 | 109.7617
2032 | SIWEM_PERC | Low Demand Growth+Low Gas Supply+Reduced Rankine Availability+Upgraded HVDC | 20.3674 | 51.3989 | 106.087
2033 | SIWEM_PERC | Low Demand Growth+Low Gas Supply+Reduced Rankine Availability+Upgraded HVDC | 18.5707 | 45.2039 | 102.9236
2034 | SIWEM_PERC | Low Demand Growth+Low Gas Supply+Reduced Rankine Availability+Upgraded HVDC | 16.8853 | 41.2831 | 99.9376
2035 | SIWEM_PERC | Low Demand Growth+Low Gas Supply+Reduced Rankine Availability+Upgraded HVDC | 14.7472 | 36.1696 | 96.1747
2026 | NZWEM_PERC | Low Demand Growth+Low Gas Supply+Reduced Rankine Availability+Upgraded HVDC+Low Wind & Solar | 19.8302 | 19.8842 | 19.8842
2027 | NZWEM_PERC | Low Demand Growth+Low Gas Supply+Reduced Rankine Availability+Upgraded HVDC+Low Wind & Solar | 16.6593 | 18.4136 | 18.7169
2028 | NZWEM_PERC | Low Demand Growth+Low Gas Supply+Reduced Rankine Availability+Upgraded HVDC+Low Wind & Solar | 14.1452 | 21.9002 | 26.2014
2029 | NZWEM_PERC | Low Demand Growth+Low Gas Supply+Reduced Rankine Availability+Upgraded HVDC+Low Wind & Solar | 12.0075 | 23.064 | 31.8119
2030 | NZWEM_PERC | Low Demand Growth+Low Gas Supply+Reduced Rankine Availability+Upgraded HVDC+Low Wind & Solar | 9.0912 | 22.2586 | 36.6817
2031 | NZWEM_PERC | Low Demand Growth+Low Gas Supply+Reduced Rankine Availability+Upgraded HVDC+Low Wind & Solar | 6.2404 | 19.2089 | 39.2607
2032 | NZWEM_PERC | Low Demand Growth+Low Gas Supply+Reduced Rankine Availability+Upgraded HVDC+Low Wind & Solar | 3.576 | 16.71 | 37.4713
2033 | NZWEM_PERC | Low Demand Growth+Low Gas Supply+Reduced Rankine Availability+Upgraded HVDC+Low Wind & Solar | 1.573 | 14.5027 | 36.6921
2034 | NZWEM_PERC | Low Demand Growth+Low Gas Supply+Reduced Rankine Availability+Upgraded HVDC+Low Wind & Solar | -0.078019 | 13.1119 | 34.936
2035 | NZWEM_PERC | Low Demand Growth+Low Gas Supply+Reduced Rankine Availability+Upgraded HVDC+Low Wind & Solar | -1.7164 | 11.2918 | 32.643
2026 | NIWCM | Low Demand Growth+Low Gas Supply+Reduced Rankine Availability+Upgraded HVDC+Low Wind & Solar | 1191.4351 | 1192.2349 | 1192.2349
2027 | NIWCM | Low Demand Growth+Low Gas Supply+Reduced Rankine Availability+Upgraded HVDC+Low Wind & Solar | 1327.1564 | 1355.0149 | 1359.5514
2028 | NIWCM | Low Demand Growth+Low Gas Supply+Reduced Rankine Availability+Upgraded HVDC+Low Wind & Solar | 1461.582 | 2021.8616 | 2060.8072
2029 | NIWCM | Low Demand Growth+Low Gas Supply+Reduced Rankine Availability+Upgraded HVDC+Low Wind & Solar | 1439.5339 | 2249.7561 | 2467.4453
2030 | NIWCM | Low Demand Growth+Low Gas Supply+Reduced Rankine Availability+Upgraded HVDC+Low Wind & Solar | 1323.5546 | 2234.2366 | 2599.4835
2031 | NIWCM | Low Demand Growth+Low Gas Supply+Reduced Rankine Availability+Upgraded HVDC+Low Wind & Solar | 1236.7283 | 2232.003 | 2874.2501
2032 | NIWCM | Low Demand Growth+Low Gas Supply+Reduced Rankine Availability+Upgraded HVDC+Low Wind & Solar | 1085.4374 | 2096.3835 | 2814.5686
2033 | NIWCM | Low Demand Growth+Low Gas Supply+Reduced Rankine Availability+Upgraded HVDC+Low Wind & Solar | 834.1495 | 1847.8883 | 2672.3668
2034 | NIWCM | Low Demand Growth+Low Gas Supply+Reduced Rankine Availability+Upgraded HVDC+Low Wind & Solar | 678.2189 | 1742.3963 | 2676.6357
2035 | NIWCM | Low Demand Growth+Low Gas Supply+Reduced Rankine Availability+Upgraded HVDC+Low Wind & Solar | 627.9911 | 1707.2041 | 2661.1653
2026 | SIWEM_PERC | Low Demand Growth+Low Gas Supply+Reduced Rankine Availability+Upgraded HVDC+Low Wind & Solar | 53.481 | 53.6304 | 53.6304
2027 | SIWEM_PERC | Low Demand Growth+Low Gas Supply+Reduced Rankine Availability+Upgraded HVDC+Low Wind & Solar | 44.4364 | 49.2622 | 50.0965
2028 | SIWEM_PERC | Low Demand Growth+Low Gas Supply+Reduced Rankine Availability+Upgraded HVDC+Low Wind & Solar | 37.3492 | 58.6077 | 70.3984
2029 | SIWEM_PERC | Low Demand Growth+Low Gas Supply+Reduced Rankine Availability+Upgraded HVDC+Low Wind & Solar | 31.3556 | 61.582 | 84.9218
2030 | SIWEM_PERC | Low Demand Growth+Low Gas Supply+Reduced Rankine Availability+Upgraded HVDC+Low Wind & Solar | 24.1457 | 59.0118 | 96.8432
2031 | SIWEM_PERC | Low Demand Growth+Low Gas Supply+Reduced Rankine Availability+Upgraded HVDC+Low Wind & Solar | 21.4438 | 50.6313 | 103.2348
2032 | SIWEM_PERC | Low Demand Growth+Low Gas Supply+Reduced Rankine Availability+Upgraded HVDC+Low Wind & Solar | 19.3693 | 43.7182 | 98.3548
2033 | SIWEM_PERC | Low Demand Growth+Low Gas Supply+Reduced Rankine Availability+Upgraded HVDC+Low Wind & Solar | 17.5885 | 37.6456 | 96.0915
2034 | SIWEM_PERC | Low Demand Growth+Low Gas Supply+Reduced Rankine Availability+Upgraded HVDC+Low Wind & Solar | 15.9182 | 33.8414 | 91.5491
2035 | SIWEM_PERC | Low Demand Growth+Low Gas Supply+Reduced Rankine Availability+Upgraded HVDC+Low Wind & Solar | 13.799 | 28.8734 | 85.6754
2026 | NZWEM_PERC | Low Demand Growth+Low Gas Supply+Reduced Rankine Availability+Upgraded HVDC+Constrained Operational Capacity | 21.086 | 21.1458 | 21.1458
2027 | NZWEM_PERC | Low Demand Growth+Low Gas Supply+Reduced Rankine Availability+Upgraded HVDC+Constrained Operational Capacity | 18.0849 | 20.0287 | 20.3648
2028 | NZWEM_PERC | Low Demand Growth+Low Gas Supply+Reduced Rankine Availability+Upgraded HVDC+Constrained Operational Capacity | 15.6785 | 24.2715 | 29.0375
2029 | NZWEM_PERC | Low Demand Growth+Low Gas Supply+Reduced Rankine Availability+Upgraded HVDC+Constrained Operational Capacity | 13.571 | 25.8225 | 35.5158
2030 | NZWEM_PERC | Low Demand Growth+Low Gas Supply+Reduced Rankine Availability+Upgraded HVDC+Constrained Operational Capacity | 10.6283 | 25.1573 | 41.0934
2031 | NZWEM_PERC | Low Demand Growth+Low Gas Supply+Reduced Rankine Availability+Upgraded HVDC+Constrained Operational Capacity | 7.7426 | 22.042 | 44.2161
2032 | NZWEM_PERC | Low Demand Growth+Low Gas Supply+Reduced Rankine Availability+Upgraded HVDC+Constrained Operational Capacity | 5.0526 | 19.5365 | 42.4536
2033 | NZWEM_PERC | Low Demand Growth+Low Gas Supply+Reduced Rankine Availability+Upgraded HVDC+Constrained Operational Capacity | 3.0267 | 17.2853 | 41.7862
2034 | NZWEM_PERC | Low Demand Growth+Low Gas Supply+Reduced Rankine Availability+Upgraded HVDC+Constrained Operational Capacity | 1.3517 | 15.8487 | 39.9462
2035 | NZWEM_PERC | Low Demand Growth+Low Gas Supply+Reduced Rankine Availability+Upgraded HVDC+Constrained Operational Capacity | -0.31766 | 13.9693 | 37.5446
2026 | NIWCM | Low Demand Growth+Low Gas Supply+Reduced Rankine Availability+Upgraded HVDC+Constrained Operational Capacity | 604.1196 | 604.1196 | 604.1196
2027 | NIWCM | Low Demand Growth+Low Gas Supply+Reduced Rankine Availability+Upgraded HVDC+Constrained Operational Capacity | 709.2101 | 713.0979 | 713.0979
2028 | NIWCM | Low Demand Growth+Low Gas Supply+Reduced Rankine Availability+Upgraded HVDC+Constrained Operational Capacity | 818.3594 | 1305.8788 | 1312.9608
2029 | NIWCM | Low Demand Growth+Low Gas Supply+Reduced Rankine Availability+Upgraded HVDC+Constrained Operational Capacity | 782.4328 | 1423.8944 | 1576.8858
2030 | NIWCM | Low Demand Growth+Low Gas Supply+Reduced Rankine Availability+Upgraded HVDC+Constrained Operational Capacity | 666.2462 | 1383.6679 | 1589.3647
2031 | NIWCM | Low Demand Growth+Low Gas Supply+Reduced Rankine Availability+Upgraded HVDC+Constrained Operational Capacity | 575.5988 | 1304.9629 | 1564.9
2032 | NIWCM | Low Demand Growth+Low Gas Supply+Reduced Rankine Availability+Upgraded HVDC+Constrained Operational Capacity | 417.847 | 1157.0293 | 1437.3655
2033 | NIWCM | Low Demand Growth+Low Gas Supply+Reduced Rankine Availability+Upgraded HVDC+Constrained Operational Capacity | 164.9551 | 907.0423 | 1200.0501
2034 | NIWCM | Low Demand Growth+Low Gas Supply+Reduced Rankine Availability+Upgraded HVDC+Constrained Operational Capacity | 8.3143 | 793.8688 | 1168.9329
2035 | NIWCM | Low Demand Growth+Low Gas Supply+Reduced Rankine Availability+Upgraded HVDC+Constrained Operational Capacity | -44.1906 | 753.1564 | 1129.2763
2026 | SIWEM_PERC | Low Demand Growth+Low Gas Supply+Reduced Rankine Availability+Upgraded HVDC+Constrained Operational Capacity | 55.9618 | 55.9618 | 55.9618
2027 | SIWEM_PERC | Low Demand Growth+Low Gas Supply+Reduced Rankine Availability+Upgraded HVDC+Constrained Operational Capacity | 48.3579 | 53.7053 | 54.6297
2028 | SIWEM_PERC | Low Demand Growth+Low Gas Supply+Reduced Rankine Availability+Upgraded HVDC+Constrained Operational Capacity | 41.5522 | 65.1082 | 78.0162
2029 | SIWEM_PERC | Low Demand Growth+Low Gas Supply+Reduced Rankine Availability+Upgraded HVDC+Constrained Operational Capacity | 35.63 | 68.878 | 94.5021
2030 | SIWEM_PERC | Low Demand Growth+Low Gas Supply+Reduced Rankine Availability+Upgraded HVDC+Constrained Operational Capacity | 27.3772 | 66.7189 | 108.1934
2031 | SIWEM_PERC | Low Demand Growth+Low Gas Supply+Reduced Rankine Availability+Upgraded HVDC+Constrained Operational Capacity | 22.4604 | 58.3382 | 109.7617
2032 | SIWEM_PERC | Low Demand Growth+Low Gas Supply+Reduced Rankine Availability+Upgraded HVDC+Constrained Operational Capacity | 20.3674 | 51.3989 | 106.087
2033 | SIWEM_PERC | Low Demand Growth+Low Gas Supply+Reduced Rankine Availability+Upgraded HVDC+Constrained Operational Capacity | 18.5707 | 45.2039 | 102.9236
2034 | SIWEM_PERC | Low Demand Growth+Low Gas Supply+Reduced Rankine Availability+Upgraded HVDC+Constrained Operational Capacity | 16.8853 | 41.2831 | 99.9376
2035 | SIWEM_PERC | Low Demand Growth+Low Gas Supply+Reduced Rankine Availability+Upgraded HVDC+Constrained Operational Capacity | 14.7472 | 36.1696 | 96.1747
2026 | NZWEM_PERC | Low Demand Growth+Low Gas Supply+Reduced Rankine Availability+Upgraded HVDC+Constrained Operational Capacity+Low Wind & Solar | 19.8302 | 19.8842 | 19.8842
2027 | NZWEM_PERC | Low Demand Growth+Low Gas Supply+Reduced Rankine Availability+Upgraded HVDC+Constrained Operational Capacity+Low Wind & Solar | 16.6593 | 18.4136 | 18.7169
2028 | NZWEM_PERC | Low Demand Growth+Low Gas Supply+Reduced Rankine Availability+Upgraded HVDC+Constrained Operational Capacity+Low Wind & Solar | 14.1452 | 21.9002 | 26.2014
2029 | NZWEM_PERC | Low Demand Growth+Low Gas Supply+Reduced Rankine Availability+Upgraded HVDC+Constrained Operational Capacity+Low Wind & Solar | 12.0075 | 23.064 | 31.8119
2030 | NZWEM_PERC | Low Demand Growth+Low Gas Supply+Reduced Rankine Availability+Upgraded HVDC+Constrained Operational Capacity+Low Wind & Solar | 9.0912 | 22.2586 | 36.6817
2031 | NZWEM_PERC | Low Demand Growth+Low Gas Supply+Reduced Rankine Availability+Upgraded HVDC+Constrained Operational Capacity+Low Wind & Solar | 6.2404 | 19.2089 | 39.2607
2032 | NZWEM_PERC | Low Demand Growth+Low Gas Supply+Reduced Rankine Availability+Upgraded HVDC+Constrained Operational Capacity+Low Wind & Solar | 3.576 | 16.71 | 37.4713
2033 | NZWEM_PERC | Low Demand Growth+Low Gas Supply+Reduced Rankine Availability+Upgraded HVDC+Constrained Operational Capacity+Low Wind & Solar | 1.573 | 14.5027 | 36.6921
2034 | NZWEM_PERC | Low Demand Growth+Low Gas Supply+Reduced Rankine Availability+Upgraded HVDC+Constrained Operational Capacity+Low Wind & Solar | -0.078019 | 13.1119 | 34.936
2035 | NZWEM_PERC | Low Demand Growth+Low Gas Supply+Reduced Rankine Availability+Upgraded HVDC+Constrained Operational Capacity+Low Wind & Solar | -1.7164 | 11.2918 | 32.643
2026 | NIWCM | Low Demand Growth+Low Gas Supply+Reduced Rankine Availability+Upgraded HVDC+Constrained Operational Capacity+Low Wind & Solar | 604.1196 | 604.1196 | 604.1196
2027 | NIWCM | Low Demand Growth+Low Gas Supply+Reduced Rankine Availability+Upgraded HVDC+Constrained Operational Capacity+Low Wind & Solar | 709.2101 | 713.0979 | 713.0979
2028 | NIWCM | Low Demand Growth+Low Gas Supply+Reduced Rankine Availability+Upgraded HVDC+Constrained Operational Capacity+Low Wind & Solar | 818.3594 | 1305.8788 | 1312.9608
2029 | NIWCM | Low Demand Growth+Low Gas Supply+Reduced Rankine Availability+Upgraded HVDC+Constrained Operational Capacity+Low Wind & Solar | 782.4328 | 1423.8944 | 1576.8858
2030 | NIWCM | Low Demand Growth+Low Gas Supply+Reduced Rankine Availability+Upgraded HVDC+Constrained Operational Capacity+Low Wind & Solar | 666.2462 | 1383.6679 | 1589.3647
2031 | NIWCM | Low Demand Growth+Low Gas Supply+Reduced Rankine Availability+Upgraded HVDC+Constrained Operational Capacity+Low Wind & Solar | 575.5988 | 1304.9629 | 1564.9
2032 | NIWCM | Low Demand Growth+Low Gas Supply+Reduced Rankine Availability+Upgraded HVDC+Constrained Operational Capacity+Low Wind & Solar | 417.847 | 1157.0293 | 1437.3655
2033 | NIWCM | Low Demand Growth+Low Gas Supply+Reduced Rankine Availability+Upgraded HVDC+Constrained Operational Capacity+Low Wind & Solar | 164.9551 | 907.0423 | 1200.0501
2034 | NIWCM | Low Demand Growth+Low Gas Supply+Reduced Rankine Availability+Upgraded HVDC+Constrained Operational Capacity+Low Wind & Solar | 8.3143 | 793.8688 | 1168.9329
2035 | NIWCM | Low Demand Growth+Low Gas Supply+Reduced Rankine Availability+Upgraded HVDC+Constrained Operational Capacity+Low Wind & Solar | -44.1906 | 753.1564 | 1129.2763
2026 | SIWEM_PERC | Low Demand Growth+Low Gas Supply+Reduced Rankine Availability+Upgraded HVDC+Constrained Operational Capacity+Low Wind & Solar | 53.481 | 53.6304 | 53.6304
2027 | SIWEM_PERC | Low Demand Growth+Low Gas Supply+Reduced Rankine Availability+Upgraded HVDC+Constrained Operational Capacity+Low Wind & Solar | 44.4364 | 49.2622 | 50.0965
2028 | SIWEM_PERC | Low Demand Growth+Low Gas Supply+Reduced Rankine Availability+Upgraded HVDC+Constrained Operational Capacity+Low Wind & Solar | 37.3492 | 58.6077 | 70.3984
2029 | SIWEM_PERC | Low Demand Growth+Low Gas Supply+Reduced Rankine Availability+Upgraded HVDC+Constrained Operational Capacity+Low Wind & Solar | 31.3556 | 61.582 | 84.9218
2030 | SIWEM_PERC | Low Demand Growth+Low Gas Supply+Reduced Rankine Availability+Upgraded HVDC+Constrained Operational Capacity+Low Wind & Solar | 24.1457 | 59.0118 | 96.8432
2031 | SIWEM_PERC | Low Demand Growth+Low Gas Supply+Reduced Rankine Availability+Upgraded HVDC+Constrained Operational Capacity+Low Wind & Solar | 21.4438 | 50.6313 | 103.2348
2032 | SIWEM_PERC | Low Demand Growth+Low Gas Supply+Reduced Rankine Availability+Upgraded HVDC+Constrained Operational Capacity+Low Wind & Solar | 19.3693 | 43.7182 | 98.3548
2033 | SIWEM_PERC | Low Demand Growth+Low Gas Supply+Reduced Rankine Availability+Upgraded HVDC+Constrained Operational Capacity+Low Wind & Solar | 17.5885 | 37.6456 | 96.0915
2034 | SIWEM_PERC | Low Demand Growth+Low Gas Supply+Reduced Rankine Availability+Upgraded HVDC+Constrained Operational Capacity+Low Wind & Solar | 15.9182 | 33.8414 | 91.5491
2035 | SIWEM_PERC | Low Demand Growth+Low Gas Supply+Reduced Rankine Availability+Upgraded HVDC+Constrained Operational Capacity+Low Wind & Solar | 13.799 | 28.8734 | 85.6754
2026 | NZWEM_PERC | Low Demand Growth+Low Gas Supply+Reduced Rankine Availability+Delayed Build | 16.2331 | 16.2331 | 16.2331
2027 | NZWEM_PERC | Low Demand Growth+Low Gas Supply+Reduced Rankine Availability+Delayed Build | 10.2867 | 10.4363 | 10.6137
2028 | NZWEM_PERC | Low Demand Growth+Low Gas Supply+Reduced Rankine Availability+Delayed Build | 11.2465 | 12.7757 | 13.1085
2029 | NZWEM_PERC | Low Demand Growth+Low Gas Supply+Reduced Rankine Availability+Delayed Build | 12.3396 | 15.3925 | 16.3407
2030 | NZWEM_PERC | Low Demand Growth+Low Gas Supply+Reduced Rankine Availability+Delayed Build | 10.6283 | 20.3865 | 28.635
2031 | NZWEM_PERC | Low Demand Growth+Low Gas Supply+Reduced Rankine Availability+Delayed Build | 7.7426 | 20.6367 | 29.9502
2032 | NZWEM_PERC | Low Demand Growth+Low Gas Supply+Reduced Rankine Availability+Delayed Build | 5.0526 | 18.465 | 33.7749
2033 | NZWEM_PERC | Low Demand Growth+Low Gas Supply+Reduced Rankine Availability+Delayed Build | 3.0267 | 16.3266 | 37.7838
2034 | NZWEM_PERC | Low Demand Growth+Low Gas Supply+Reduced Rankine Availability+Delayed Build | 1.3517 | 14.8472 | 37.0363
2035 | NZWEM_PERC | Low Demand Growth+Low Gas Supply+Reduced Rankine Availability+Delayed Build | -0.31766 | 13.4022 | 36.9776
2026 | NIWCM | Low Demand Growth+Low Gas Supply+Reduced Rankine Availability+Delayed Build | 906.8546 | 906.8546 | 906.8546
2027 | NIWCM | Low Demand Growth+Low Gas Supply+Reduced Rankine Availability+Delayed Build | 931.5847 | 933.5836 | 936.0561
2028 | NIWCM | Low Demand Growth+Low Gas Supply+Reduced Rankine Availability+Delayed Build | 1210.2233 | 1229.4351 | 1233.9716
2029 | NIWCM | Low Demand Growth+Low Gas Supply+Reduced Rankine Availability+Delayed Build | 1235.5933 | 1358.2796 | 1371.8719
2030 | NIWCM | Low Demand Growth+Low Gas Supply+Reduced Rankine Availability+Delayed Build | 1267.7781 | 1931.5592 | 2101.0701
2031 | NIWCM | Low Demand Growth+Low Gas Supply+Reduced Rankine Availability+Delayed Build | 1163.7768 | 2056.873 | 2289.8302
2032 | NIWCM | Low Demand Growth+Low Gas Supply+Reduced Rankine Availability+Delayed Build | 1012.5023 | 1957.9119 | 2352.323
2033 | NIWCM | Low Demand Growth+Low Gas Supply+Reduced Rankine Availability+Delayed Build | 834.1486 | 1802.8471 | 2404.5539
2034 | NIWCM | Low Demand Growth+Low Gas Supply+Reduced Rankine Availability+Delayed Build | 678.2192 | 1672.221 | 2332.3643
2035 | NIWCM | Low Demand Growth+Low Gas Supply+Reduced Rankine Availability+Delayed Build | 627.991 | 1654.8882 | 2407.3398
2026 | SIWEM_PERC | Low Demand Growth+Low Gas Supply+Reduced Rankine Availability+Delayed Build | 43.5308 | 43.5308 | 43.5308
2027 | SIWEM_PERC | Low Demand Growth+Low Gas Supply+Reduced Rankine Availability+Delayed Build | 26.9062 | 27.3176 | 27.8059
2028 | SIWEM_PERC | Low Demand Growth+Low Gas Supply+Reduced Rankine Availability+Delayed Build | 29.4029 | 33.5948 | 34.5071
2029 | SIWEM_PERC | Low Demand Growth+Low Gas Supply+Reduced Rankine Availability+Delayed Build | 32.2636 | 40.6095 | 43.2016
2030 | SIWEM_PERC | Low Demand Growth+Low Gas Supply+Reduced Rankine Availability+Delayed Build | 27.3772 | 53.9198 | 76.356
2031 | SIWEM_PERC | Low Demand Growth+Low Gas Supply+Reduced Rankine Availability+Delayed Build | 22.4604 | 54.5154 | 75.2142
2032 | SIWEM_PERC | Low Demand Growth+Low Gas Supply+Reduced Rankine Availability+Delayed Build | 20.3674 | 48.4872 | 79.987
2033 | SIWEM_PERC | Low Demand Growth+Low Gas Supply+Reduced Rankine Availability+Delayed Build | 18.5707 | 42.6 | 82.4535
2034 | SIWEM_PERC | Low Demand Growth+Low Gas Supply+Reduced Rankine Availability+Delayed Build | 16.8853 | 38.5598 | 79.7831
2035 | SIWEM_PERC | Low Demand Growth+Low Gas Supply+Reduced Rankine Availability+Delayed Build | 14.7472 | 34.6243 | 76.4144
2026 | NZWEM_PERC | Low Demand Growth+Low Gas Supply+Reduced Rankine Availability+Delayed Build+Low Wind & Solar | 15.2777 | 15.2777 | 15.2777
2027 | NZWEM_PERC | Low Demand Growth+Low Gas Supply+Reduced Rankine Availability+Delayed Build+Low Wind & Solar | 9.2749 | 9.4099 | 9.5701
2028 | NZWEM_PERC | Low Demand Growth+Low Gas Supply+Reduced Rankine Availability+Delayed Build+Low Wind & Solar | 9.9722 | 11.3523 | 11.6526
2029 | NZWEM_PERC | Low Demand Growth+Low Gas Supply+Reduced Rankine Availability+Delayed Build+Low Wind & Solar | 10.8962 | 13.6513 | 14.507
2030 | NZWEM_PERC | Low Demand Growth+Low Gas Supply+Reduced Rankine Availability+Delayed Build+Low Wind & Solar | 9.0912 | 17.8977 | 25.3417
2031 | NZWEM_PERC | Low Demand Growth+Low Gas Supply+Reduced Rankine Availability+Delayed Build+Low Wind & Solar | 6.2404 | 17.8769 | 26.2819
2032 | NZWEM_PERC | Low Demand Growth+Low Gas Supply+Reduced Rankine Availability+Delayed Build+Low Wind & Solar | 3.576 | 15.6802 | 29.5365
2033 | NZWEM_PERC | Low Demand Growth+Low Gas Supply+Reduced Rankine Availability+Delayed Build+Low Wind & Solar | 1.573 | 13.5851 | 32.9886
2034 | NZWEM_PERC | Low Demand Growth+Low Gas Supply+Reduced Rankine Availability+Delayed Build+Low Wind & Solar | -0.078019 | 12.1104 | 32.2122
2035 | NZWEM_PERC | Low Demand Growth+Low Gas Supply+Reduced Rankine Availability+Delayed Build+Low Wind & Solar | -1.7164 | 10.7247 | 32.0759
2026 | NIWCM | Low Demand Growth+Low Gas Supply+Reduced Rankine Availability+Delayed Build+Low Wind & Solar | 906.8546 | 906.8546 | 906.8546
2027 | NIWCM | Low Demand Growth+Low Gas Supply+Reduced Rankine Availability+Delayed Build+Low Wind & Solar | 931.5847 | 933.5836 | 936.0561
2028 | NIWCM | Low Demand Growth+Low Gas Supply+Reduced Rankine Availability+Delayed Build+Low Wind & Solar | 1210.2233 | 1229.4351 | 1233.9716
2029 | NIWCM | Low Demand Growth+Low Gas Supply+Reduced Rankine Availability+Delayed Build+Low Wind & Solar | 1235.5933 | 1358.2796 | 1371.8719
2030 | NIWCM | Low Demand Growth+Low Gas Supply+Reduced Rankine Availability+Delayed Build+Low Wind & Solar | 1267.7781 | 1931.5592 | 2101.0701
2031 | NIWCM | Low Demand Growth+Low Gas Supply+Reduced Rankine Availability+Delayed Build+Low Wind & Solar | 1163.7768 | 2056.873 | 2289.8302
2032 | NIWCM | Low Demand Growth+Low Gas Supply+Reduced Rankine Availability+Delayed Build+Low Wind & Solar | 1012.5023 | 1957.9119 | 2352.323
2033 | NIWCM | Low Demand Growth+Low Gas Supply+Reduced Rankine Availability+Delayed Build+Low Wind & Solar | 834.1486 | 1802.8471 | 2404.5539
2034 | NIWCM | Low Demand Growth+Low Gas Supply+Reduced Rankine Availability+Delayed Build+Low Wind & Solar | 678.2192 | 1672.221 | 2332.3643
2035 | NIWCM | Low Demand Growth+Low Gas Supply+Reduced Rankine Availability+Delayed Build+Low Wind & Solar | 627.991 | 1654.8882 | 2407.3398
2026 | SIWEM_PERC | Low Demand Growth+Low Gas Supply+Reduced Rankine Availability+Delayed Build+Low Wind & Solar | 40.888 | 40.888 | 40.888
2027 | SIWEM_PERC | Low Demand Growth+Low Gas Supply+Reduced Rankine Availability+Delayed Build+Low Wind & Solar | 24.8436 | 24.9114 | 24.9348
2028 | SIWEM_PERC | Low Demand Growth+Low Gas Supply+Reduced Rankine Availability+Delayed Build+Low Wind & Solar | 26.3461 | 29.6929 | 30.5162
2029 | SIWEM_PERC | Low Demand Growth+Low Gas Supply+Reduced Rankine Availability+Delayed Build+Low Wind & Solar | 28.3175 | 35.8494 | 38.1887
2030 | SIWEM_PERC | Low Demand Growth+Low Gas Supply+Reduced Rankine Availability+Delayed Build+Low Wind & Solar | 24.1457 | 47.1501 | 67.398
2031 | SIWEM_PERC | Low Demand Growth+Low Gas Supply+Reduced Rankine Availability+Delayed Build+Low Wind & Solar | 21.4438 | 47.0076 | 69.872
2032 | SIWEM_PERC | Low Demand Growth+Low Gas Supply+Reduced Rankine Availability+Delayed Build+Low Wind & Solar | 19.3693 | 40.9199 | 75.4493
2033 | SIWEM_PERC | Low Demand Growth+Low Gas Supply+Reduced Rankine Availability+Delayed Build+Low Wind & Solar | 17.5885 | 35.1533 | 77.4796
2034 | SIWEM_PERC | Low Demand Growth+Low Gas Supply+Reduced Rankine Availability+Delayed Build+Low Wind & Solar | 15.9182 | 31.118 | 74.8859
2035 | SIWEM_PERC | Low Demand Growth+Low Gas Supply+Reduced Rankine Availability+Delayed Build+Low Wind & Solar | 13.799 | 27.3281 | 71.6131
2026 | NZWEM_PERC | Low Demand Growth+Low Gas Supply+Reduced Rankine Availability+Delayed Build+Constrained Operational Capacity | 16.2331 | 16.2331 | 16.2331
2027 | NZWEM_PERC | Low Demand Growth+Low Gas Supply+Reduced Rankine Availability+Delayed Build+Constrained Operational Capacity | 10.2867 | 10.4363 | 10.6137
2028 | NZWEM_PERC | Low Demand Growth+Low Gas Supply+Reduced Rankine Availability+Delayed Build+Constrained Operational Capacity | 11.2465 | 12.7757 | 13.1085
2029 | NZWEM_PERC | Low Demand Growth+Low Gas Supply+Reduced Rankine Availability+Delayed Build+Constrained Operational Capacity | 12.3396 | 15.3925 | 16.3407
2030 | NZWEM_PERC | Low Demand Growth+Low Gas Supply+Reduced Rankine Availability+Delayed Build+Constrained Operational Capacity | 10.6283 | 20.3865 | 28.635
2031 | NZWEM_PERC | Low Demand Growth+Low Gas Supply+Reduced Rankine Availability+Delayed Build+Constrained Operational Capacity | 7.7426 | 20.6367 | 29.9502
2032 | NZWEM_PERC | Low Demand Growth+Low Gas Supply+Reduced Rankine Availability+Delayed Build+Constrained Operational Capacity | 5.0526 | 18.465 | 33.7749
2033 | NZWEM_PERC | Low Demand Growth+Low Gas Supply+Reduced Rankine Availability+Delayed Build+Constrained Operational Capacity | 3.0267 | 16.3266 | 37.7838
2034 | NZWEM_PERC | Low Demand Growth+Low Gas Supply+Reduced Rankine Availability+Delayed Build+Constrained Operational Capacity | 1.3517 | 14.8472 | 37.0363
2035 | NZWEM_PERC | Low Demand Growth+Low Gas Supply+Reduced Rankine Availability+Delayed Build+Constrained Operational Capacity | -0.31766 | 13.4022 | 36.9776
2026 | NIWCM | Low Demand Growth+Low Gas Supply+Reduced Rankine Availability+Delayed Build+Constrained Operational Capacity | 373.5029 | 373.5029 | 373.5029
2027 | NIWCM | Low Demand Growth+Low Gas Supply+Reduced Rankine Availability+Delayed Build+Constrained Operational Capacity | 392.3638 | 392.3638 | 392.3638
2028 | NIWCM | Low Demand Growth+Low Gas Supply+Reduced Rankine Availability+Delayed Build+Constrained Operational Capacity | 608.8329 | 608.8329 | 608.8329
2029 | NIWCM | Low Demand Growth+Low Gas Supply+Reduced Rankine Availability+Delayed Build+Constrained Operational Capacity | 603.0055 | 684.896 | 684.896
2030 | NIWCM | Low Demand Growth+Low Gas Supply+Reduced Rankine Availability+Delayed Build+Constrained Operational Capacity | 610.4697 | 1111.8895 | 1224.4857
2031 | NIWCM | Low Demand Growth+Low Gas Supply+Reduced Rankine Availability+Delayed Build+Constrained Operational Capacity | 502.6594 | 1147.629 | 1300.9215
2032 | NIWCM | Low Demand Growth+Low Gas Supply+Reduced Rankine Availability+Delayed Build+Constrained Operational Capacity | 344.9087 | 1045.3043 | 1251.18
2033 | NIWCM | Low Demand Growth+Low Gas Supply+Reduced Rankine Availability+Delayed Build+Constrained Operational Capacity | 164.955 | 876.5824 | 1138.132
2034 | NIWCM | Low Demand Growth+Low Gas Supply+Reduced Rankine Availability+Delayed Build+Constrained Operational Capacity | 8.3143 | 723.7798 | 1011.6171
2035 | NIWCM | Low Demand Growth+Low Gas Supply+Reduced Rankine Availability+Delayed Build+Constrained Operational Capacity | -44.1906 | 700.8244 | 999.7146
2026 | SIWEM_PERC | Low Demand Growth+Low Gas Supply+Reduced Rankine Availability+Delayed Build+Constrained Operational Capacity | 43.5308 | 43.5308 | 43.5308
2027 | SIWEM_PERC | Low Demand Growth+Low Gas Supply+Reduced Rankine Availability+Delayed Build+Constrained Operational Capacity | 26.9062 | 27.3176 | 27.8059
2028 | SIWEM_PERC | Low Demand Growth+Low Gas Supply+Reduced Rankine Availability+Delayed Build+Constrained Operational Capacity | 29.4029 | 33.5948 | 34.5071
2029 | SIWEM_PERC | Low Demand Growth+Low Gas Supply+Reduced Rankine Availability+Delayed Build+Constrained Operational Capacity | 32.2636 | 40.6095 | 43.2016
2030 | SIWEM_PERC | Low Demand Growth+Low Gas Supply+Reduced Rankine Availability+Delayed Build+Constrained Operational Capacity | 27.3772 | 53.9198 | 76.356
2031 | SIWEM_PERC | Low Demand Growth+Low Gas Supply+Reduced Rankine Availability+Delayed Build+Constrained Operational Capacity | 22.4604 | 54.5154 | 75.2142
2032 | SIWEM_PERC | Low Demand Growth+Low Gas Supply+Reduced Rankine Availability+Delayed Build+Constrained Operational Capacity | 20.3674 | 48.4872 | 79.987
2033 | SIWEM_PERC | Low Demand Growth+Low Gas Supply+Reduced Rankine Availability+Delayed Build+Constrained Operational Capacity | 18.5707 | 42.6 | 82.4535
2034 | SIWEM_PERC | Low Demand Growth+Low Gas Supply+Reduced Rankine Availability+Delayed Build+Constrained Operational Capacity | 16.8853 | 38.5598 | 79.7831
2035 | SIWEM_PERC | Low Demand Growth+Low Gas Supply+Reduced Rankine Availability+Delayed Build+Constrained Operational Capacity | 14.7472 | 34.6243 | 76.4144
2026 | NZWEM_PERC | Low Demand Growth+Low Gas Supply+Reduced Rankine Availability+Delayed Build+Constrained Operational Capacity+Low Wind & Solar | 15.2777 | 15.2777 | 15.2777
2027 | NZWEM_PERC | Low Demand Growth+Low Gas Supply+Reduced Rankine Availability+Delayed Build+Constrained Operational Capacity+Low Wind & Solar | 9.2749 | 9.4099 | 9.5701
2028 | NZWEM_PERC | Low Demand Growth+Low Gas Supply+Reduced Rankine Availability+Delayed Build+Constrained Operational Capacity+Low Wind & Solar | 9.9722 | 11.3523 | 11.6526
2029 | NZWEM_PERC | Low Demand Growth+Low Gas Supply+Reduced Rankine Availability+Delayed Build+Constrained Operational Capacity+Low Wind & Solar | 10.8962 | 13.6513 | 14.507
2030 | NZWEM_PERC | Low Demand Growth+Low Gas Supply+Reduced Rankine Availability+Delayed Build+Constrained Operational Capacity+Low Wind & Solar | 9.0912 | 17.8977 | 25.3417
2031 | NZWEM_PERC | Low Demand Growth+Low Gas Supply+Reduced Rankine Availability+Delayed Build+Constrained Operational Capacity+Low Wind & Solar | 6.2404 | 17.8769 | 26.2819
2032 | NZWEM_PERC | Low Demand Growth+Low Gas Supply+Reduced Rankine Availability+Delayed Build+Constrained Operational Capacity+Low Wind & Solar | 3.576 | 15.6802 | 29.5365
2033 | NZWEM_PERC | Low Demand Growth+Low Gas Supply+Reduced Rankine Availability+Delayed Build+Constrained Operational Capacity+Low Wind & Solar | 1.573 | 13.5851 | 32.9886
2034 | NZWEM_PERC | Low Demand Growth+Low Gas Supply+Reduced Rankine Availability+Delayed Build+Constrained Operational Capacity+Low Wind & Solar | -0.078019 | 12.1104 | 32.2122
2035 | NZWEM_PERC | Low Demand Growth+Low Gas Supply+Reduced Rankine Availability+Delayed Build+Constrained Operational Capacity+Low Wind & Solar | -1.7164 | 10.7247 | 32.0759
2026 | NIWCM | Low Demand Growth+Low Gas Supply+Reduced Rankine Availability+Delayed Build+Constrained Operational Capacity+Low Wind & Solar | 373.5029 | 373.5029 | 373.5029
2027 | NIWCM | Low Demand Growth+Low Gas Supply+Reduced Rankine Availability+Delayed Build+Constrained Operational Capacity+Low Wind & Solar | 392.3638 | 392.3638 | 392.3638
2028 | NIWCM | Low Demand Growth+Low Gas Supply+Reduced Rankine Availability+Delayed Build+Constrained Operational Capacity+Low Wind & Solar | 608.8329 | 608.8329 | 608.8329
2029 | NIWCM | Low Demand Growth+Low Gas Supply+Reduced Rankine Availability+Delayed Build+Constrained Operational Capacity+Low Wind & Solar | 603.0055 | 684.896 | 684.896
2030 | NIWCM | Low Demand Growth+Low Gas Supply+Reduced Rankine Availability+Delayed Build+Constrained Operational Capacity+Low Wind & Solar | 610.4697 | 1111.8895 | 1224.4857
2031 | NIWCM | Low Demand Growth+Low Gas Supply+Reduced Rankine Availability+Delayed Build+Constrained Operational Capacity+Low Wind & Solar | 502.6594 | 1147.629 | 1300.9215
2032 | NIWCM | Low Demand Growth+Low Gas Supply+Reduced Rankine Availability+Delayed Build+Constrained Operational Capacity+Low Wind & Solar | 344.9087 | 1045.3043 | 1251.18
2033 | NIWCM | Low Demand Growth+Low Gas Supply+Reduced Rankine Availability+Delayed Build+Constrained Operational Capacity+Low Wind & Solar | 164.955 | 876.5824 | 1138.132
2034 | NIWCM | Low Demand Growth+Low Gas Supply+Reduced Rankine Availability+Delayed Build+Constrained Operational Capacity+Low Wind & Solar | 8.3143 | 723.7798 | 1011.6171
2035 | NIWCM | Low Demand Growth+Low Gas Supply+Reduced Rankine Availability+Delayed Build+Constrained Operational Capacity+Low Wind & Solar | -44.1906 | 700.8244 | 999.7146
2026 | SIWEM_PERC | Low Demand Growth+Low Gas Supply+Reduced Rankine Availability+Delayed Build+Constrained Operational Capacity+Low Wind & Solar | 40.888 | 40.888 | 40.888
2027 | SIWEM_PERC | Low Demand Growth+Low Gas Supply+Reduced Rankine Availability+Delayed Build+Constrained Operational Capacity+Low Wind & Solar | 24.8436 | 24.9114 | 24.9348
2028 | SIWEM_PERC | Low Demand Growth+Low Gas Supply+Reduced Rankine Availability+Delayed Build+Constrained Operational Capacity+Low Wind & Solar | 26.3461 | 29.6929 | 30.5162
2029 | SIWEM_PERC | Low Demand Growth+Low Gas Supply+Reduced Rankine Availability+Delayed Build+Constrained Operational Capacity+Low Wind & Solar | 28.3175 | 35.8494 | 38.1887
2030 | SIWEM_PERC | Low Demand Growth+Low Gas Supply+Reduced Rankine Availability+Delayed Build+Constrained Operational Capacity+Low Wind & Solar | 24.1457 | 47.1501 | 67.398
2031 | SIWEM_PERC | Low Demand Growth+Low Gas Supply+Reduced Rankine Availability+Delayed Build+Constrained Operational Capacity+Low Wind & Solar | 21.4438 | 47.0076 | 69.872
2032 | SIWEM_PERC | Low Demand Growth+Low Gas Supply+Reduced Rankine Availability+Delayed Build+Constrained Operational Capacity+Low Wind & Solar | 19.3693 | 40.9199 | 75.4493
2033 | SIWEM_PERC | Low Demand Growth+Low Gas Supply+Reduced Rankine Availability+Delayed Build+Constrained Operational Capacity+Low Wind & Solar | 17.5885 | 35.1533 | 77.4796
2034 | SIWEM_PERC | Low Demand Growth+Low Gas Supply+Reduced Rankine Availability+Delayed Build+Constrained Operational Capacity+Low Wind & Solar | 15.9182 | 31.118 | 74.8859
2035 | SIWEM_PERC | Low Demand Growth+Low Gas Supply+Reduced Rankine Availability+Delayed Build+Constrained Operational Capacity+Low Wind & Solar | 13.799 | 27.3281 | 71.6131
2026 | NZWEM_PERC | Low Demand Growth+Low Gas Supply+Reduced Rankine Availability+Delayed Build+Upgraded HVDC | 16.2331 | 16.2331 | 16.2331
2027 | NZWEM_PERC | Low Demand Growth+Low Gas Supply+Reduced Rankine Availability+Delayed Build+Upgraded HVDC | 10.2867 | 10.4363 | 10.6137
2028 | NZWEM_PERC | Low Demand Growth+Low Gas Supply+Reduced Rankine Availability+Delayed Build+Upgraded HVDC | 11.2465 | 12.7757 | 13.1085
2029 | NZWEM_PERC | Low Demand Growth+Low Gas Supply+Reduced Rankine Availability+Delayed Build+Upgraded HVDC | 12.3396 | 15.3925 | 16.3407
2030 | NZWEM_PERC | Low Demand Growth+Low Gas Supply+Reduced Rankine Availability+Delayed Build+Upgraded HVDC | 10.6283 | 20.3865 | 28.635
2031 | NZWEM_PERC | Low Demand Growth+Low Gas Supply+Reduced Rankine Availability+Delayed Build+Upgraded HVDC | 7.7426 | 20.6367 | 29.9502
2032 | NZWEM_PERC | Low Demand Growth+Low Gas Supply+Reduced Rankine Availability+Delayed Build+Upgraded HVDC | 5.0526 | 18.465 | 33.7749
2033 | NZWEM_PERC | Low Demand Growth+Low Gas Supply+Reduced Rankine Availability+Delayed Build+Upgraded HVDC | 3.0267 | 16.3266 | 37.7838
2034 | NZWEM_PERC | Low Demand Growth+Low Gas Supply+Reduced Rankine Availability+Delayed Build+Upgraded HVDC | 1.3517 | 14.8472 | 37.0363
2035 | NZWEM_PERC | Low Demand Growth+Low Gas Supply+Reduced Rankine Availability+Delayed Build+Upgraded HVDC | -0.31766 | 13.4022 | 36.9776
2026 | NIWCM | Low Demand Growth+Low Gas Supply+Reduced Rankine Availability+Delayed Build+Upgraded HVDC | 906.8546 | 906.8546 | 906.8546
2027 | NIWCM | Low Demand Growth+Low Gas Supply+Reduced Rankine Availability+Delayed Build+Upgraded HVDC | 931.5847 | 933.5836 | 936.0561
2028 | NIWCM | Low Demand Growth+Low Gas Supply+Reduced Rankine Availability+Delayed Build+Upgraded HVDC | 1210.2233 | 1229.4351 | 1233.9716
2029 | NIWCM | Low Demand Growth+Low Gas Supply+Reduced Rankine Availability+Delayed Build+Upgraded HVDC | 1235.5933 | 1358.2796 | 1371.8719
2030 | NIWCM | Low Demand Growth+Low Gas Supply+Reduced Rankine Availability+Delayed Build+Upgraded HVDC | 1267.7781 | 1931.5592 | 2101.0701
2031 | NIWCM | Low Demand Growth+Low Gas Supply+Reduced Rankine Availability+Delayed Build+Upgraded HVDC | 1163.7898 | 2061.6689 | 2395.6636
2032 | NIWCM | Low Demand Growth+Low Gas Supply+Reduced Rankine Availability+Delayed Build+Upgraded HVDC | 1012.4989 | 1970.0758 | 2475.6946
2033 | NIWCM | Low Demand Growth+Low Gas Supply+Reduced Rankine Availability+Delayed Build+Upgraded HVDC | 834.1495 | 1802.8491 | 2527.9251
2034 | NIWCM | Low Demand Growth+Low Gas Supply+Reduced Rankine Availability+Delayed Build+Upgraded HVDC | 678.2189 | 1672.3071 | 2462.1175
2035 | NIWCM | Low Demand Growth+Low Gas Supply+Reduced Rankine Availability+Delayed Build+Upgraded HVDC | 627.9911 | 1654.8721 | 2531.6043
2026 | SIWEM_PERC | Low Demand Growth+Low Gas Supply+Reduced Rankine Availability+Delayed Build+Upgraded HVDC | 43.5308 | 43.5308 | 43.5308
2027 | SIWEM_PERC | Low Demand Growth+Low Gas Supply+Reduced Rankine Availability+Delayed Build+Upgraded HVDC | 26.9062 | 27.3176 | 27.8059
2028 | SIWEM_PERC | Low Demand Growth+Low Gas Supply+Reduced Rankine Availability+Delayed Build+Upgraded HVDC | 29.4029 | 33.5948 | 34.5071
2029 | SIWEM_PERC | Low Demand Growth+Low Gas Supply+Reduced Rankine Availability+Delayed Build+Upgraded HVDC | 32.2636 | 40.6095 | 43.2016
2030 | SIWEM_PERC | Low Demand Growth+Low Gas Supply+Reduced Rankine Availability+Delayed Build+Upgraded HVDC | 27.3772 | 53.9198 | 76.356
2031 | SIWEM_PERC | Low Demand Growth+Low Gas Supply+Reduced Rankine Availability+Delayed Build+Upgraded HVDC | 22.4604 | 54.5154 | 79.4366
2032 | SIWEM_PERC | Low Demand Growth+Low Gas Supply+Reduced Rankine Availability+Delayed Build+Upgraded HVDC | 20.3674 | 48.4872 | 89.1863
2033 | SIWEM_PERC | Low Demand Growth+Low Gas Supply+Reduced Rankine Availability+Delayed Build+Upgraded HVDC | 18.5707 | 42.6 | 99.2364
2034 | SIWEM_PERC | Low Demand Growth+Low Gas Supply+Reduced Rankine Availability+Delayed Build+Upgraded HVDC | 16.8853 | 38.5598 | 97.1872
2035 | SIWEM_PERC | Low Demand Growth+Low Gas Supply+Reduced Rankine Availability+Delayed Build+Upgraded HVDC | 14.7472 | 34.6243 | 96.1747
2026 | NZWEM_PERC | Low Demand Growth+Low Gas Supply+Reduced Rankine Availability+Delayed Build+Upgraded HVDC+Low Wind & Solar | 15.2777 | 15.2777 | 15.2777
2027 | NZWEM_PERC | Low Demand Growth+Low Gas Supply+Reduced Rankine Availability+Delayed Build+Upgraded HVDC+Low Wind & Solar | 9.2749 | 9.4099 | 9.5701
2028 | NZWEM_PERC | Low Demand Growth+Low Gas Supply+Reduced Rankine Availability+Delayed Build+Upgraded HVDC+Low Wind & Solar | 9.9722 | 11.3523 | 11.6526
2029 | NZWEM_PERC | Low Demand Growth+Low Gas Supply+Reduced Rankine Availability+Delayed Build+Upgraded HVDC+Low Wind & Solar | 10.8962 | 13.6513 | 14.507
2030 | NZWEM_PERC | Low Demand Growth+Low Gas Supply+Reduced Rankine Availability+Delayed Build+Upgraded HVDC+Low Wind & Solar | 9.0912 | 17.8977 | 25.3417
2031 | NZWEM_PERC | Low Demand Growth+Low Gas Supply+Reduced Rankine Availability+Delayed Build+Upgraded HVDC+Low Wind & Solar | 6.2404 | 17.8769 | 26.2819
2032 | NZWEM_PERC | Low Demand Growth+Low Gas Supply+Reduced Rankine Availability+Delayed Build+Upgraded HVDC+Low Wind & Solar | 3.576 | 15.6802 | 29.5365
2033 | NZWEM_PERC | Low Demand Growth+Low Gas Supply+Reduced Rankine Availability+Delayed Build+Upgraded HVDC+Low Wind & Solar | 1.573 | 13.5851 | 32.9886
2034 | NZWEM_PERC | Low Demand Growth+Low Gas Supply+Reduced Rankine Availability+Delayed Build+Upgraded HVDC+Low Wind & Solar | -0.078019 | 12.1104 | 32.2122
2035 | NZWEM_PERC | Low Demand Growth+Low Gas Supply+Reduced Rankine Availability+Delayed Build+Upgraded HVDC+Low Wind & Solar | -1.7164 | 10.7247 | 32.0759
2026 | NIWCM | Low Demand Growth+Low Gas Supply+Reduced Rankine Availability+Delayed Build+Upgraded HVDC+Low Wind & Solar | 906.8546 | 906.8546 | 906.8546
2027 | NIWCM | Low Demand Growth+Low Gas Supply+Reduced Rankine Availability+Delayed Build+Upgraded HVDC+Low Wind & Solar | 931.5847 | 933.5836 | 936.0561
2028 | NIWCM | Low Demand Growth+Low Gas Supply+Reduced Rankine Availability+Delayed Build+Upgraded HVDC+Low Wind & Solar | 1210.2233 | 1229.4351 | 1233.9716
2029 | NIWCM | Low Demand Growth+Low Gas Supply+Reduced Rankine Availability+Delayed Build+Upgraded HVDC+Low Wind & Solar | 1235.5933 | 1358.2796 | 1371.8719
2030 | NIWCM | Low Demand Growth+Low Gas Supply+Reduced Rankine Availability+Delayed Build+Upgraded HVDC+Low Wind & Solar | 1267.7781 | 1931.5592 | 2101.0701
2031 | NIWCM | Low Demand Growth+Low Gas Supply+Reduced Rankine Availability+Delayed Build+Upgraded HVDC+Low Wind & Solar | 1163.7898 | 2061.6689 | 2395.6636
2032 | NIWCM | Low Demand Growth+Low Gas Supply+Reduced Rankine Availability+Delayed Build+Upgraded HVDC+Low Wind & Solar | 1012.4989 | 1970.0758 | 2475.6946
2033 | NIWCM | Low Demand Growth+Low Gas Supply+Reduced Rankine Availability+Delayed Build+Upgraded HVDC+Low Wind & Solar | 834.1495 | 1802.8491 | 2527.9251
2034 | NIWCM | Low Demand Growth+Low Gas Supply+Reduced Rankine Availability+Delayed Build+Upgraded HVDC+Low Wind & Solar | 678.2189 | 1672.3071 | 2462.1175
2035 | NIWCM | Low Demand Growth+Low Gas Supply+Reduced Rankine Availability+Delayed Build+Upgraded HVDC+Low Wind & Solar | 627.9911 | 1654.8721 | 2531.6043
2026 | SIWEM_PERC | Low Demand Growth+Low Gas Supply+Reduced Rankine Availability+Delayed Build+Upgraded HVDC+Low Wind & Solar | 40.888 | 40.888 | 40.888
2027 | SIWEM_PERC | Low Demand Growth+Low Gas Supply+Reduced Rankine Availability+Delayed Build+Upgraded HVDC+Low Wind & Solar | 24.8436 | 24.9114 | 24.9348
2028 | SIWEM_PERC | Low Demand Growth+Low Gas Supply+Reduced Rankine Availability+Delayed Build+Upgraded HVDC+Low Wind & Solar | 26.3461 | 29.6929 | 30.5162
2029 | SIWEM_PERC | Low Demand Growth+Low Gas Supply+Reduced Rankine Availability+Delayed Build+Upgraded HVDC+Low Wind & Solar | 28.3175 | 35.8494 | 38.1887
2030 | SIWEM_PERC | Low Demand Growth+Low Gas Supply+Reduced Rankine Availability+Delayed Build+Upgraded HVDC+Low Wind & Solar | 24.1457 | 47.1501 | 67.398
2031 | SIWEM_PERC | Low Demand Growth+Low Gas Supply+Reduced Rankine Availability+Delayed Build+Upgraded HVDC+Low Wind & Solar | 21.4438 | 47.0076 | 69.872
2032 | SIWEM_PERC | Low Demand Growth+Low Gas Supply+Reduced Rankine Availability+Delayed Build+Upgraded HVDC+Low Wind & Solar | 19.3693 | 40.9199 | 78.293
2033 | SIWEM_PERC | Low Demand Growth+Low Gas Supply+Reduced Rankine Availability+Delayed Build+Upgraded HVDC+Low Wind & Solar | 17.5885 | 35.1533 | 86.9308
2034 | SIWEM_PERC | Low Demand Growth+Low Gas Supply+Reduced Rankine Availability+Delayed Build+Upgraded HVDC+Low Wind & Solar | 15.9182 | 31.118 | 84.8044
2035 | SIWEM_PERC | Low Demand Growth+Low Gas Supply+Reduced Rankine Availability+Delayed Build+Upgraded HVDC+Low Wind & Solar | 13.799 | 27.3281 | 84.2682
2026 | NZWEM_PERC | Low Demand Growth+Low Gas Supply+Reduced Rankine Availability+Delayed Build+Upgraded HVDC+Constrained Operational Capacity | 16.2331 | 16.2331 | 16.2331
2027 | NZWEM_PERC | Low Demand Growth+Low Gas Supply+Reduced Rankine Availability+Delayed Build+Upgraded HVDC+Constrained Operational Capacity | 10.2867 | 10.4363 | 10.6137
2028 | NZWEM_PERC | Low Demand Growth+Low Gas Supply+Reduced Rankine Availability+Delayed Build+Upgraded HVDC+Constrained Operational Capacity | 11.2465 | 12.7757 | 13.1085
2029 | NZWEM_PERC | Low Demand Growth+Low Gas Supply+Reduced Rankine Availability+Delayed Build+Upgraded HVDC+Constrained Operational Capacity | 12.3396 | 15.3925 | 16.3407
2030 | NZWEM_PERC | Low Demand Growth+Low Gas Supply+Reduced Rankine Availability+Delayed Build+Upgraded HVDC+Constrained Operational Capacity | 10.6283 | 20.3865 | 28.635
2031 | NZWEM_PERC | Low Demand Growth+Low Gas Supply+Reduced Rankine Availability+Delayed Build+Upgraded HVDC+Constrained Operational Capacity | 7.7426 | 20.6367 | 29.9502
2032 | NZWEM_PERC | Low Demand Growth+Low Gas Supply+Reduced Rankine Availability+Delayed Build+Upgraded HVDC+Constrained Operational Capacity | 5.0526 | 18.465 | 33.7749
2033 | NZWEM_PERC | Low Demand Growth+Low Gas Supply+Reduced Rankine Availability+Delayed Build+Upgraded HVDC+Constrained Operational Capacity | 3.0267 | 16.3266 | 37.7838
2034 | NZWEM_PERC | Low Demand Growth+Low Gas Supply+Reduced Rankine Availability+Delayed Build+Upgraded HVDC+Constrained Operational Capacity | 1.3517 | 14.8472 | 37.0363
2035 | NZWEM_PERC | Low Demand Growth+Low Gas Supply+Reduced Rankine Availability+Delayed Build+Upgraded HVDC+Constrained Operational Capacity | -0.31766 | 13.4022 | 36.9776
2026 | NIWCM | Low Demand Growth+Low Gas Supply+Reduced Rankine Availability+Delayed Build+Upgraded HVDC+Constrained Operational Capacity | 373.5029 | 373.5029 | 373.5029
2027 | NIWCM | Low Demand Growth+Low Gas Supply+Reduced Rankine Availability+Delayed Build+Upgraded HVDC+Constrained Operational Capacity | 392.3638 | 392.3638 | 392.3638
2028 | NIWCM | Low Demand Growth+Low Gas Supply+Reduced Rankine Availability+Delayed Build+Upgraded HVDC+Constrained Operational Capacity | 608.8329 | 608.8329 | 608.8329
2029 | NIWCM | Low Demand Growth+Low Gas Supply+Reduced Rankine Availability+Delayed Build+Upgraded HVDC+Constrained Operational Capacity | 603.0055 | 684.896 | 684.896
2030 | NIWCM | Low Demand Growth+Low Gas Supply+Reduced Rankine Availability+Delayed Build+Upgraded HVDC+Constrained Operational Capacity | 610.4697 | 1111.8895 | 1224.4857
2031 | NIWCM | Low Demand Growth+Low Gas Supply+Reduced Rankine Availability+Delayed Build+Upgraded HVDC+Constrained Operational Capacity | 502.6603 | 1147.6255 | 1300.9255
2032 | NIWCM | Low Demand Growth+Low Gas Supply+Reduced Rankine Availability+Delayed Build+Upgraded HVDC+Constrained Operational Capacity | 344.9085 | 1045.3016 | 1251.193
2033 | NIWCM | Low Demand Growth+Low Gas Supply+Reduced Rankine Availability+Delayed Build+Upgraded HVDC+Constrained Operational Capacity | 164.9551 | 876.5831 | 1138.1384
2034 | NIWCM | Low Demand Growth+Low Gas Supply+Reduced Rankine Availability+Delayed Build+Upgraded HVDC+Constrained Operational Capacity | 8.3143 | 723.7796 | 1011.6147
2035 | NIWCM | Low Demand Growth+Low Gas Supply+Reduced Rankine Availability+Delayed Build+Upgraded HVDC+Constrained Operational Capacity | -44.1906 | 700.8244 | 999.7153
2026 | SIWEM_PERC | Low Demand Growth+Low Gas Supply+Reduced Rankine Availability+Delayed Build+Upgraded HVDC+Constrained Operational Capacity | 43.5308 | 43.5308 | 43.5308
2027 | SIWEM_PERC | Low Demand Growth+Low Gas Supply+Reduced Rankine Availability+Delayed Build+Upgraded HVDC+Constrained Operational Capacity | 26.9062 | 27.3176 | 27.8059
2028 | SIWEM_PERC | Low Demand Growth+Low Gas Supply+Reduced Rankine Availability+Delayed Build+Upgraded HVDC+Constrained Operational Capacity | 29.4029 | 33.5948 | 34.5071
2029 | SIWEM_PERC | Low Demand Growth+Low Gas Supply+Reduced Rankine Availability+Delayed Build+Upgraded HVDC+Constrained Operational Capacity | 32.2636 | 40.6095 | 43.2016
2030 | SIWEM_PERC | Low Demand Growth+Low Gas Supply+Reduced Rankine Availability+Delayed Build+Upgraded HVDC+Constrained Operational Capacity | 27.3772 | 53.9198 | 76.356
2031 | SIWEM_PERC | Low Demand Growth+Low Gas Supply+Reduced Rankine Availability+Delayed Build+Upgraded HVDC+Constrained Operational Capacity | 22.4604 | 54.5154 | 79.4366
2032 | SIWEM_PERC | Low Demand Growth+Low Gas Supply+Reduced Rankine Availability+Delayed Build+Upgraded HVDC+Constrained Operational Capacity | 20.3674 | 48.4872 | 89.1863
2033 | SIWEM_PERC | Low Demand Growth+Low Gas Supply+Reduced Rankine Availability+Delayed Build+Upgraded HVDC+Constrained Operational Capacity | 18.5707 | 42.6 | 99.2364
2034 | SIWEM_PERC | Low Demand Growth+Low Gas Supply+Reduced Rankine Availability+Delayed Build+Upgraded HVDC+Constrained Operational Capacity | 16.8853 | 38.5598 | 97.1872
2035 | SIWEM_PERC | Low Demand Growth+Low Gas Supply+Reduced Rankine Availability+Delayed Build+Upgraded HVDC+Constrained Operational Capacity | 14.7472 | 34.6243 | 96.1747
2026 | NZWEM_PERC | Low Demand Growth+Low Gas Supply+Reduced Rankine Availability+Delayed Build+Upgraded HVDC+Constrained Operational Capacity+Low Wind & Solar | 15.2777 | 15.2777 | 15.2777
2027 | NZWEM_PERC | Low Demand Growth+Low Gas Supply+Reduced Rankine Availability+Delayed Build+Upgraded HVDC+Constrained Operational Capacity+Low Wind & Solar | 9.2749 | 9.4099 | 9.5701
2028 | NZWEM_PERC | Low Demand Growth+Low Gas Supply+Reduced Rankine Availability+Delayed Build+Upgraded HVDC+Constrained Operational Capacity+Low Wind & Solar | 9.9722 | 11.3523 | 11.6526
2029 | NZWEM_PERC | Low Demand Growth+Low Gas Supply+Reduced Rankine Availability+Delayed Build+Upgraded HVDC+Constrained Operational Capacity+Low Wind & Solar | 10.8962 | 13.6513 | 14.507
2030 | NZWEM_PERC | Low Demand Growth+Low Gas Supply+Reduced Rankine Availability+Delayed Build+Upgraded HVDC+Constrained Operational Capacity+Low Wind & Solar | 9.0912 | 17.8977 | 25.3417
2031 | NZWEM_PERC | Low Demand Growth+Low Gas Supply+Reduced Rankine Availability+Delayed Build+Upgraded HVDC+Constrained Operational Capacity+Low Wind & Solar | 6.2404 | 17.8769 | 26.2819
2032 | NZWEM_PERC | Low Demand Growth+Low Gas Supply+Reduced Rankine Availability+Delayed Build+Upgraded HVDC+Constrained Operational Capacity+Low Wind & Solar | 3.576 | 15.6802 | 29.5365
2033 | NZWEM_PERC | Low Demand Growth+Low Gas Supply+Reduced Rankine Availability+Delayed Build+Upgraded HVDC+Constrained Operational Capacity+Low Wind & Solar | 1.573 | 13.5851 | 32.9886
2034 | NZWEM_PERC | Low Demand Growth+Low Gas Supply+Reduced Rankine Availability+Delayed Build+Upgraded HVDC+Constrained Operational Capacity+Low Wind & Solar | -0.078019 | 12.1104 | 32.2122
2035 | NZWEM_PERC | Low Demand Growth+Low Gas Supply+Reduced Rankine Availability+Delayed Build+Upgraded HVDC+Constrained Operational Capacity+Low Wind & Solar | -1.7164 | 10.7247 | 32.0759
2026 | NIWCM | Low Demand Growth+Low Gas Supply+Reduced Rankine Availability+Delayed Build+Upgraded HVDC+Constrained Operational Capacity+Low Wind & Solar | 373.5029 | 373.5029 | 373.5029
2027 | NIWCM | Low Demand Growth+Low Gas Supply+Reduced Rankine Availability+Delayed Build+Upgraded HVDC+Constrained Operational Capacity+Low Wind & Solar | 392.3638 | 392.3638 | 392.3638
2028 | NIWCM | Low Demand Growth+Low Gas Supply+Reduced Rankine Availability+Delayed Build+Upgraded HVDC+Constrained Operational Capacity+Low Wind & Solar | 608.8329 | 608.8329 | 608.8329
2029 | NIWCM | Low Demand Growth+Low Gas Supply+Reduced Rankine Availability+Delayed Build+Upgraded HVDC+Constrained Operational Capacity+Low Wind & Solar | 603.0055 | 684.896 | 684.896
2030 | NIWCM | Low Demand Growth+Low Gas Supply+Reduced Rankine Availability+Delayed Build+Upgraded HVDC+Constrained Operational Capacity+Low Wind & Solar | 610.4697 | 1111.8895 | 1224.4857
2031 | NIWCM | Low Demand Growth+Low Gas Supply+Reduced Rankine Availability+Delayed Build+Upgraded HVDC+Constrained Operational Capacity+Low Wind & Solar | 502.6603 | 1147.6255 | 1300.9255
2032 | NIWCM | Low Demand Growth+Low Gas Supply+Reduced Rankine Availability+Delayed Build+Upgraded HVDC+Constrained Operational Capacity+Low Wind & Solar | 344.9085 | 1045.3016 | 1251.193
2033 | NIWCM | Low Demand Growth+Low Gas Supply+Reduced Rankine Availability+Delayed Build+Upgraded HVDC+Constrained Operational Capacity+Low Wind & Solar | 164.9551 | 876.5831 | 1138.1384
2034 | NIWCM | Low Demand Growth+Low Gas Supply+Reduced Rankine Availability+Delayed Build+Upgraded HVDC+Constrained Operational Capacity+Low Wind & Solar | 8.3143 | 723.7796 | 1011.6147
2035 | NIWCM | Low Demand Growth+Low Gas Supply+Reduced Rankine Availability+Delayed Build+Upgraded HVDC+Constrained Operational Capacity+Low Wind & Solar | -44.1906 | 700.8244 | 999.7153
2026 | SIWEM_PERC | Low Demand Growth+Low Gas Supply+Reduced Rankine Availability+Delayed Build+Upgraded HVDC+Constrained Operational Capacity+Low Wind & Solar | 40.888 | 40.888 | 40.888
2027 | SIWEM_PERC | Low Demand Growth+Low Gas Supply+Reduced Rankine Availability+Delayed Build+Upgraded HVDC+Constrained Operational Capacity+Low Wind & Solar | 24.8436 | 24.9114 | 24.9348
2028 | SIWEM_PERC | Low Demand Growth+Low Gas Supply+Reduced Rankine Availability+Delayed Build+Upgraded HVDC+Constrained Operational Capacity+Low Wind & Solar | 26.3461 | 29.6929 | 30.5162
2029 | SIWEM_PERC | Low Demand Growth+Low Gas Supply+Reduced Rankine Availability+Delayed Build+Upgraded HVDC+Constrained Operational Capacity+Low Wind & Solar | 28.3175 | 35.8494 | 38.1887
2030 | SIWEM_PERC | Low Demand Growth+Low Gas Supply+Reduced Rankine Availability+Delayed Build+Upgraded HVDC+Constrained Operational Capacity+Low Wind & Solar | 24.1457 | 47.1501 | 67.398
2031 | SIWEM_PERC | Low Demand Growth+Low Gas Supply+Reduced Rankine Availability+Delayed Build+Upgraded HVDC+Constrained Operational Capacity+Low Wind & Solar | 21.4438 | 47.0076 | 69.872
2032 | SIWEM_PERC | Low Demand Growth+Low Gas Supply+Reduced Rankine Availability+Delayed Build+Upgraded HVDC+Constrained Operational Capacity+Low Wind & Solar | 19.3693 | 40.9199 | 78.293
2033 | SIWEM_PERC | Low Demand Growth+Low Gas Supply+Reduced Rankine Availability+Delayed Build+Upgraded HVDC+Constrained Operational Capacity+Low Wind & Solar | 17.5885 | 35.1533 | 86.9308
2034 | SIWEM_PERC | Low Demand Growth+Low Gas Supply+Reduced Rankine Availability+Delayed Build+Upgraded HVDC+Constrained Operational Capacity+Low Wind & Solar | 15.9182 | 31.118 | 84.8044
2035 | SIWEM_PERC | Low Demand Growth+Low Gas Supply+Reduced Rankine Availability+Delayed Build+Upgraded HVDC+Constrained Operational Capacity+Low Wind & Solar | 13.799 | 27.3281 | 84.2682
2026 | NZWEM_PERC | Low Demand Growth+Low Gas Supply+Increased Demand Response | 26.0761 | 26.1362 | 26.1362
2027 | NZWEM_PERC | Low Demand Growth+Low Gas Supply+Increased Demand Response | 27.3747 | 29.3285 | 29.6663
2028 | NZWEM_PERC | Low Demand Growth+Low Gas Supply+Increased Demand Response | 24.8717 | 33.5088 | 38.2993
2029 | NZWEM_PERC | Low Demand Growth+Low Gas Supply+Increased Demand Response | 22.655 | 34.9693 | 44.7123
2030 | NZWEM_PERC | Low Demand Growth+Low Gas Supply+Increased Demand Response | 19.5533 | 34.1568 | 50.1746
2031 | NZWEM_PERC | Low Demand Growth+Low Gas Supply+Increased Demand Response | 16.4635 | 30.8362 | 53.124
2032 | NZWEM_PERC | Low Demand Growth+Low Gas Supply+Increased Demand Response | 13.6206 | 28.1788 | 51.2134
2033 | NZWEM_PERC | Low Demand Growth+Low Gas Supply+Increased Demand Response | 11.4593 | 25.791 | 50.4175
2034 | NZWEM_PERC | Low Demand Growth+Low Gas Supply+Increased Demand Response | 9.6456 | 24.2169 | 48.438
2035 | NZWEM_PERC | Low Demand Growth+Low Gas Supply+Increased Demand Response | 7.7992 | 22.1594 | 45.8557
2026 | NIWCM | Low Demand Growth+Low Gas Supply+Increased Demand Response | 1312.2106 | 1313.0104 | 1313.0104
2027 | NIWCM | Low Demand Growth+Low Gas Supply+Increased Demand Response | 1690.0952 | 1710.491 | 1715.0275
2028 | NIWCM | Low Demand Growth+Low Gas Supply+Increased Demand Response | 1826.5139 | 2366.085 | 2397.2445
2029 | NIWCM | Low Demand Growth+Low Gas Supply+Increased Demand Response | 1822.5577 | 2591.2998 | 2792.9481
2030 | NIWCM | Low Demand Growth+Low Gas Supply+Increased Demand Response | 1727.2302 | 2579.3441 | 2926.9802
2031 | NIWCM | Low Demand Growth+Low Gas Supply+Increased Demand Response | 1648.8067 | 2541.8346 | 3081.406
2032 | NIWCM | Low Demand Growth+Low Gas Supply+Increased Demand Response | 1501.0553 | 2444.8014 | 3023.9765
2033 | NIWCM | Low Demand Growth+Low Gas Supply+Increased Demand Response | 1256.421 | 2228.9544 | 2884.1931
2034 | NIWCM | Low Demand Growth+Low Gas Supply+Increased Demand Response | 1109.4017 | 2145.1676 | 2890.477
2035 | NIWCM | Low Demand Growth+Low Gas Supply+Increased Demand Response | 1065.8139 | 2127.3596 | 2894.7223
2026 | SIWEM_PERC | Low Demand Growth+Low Gas Supply+Increased Demand Response | 57.443 | 57.443 | 57.443
2027 | SIWEM_PERC | Low Demand Growth+Low Gas Supply+Increased Demand Response | 56.3556 | 59.1223 | 59.1223
2028 | SIWEM_PERC | Low Demand Growth+Low Gas Supply+Increased Demand Response | 56.4733 | 70.4391 | 78.2728
2029 | SIWEM_PERC | Low Demand Growth+Low Gas Supply+Increased Demand Response | 54.4486 | 68.2245 | 85.1114
2030 | SIWEM_PERC | Low Demand Growth+Low Gas Supply+Increased Demand Response | 51.2814 | 66.8817 | 89.5461
2031 | SIWEM_PERC | Low Demand Growth+Low Gas Supply+Increased Demand Response | 43.3641 | 63.3596 | 90.9977
2032 | SIWEM_PERC | Low Demand Growth+Low Gas Supply+Increased Demand Response | 35.5584 | 60.6371 | 87.7931
2033 | SIWEM_PERC | Low Demand Growth+Low Gas Supply+Increased Demand Response | 29.6414 | 58.2937 | 85.0325
2034 | SIWEM_PERC | Low Demand Growth+Low Gas Supply+Increased Demand Response | 24.7024 | 56.0858 | 82.4272
2035 | SIWEM_PERC | Low Demand Growth+Low Gas Supply+Increased Demand Response | 19.6749 | 53.2909 | 79.1352
2026 | NZWEM_PERC | Low Demand Growth+Low Gas Supply+Increased Demand Response+Low Wind & Solar | 24.8138 | 24.8681 | 24.8681
2027 | NZWEM_PERC | Low Demand Growth+Low Gas Supply+Increased Demand Response+Low Wind & Solar | 25.9418 | 27.7051 | 28.0099
2028 | NZWEM_PERC | Low Demand Growth+Low Gas Supply+Increased Demand Response+Low Wind & Solar | 23.3306 | 31.1253 | 35.4486
2029 | NZWEM_PERC | Low Demand Growth+Low Gas Supply+Increased Demand Response+Low Wind & Solar | 21.0834 | 32.1966 | 40.9894
2030 | NZWEM_PERC | Low Demand Growth+Low Gas Supply+Increased Demand Response+Low Wind & Solar | 18.0083 | 31.2432 | 45.7403
2031 | NZWEM_PERC | Low Demand Growth+Low Gas Supply+Increased Demand Response+Low Wind & Solar | 14.9535 | 27.9886 | 48.1432
2032 | NZWEM_PERC | Low Demand Growth+Low Gas Supply+Increased Demand Response+Low Wind & Solar | 12.1363 | 25.3377 | 46.2055
2033 | NZWEM_PERC | Low Demand Growth+Low Gas Supply+Increased Demand Response+Low Wind & Solar | 9.9982 | 22.9941 | 45.2973
2034 | NZWEM_PERC | Low Demand Growth+Low Gas Supply+Increased Demand Response+Low Wind & Solar | 8.2085 | 21.4661 | 43.4021
2035 | NZWEM_PERC | Low Demand Growth+Low Gas Supply+Increased Demand Response+Low Wind & Solar | 6.3932 | 19.4682 | 40.9289
2026 | NIWCM | Low Demand Growth+Low Gas Supply+Increased Demand Response+Low Wind & Solar | 1312.2106 | 1313.0104 | 1313.0104
2027 | NIWCM | Low Demand Growth+Low Gas Supply+Increased Demand Response+Low Wind & Solar | 1690.0952 | 1710.491 | 1715.0275
2028 | NIWCM | Low Demand Growth+Low Gas Supply+Increased Demand Response+Low Wind & Solar | 1826.5139 | 2366.085 | 2397.2445
2029 | NIWCM | Low Demand Growth+Low Gas Supply+Increased Demand Response+Low Wind & Solar | 1822.5577 | 2591.2998 | 2792.9481
2030 | NIWCM | Low Demand Growth+Low Gas Supply+Increased Demand Response+Low Wind & Solar | 1727.2302 | 2579.3441 | 2926.9802
2031 | NIWCM | Low Demand Growth+Low Gas Supply+Increased Demand Response+Low Wind & Solar | 1648.8067 | 2541.8346 | 3081.406
2032 | NIWCM | Low Demand Growth+Low Gas Supply+Increased Demand Response+Low Wind & Solar | 1501.0553 | 2444.8014 | 3023.9765
2033 | NIWCM | Low Demand Growth+Low Gas Supply+Increased Demand Response+Low Wind & Solar | 1256.421 | 2228.9544 | 2884.1931
2034 | NIWCM | Low Demand Growth+Low Gas Supply+Increased Demand Response+Low Wind & Solar | 1109.4017 | 2145.1676 | 2890.477
2035 | NIWCM | Low Demand Growth+Low Gas Supply+Increased Demand Response+Low Wind & Solar | 1065.8139 | 2127.3596 | 2894.7223
2026 | SIWEM_PERC | Low Demand Growth+Low Gas Supply+Increased Demand Response+Low Wind & Solar | 56.5826 | 56.5826 | 56.5826
2027 | SIWEM_PERC | Low Demand Growth+Low Gas Supply+Increased Demand Response+Low Wind & Solar | 55.4505 | 57.9473 | 57.9473
2028 | SIWEM_PERC | Low Demand Growth+Low Gas Supply+Increased Demand Response+Low Wind & Solar | 55.3834 | 67.9871 | 75.0567
2029 | SIWEM_PERC | Low Demand Growth+Low Gas Supply+Increased Demand Response+Low Wind & Solar | 53.3736 | 65.8059 | 81.0457
2030 | SIWEM_PERC | Low Demand Growth+Low Gas Supply+Increased Demand Response+Low Wind & Solar | 47.5574 | 64.3077 | 84.7616
2031 | SIWEM_PERC | Low Demand Growth+Low Gas Supply+Increased Demand Response+Low Wind & Solar | 39.225 | 60.8414 | 85.7839
2032 | SIWEM_PERC | Low Demand Growth+Low Gas Supply+Increased Demand Response+Low Wind & Solar | 31.4915 | 58.1629 | 82.6702
2033 | SIWEM_PERC | Low Demand Growth+Low Gas Supply+Increased Demand Response+Low Wind & Solar | 25.637 | 55.8575 | 79.9883
2034 | SIWEM_PERC | Low Demand Growth+Low Gas Supply+Increased Demand Response+Low Wind & Solar | 20.7575 | 53.6858 | 77.458
2035 | SIWEM_PERC | Low Demand Growth+Low Gas Supply+Increased Demand Response+Low Wind & Solar | 15.8044 | 50.9362 | 74.2598
2026 | NZWEM_PERC | Low Demand Growth+Low Gas Supply+Increased Demand Response+Constrained Operational Capacity | 26.0761 | 26.1362 | 26.1362
2027 | NZWEM_PERC | Low Demand Growth+Low Gas Supply+Increased Demand Response+Constrained Operational Capacity | 27.3747 | 29.3285 | 29.6663
2028 | NZWEM_PERC | Low Demand Growth+Low Gas Supply+Increased Demand Response+Constrained Operational Capacity | 24.8717 | 33.5088 | 38.2993
2029 | NZWEM_PERC | Low Demand Growth+Low Gas Supply+Increased Demand Response+Constrained Operational Capacity | 22.655 | 34.9693 | 44.7123
2030 | NZWEM_PERC | Low Demand Growth+Low Gas Supply+Increased Demand Response+Constrained Operational Capacity | 19.5533 | 34.1568 | 50.1746
2031 | NZWEM_PERC | Low Demand Growth+Low Gas Supply+Increased Demand Response+Constrained Operational Capacity | 16.4635 | 30.8362 | 53.124
2032 | NZWEM_PERC | Low Demand Growth+Low Gas Supply+Increased Demand Response+Constrained Operational Capacity | 13.6206 | 28.1788 | 51.2134
2033 | NZWEM_PERC | Low Demand Growth+Low Gas Supply+Increased Demand Response+Constrained Operational Capacity | 11.4593 | 25.791 | 50.4175
2034 | NZWEM_PERC | Low Demand Growth+Low Gas Supply+Increased Demand Response+Constrained Operational Capacity | 9.6456 | 24.2169 | 48.438
2035 | NZWEM_PERC | Low Demand Growth+Low Gas Supply+Increased Demand Response+Constrained Operational Capacity | 7.7992 | 22.1594 | 45.8557
2026 | NIWCM | Low Demand Growth+Low Gas Supply+Increased Demand Response+Constrained Operational Capacity | 755.6807 | 755.6807 | 755.6807
2027 | NIWCM | Low Demand Growth+Low Gas Supply+Increased Demand Response+Constrained Operational Capacity | 1101.6718 | 1105.1761 | 1105.1761
2028 | NIWCM | Low Demand Growth+Low Gas Supply+Increased Demand Response+Constrained Operational Capacity | 1216.908 | 1690.5905 | 1694.1607
2029 | NIWCM | Low Demand Growth+Low Gas Supply+Increased Demand Response+Constrained Operational Capacity | 1186.3719 | 1821.8682 | 1967.8933
2030 | NIWCM | Low Demand Growth+Low Gas Supply+Increased Demand Response+Constrained Operational Capacity | 1073.6095 | 1784.6908 | 1978.0043
2031 | NIWCM | Low Demand Growth+Low Gas Supply+Increased Demand Response+Constrained Operational Capacity | 991.384 | 1716.8999 | 1968.1327
2032 | NIWCM | Low Demand Growth+Low Gas Supply+Increased Demand Response+Constrained Operational Capacity | 843.6918 | 1572.5929 | 1852.2623
2033 | NIWCM | Low Demand Growth+Low Gas Supply+Increased Demand Response+Constrained Operational Capacity | 595.8498 | 1327.7004 | 1618.959
2034 | NIWCM | Low Demand Growth+Low Gas Supply+Increased Demand Response+Constrained Operational Capacity | 443.2036 | 1223.3851 | 1591.1742
2035 | NIWCM | Low Demand Growth+Low Gas Supply+Increased Demand Response+Constrained Operational Capacity | 396.6599 | 1190.5718 | 1559.2003
2026 | SIWEM_PERC | Low Demand Growth+Low Gas Supply+Increased Demand Response+Constrained Operational Capacity | 57.443 | 57.443 | 57.443
2027 | SIWEM_PERC | Low Demand Growth+Low Gas Supply+Increased Demand Response+Constrained Operational Capacity | 56.3556 | 59.1223 | 59.1223
2028 | SIWEM_PERC | Low Demand Growth+Low Gas Supply+Increased Demand Response+Constrained Operational Capacity | 56.4733 | 70.4391 | 78.2728
2029 | SIWEM_PERC | Low Demand Growth+Low Gas Supply+Increased Demand Response+Constrained Operational Capacity | 54.4486 | 68.2245 | 85.1114
2030 | SIWEM_PERC | Low Demand Growth+Low Gas Supply+Increased Demand Response+Constrained Operational Capacity | 51.2814 | 66.8817 | 89.5461
2031 | SIWEM_PERC | Low Demand Growth+Low Gas Supply+Increased Demand Response+Constrained Operational Capacity | 43.3641 | 63.3596 | 90.9977
2032 | SIWEM_PERC | Low Demand Growth+Low Gas Supply+Increased Demand Response+Constrained Operational Capacity | 35.5584 | 60.6371 | 87.7931
2033 | SIWEM_PERC | Low Demand Growth+Low Gas Supply+Increased Demand Response+Constrained Operational Capacity | 29.6414 | 58.2937 | 85.0325
2034 | SIWEM_PERC | Low Demand Growth+Low Gas Supply+Increased Demand Response+Constrained Operational Capacity | 24.7024 | 56.0858 | 82.4272
2035 | SIWEM_PERC | Low Demand Growth+Low Gas Supply+Increased Demand Response+Constrained Operational Capacity | 19.6749 | 53.2909 | 79.1352
2026 | NZWEM_PERC | Low Demand Growth+Low Gas Supply+Increased Demand Response+Constrained Operational Capacity+Low Wind & Solar | 24.8138 | 24.8681 | 24.8681
2027 | NZWEM_PERC | Low Demand Growth+Low Gas Supply+Increased Demand Response+Constrained Operational Capacity+Low Wind & Solar | 25.9418 | 27.7051 | 28.0099
2028 | NZWEM_PERC | Low Demand Growth+Low Gas Supply+Increased Demand Response+Constrained Operational Capacity+Low Wind & Solar | 23.3306 | 31.1253 | 35.4486
2029 | NZWEM_PERC | Low Demand Growth+Low Gas Supply+Increased Demand Response+Constrained Operational Capacity+Low Wind & Solar | 21.0834 | 32.1966 | 40.9894
2030 | NZWEM_PERC | Low Demand Growth+Low Gas Supply+Increased Demand Response+Constrained Operational Capacity+Low Wind & Solar | 18.0083 | 31.2432 | 45.7403
2031 | NZWEM_PERC | Low Demand Growth+Low Gas Supply+Increased Demand Response+Constrained Operational Capacity+Low Wind & Solar | 14.9535 | 27.9886 | 48.1432
2032 | NZWEM_PERC | Low Demand Growth+Low Gas Supply+Increased Demand Response+Constrained Operational Capacity+Low Wind & Solar | 12.1363 | 25.3377 | 46.2055
2033 | NZWEM_PERC | Low Demand Growth+Low Gas Supply+Increased Demand Response+Constrained Operational Capacity+Low Wind & Solar | 9.9982 | 22.9941 | 45.2973
2034 | NZWEM_PERC | Low Demand Growth+Low Gas Supply+Increased Demand Response+Constrained Operational Capacity+Low Wind & Solar | 8.2085 | 21.4661 | 43.4021
2035 | NZWEM_PERC | Low Demand Growth+Low Gas Supply+Increased Demand Response+Constrained Operational Capacity+Low Wind & Solar | 6.3932 | 19.4682 | 40.9289
2026 | NIWCM | Low Demand Growth+Low Gas Supply+Increased Demand Response+Constrained Operational Capacity+Low Wind & Solar | 755.6807 | 755.6807 | 755.6807
2027 | NIWCM | Low Demand Growth+Low Gas Supply+Increased Demand Response+Constrained Operational Capacity+Low Wind & Solar | 1101.6718 | 1105.1761 | 1105.1761
2028 | NIWCM | Low Demand Growth+Low Gas Supply+Increased Demand Response+Constrained Operational Capacity+Low Wind & Solar | 1216.908 | 1690.5905 | 1694.1607
2029 | NIWCM | Low Demand Growth+Low Gas Supply+Increased Demand Response+Constrained Operational Capacity+Low Wind & Solar | 1186.3719 | 1821.8682 | 1967.8933
2030 | NIWCM | Low Demand Growth+Low Gas Supply+Increased Demand Response+Constrained Operational Capacity+Low Wind & Solar | 1073.6095 | 1784.6908 | 1978.0043
2031 | NIWCM | Low Demand Growth+Low Gas Supply+Increased Demand Response+Constrained Operational Capacity+Low Wind & Solar | 991.384 | 1716.8999 | 1968.1327
2032 | NIWCM | Low Demand Growth+Low Gas Supply+Increased Demand Response+Constrained Operational Capacity+Low Wind & Solar | 843.6918 | 1572.5929 | 1852.2623
2033 | NIWCM | Low Demand Growth+Low Gas Supply+Increased Demand Response+Constrained Operational Capacity+Low Wind & Solar | 595.8498 | 1327.7004 | 1618.959
2034 | NIWCM | Low Demand Growth+Low Gas Supply+Increased Demand Response+Constrained Operational Capacity+Low Wind & Solar | 443.2036 | 1223.3851 | 1591.1742
2035 | NIWCM | Low Demand Growth+Low Gas Supply+Increased Demand Response+Constrained Operational Capacity+Low Wind & Solar | 396.6599 | 1190.5718 | 1559.2003
2026 | SIWEM_PERC | Low Demand Growth+Low Gas Supply+Increased Demand Response+Constrained Operational Capacity+Low Wind & Solar | 56.5826 | 56.5826 | 56.5826
2027 | SIWEM_PERC | Low Demand Growth+Low Gas Supply+Increased Demand Response+Constrained Operational Capacity+Low Wind & Solar | 55.4505 | 57.9473 | 57.9473
2028 | SIWEM_PERC | Low Demand Growth+Low Gas Supply+Increased Demand Response+Constrained Operational Capacity+Low Wind & Solar | 55.3834 | 67.9871 | 75.0567
2029 | SIWEM_PERC | Low Demand Growth+Low Gas Supply+Increased Demand Response+Constrained Operational Capacity+Low Wind & Solar | 53.3736 | 65.8059 | 81.0457
2030 | SIWEM_PERC | Low Demand Growth+Low Gas Supply+Increased Demand Response+Constrained Operational Capacity+Low Wind & Solar | 47.5574 | 64.3077 | 84.7616
2031 | SIWEM_PERC | Low Demand Growth+Low Gas Supply+Increased Demand Response+Constrained Operational Capacity+Low Wind & Solar | 39.225 | 60.8414 | 85.7839
2032 | SIWEM_PERC | Low Demand Growth+Low Gas Supply+Increased Demand Response+Constrained Operational Capacity+Low Wind & Solar | 31.4915 | 58.1629 | 82.6702
2033 | SIWEM_PERC | Low Demand Growth+Low Gas Supply+Increased Demand Response+Constrained Operational Capacity+Low Wind & Solar | 25.637 | 55.8575 | 79.9883
2034 | SIWEM_PERC | Low Demand Growth+Low Gas Supply+Increased Demand Response+Constrained Operational Capacity+Low Wind & Solar | 20.7575 | 53.6858 | 77.458
2035 | SIWEM_PERC | Low Demand Growth+Low Gas Supply+Increased Demand Response+Constrained Operational Capacity+Low Wind & Solar | 15.8044 | 50.9362 | 74.2598
2026 | NZWEM_PERC | Low Demand Growth+Low Gas Supply+Increased Demand Response+Upgraded HVDC | 26.0761 | 26.1362 | 26.1362
2027 | NZWEM_PERC | Low Demand Growth+Low Gas Supply+Increased Demand Response+Upgraded HVDC | 27.3747 | 29.3285 | 29.6663
2028 | NZWEM_PERC | Low Demand Growth+Low Gas Supply+Increased Demand Response+Upgraded HVDC | 24.8717 | 33.5088 | 38.2993
2029 | NZWEM_PERC | Low Demand Growth+Low Gas Supply+Increased Demand Response+Upgraded HVDC | 22.655 | 34.9693 | 44.7123
2030 | NZWEM_PERC | Low Demand Growth+Low Gas Supply+Increased Demand Response+Upgraded HVDC | 19.5533 | 34.1568 | 50.1746
2031 | NZWEM_PERC | Low Demand Growth+Low Gas Supply+Increased Demand Response+Upgraded HVDC | 16.4635 | 30.8362 | 53.124
2032 | NZWEM_PERC | Low Demand Growth+Low Gas Supply+Increased Demand Response+Upgraded HVDC | 13.6206 | 28.1788 | 51.2134
2033 | NZWEM_PERC | Low Demand Growth+Low Gas Supply+Increased Demand Response+Upgraded HVDC | 11.4593 | 25.791 | 50.4175
2034 | NZWEM_PERC | Low Demand Growth+Low Gas Supply+Increased Demand Response+Upgraded HVDC | 9.6456 | 24.2169 | 48.438
2035 | NZWEM_PERC | Low Demand Growth+Low Gas Supply+Increased Demand Response+Upgraded HVDC | 7.7992 | 22.1594 | 45.8557
2026 | NIWCM | Low Demand Growth+Low Gas Supply+Increased Demand Response+Upgraded HVDC | 1312.2106 | 1313.0104 | 1313.0104
2027 | NIWCM | Low Demand Growth+Low Gas Supply+Increased Demand Response+Upgraded HVDC | 1690.0952 | 1710.491 | 1715.0275
2028 | NIWCM | Low Demand Growth+Low Gas Supply+Increased Demand Response+Upgraded HVDC | 1826.5139 | 2366.085 | 2397.2445
2029 | NIWCM | Low Demand Growth+Low Gas Supply+Increased Demand Response+Upgraded HVDC | 1822.5577 | 2591.2998 | 2792.9481
2030 | NIWCM | Low Demand Growth+Low Gas Supply+Increased Demand Response+Upgraded HVDC | 1727.2302 | 2579.3441 | 2926.9802
2031 | NIWCM | Low Demand Growth+Low Gas Supply+Increased Demand Response+Upgraded HVDC | 1648.9768 | 2644.1302 | 3204.9059
2032 | NIWCM | Low Demand Growth+Low Gas Supply+Increased Demand Response+Upgraded HVDC | 1501.0074 | 2514.425 | 3147.4764
2033 | NIWCM | Low Demand Growth+Low Gas Supply+Increased Demand Response+Upgraded HVDC | 1256.4336 | 2269.4478 | 3007.693
2034 | NIWCM | Low Demand Growth+Low Gas Supply+Increased Demand Response+Upgraded HVDC | 1109.3991 | 2163.3951 | 3014.0676
2035 | NIWCM | Low Demand Growth+Low Gas Supply+Increased Demand Response+Upgraded HVDC | 1065.8145 | 2129.7677 | 3018.1848
2026 | SIWEM_PERC | Low Demand Growth+Low Gas Supply+Increased Demand Response+Upgraded HVDC | 57.443 | 57.443 | 57.443
2027 | SIWEM_PERC | Low Demand Growth+Low Gas Supply+Increased Demand Response+Upgraded HVDC | 72.2804 | 77.4457 | 78.296
2028 | SIWEM_PERC | Low Demand Growth+Low Gas Supply+Increased Demand Response+Upgraded HVDC | 65.8248 | 88.7495 | 100.9863
2029 | SIWEM_PERC | Low Demand Growth+Low Gas Supply+Increased Demand Response+Upgraded HVDC | 59.9715 | 90.6294 | 107.5163
2030 | SIWEM_PERC | Low Demand Growth+Low Gas Supply+Increased Demand Response+Upgraded HVDC | 51.743 | 88.8152 | 111.4796
2031 | SIWEM_PERC | Low Demand Growth+Low Gas Supply+Increased Demand Response+Upgraded HVDC | 43.3641 | 81.0287 | 112.4554
2032 | SIWEM_PERC | Low Demand Growth+Low Gas Supply+Increased Demand Response+Upgraded HVDC | 35.5584 | 74.1249 | 108.8764
2033 | SIWEM_PERC | Low Demand Growth+Low Gas Supply+Increased Demand Response+Upgraded HVDC | 29.6414 | 67.9693 | 105.7919
2034 | SIWEM_PERC | Low Demand Growth+Low Gas Supply+Increased Demand Response+Upgraded HVDC | 24.7024 | 63.9315 | 102.8781
2035 | SIWEM_PERC | Low Demand Growth+Low Gas Supply+Increased Demand Response+Upgraded HVDC | 19.6749 | 58.6786 | 99.2001
2026 | NZWEM_PERC | Low Demand Growth+Low Gas Supply+Increased Demand Response+Upgraded HVDC+Low Wind & Solar | 24.8138 | 24.8681 | 24.8681
2027 | NZWEM_PERC | Low Demand Growth+Low Gas Supply+Increased Demand Response+Upgraded HVDC+Low Wind & Solar | 25.9418 | 27.7051 | 28.0099
2028 | NZWEM_PERC | Low Demand Growth+Low Gas Supply+Increased Demand Response+Upgraded HVDC+Low Wind & Solar | 23.3306 | 31.1253 | 35.4486
2029 | NZWEM_PERC | Low Demand Growth+Low Gas Supply+Increased Demand Response+Upgraded HVDC+Low Wind & Solar | 21.0834 | 32.1966 | 40.9894
2030 | NZWEM_PERC | Low Demand Growth+Low Gas Supply+Increased Demand Response+Upgraded HVDC+Low Wind & Solar | 18.0083 | 31.2432 | 45.7403
2031 | NZWEM_PERC | Low Demand Growth+Low Gas Supply+Increased Demand Response+Upgraded HVDC+Low Wind & Solar | 14.9535 | 27.9886 | 48.1432
2032 | NZWEM_PERC | Low Demand Growth+Low Gas Supply+Increased Demand Response+Upgraded HVDC+Low Wind & Solar | 12.1363 | 25.3377 | 46.2055
2033 | NZWEM_PERC | Low Demand Growth+Low Gas Supply+Increased Demand Response+Upgraded HVDC+Low Wind & Solar | 9.9982 | 22.9941 | 45.2973
2034 | NZWEM_PERC | Low Demand Growth+Low Gas Supply+Increased Demand Response+Upgraded HVDC+Low Wind & Solar | 8.2085 | 21.4661 | 43.4021
2035 | NZWEM_PERC | Low Demand Growth+Low Gas Supply+Increased Demand Response+Upgraded HVDC+Low Wind & Solar | 6.3932 | 19.4682 | 40.9289
2026 | NIWCM | Low Demand Growth+Low Gas Supply+Increased Demand Response+Upgraded HVDC+Low Wind & Solar | 1312.2106 | 1313.0104 | 1313.0104
2027 | NIWCM | Low Demand Growth+Low Gas Supply+Increased Demand Response+Upgraded HVDC+Low Wind & Solar | 1690.0952 | 1710.491 | 1715.0275
2028 | NIWCM | Low Demand Growth+Low Gas Supply+Increased Demand Response+Upgraded HVDC+Low Wind & Solar | 1826.5139 | 2366.085 | 2397.2445
2029 | NIWCM | Low Demand Growth+Low Gas Supply+Increased Demand Response+Upgraded HVDC+Low Wind & Solar | 1822.5577 | 2591.2998 | 2792.9481
2030 | NIWCM | Low Demand Growth+Low Gas Supply+Increased Demand Response+Upgraded HVDC+Low Wind & Solar | 1727.2302 | 2579.3441 | 2926.9802
2031 | NIWCM | Low Demand Growth+Low Gas Supply+Increased Demand Response+Upgraded HVDC+Low Wind & Solar | 1648.9768 | 2644.1302 | 3204.9059
2032 | NIWCM | Low Demand Growth+Low Gas Supply+Increased Demand Response+Upgraded HVDC+Low Wind & Solar | 1501.0074 | 2514.425 | 3147.4764
2033 | NIWCM | Low Demand Growth+Low Gas Supply+Increased Demand Response+Upgraded HVDC+Low Wind & Solar | 1256.4336 | 2269.4478 | 3007.693
2034 | NIWCM | Low Demand Growth+Low Gas Supply+Increased Demand Response+Upgraded HVDC+Low Wind & Solar | 1109.3991 | 2163.3951 | 3014.0676
2035 | NIWCM | Low Demand Growth+Low Gas Supply+Increased Demand Response+Upgraded HVDC+Low Wind & Solar | 1065.8145 | 2129.7677 | 3018.1848
2026 | SIWEM_PERC | Low Demand Growth+Low Gas Supply+Increased Demand Response+Upgraded HVDC+Low Wind & Solar | 56.5826 | 56.5826 | 56.5826
2027 | SIWEM_PERC | Low Demand Growth+Low Gas Supply+Increased Demand Response+Upgraded HVDC+Low Wind & Solar | 68.5928 | 73.2543 | 74.0217
2028 | SIWEM_PERC | Low Demand Growth+Low Gas Supply+Increased Demand Response+Upgraded HVDC+Low Wind & Solar | 61.8598 | 82.5485 | 94.0302
2029 | SIWEM_PERC | Low Demand Growth+Low Gas Supply+Increased Demand Response+Upgraded HVDC+Low Wind & Solar | 55.9398 | 84.8814 | 103.4505
2030 | SIWEM_PERC | Low Demand Growth+Low Gas Supply+Increased Demand Response+Upgraded HVDC+Low Wind & Solar | 47.5574 | 82.0593 | 106.6951
2031 | SIWEM_PERC | Low Demand Growth+Low Gas Supply+Increased Demand Response+Upgraded HVDC+Low Wind & Solar | 39.225 | 73.6953 | 107.2416
2032 | SIWEM_PERC | Low Demand Growth+Low Gas Supply+Increased Demand Response+Upgraded HVDC+Low Wind & Solar | 31.4915 | 66.8148 | 103.7535
2033 | SIWEM_PERC | Low Demand Growth+Low Gas Supply+Increased Demand Response+Upgraded HVDC+Low Wind & Solar | 25.637 | 60.7715 | 100.7478
2034 | SIWEM_PERC | Low Demand Growth+Low Gas Supply+Increased Demand Response+Upgraded HVDC+Low Wind & Solar | 20.7575 | 56.8406 | 97.9089
2035 | SIWEM_PERC | Low Demand Growth+Low Gas Supply+Increased Demand Response+Upgraded HVDC+Low Wind & Solar | 15.8044 | 51.7215 | 94.3247
2026 | NZWEM_PERC | Low Demand Growth+Low Gas Supply+Increased Demand Response+Upgraded HVDC+Constrained Operational Capacity | 26.0761 | 26.1362 | 26.1362
2027 | NZWEM_PERC | Low Demand Growth+Low Gas Supply+Increased Demand Response+Upgraded HVDC+Constrained Operational Capacity | 27.3747 | 29.3285 | 29.6663
2028 | NZWEM_PERC | Low Demand Growth+Low Gas Supply+Increased Demand Response+Upgraded HVDC+Constrained Operational Capacity | 24.8717 | 33.5088 | 38.2993
2029 | NZWEM_PERC | Low Demand Growth+Low Gas Supply+Increased Demand Response+Upgraded HVDC+Constrained Operational Capacity | 22.655 | 34.9693 | 44.7123
2030 | NZWEM_PERC | Low Demand Growth+Low Gas Supply+Increased Demand Response+Upgraded HVDC+Constrained Operational Capacity | 19.5533 | 34.1568 | 50.1746
2031 | NZWEM_PERC | Low Demand Growth+Low Gas Supply+Increased Demand Response+Upgraded HVDC+Constrained Operational Capacity | 16.4635 | 30.8362 | 53.124
2032 | NZWEM_PERC | Low Demand Growth+Low Gas Supply+Increased Demand Response+Upgraded HVDC+Constrained Operational Capacity | 13.6206 | 28.1788 | 51.2134
2033 | NZWEM_PERC | Low Demand Growth+Low Gas Supply+Increased Demand Response+Upgraded HVDC+Constrained Operational Capacity | 11.4593 | 25.791 | 50.4175
2034 | NZWEM_PERC | Low Demand Growth+Low Gas Supply+Increased Demand Response+Upgraded HVDC+Constrained Operational Capacity | 9.6456 | 24.2169 | 48.438
2035 | NZWEM_PERC | Low Demand Growth+Low Gas Supply+Increased Demand Response+Upgraded HVDC+Constrained Operational Capacity | 7.7992 | 22.1594 | 45.8557
2026 | NIWCM | Low Demand Growth+Low Gas Supply+Increased Demand Response+Upgraded HVDC+Constrained Operational Capacity | 755.6807 | 755.6807 | 755.6807
2027 | NIWCM | Low Demand Growth+Low Gas Supply+Increased Demand Response+Upgraded HVDC+Constrained Operational Capacity | 1101.6718 | 1105.1761 | 1105.1761
2028 | NIWCM | Low Demand Growth+Low Gas Supply+Increased Demand Response+Upgraded HVDC+Constrained Operational Capacity | 1216.908 | 1690.5905 | 1694.1607
2029 | NIWCM | Low Demand Growth+Low Gas Supply+Increased Demand Response+Upgraded HVDC+Constrained Operational Capacity | 1186.3719 | 1821.8682 | 1967.8933
2030 | NIWCM | Low Demand Growth+Low Gas Supply+Increased Demand Response+Upgraded HVDC+Constrained Operational Capacity | 1073.6095 | 1784.6908 | 1978.0043
2031 | NIWCM | Low Demand Growth+Low Gas Supply+Increased Demand Response+Upgraded HVDC+Constrained Operational Capacity | 991.3969 | 1716.8893 | 1974.0454
2032 | NIWCM | Low Demand Growth+Low Gas Supply+Increased Demand Response+Upgraded HVDC+Constrained Operational Capacity | 843.6885 | 1572.5812 | 1851.7963
2033 | NIWCM | Low Demand Growth+Low Gas Supply+Increased Demand Response+Upgraded HVDC+Constrained Operational Capacity | 595.8507 | 1327.7017 | 1619.1084
2034 | NIWCM | Low Demand Growth+Low Gas Supply+Increased Demand Response+Upgraded HVDC+Constrained Operational Capacity | 443.2034 | 1223.3875 | 1591.127
2035 | NIWCM | Low Demand Growth+Low Gas Supply+Increased Demand Response+Upgraded HVDC+Constrained Operational Capacity | 396.66 | 1190.5706 | 1559.2133
2026 | SIWEM_PERC | Low Demand Growth+Low Gas Supply+Increased Demand Response+Upgraded HVDC+Constrained Operational Capacity | 57.443 | 57.443 | 57.443
2027 | SIWEM_PERC | Low Demand Growth+Low Gas Supply+Increased Demand Response+Upgraded HVDC+Constrained Operational Capacity | 72.2804 | 77.4457 | 78.296
2028 | SIWEM_PERC | Low Demand Growth+Low Gas Supply+Increased Demand Response+Upgraded HVDC+Constrained Operational Capacity | 65.8248 | 88.7495 | 100.9863
2029 | SIWEM_PERC | Low Demand Growth+Low Gas Supply+Increased Demand Response+Upgraded HVDC+Constrained Operational Capacity | 59.9715 | 90.6294 | 107.5163
2030 | SIWEM_PERC | Low Demand Growth+Low Gas Supply+Increased Demand Response+Upgraded HVDC+Constrained Operational Capacity | 51.743 | 88.8152 | 111.4796
2031 | SIWEM_PERC | Low Demand Growth+Low Gas Supply+Increased Demand Response+Upgraded HVDC+Constrained Operational Capacity | 43.3641 | 81.0287 | 112.4554
2032 | SIWEM_PERC | Low Demand Growth+Low Gas Supply+Increased Demand Response+Upgraded HVDC+Constrained Operational Capacity | 35.5584 | 74.1249 | 108.8764
2033 | SIWEM_PERC | Low Demand Growth+Low Gas Supply+Increased Demand Response+Upgraded HVDC+Constrained Operational Capacity | 29.6414 | 67.9693 | 105.7919
2034 | SIWEM_PERC | Low Demand Growth+Low Gas Supply+Increased Demand Response+Upgraded HVDC+Constrained Operational Capacity | 24.7024 | 63.9315 | 102.8781
2035 | SIWEM_PERC | Low Demand Growth+Low Gas Supply+Increased Demand Response+Upgraded HVDC+Constrained Operational Capacity | 19.6749 | 58.6786 | 99.2001
2026 | NZWEM_PERC | Low Demand Growth+Low Gas Supply+Increased Demand Response+Upgraded HVDC+Constrained Operational Capacity+Low Wind & Solar | 24.8138 | 24.8681 | 24.8681
2027 | NZWEM_PERC | Low Demand Growth+Low Gas Supply+Increased Demand Response+Upgraded HVDC+Constrained Operational Capacity+Low Wind & Solar | 25.9418 | 27.7051 | 28.0099
2028 | NZWEM_PERC | Low Demand Growth+Low Gas Supply+Increased Demand Response+Upgraded HVDC+Constrained Operational Capacity+Low Wind & Solar | 23.3306 | 31.1253 | 35.4486
2029 | NZWEM_PERC | Low Demand Growth+Low Gas Supply+Increased Demand Response+Upgraded HVDC+Constrained Operational Capacity+Low Wind & Solar | 21.0834 | 32.1966 | 40.9894
2030 | NZWEM_PERC | Low Demand Growth+Low Gas Supply+Increased Demand Response+Upgraded HVDC+Constrained Operational Capacity+Low Wind & Solar | 18.0083 | 31.2432 | 45.7403
2031 | NZWEM_PERC | Low Demand Growth+Low Gas Supply+Increased Demand Response+Upgraded HVDC+Constrained Operational Capacity+Low Wind & Solar | 14.9535 | 27.9886 | 48.1432
2032 | NZWEM_PERC | Low Demand Growth+Low Gas Supply+Increased Demand Response+Upgraded HVDC+Constrained Operational Capacity+Low Wind & Solar | 12.1363 | 25.3377 | 46.2055
2033 | NZWEM_PERC | Low Demand Growth+Low Gas Supply+Increased Demand Response+Upgraded HVDC+Constrained Operational Capacity+Low Wind & Solar | 9.9982 | 22.9941 | 45.2973
2034 | NZWEM_PERC | Low Demand Growth+Low Gas Supply+Increased Demand Response+Upgraded HVDC+Constrained Operational Capacity+Low Wind & Solar | 8.2085 | 21.4661 | 43.4021
2035 | NZWEM_PERC | Low Demand Growth+Low Gas Supply+Increased Demand Response+Upgraded HVDC+Constrained Operational Capacity+Low Wind & Solar | 6.3932 | 19.4682 | 40.9289
2026 | NIWCM | Low Demand Growth+Low Gas Supply+Increased Demand Response+Upgraded HVDC+Constrained Operational Capacity+Low Wind & Solar | 755.6807 | 755.6807 | 755.6807
2027 | NIWCM | Low Demand Growth+Low Gas Supply+Increased Demand Response+Upgraded HVDC+Constrained Operational Capacity+Low Wind & Solar | 1101.6718 | 1105.1761 | 1105.1761
2028 | NIWCM | Low Demand Growth+Low Gas Supply+Increased Demand Response+Upgraded HVDC+Constrained Operational Capacity+Low Wind & Solar | 1216.908 | 1690.5905 | 1694.1607
2029 | NIWCM | Low Demand Growth+Low Gas Supply+Increased Demand Response+Upgraded HVDC+Constrained Operational Capacity+Low Wind & Solar | 1186.3719 | 1821.8682 | 1967.8933
2030 | NIWCM | Low Demand Growth+Low Gas Supply+Increased Demand Response+Upgraded HVDC+Constrained Operational Capacity+Low Wind & Solar | 1073.6095 | 1784.6908 | 1978.0043
2031 | NIWCM | Low Demand Growth+Low Gas Supply+Increased Demand Response+Upgraded HVDC+Constrained Operational Capacity+Low Wind & Solar | 991.3969 | 1716.8893 | 1974.0454
2032 | NIWCM | Low Demand Growth+Low Gas Supply+Increased Demand Response+Upgraded HVDC+Constrained Operational Capacity+Low Wind & Solar | 843.6885 | 1572.5812 | 1851.7963
2033 | NIWCM | Low Demand Growth+Low Gas Supply+Increased Demand Response+Upgraded HVDC+Constrained Operational Capacity+Low Wind & Solar | 595.8507 | 1327.7017 | 1619.1084
2034 | NIWCM | Low Demand Growth+Low Gas Supply+Increased Demand Response+Upgraded HVDC+Constrained Operational Capacity+Low Wind & Solar | 443.2034 | 1223.3875 | 1591.127
2035 | NIWCM | Low Demand Growth+Low Gas Supply+Increased Demand Response+Upgraded HVDC+Constrained Operational Capacity+Low Wind & Solar | 396.66 | 1190.5706 | 1559.2133
2026 | SIWEM_PERC | Low Demand Growth+Low Gas Supply+Increased Demand Response+Upgraded HVDC+Constrained Operational Capacity+Low Wind & Solar | 56.5826 | 56.5826 | 56.5826
2027 | SIWEM_PERC | Low Demand Growth+Low Gas Supply+Increased Demand Response+Upgraded HVDC+Constrained Operational Capacity+Low Wind & Solar | 68.5928 | 73.2543 | 74.0217
2028 | SIWEM_PERC | Low Demand Growth+Low Gas Supply+Increased Demand Response+Upgraded HVDC+Constrained Operational Capacity+Low Wind & Solar | 61.8598 | 82.5485 | 94.0302
2029 | SIWEM_PERC | Low Demand Growth+Low Gas Supply+Increased Demand Response+Upgraded HVDC+Constrained Operational Capacity+Low Wind & Solar | 55.9398 | 84.8814 | 103.4505
2030 | SIWEM_PERC | Low Demand Growth+Low Gas Supply+Increased Demand Response+Upgraded HVDC+Constrained Operational Capacity+Low Wind & Solar | 47.5574 | 82.0593 | 106.6951
2031 | SIWEM_PERC | Low Demand Growth+Low Gas Supply+Increased Demand Response+Upgraded HVDC+Constrained Operational Capacity+Low Wind & Solar | 39.225 | 73.6953 | 107.2416
2032 | SIWEM_PERC | Low Demand Growth+Low Gas Supply+Increased Demand Response+Upgraded HVDC+Constrained Operational Capacity+Low Wind & Solar | 31.4915 | 66.8148 | 103.7535
2033 | SIWEM_PERC | Low Demand Growth+Low Gas Supply+Increased Demand Response+Upgraded HVDC+Constrained Operational Capacity+Low Wind & Solar | 25.637 | 60.7715 | 100.7478
2034 | SIWEM_PERC | Low Demand Growth+Low Gas Supply+Increased Demand Response+Upgraded HVDC+Constrained Operational Capacity+Low Wind & Solar | 20.7575 | 56.8406 | 97.9089
2035 | SIWEM_PERC | Low Demand Growth+Low Gas Supply+Increased Demand Response+Upgraded HVDC+Constrained Operational Capacity+Low Wind & Solar | 15.8044 | 51.7215 | 94.3247
2026 | NZWEM_PERC | Low Demand Growth+Low Gas Supply+Increased Demand Response+Delayed Build | 21.1983 | 21.1983 | 21.1983
2027 | NZWEM_PERC | Low Demand Growth+Low Gas Supply+Increased Demand Response+Delayed Build | 19.5365 | 19.6868 | 19.8652
2028 | NZWEM_PERC | Low Demand Growth+Low Gas Supply+Increased Demand Response+Delayed Build | 20.417 | 21.954 | 22.2886
2029 | NZWEM_PERC | Low Demand Growth+Low Gas Supply+Increased Demand Response+Delayed Build | 21.4172 | 24.4857 | 25.4388
2030 | NZWEM_PERC | Low Demand Growth+Low Gas Supply+Increased Demand Response+Delayed Build | 19.5533 | 29.3615 | 37.6523
2031 | NZWEM_PERC | Low Demand Growth+Low Gas Supply+Increased Demand Response+Delayed Build | 16.4635 | 29.4237 | 38.7849
2032 | NZWEM_PERC | Low Demand Growth+Low Gas Supply+Increased Demand Response+Delayed Build | 13.6206 | 27.1017 | 42.4901
2033 | NZWEM_PERC | Low Demand Growth+Low Gas Supply+Increased Demand Response+Delayed Build | 11.4593 | 24.8274 | 46.3947
2034 | NZWEM_PERC | Low Demand Growth+Low Gas Supply+Increased Demand Response+Delayed Build | 9.6456 | 23.2103 | 45.5131
2035 | NZWEM_PERC | Low Demand Growth+Low Gas Supply+Increased Demand Response+Delayed Build | 7.7992 | 21.5895 | 45.2857
2026 | NIWCM | Low Demand Growth+Low Gas Supply+Increased Demand Response+Delayed Build | 1053.1748 | 1053.1748 | 1053.1748
2027 | NIWCM | Low Demand Growth+Low Gas Supply+Increased Demand Response+Delayed Build | 1318.5781 | 1320.448 | 1322.9205
2028 | NIWCM | Low Demand Growth+Low Gas Supply+Increased Demand Response+Delayed Build | 1587.608 | 1602.2893 | 1606.8258
2029 | NIWCM | Low Demand Growth+Low Gas Supply+Increased Demand Response+Delayed Build | 1628.2083 | 1738.4887 | 1752.081
2030 | NIWCM | Low Demand Growth+Low Gas Supply+Increased Demand Response+Delayed Build | 1671.4537 | 2277.4653 | 2441.653
2031 | NIWCM | Low Demand Growth+Low Gas Supply+Increased Demand Response+Delayed Build | 1575.8682 | 2421.8462 | 2643.1758
2032 | NIWCM | Low Demand Growth+Low Gas Supply+Increased Demand Response+Delayed Build | 1428.1168 | 2318.4937 | 2685.3663
2033 | NIWCM | Low Demand Growth+Low Gas Supply+Increased Demand Response+Delayed Build | 1256.421 | 2183.9152 | 2739.7514
2034 | NIWCM | Low Demand Growth+Low Gas Supply+Increased Demand Response+Delayed Build | 1109.4017 | 2075.0784 | 2675.9588
2035 | NIWCM | Low Demand Growth+Low Gas Supply+Increased Demand Response+Delayed Build | 1065.8139 | 2075.0276 | 2765.1613
2026 | SIWEM_PERC | Low Demand Growth+Low Gas Supply+Increased Demand Response+Delayed Build | 52.2203 | 52.2203 | 52.2203
2027 | SIWEM_PERC | Low Demand Growth+Low Gas Supply+Increased Demand Response+Delayed Build | 52.1772 | 52.4844 | 52.4844
2028 | SIWEM_PERC | Low Demand Growth+Low Gas Supply+Increased Demand Response+Delayed Build | 53.9965 | 56.0972 | 56.0972
2029 | SIWEM_PERC | Low Demand Growth+Low Gas Supply+Increased Demand Response+Delayed Build | 52.4648 | 57.8548 | 57.8548
2030 | SIWEM_PERC | Low Demand Growth+Low Gas Supply+Increased Demand Response+Delayed Build | 51.2814 | 64.7675 | 79.123
2031 | SIWEM_PERC | Low Demand Growth+Low Gas Supply+Increased Demand Response+Delayed Build | 43.3641 | 61.2912 | 77.4643
2032 | SIWEM_PERC | Low Demand Growth+Low Gas Supply+Increased Demand Response+Delayed Build | 35.5584 | 60.6371 | 82.4231
2033 | SIWEM_PERC | Low Demand Growth+Low Gas Supply+Increased Demand Response+Delayed Build | 29.6414 | 58.2937 | 85.0325
2034 | SIWEM_PERC | Low Demand Growth+Low Gas Supply+Increased Demand Response+Delayed Build | 24.7024 | 56.0858 | 82.4272
2035 | SIWEM_PERC | Low Demand Growth+Low Gas Supply+Increased Demand Response+Delayed Build | 19.6749 | 53.2909 | 79.1352
2026 | NZWEM_PERC | Low Demand Growth+Low Gas Supply+Increased Demand Response+Delayed Build+Low Wind & Solar | 20.238 | 20.238 | 20.238
2027 | NZWEM_PERC | Low Demand Growth+Low Gas Supply+Increased Demand Response+Delayed Build+Low Wind & Solar | 18.5195 | 18.6552 | 18.8162
2028 | NZWEM_PERC | Low Demand Growth+Low Gas Supply+Increased Demand Response+Delayed Build+Low Wind & Solar | 19.1362 | 20.5233 | 20.8252
2029 | NZWEM_PERC | Low Demand Growth+Low Gas Supply+Increased Demand Response+Delayed Build+Low Wind & Solar | 19.9664 | 22.7356 | 23.5957
2030 | NZWEM_PERC | Low Demand Growth+Low Gas Supply+Increased Demand Response+Delayed Build+Low Wind & Solar | 18.0083 | 26.8599 | 34.3421
2031 | NZWEM_PERC | Low Demand Growth+Low Gas Supply+Increased Demand Response+Delayed Build+Low Wind & Solar | 14.9535 | 26.6497 | 35.0979
2032 | NZWEM_PERC | Low Demand Growth+Low Gas Supply+Increased Demand Response+Delayed Build+Low Wind & Solar | 12.1363 | 24.3026 | 38.23
2033 | NZWEM_PERC | Low Demand Growth+Low Gas Supply+Increased Demand Response+Delayed Build+Low Wind & Solar | 9.9982 | 22.0719 | 41.5749
2034 | NZWEM_PERC | Low Demand Growth+Low Gas Supply+Increased Demand Response+Delayed Build+Low Wind & Solar | 8.2085 | 20.4594 | 40.6643
2035 | NZWEM_PERC | Low Demand Growth+Low Gas Supply+Increased Demand Response+Delayed Build+Low Wind & Solar | 6.3932 | 18.8982 | 40.3589
2026 | NIWCM | Low Demand Growth+Low Gas Supply+Increased Demand Response+Delayed Build+Low Wind & Solar | 1053.1748 | 1053.1748 | 1053.1748
2027 | NIWCM | Low Demand Growth+Low Gas Supply+Increased Demand Response+Delayed Build+Low Wind & Solar | 1318.5781 | 1320.448 | 1322.9205
2028 | NIWCM | Low Demand Growth+Low Gas Supply+Increased Demand Response+Delayed Build+Low Wind & Solar | 1587.608 | 1602.2893 | 1606.8258
2029 | NIWCM | Low Demand Growth+Low Gas Supply+Increased Demand Response+Delayed Build+Low Wind & Solar | 1628.2083 | 1738.4887 | 1752.081
2030 | NIWCM | Low Demand Growth+Low Gas Supply+Increased Demand Response+Delayed Build+Low Wind & Solar | 1671.4537 | 2277.4653 | 2441.653
2031 | NIWCM | Low Demand Growth+Low Gas Supply+Increased Demand Response+Delayed Build+Low Wind & Solar | 1575.8682 | 2421.8462 | 2643.1758
2032 | NIWCM | Low Demand Growth+Low Gas Supply+Increased Demand Response+Delayed Build+Low Wind & Solar | 1428.1168 | 2318.4937 | 2685.3663
2033 | NIWCM | Low Demand Growth+Low Gas Supply+Increased Demand Response+Delayed Build+Low Wind & Solar | 1256.421 | 2183.9152 | 2739.7514
2034 | NIWCM | Low Demand Growth+Low Gas Supply+Increased Demand Response+Delayed Build+Low Wind & Solar | 1109.4017 | 2075.0784 | 2675.9588
2035 | NIWCM | Low Demand Growth+Low Gas Supply+Increased Demand Response+Delayed Build+Low Wind & Solar | 1065.8139 | 2075.0276 | 2765.1613
2026 | SIWEM_PERC | Low Demand Growth+Low Gas Supply+Increased Demand Response+Delayed Build+Low Wind & Solar | 51.8693 | 51.8693 | 51.8693
2027 | SIWEM_PERC | Low Demand Growth+Low Gas Supply+Increased Demand Response+Delayed Build+Low Wind & Solar | 49.3662 | 49.7412 | 50.1862
2028 | SIWEM_PERC | Low Demand Growth+Low Gas Supply+Increased Demand Response+Delayed Build+Low Wind & Solar | 50.9356 | 54.7585 | 55.044
2029 | SIWEM_PERC | Low Demand Growth+Low Gas Supply+Increased Demand Response+Delayed Build+Low Wind & Solar | 51.5833 | 56.4476 | 56.4476
2030 | SIWEM_PERC | Low Demand Growth+Low Gas Supply+Increased Demand Response+Delayed Build+Low Wind & Solar | 47.5574 | 62.3997 | 75.3551
2031 | SIWEM_PERC | Low Demand Growth+Low Gas Supply+Increased Demand Response+Delayed Build+Low Wind & Solar | 39.225 | 58.9748 | 73.5704
2032 | SIWEM_PERC | Low Demand Growth+Low Gas Supply+Increased Demand Response+Delayed Build+Low Wind & Solar | 31.4915 | 58.1629 | 77.824
2033 | SIWEM_PERC | Low Demand Growth+Low Gas Supply+Increased Demand Response+Delayed Build+Low Wind & Solar | 25.637 | 55.8575 | 79.9883
2034 | SIWEM_PERC | Low Demand Growth+Low Gas Supply+Increased Demand Response+Delayed Build+Low Wind & Solar | 20.7575 | 53.6858 | 77.458
2035 | SIWEM_PERC | Low Demand Growth+Low Gas Supply+Increased Demand Response+Delayed Build+Low Wind & Solar | 15.8044 | 50.2295 | 74.2598
2026 | NZWEM_PERC | Low Demand Growth+Low Gas Supply+Increased Demand Response+Delayed Build+Constrained Operational Capacity | 21.1983 | 21.1983 | 21.1983
2027 | NZWEM_PERC | Low Demand Growth+Low Gas Supply+Increased Demand Response+Delayed Build+Constrained Operational Capacity | 19.5365 | 19.6868 | 19.8652
2028 | NZWEM_PERC | Low Demand Growth+Low Gas Supply+Increased Demand Response+Delayed Build+Constrained Operational Capacity | 20.417 | 21.954 | 22.2886
2029 | NZWEM_PERC | Low Demand Growth+Low Gas Supply+Increased Demand Response+Delayed Build+Constrained Operational Capacity | 21.4172 | 24.4857 | 25.4388
2030 | NZWEM_PERC | Low Demand Growth+Low Gas Supply+Increased Demand Response+Delayed Build+Constrained Operational Capacity | 19.5533 | 29.3615 | 37.6523
2031 | NZWEM_PERC | Low Demand Growth+Low Gas Supply+Increased Demand Response+Delayed Build+Constrained Operational Capacity | 16.4635 | 29.4237 | 38.7849
2032 | NZWEM_PERC | Low Demand Growth+Low Gas Supply+Increased Demand Response+Delayed Build+Constrained Operational Capacity | 13.6206 | 27.1017 | 42.4901
2033 | NZWEM_PERC | Low Demand Growth+Low Gas Supply+Increased Demand Response+Delayed Build+Constrained Operational Capacity | 11.4593 | 24.8274 | 46.3947
2034 | NZWEM_PERC | Low Demand Growth+Low Gas Supply+Increased Demand Response+Delayed Build+Constrained Operational Capacity | 9.6456 | 23.2103 | 45.5131
2035 | NZWEM_PERC | Low Demand Growth+Low Gas Supply+Increased Demand Response+Delayed Build+Constrained Operational Capacity | 7.7992 | 21.5895 | 45.2857
2026 | NIWCM | Low Demand Growth+Low Gas Supply+Increased Demand Response+Delayed Build+Constrained Operational Capacity | 531.3464 | 531.3464 | 531.3464
2027 | NIWCM | Low Demand Growth+Low Gas Supply+Increased Demand Response+Delayed Build+Constrained Operational Capacity | 788.4602 | 788.4602 | 788.4602
2028 | NIWCM | Low Demand Growth+Low Gas Supply+Increased Demand Response+Delayed Build+Constrained Operational Capacity | 1007.9357 | 1007.9357 | 1007.9357
2029 | NIWCM | Low Demand Growth+Low Gas Supply+Increased Demand Response+Delayed Build+Constrained Operational Capacity | 1007.0493 | 1088.905 | 1088.905
2030 | NIWCM | Low Demand Growth+Low Gas Supply+Increased Demand Response+Delayed Build+Constrained Operational Capacity | 1017.833 | 1519.3047 | 1630.7312
2031 | NIWCM | Low Demand Growth+Low Gas Supply+Increased Demand Response+Delayed Build+Constrained Operational Capacity | 918.4455 | 1559.5832 | 1712.9602
2032 | NIWCM | Low Demand Growth+Low Gas Supply+Increased Demand Response+Delayed Build+Constrained Operational Capacity | 770.7533 | 1460.8652 | 1666.8346
2033 | NIWCM | Low Demand Growth+Low Gas Supply+Increased Demand Response+Delayed Build+Constrained Operational Capacity | 595.8498 | 1297.2412 | 1557.0473
2034 | NIWCM | Low Demand Growth+Low Gas Supply+Increased Demand Response+Delayed Build+Constrained Operational Capacity | 443.2036 | 1153.2959 | 1433.856
2035 | NIWCM | Low Demand Growth+Low Gas Supply+Increased Demand Response+Delayed Build+Constrained Operational Capacity | 396.6599 | 1138.2398 | 1429.6393
2026 | SIWEM_PERC | Low Demand Growth+Low Gas Supply+Increased Demand Response+Delayed Build+Constrained Operational Capacity | 52.2203 | 52.2203 | 52.2203
2027 | SIWEM_PERC | Low Demand Growth+Low Gas Supply+Increased Demand Response+Delayed Build+Constrained Operational Capacity | 52.1772 | 52.4844 | 52.4844
2028 | SIWEM_PERC | Low Demand Growth+Low Gas Supply+Increased Demand Response+Delayed Build+Constrained Operational Capacity | 53.9965 | 56.0972 | 56.0972
2029 | SIWEM_PERC | Low Demand Growth+Low Gas Supply+Increased Demand Response+Delayed Build+Constrained Operational Capacity | 52.4648 | 57.8548 | 57.8548
2030 | SIWEM_PERC | Low Demand Growth+Low Gas Supply+Increased Demand Response+Delayed Build+Constrained Operational Capacity | 51.2814 | 64.7675 | 79.123
2031 | SIWEM_PERC | Low Demand Growth+Low Gas Supply+Increased Demand Response+Delayed Build+Constrained Operational Capacity | 43.3641 | 61.2912 | 77.4643
2032 | SIWEM_PERC | Low Demand Growth+Low Gas Supply+Increased Demand Response+Delayed Build+Constrained Operational Capacity | 35.5584 | 60.6371 | 82.4231
2033 | SIWEM_PERC | Low Demand Growth+Low Gas Supply+Increased Demand Response+Delayed Build+Constrained Operational Capacity | 29.6414 | 58.2937 | 85.0325
2034 | SIWEM_PERC | Low Demand Growth+Low Gas Supply+Increased Demand Response+Delayed Build+Constrained Operational Capacity | 24.7024 | 56.0858 | 82.4272
2035 | SIWEM_PERC | Low Demand Growth+Low Gas Supply+Increased Demand Response+Delayed Build+Constrained Operational Capacity | 19.6749 | 53.2909 | 79.1352
2026 | NZWEM_PERC | Low Demand Growth+Low Gas Supply+Increased Demand Response+Delayed Build+Constrained Operational Capacity+Low Wind & Solar | 20.238 | 20.238 | 20.238
2027 | NZWEM_PERC | Low Demand Growth+Low Gas Supply+Increased Demand Response+Delayed Build+Constrained Operational Capacity+Low Wind & Solar | 18.5195 | 18.6552 | 18.8162
2028 | NZWEM_PERC | Low Demand Growth+Low Gas Supply+Increased Demand Response+Delayed Build+Constrained Operational Capacity+Low Wind & Solar | 19.1362 | 20.5233 | 20.8252
2029 | NZWEM_PERC | Low Demand Growth+Low Gas Supply+Increased Demand Response+Delayed Build+Constrained Operational Capacity+Low Wind & Solar | 19.9664 | 22.7356 | 23.5957
2030 | NZWEM_PERC | Low Demand Growth+Low Gas Supply+Increased Demand Response+Delayed Build+Constrained Operational Capacity+Low Wind & Solar | 18.0083 | 26.8599 | 34.3421
2031 | NZWEM_PERC | Low Demand Growth+Low Gas Supply+Increased Demand Response+Delayed Build+Constrained Operational Capacity+Low Wind & Solar | 14.9535 | 26.6497 | 35.0979
2032 | NZWEM_PERC | Low Demand Growth+Low Gas Supply+Increased Demand Response+Delayed Build+Constrained Operational Capacity+Low Wind & Solar | 12.1363 | 24.3026 | 38.23
2033 | NZWEM_PERC | Low Demand Growth+Low Gas Supply+Increased Demand Response+Delayed Build+Constrained Operational Capacity+Low Wind & Solar | 9.9982 | 22.0719 | 41.5749
2034 | NZWEM_PERC | Low Demand Growth+Low Gas Supply+Increased Demand Response+Delayed Build+Constrained Operational Capacity+Low Wind & Solar | 8.2085 | 20.4594 | 40.6643
2035 | NZWEM_PERC | Low Demand Growth+Low Gas Supply+Increased Demand Response+Delayed Build+Constrained Operational Capacity+Low Wind & Solar | 6.3932 | 18.8982 | 40.3589
2026 | NIWCM | Low Demand Growth+Low Gas Supply+Increased Demand Response+Delayed Build+Constrained Operational Capacity+Low Wind & Solar | 531.3464 | 531.3464 | 531.3464
2027 | NIWCM | Low Demand Growth+Low Gas Supply+Increased Demand Response+Delayed Build+Constrained Operational Capacity+Low Wind & Solar | 788.4602 | 788.4602 | 788.4602
2028 | NIWCM | Low Demand Growth+Low Gas Supply+Increased Demand Response+Delayed Build+Constrained Operational Capacity+Low Wind & Solar | 1007.9357 | 1007.9357 | 1007.9357
2029 | NIWCM | Low Demand Growth+Low Gas Supply+Increased Demand Response+Delayed Build+Constrained Operational Capacity+Low Wind & Solar | 1007.0493 | 1088.905 | 1088.905
2030 | NIWCM | Low Demand Growth+Low Gas Supply+Increased Demand Response+Delayed Build+Constrained Operational Capacity+Low Wind & Solar | 1017.833 | 1519.3047 | 1630.7312
2031 | NIWCM | Low Demand Growth+Low Gas Supply+Increased Demand Response+Delayed Build+Constrained Operational Capacity+Low Wind & Solar | 918.4455 | 1559.5832 | 1712.9602
2032 | NIWCM | Low Demand Growth+Low Gas Supply+Increased Demand Response+Delayed Build+Constrained Operational Capacity+Low Wind & Solar | 770.7533 | 1460.8652 | 1666.8346
2033 | NIWCM | Low Demand Growth+Low Gas Supply+Increased Demand Response+Delayed Build+Constrained Operational Capacity+Low Wind & Solar | 595.8498 | 1297.2412 | 1557.0473
2034 | NIWCM | Low Demand Growth+Low Gas Supply+Increased Demand Response+Delayed Build+Constrained Operational Capacity+Low Wind & Solar | 443.2036 | 1153.2959 | 1433.856
2035 | NIWCM | Low Demand Growth+Low Gas Supply+Increased Demand Response+Delayed Build+Constrained Operational Capacity+Low Wind & Solar | 396.6599 | 1138.2398 | 1429.6393
2026 | SIWEM_PERC | Low Demand Growth+Low Gas Supply+Increased Demand Response+Delayed Build+Constrained Operational Capacity+Low Wind & Solar | 51.8693 | 51.8693 | 51.8693
2027 | SIWEM_PERC | Low Demand Growth+Low Gas Supply+Increased Demand Response+Delayed Build+Constrained Operational Capacity+Low Wind & Solar | 49.3662 | 49.7412 | 50.1862
2028 | SIWEM_PERC | Low Demand Growth+Low Gas Supply+Increased Demand Response+Delayed Build+Constrained Operational Capacity+Low Wind & Solar | 50.9356 | 54.7585 | 55.044
2029 | SIWEM_PERC | Low Demand Growth+Low Gas Supply+Increased Demand Response+Delayed Build+Constrained Operational Capacity+Low Wind & Solar | 51.5833 | 56.4476 | 56.4476
2030 | SIWEM_PERC | Low Demand Growth+Low Gas Supply+Increased Demand Response+Delayed Build+Constrained Operational Capacity+Low Wind & Solar | 47.5574 | 62.3997 | 75.3551
2031 | SIWEM_PERC | Low Demand Growth+Low Gas Supply+Increased Demand Response+Delayed Build+Constrained Operational Capacity+Low Wind & Solar | 39.225 | 58.9748 | 73.5704
2032 | SIWEM_PERC | Low Demand Growth+Low Gas Supply+Increased Demand Response+Delayed Build+Constrained Operational Capacity+Low Wind & Solar | 31.4915 | 58.1629 | 77.824
2033 | SIWEM_PERC | Low Demand Growth+Low Gas Supply+Increased Demand Response+Delayed Build+Constrained Operational Capacity+Low Wind & Solar | 25.637 | 55.8575 | 79.9883
2034 | SIWEM_PERC | Low Demand Growth+Low Gas Supply+Increased Demand Response+Delayed Build+Constrained Operational Capacity+Low Wind & Solar | 20.7575 | 53.6858 | 77.458
2035 | SIWEM_PERC | Low Demand Growth+Low Gas Supply+Increased Demand Response+Delayed Build+Constrained Operational Capacity+Low Wind & Solar | 15.8044 | 50.2295 | 74.2598
2026 | NZWEM_PERC | Low Demand Growth+Low Gas Supply+Increased Demand Response+Delayed Build+Upgraded HVDC | 21.1983 | 21.1983 | 21.1983
2027 | NZWEM_PERC | Low Demand Growth+Low Gas Supply+Increased Demand Response+Delayed Build+Upgraded HVDC | 19.5365 | 19.6868 | 19.8652
2028 | NZWEM_PERC | Low Demand Growth+Low Gas Supply+Increased Demand Response+Delayed Build+Upgraded HVDC | 20.417 | 21.954 | 22.2886
2029 | NZWEM_PERC | Low Demand Growth+Low Gas Supply+Increased Demand Response+Delayed Build+Upgraded HVDC | 21.4172 | 24.4857 | 25.4388
2030 | NZWEM_PERC | Low Demand Growth+Low Gas Supply+Increased Demand Response+Delayed Build+Upgraded HVDC | 19.5533 | 29.3615 | 37.6523
2031 | NZWEM_PERC | Low Demand Growth+Low Gas Supply+Increased Demand Response+Delayed Build+Upgraded HVDC | 16.4635 | 29.4237 | 38.7849
2032 | NZWEM_PERC | Low Demand Growth+Low Gas Supply+Increased Demand Response+Delayed Build+Upgraded HVDC | 13.6206 | 27.1017 | 42.4901
2033 | NZWEM_PERC | Low Demand Growth+Low Gas Supply+Increased Demand Response+Delayed Build+Upgraded HVDC | 11.4593 | 24.8274 | 46.3947
2034 | NZWEM_PERC | Low Demand Growth+Low Gas Supply+Increased Demand Response+Delayed Build+Upgraded HVDC | 9.6456 | 23.2103 | 45.5131
2035 | NZWEM_PERC | Low Demand Growth+Low Gas Supply+Increased Demand Response+Delayed Build+Upgraded HVDC | 7.7992 | 21.5895 | 45.2857
2026 | NIWCM | Low Demand Growth+Low Gas Supply+Increased Demand Response+Delayed Build+Upgraded HVDC | 1053.1748 | 1053.1748 | 1053.1748
2027 | NIWCM | Low Demand Growth+Low Gas Supply+Increased Demand Response+Delayed Build+Upgraded HVDC | 1318.5781 | 1320.448 | 1322.9205
2028 | NIWCM | Low Demand Growth+Low Gas Supply+Increased Demand Response+Delayed Build+Upgraded HVDC | 1587.608 | 1602.2893 | 1606.8258
2029 | NIWCM | Low Demand Growth+Low Gas Supply+Increased Demand Response+Delayed Build+Upgraded HVDC | 1628.2083 | 1738.4887 | 1752.081
2030 | NIWCM | Low Demand Growth+Low Gas Supply+Increased Demand Response+Delayed Build+Upgraded HVDC | 1671.4537 | 2277.4653 | 2441.653
2031 | NIWCM | Low Demand Growth+Low Gas Supply+Increased Demand Response+Delayed Build+Upgraded HVDC | 1576.0383 | 2477.0017 | 2766.5671
2032 | NIWCM | Low Demand Growth+Low Gas Supply+Increased Demand Response+Delayed Build+Upgraded HVDC | 1428.0689 | 2388.1173 | 2808.8662
2033 | NIWCM | Low Demand Growth+Low Gas Supply+Increased Demand Response+Delayed Build+Upgraded HVDC | 1256.4336 | 2224.4086 | 2863.2513
2034 | NIWCM | Low Demand Growth+Low Gas Supply+Increased Demand Response+Delayed Build+Upgraded HVDC | 1109.3991 | 2093.3059 | 2799.5494
2035 | NIWCM | Low Demand Growth+Low Gas Supply+Increased Demand Response+Delayed Build+Upgraded HVDC | 1065.8145 | 2077.4357 | 2888.6238
2026 | SIWEM_PERC | Low Demand Growth+Low Gas Supply+Increased Demand Response+Delayed Build+Upgraded HVDC | 52.2203 | 52.2203 | 52.2203
2027 | SIWEM_PERC | Low Demand Growth+Low Gas Supply+Increased Demand Response+Delayed Build+Upgraded HVDC | 52.1772 | 52.5831 | 53.0322
2028 | SIWEM_PERC | Low Demand Growth+Low Gas Supply+Increased Demand Response+Delayed Build+Upgraded HVDC | 54.4235 | 58.4688 | 59.3083
2029 | SIWEM_PERC | Low Demand Growth+Low Gas Supply+Increased Demand Response+Delayed Build+Upgraded HVDC | 56.6946 | 64.8607 | 67.2474
2030 | SIWEM_PERC | Low Demand Growth+Low Gas Supply+Increased Demand Response+Delayed Build+Upgraded HVDC | 51.743 | 77.408 | 99.3664
2031 | SIWEM_PERC | Low Demand Growth+Low Gas Supply+Increased Demand Response+Delayed Build+Upgraded HVDC | 43.3641 | 77.3179 | 98.922
2032 | SIWEM_PERC | Low Demand Growth+Low Gas Supply+Increased Demand Response+Delayed Build+Upgraded HVDC | 35.5584 | 71.4375 | 103.5064
2033 | SIWEM_PERC | Low Demand Growth+Low Gas Supply+Increased Demand Response+Delayed Build+Upgraded HVDC | 29.6414 | 65.5646 | 105.7919
2034 | SIWEM_PERC | Low Demand Growth+Low Gas Supply+Increased Demand Response+Delayed Build+Upgraded HVDC | 24.7024 | 61.4151 | 102.8781
2035 | SIWEM_PERC | Low Demand Growth+Low Gas Supply+Increased Demand Response+Delayed Build+Upgraded HVDC | 19.6749 | 57.2497 | 99.2001
2026 | NZWEM_PERC | Low Demand Growth+Low Gas Supply+Increased Demand Response+Delayed Build+Upgraded HVDC+Low Wind & Solar | 20.238 | 20.238 | 20.238
2027 | NZWEM_PERC | Low Demand Growth+Low Gas Supply+Increased Demand Response+Delayed Build+Upgraded HVDC+Low Wind & Solar | 18.5195 | 18.6552 | 18.8162
2028 | NZWEM_PERC | Low Demand Growth+Low Gas Supply+Increased Demand Response+Delayed Build+Upgraded HVDC+Low Wind & Solar | 19.1362 | 20.5233 | 20.8252
2029 | NZWEM_PERC | Low Demand Growth+Low Gas Supply+Increased Demand Response+Delayed Build+Upgraded HVDC+Low Wind & Solar | 19.9664 | 22.7356 | 23.5957
2030 | NZWEM_PERC | Low Demand Growth+Low Gas Supply+Increased Demand Response+Delayed Build+Upgraded HVDC+Low Wind & Solar | 18.0083 | 26.8599 | 34.3421
2031 | NZWEM_PERC | Low Demand Growth+Low Gas Supply+Increased Demand Response+Delayed Build+Upgraded HVDC+Low Wind & Solar | 14.9535 | 26.6497 | 35.0979
2032 | NZWEM_PERC | Low Demand Growth+Low Gas Supply+Increased Demand Response+Delayed Build+Upgraded HVDC+Low Wind & Solar | 12.1363 | 24.3026 | 38.23
2033 | NZWEM_PERC | Low Demand Growth+Low Gas Supply+Increased Demand Response+Delayed Build+Upgraded HVDC+Low Wind & Solar | 9.9982 | 22.0719 | 41.5749
2034 | NZWEM_PERC | Low Demand Growth+Low Gas Supply+Increased Demand Response+Delayed Build+Upgraded HVDC+Low Wind & Solar | 8.2085 | 20.4594 | 40.6643
2035 | NZWEM_PERC | Low Demand Growth+Low Gas Supply+Increased Demand Response+Delayed Build+Upgraded HVDC+Low Wind & Solar | 6.3932 | 18.8982 | 40.3589
2026 | NIWCM | Low Demand Growth+Low Gas Supply+Increased Demand Response+Delayed Build+Upgraded HVDC+Low Wind & Solar | 1053.1748 | 1053.1748 | 1053.1748
2027 | NIWCM | Low Demand Growth+Low Gas Supply+Increased Demand Response+Delayed Build+Upgraded HVDC+Low Wind & Solar | 1318.5781 | 1320.448 | 1322.9205
2028 | NIWCM | Low Demand Growth+Low Gas Supply+Increased Demand Response+Delayed Build+Upgraded HVDC+Low Wind & Solar | 1587.608 | 1602.2893 | 1606.8258
2029 | NIWCM | Low Demand Growth+Low Gas Supply+Increased Demand Response+Delayed Build+Upgraded HVDC+Low Wind & Solar | 1628.2083 | 1738.4887 | 1752.081
2030 | NIWCM | Low Demand Growth+Low Gas Supply+Increased Demand Response+Delayed Build+Upgraded HVDC+Low Wind & Solar | 1671.4537 | 2277.4653 | 2441.653
2031 | NIWCM | Low Demand Growth+Low Gas Supply+Increased Demand Response+Delayed Build+Upgraded HVDC+Low Wind & Solar | 1576.0383 | 2477.0017 | 2766.5671
2032 | NIWCM | Low Demand Growth+Low Gas Supply+Increased Demand Response+Delayed Build+Upgraded HVDC+Low Wind & Solar | 1428.0689 | 2388.1173 | 2808.8662
2033 | NIWCM | Low Demand Growth+Low Gas Supply+Increased Demand Response+Delayed Build+Upgraded HVDC+Low Wind & Solar | 1256.4336 | 2224.4086 | 2863.2513
2034 | NIWCM | Low Demand Growth+Low Gas Supply+Increased Demand Response+Delayed Build+Upgraded HVDC+Low Wind & Solar | 1109.3991 | 2093.3059 | 2799.5494
2035 | NIWCM | Low Demand Growth+Low Gas Supply+Increased Demand Response+Delayed Build+Upgraded HVDC+Low Wind & Solar | 1065.8145 | 2077.4357 | 2888.6238
2026 | SIWEM_PERC | Low Demand Growth+Low Gas Supply+Increased Demand Response+Delayed Build+Upgraded HVDC+Low Wind & Solar | 51.8693 | 51.8693 | 51.8693
2027 | SIWEM_PERC | Low Demand Growth+Low Gas Supply+Increased Demand Response+Delayed Build+Upgraded HVDC+Low Wind & Solar | 49.3662 | 49.7412 | 50.1862
2028 | SIWEM_PERC | Low Demand Growth+Low Gas Supply+Increased Demand Response+Delayed Build+Upgraded HVDC+Low Wind & Solar | 50.9356 | 54.7585 | 55.5417
2029 | SIWEM_PERC | Low Demand Growth+Low Gas Supply+Increased Demand Response+Delayed Build+Upgraded HVDC+Low Wind & Solar | 52.9826 | 60.3521 | 62.506
2030 | SIWEM_PERC | Low Demand Growth+Low Gas Supply+Increased Demand Response+Delayed Build+Upgraded HVDC+Low Wind & Solar | 47.5574 | 70.9579 | 90.7746
2031 | SIWEM_PERC | Low Demand Growth+Low Gas Supply+Increased Demand Response+Delayed Build+Upgraded HVDC+Low Wind & Solar | 39.225 | 70.1863 | 92.5791
2032 | SIWEM_PERC | Low Demand Growth+Low Gas Supply+Increased Demand Response+Delayed Build+Upgraded HVDC+Low Wind & Solar | 31.4915 | 64.2321 | 98.9073
2033 | SIWEM_PERC | Low Demand Growth+Low Gas Supply+Increased Demand Response+Delayed Build+Upgraded HVDC+Low Wind & Solar | 25.637 | 58.4698 | 100.7478
2034 | SIWEM_PERC | Low Demand Growth+Low Gas Supply+Increased Demand Response+Delayed Build+Upgraded HVDC+Low Wind & Solar | 20.7575 | 54.3242 | 97.9089
2035 | SIWEM_PERC | Low Demand Growth+Low Gas Supply+Increased Demand Response+Delayed Build+Upgraded HVDC+Low Wind & Solar | 15.8044 | 50.2295 | 94.3247
2026 | NZWEM_PERC | Low Demand Growth+Low Gas Supply+Increased Demand Response+Delayed Build+Upgraded HVDC+Constrained Operational Capacity | 21.1983 | 21.1983 | 21.1983
2027 | NZWEM_PERC | Low Demand Growth+Low Gas Supply+Increased Demand Response+Delayed Build+Upgraded HVDC+Constrained Operational Capacity | 19.5365 | 19.6868 | 19.8652
2028 | NZWEM_PERC | Low Demand Growth+Low Gas Supply+Increased Demand Response+Delayed Build+Upgraded HVDC+Constrained Operational Capacity | 20.417 | 21.954 | 22.2886
2029 | NZWEM_PERC | Low Demand Growth+Low Gas Supply+Increased Demand Response+Delayed Build+Upgraded HVDC+Constrained Operational Capacity | 21.4172 | 24.4857 | 25.4388
2030 | NZWEM_PERC | Low Demand Growth+Low Gas Supply+Increased Demand Response+Delayed Build+Upgraded HVDC+Constrained Operational Capacity | 19.5533 | 29.3615 | 37.6523
2031 | NZWEM_PERC | Low Demand Growth+Low Gas Supply+Increased Demand Response+Delayed Build+Upgraded HVDC+Constrained Operational Capacity | 16.4635 | 29.4237 | 38.7849
2032 | NZWEM_PERC | Low Demand Growth+Low Gas Supply+Increased Demand Response+Delayed Build+Upgraded HVDC+Constrained Operational Capacity | 13.6206 | 27.1017 | 42.4901
2033 | NZWEM_PERC | Low Demand Growth+Low Gas Supply+Increased Demand Response+Delayed Build+Upgraded HVDC+Constrained Operational Capacity | 11.4593 | 24.8274 | 46.3947
2034 | NZWEM_PERC | Low Demand Growth+Low Gas Supply+Increased Demand Response+Delayed Build+Upgraded HVDC+Constrained Operational Capacity | 9.6456 | 23.2103 | 45.5131
2035 | NZWEM_PERC | Low Demand Growth+Low Gas Supply+Increased Demand Response+Delayed Build+Upgraded HVDC+Constrained Operational Capacity | 7.7992 | 21.5895 | 45.2857
2026 | NIWCM | Low Demand Growth+Low Gas Supply+Increased Demand Response+Delayed Build+Upgraded HVDC+Constrained Operational Capacity | 531.3464 | 531.3464 | 531.3464
2027 | NIWCM | Low Demand Growth+Low Gas Supply+Increased Demand Response+Delayed Build+Upgraded HVDC+Constrained Operational Capacity | 788.4602 | 788.4602 | 788.4602
2028 | NIWCM | Low Demand Growth+Low Gas Supply+Increased Demand Response+Delayed Build+Upgraded HVDC+Constrained Operational Capacity | 1007.9357 | 1007.9357 | 1007.9357
2029 | NIWCM | Low Demand Growth+Low Gas Supply+Increased Demand Response+Delayed Build+Upgraded HVDC+Constrained Operational Capacity | 1007.0493 | 1088.905 | 1088.905
2030 | NIWCM | Low Demand Growth+Low Gas Supply+Increased Demand Response+Delayed Build+Upgraded HVDC+Constrained Operational Capacity | 1017.833 | 1519.3047 | 1630.7312
2031 | NIWCM | Low Demand Growth+Low Gas Supply+Increased Demand Response+Delayed Build+Upgraded HVDC+Constrained Operational Capacity | 918.4584 | 1559.5385 | 1713.0596
2032 | NIWCM | Low Demand Growth+Low Gas Supply+Increased Demand Response+Delayed Build+Upgraded HVDC+Constrained Operational Capacity | 770.75 | 1460.8535 | 1666.9838
2033 | NIWCM | Low Demand Growth+Low Gas Supply+Increased Demand Response+Delayed Build+Upgraded HVDC+Constrained Operational Capacity | 595.8507 | 1297.2425 | 1557.1967
2034 | NIWCM | Low Demand Growth+Low Gas Supply+Increased Demand Response+Delayed Build+Upgraded HVDC+Constrained Operational Capacity | 443.2034 | 1153.2983 | 1433.8088
2035 | NIWCM | Low Demand Growth+Low Gas Supply+Increased Demand Response+Delayed Build+Upgraded HVDC+Constrained Operational Capacity | 396.66 | 1138.2386 | 1429.6523
2026 | SIWEM_PERC | Low Demand Growth+Low Gas Supply+Increased Demand Response+Delayed Build+Upgraded HVDC+Constrained Operational Capacity | 52.2203 | 52.2203 | 52.2203
2027 | SIWEM_PERC | Low Demand Growth+Low Gas Supply+Increased Demand Response+Delayed Build+Upgraded HVDC+Constrained Operational Capacity | 52.1772 | 52.5831 | 53.0322
2028 | SIWEM_PERC | Low Demand Growth+Low Gas Supply+Increased Demand Response+Delayed Build+Upgraded HVDC+Constrained Operational Capacity | 54.4235 | 58.4688 | 59.3083
2029 | SIWEM_PERC | Low Demand Growth+Low Gas Supply+Increased Demand Response+Delayed Build+Upgraded HVDC+Constrained Operational Capacity | 56.6946 | 64.8607 | 67.2474
2030 | SIWEM_PERC | Low Demand Growth+Low Gas Supply+Increased Demand Response+Delayed Build+Upgraded HVDC+Constrained Operational Capacity | 51.743 | 77.408 | 99.3664
2031 | SIWEM_PERC | Low Demand Growth+Low Gas Supply+Increased Demand Response+Delayed Build+Upgraded HVDC+Constrained Operational Capacity | 43.3641 | 77.3179 | 98.922
2032 | SIWEM_PERC | Low Demand Growth+Low Gas Supply+Increased Demand Response+Delayed Build+Upgraded HVDC+Constrained Operational Capacity | 35.5584 | 71.4375 | 103.5064
2033 | SIWEM_PERC | Low Demand Growth+Low Gas Supply+Increased Demand Response+Delayed Build+Upgraded HVDC+Constrained Operational Capacity | 29.6414 | 65.5646 | 105.7919
2034 | SIWEM_PERC | Low Demand Growth+Low Gas Supply+Increased Demand Response+Delayed Build+Upgraded HVDC+Constrained Operational Capacity | 24.7024 | 61.4151 | 102.8781
2035 | SIWEM_PERC | Low Demand Growth+Low Gas Supply+Increased Demand Response+Delayed Build+Upgraded HVDC+Constrained Operational Capacity | 19.6749 | 57.2497 | 99.2001
2026 | NZWEM_PERC | Low Demand Growth+Low Gas Supply+Increased Demand Response+Delayed Build+Upgraded HVDC+Constrained Operational Capacity+Low Wind & Solar | 20.238 | 20.238 | 20.238
2027 | NZWEM_PERC | Low Demand Growth+Low Gas Supply+Increased Demand Response+Delayed Build+Upgraded HVDC+Constrained Operational Capacity+Low Wind & Solar | 18.5195 | 18.6552 | 18.8162
2028 | NZWEM_PERC | Low Demand Growth+Low Gas Supply+Increased Demand Response+Delayed Build+Upgraded HVDC+Constrained Operational Capacity+Low Wind & Solar | 19.1362 | 20.5233 | 20.8252
2029 | NZWEM_PERC | Low Demand Growth+Low Gas Supply+Increased Demand Response+Delayed Build+Upgraded HVDC+Constrained Operational Capacity+Low Wind & Solar | 19.9664 | 22.7356 | 23.5957
2030 | NZWEM_PERC | Low Demand Growth+Low Gas Supply+Increased Demand Response+Delayed Build+Upgraded HVDC+Constrained Operational Capacity+Low Wind & Solar | 18.0083 | 26.8599 | 34.3421
2031 | NZWEM_PERC | Low Demand Growth+Low Gas Supply+Increased Demand Response+Delayed Build+Upgraded HVDC+Constrained Operational Capacity+Low Wind & Solar | 14.9535 | 26.6497 | 35.0979
2032 | NZWEM_PERC | Low Demand Growth+Low Gas Supply+Increased Demand Response+Delayed Build+Upgraded HVDC+Constrained Operational Capacity+Low Wind & Solar | 12.1363 | 24.3026 | 38.23
2033 | NZWEM_PERC | Low Demand Growth+Low Gas Supply+Increased Demand Response+Delayed Build+Upgraded HVDC+Constrained Operational Capacity+Low Wind & Solar | 9.9982 | 22.0719 | 41.5749
2034 | NZWEM_PERC | Low Demand Growth+Low Gas Supply+Increased Demand Response+Delayed Build+Upgraded HVDC+Constrained Operational Capacity+Low Wind & Solar | 8.2085 | 20.4594 | 40.6643
2035 | NZWEM_PERC | Low Demand Growth+Low Gas Supply+Increased Demand Response+Delayed Build+Upgraded HVDC+Constrained Operational Capacity+Low Wind & Solar | 6.3932 | 18.8982 | 40.3589
2026 | NIWCM | Low Demand Growth+Low Gas Supply+Increased Demand Response+Delayed Build+Upgraded HVDC+Constrained Operational Capacity+Low Wind & Solar | 531.3464 | 531.3464 | 531.3464
2027 | NIWCM | Low Demand Growth+Low Gas Supply+Increased Demand Response+Delayed Build+Upgraded HVDC+Constrained Operational Capacity+Low Wind & Solar | 788.4602 | 788.4602 | 788.4602
2028 | NIWCM | Low Demand Growth+Low Gas Supply+Increased Demand Response+Delayed Build+Upgraded HVDC+Constrained Operational Capacity+Low Wind & Solar | 1007.9357 | 1007.9357 | 1007.9357
2029 | NIWCM | Low Demand Growth+Low Gas Supply+Increased Demand Response+Delayed Build+Upgraded HVDC+Constrained Operational Capacity+Low Wind & Solar | 1007.0493 | 1088.905 | 1088.905
2030 | NIWCM | Low Demand Growth+Low Gas Supply+Increased Demand Response+Delayed Build+Upgraded HVDC+Constrained Operational Capacity+Low Wind & Solar | 1017.833 | 1519.3047 | 1630.7312
2031 | NIWCM | Low Demand Growth+Low Gas Supply+Increased Demand Response+Delayed Build+Upgraded HVDC+Constrained Operational Capacity+Low Wind & Solar | 918.4584 | 1559.5385 | 1713.0596
2032 | NIWCM | Low Demand Growth+Low Gas Supply+Increased Demand Response+Delayed Build+Upgraded HVDC+Constrained Operational Capacity+Low Wind & Solar | 770.75 | 1460.8535 | 1666.9838
2033 | NIWCM | Low Demand Growth+Low Gas Supply+Increased Demand Response+Delayed Build+Upgraded HVDC+Constrained Operational Capacity+Low Wind & Solar | 595.8507 | 1297.2425 | 1557.1967
2034 | NIWCM | Low Demand Growth+Low Gas Supply+Increased Demand Response+Delayed Build+Upgraded HVDC+Constrained Operational Capacity+Low Wind & Solar | 443.2034 | 1153.2983 | 1433.8088
2035 | NIWCM | Low Demand Growth+Low Gas Supply+Increased Demand Response+Delayed Build+Upgraded HVDC+Constrained Operational Capacity+Low Wind & Solar | 396.66 | 1138.2386 | 1429.6523
2026 | SIWEM_PERC | Low Demand Growth+Low Gas Supply+Increased Demand Response+Delayed Build+Upgraded HVDC+Constrained Operational Capacity+Low Wind & Solar | 51.8693 | 51.8693 | 51.8693
2027 | SIWEM_PERC | Low Demand Growth+Low Gas Supply+Increased Demand Response+Delayed Build+Upgraded HVDC+Constrained Operational Capacity+Low Wind & Solar | 49.3662 | 49.7412 | 50.1862
2028 | SIWEM_PERC | Low Demand Growth+Low Gas Supply+Increased Demand Response+Delayed Build+Upgraded HVDC+Constrained Operational Capacity+Low Wind & Solar | 50.9356 | 54.7585 | 55.5417
2029 | SIWEM_PERC | Low Demand Growth+Low Gas Supply+Increased Demand Response+Delayed Build+Upgraded HVDC+Constrained Operational Capacity+Low Wind & Solar | 52.9826 | 60.3521 | 62.506
2030 | SIWEM_PERC | Low Demand Growth+Low Gas Supply+Increased Demand Response+Delayed Build+Upgraded HVDC+Constrained Operational Capacity+Low Wind & Solar | 47.5574 | 70.9579 | 90.7746
2031 | SIWEM_PERC | Low Demand Growth+Low Gas Supply+Increased Demand Response+Delayed Build+Upgraded HVDC+Constrained Operational Capacity+Low Wind & Solar | 39.225 | 70.1863 | 92.5791
2032 | SIWEM_PERC | Low Demand Growth+Low Gas Supply+Increased Demand Response+Delayed Build+Upgraded HVDC+Constrained Operational Capacity+Low Wind & Solar | 31.4915 | 64.2321 | 98.9073
2033 | SIWEM_PERC | Low Demand Growth+Low Gas Supply+Increased Demand Response+Delayed Build+Upgraded HVDC+Constrained Operational Capacity+Low Wind & Solar | 25.637 | 58.4698 | 100.7478
2034 | SIWEM_PERC | Low Demand Growth+Low Gas Supply+Increased Demand Response+Delayed Build+Upgraded HVDC+Constrained Operational Capacity+Low Wind & Solar | 20.7575 | 54.3242 | 97.9089
2035 | SIWEM_PERC | Low Demand Growth+Low Gas Supply+Increased Demand Response+Delayed Build+Upgraded HVDC+Constrained Operational Capacity+Low Wind & Solar | 15.8044 | 50.2295 | 94.3247
2026 | NZWEM_PERC | Low Demand Growth+Low Gas Supply+Increased Demand Response+Reduced Rankine Availability | 21.707 | 21.7671 | 21.7671
2027 | NZWEM_PERC | Low Demand Growth+Low Gas Supply+Increased Demand Response+Reduced Rankine Availability | 18.6904 | 20.6443 | 20.9821
2028 | NZWEM_PERC | Low Demand Growth+Low Gas Supply+Increased Demand Response+Reduced Rankine Availability | 16.2717 | 24.9088 | 29.6993
2029 | NZWEM_PERC | Low Demand Growth+Low Gas Supply+Increased Demand Response+Reduced Rankine Availability | 14.1534 | 26.4677 | 36.2108
2030 | NZWEM_PERC | Low Demand Growth+Low Gas Supply+Increased Demand Response+Reduced Rankine Availability | 11.1956 | 25.7992 | 41.817
2031 | NZWEM_PERC | Low Demand Growth+Low Gas Supply+Increased Demand Response+Reduced Rankine Availability | 8.2952 | 22.6679 | 44.9557
2032 | NZWEM_PERC | Low Demand Growth+Low Gas Supply+Increased Demand Response+Reduced Rankine Availability | 5.5914 | 20.1496 | 43.1842
2033 | NZWEM_PERC | Low Demand Growth+Low Gas Supply+Increased Demand Response+Reduced Rankine Availability | 3.5551 | 17.8867 | 42.5133
2034 | NZWEM_PERC | Low Demand Growth+Low Gas Supply+Increased Demand Response+Reduced Rankine Availability | 1.8715 | 16.4428 | 40.6639
2035 | NZWEM_PERC | Low Demand Growth+Low Gas Supply+Increased Demand Response+Reduced Rankine Availability | 0.19353 | 14.5538 | 38.25
2026 | NIWCM | Low Demand Growth+Low Gas Supply+Increased Demand Response+Reduced Rankine Availability | 1312.2106 | 1313.0104 | 1313.0104
2027 | NIWCM | Low Demand Growth+Low Gas Supply+Increased Demand Response+Reduced Rankine Availability | 1459.6952 | 1480.091 | 1484.6275
2028 | NIWCM | Low Demand Growth+Low Gas Supply+Increased Demand Response+Reduced Rankine Availability | 1596.1139 | 2135.685 | 2166.8445
2029 | NIWCM | Low Demand Growth+Low Gas Supply+Increased Demand Response+Reduced Rankine Availability | 1592.1577 | 2360.8998 | 2562.5481
2030 | NIWCM | Low Demand Growth+Low Gas Supply+Increased Demand Response+Reduced Rankine Availability | 1496.8302 | 2348.9441 | 2696.5802
2031 | NIWCM | Low Demand Growth+Low Gas Supply+Increased Demand Response+Reduced Rankine Availability | 1418.4067 | 2311.4346 | 2851.006
2032 | NIWCM | Low Demand Growth+Low Gas Supply+Increased Demand Response+Reduced Rankine Availability | 1270.6553 | 2214.4014 | 2793.5765
2033 | NIWCM | Low Demand Growth+Low Gas Supply+Increased Demand Response+Reduced Rankine Availability | 1026.021 | 1998.5544 | 2653.7931
2034 | NIWCM | Low Demand Growth+Low Gas Supply+Increased Demand Response+Reduced Rankine Availability | 879.0017 | 1914.7676 | 2660.077
2035 | NIWCM | Low Demand Growth+Low Gas Supply+Increased Demand Response+Reduced Rankine Availability | 835.4139 | 1896.9596 | 2664.3223
2026 | SIWEM_PERC | Low Demand Growth+Low Gas Supply+Increased Demand Response+Reduced Rankine Availability | 57.443 | 57.443 | 57.443
2027 | SIWEM_PERC | Low Demand Growth+Low Gas Supply+Increased Demand Response+Reduced Rankine Availability | 49.8386 | 55.2394 | 56.173
2028 | SIWEM_PERC | Low Demand Growth+Low Gas Supply+Increased Demand Response+Reduced Rankine Availability | 43.041 | 66.8448 | 78.2728
2029 | SIWEM_PERC | Low Demand Growth+Low Gas Supply+Increased Demand Response+Reduced Rankine Availability | 37.1341 | 68.2245 | 85.1114
2030 | SIWEM_PERC | Low Demand Growth+Low Gas Supply+Increased Demand Response+Reduced Rankine Availability | 28.9008 | 66.8817 | 89.5461
2031 | SIWEM_PERC | Low Demand Growth+Low Gas Supply+Increased Demand Response+Reduced Rankine Availability | 24.033 | 60.3715 | 90.9977
2032 | SIWEM_PERC | Low Demand Growth+Low Gas Supply+Increased Demand Response+Reduced Rankine Availability | 21.9966 | 53.4481 | 87.7931
2033 | SIWEM_PERC | Low Demand Growth+Low Gas Supply+Increased Demand Response+Reduced Rankine Availability | 20.2467 | 47.2564 | 85.0325
2034 | SIWEM_PERC | Low Demand Growth+Low Gas Supply+Increased Demand Response+Reduced Rankine Availability | 18.6044 | 43.361 | 82.4272
2035 | SIWEM_PERC | Low Demand Growth+Low Gas Supply+Increased Demand Response+Reduced Rankine Availability | 16.5168 | 38.2696 | 79.1352
2026 | NZWEM_PERC | Low Demand Growth+Low Gas Supply+Increased Demand Response+Reduced Rankine Availability+Low Wind & Solar | 20.4447 | 20.499 | 20.499
2027 | NZWEM_PERC | Low Demand Growth+Low Gas Supply+Increased Demand Response+Reduced Rankine Availability+Low Wind & Solar | 17.2576 | 19.0209 | 19.3257
2028 | NZWEM_PERC | Low Demand Growth+Low Gas Supply+Increased Demand Response+Reduced Rankine Availability+Low Wind & Solar | 14.7306 | 22.5253 | 26.8485
2029 | NZWEM_PERC | Low Demand Growth+Low Gas Supply+Increased Demand Response+Reduced Rankine Availability+Low Wind & Solar | 12.5819 | 23.6951 | 32.4879
2030 | NZWEM_PERC | Low Demand Growth+Low Gas Supply+Increased Demand Response+Reduced Rankine Availability+Low Wind & Solar | 9.6507 | 22.8855 | 37.3826
2031 | NZWEM_PERC | Low Demand Growth+Low Gas Supply+Increased Demand Response+Reduced Rankine Availability+Low Wind & Solar | 6.7852 | 19.8203 | 39.9749
2032 | NZWEM_PERC | Low Demand Growth+Low Gas Supply+Increased Demand Response+Reduced Rankine Availability+Low Wind & Solar | 4.1071 | 17.3085 | 38.1763
2033 | NZWEM_PERC | Low Demand Growth+Low Gas Supply+Increased Demand Response+Reduced Rankine Availability+Low Wind & Solar | 2.0939 | 15.0898 | 37.3931
2034 | NZWEM_PERC | Low Demand Growth+Low Gas Supply+Increased Demand Response+Reduced Rankine Availability+Low Wind & Solar | 0.4344 | 13.692 | 35.628
2035 | NZWEM_PERC | Low Demand Growth+Low Gas Supply+Increased Demand Response+Reduced Rankine Availability+Low Wind & Solar | -1.2124 | 11.8625 | 33.3232
2026 | NIWCM | Low Demand Growth+Low Gas Supply+Increased Demand Response+Reduced Rankine Availability+Low Wind & Solar | 1312.2106 | 1313.0104 | 1313.0104
2027 | NIWCM | Low Demand Growth+Low Gas Supply+Increased Demand Response+Reduced Rankine Availability+Low Wind & Solar | 1459.6952 | 1480.091 | 1484.6275
2028 | NIWCM | Low Demand Growth+Low Gas Supply+Increased Demand Response+Reduced Rankine Availability+Low Wind & Solar | 1596.1139 | 2135.685 | 2166.8445
2029 | NIWCM | Low Demand Growth+Low Gas Supply+Increased Demand Response+Reduced Rankine Availability+Low Wind & Solar | 1592.1577 | 2360.8998 | 2562.5481
2030 | NIWCM | Low Demand Growth+Low Gas Supply+Increased Demand Response+Reduced Rankine Availability+Low Wind & Solar | 1496.8302 | 2348.9441 | 2696.5802
2031 | NIWCM | Low Demand Growth+Low Gas Supply+Increased Demand Response+Reduced Rankine Availability+Low Wind & Solar | 1418.4067 | 2311.4346 | 2851.006
2032 | NIWCM | Low Demand Growth+Low Gas Supply+Increased Demand Response+Reduced Rankine Availability+Low Wind & Solar | 1270.6553 | 2214.4014 | 2793.5765
2033 | NIWCM | Low Demand Growth+Low Gas Supply+Increased Demand Response+Reduced Rankine Availability+Low Wind & Solar | 1026.021 | 1998.5544 | 2653.7931
2034 | NIWCM | Low Demand Growth+Low Gas Supply+Increased Demand Response+Reduced Rankine Availability+Low Wind & Solar | 879.0017 | 1914.7676 | 2660.077
2035 | NIWCM | Low Demand Growth+Low Gas Supply+Increased Demand Response+Reduced Rankine Availability+Low Wind & Solar | 835.4139 | 1896.9596 | 2664.3223
2026 | SIWEM_PERC | Low Demand Growth+Low Gas Supply+Increased Demand Response+Reduced Rankine Availability+Low Wind & Solar | 54.9387 | 55.0894 | 55.0894
2027 | SIWEM_PERC | Low Demand Growth+Low Gas Supply+Increased Demand Response+Reduced Rankine Availability+Low Wind & Solar | 45.878 | 50.752 | 51.5946
2028 | SIWEM_PERC | Low Demand Growth+Low Gas Supply+Increased Demand Response+Reduced Rankine Availability+Low Wind & Solar | 38.7938 | 60.2759 | 72.1906
2029 | SIWEM_PERC | Low Demand Growth+Low Gas Supply+Increased Demand Response+Reduced Rankine Availability+Low Wind & Solar | 32.8123 | 63.3739 | 81.0457
2030 | SIWEM_PERC | Low Demand Growth+Low Gas Supply+Increased Demand Response+Reduced Rankine Availability+Low Wind & Solar | 25.6306 | 60.9138 | 84.7616
2031 | SIWEM_PERC | Low Demand Growth+Low Gas Supply+Increased Demand Response+Reduced Rankine Availability+Low Wind & Solar | 23.0034 | 52.5656 | 85.7839
2032 | SIWEM_PERC | Low Demand Growth+Low Gas Supply+Increased Demand Response+Reduced Rankine Availability+Low Wind & Solar | 20.985 | 45.6634 | 82.6702
2033 | SIWEM_PERC | Low Demand Growth+Low Gas Supply+Increased Demand Response+Reduced Rankine Availability+Low Wind & Solar | 19.2506 | 39.5912 | 79.9883
2034 | SIWEM_PERC | Low Demand Growth+Low Gas Supply+Increased Demand Response+Reduced Rankine Availability+Low Wind & Solar | 17.6231 | 35.8098 | 77.458
2035 | SIWEM_PERC | Low Demand Growth+Low Gas Supply+Increased Demand Response+Reduced Rankine Availability+Low Wind & Solar | 15.5541 | 30.8609 | 74.2598
2026 | NZWEM_PERC | Low Demand Growth+Low Gas Supply+Increased Demand Response+Reduced Rankine Availability+Constrained Operational Capacity | 21.707 | 21.7671 | 21.7671
2027 | NZWEM_PERC | Low Demand Growth+Low Gas Supply+Increased Demand Response+Reduced Rankine Availability+Constrained Operational Capacity | 18.6904 | 20.6443 | 20.9821
2028 | NZWEM_PERC | Low Demand Growth+Low Gas Supply+Increased Demand Response+Reduced Rankine Availability+Constrained Operational Capacity | 16.2717 | 24.9088 | 29.6993
2029 | NZWEM_PERC | Low Demand Growth+Low Gas Supply+Increased Demand Response+Reduced Rankine Availability+Constrained Operational Capacity | 14.1534 | 26.4677 | 36.2108
2030 | NZWEM_PERC | Low Demand Growth+Low Gas Supply+Increased Demand Response+Reduced Rankine Availability+Constrained Operational Capacity | 11.1956 | 25.7992 | 41.817
2031 | NZWEM_PERC | Low Demand Growth+Low Gas Supply+Increased Demand Response+Reduced Rankine Availability+Constrained Operational Capacity | 8.2952 | 22.6679 | 44.9557
2032 | NZWEM_PERC | Low Demand Growth+Low Gas Supply+Increased Demand Response+Reduced Rankine Availability+Constrained Operational Capacity | 5.5914 | 20.1496 | 43.1842
2033 | NZWEM_PERC | Low Demand Growth+Low Gas Supply+Increased Demand Response+Reduced Rankine Availability+Constrained Operational Capacity | 3.5551 | 17.8867 | 42.5133
2034 | NZWEM_PERC | Low Demand Growth+Low Gas Supply+Increased Demand Response+Reduced Rankine Availability+Constrained Operational Capacity | 1.8715 | 16.4428 | 40.6639
2035 | NZWEM_PERC | Low Demand Growth+Low Gas Supply+Increased Demand Response+Reduced Rankine Availability+Constrained Operational Capacity | 0.19353 | 14.5538 | 38.25
2026 | NIWCM | Low Demand Growth+Low Gas Supply+Increased Demand Response+Reduced Rankine Availability+Constrained Operational Capacity | 755.6807 | 755.6807 | 755.6807
2027 | NIWCM | Low Demand Growth+Low Gas Supply+Increased Demand Response+Reduced Rankine Availability+Constrained Operational Capacity | 871.2718 | 874.7761 | 874.7761
2028 | NIWCM | Low Demand Growth+Low Gas Supply+Increased Demand Response+Reduced Rankine Availability+Constrained Operational Capacity | 986.508 | 1460.1905 | 1463.7607
2029 | NIWCM | Low Demand Growth+Low Gas Supply+Increased Demand Response+Reduced Rankine Availability+Constrained Operational Capacity | 955.9719 | 1591.4682 | 1737.4933
2030 | NIWCM | Low Demand Growth+Low Gas Supply+Increased Demand Response+Reduced Rankine Availability+Constrained Operational Capacity | 843.2095 | 1554.2908 | 1747.6043
2031 | NIWCM | Low Demand Growth+Low Gas Supply+Increased Demand Response+Reduced Rankine Availability+Constrained Operational Capacity | 760.984 | 1486.4999 | 1737.7327
2032 | NIWCM | Low Demand Growth+Low Gas Supply+Increased Demand Response+Reduced Rankine Availability+Constrained Operational Capacity | 613.2918 | 1342.1929 | 1621.8623
2033 | NIWCM | Low Demand Growth+Low Gas Supply+Increased Demand Response+Reduced Rankine Availability+Constrained Operational Capacity | 365.4498 | 1097.3004 | 1388.559
2034 | NIWCM | Low Demand Growth+Low Gas Supply+Increased Demand Response+Reduced Rankine Availability+Constrained Operational Capacity | 212.8036 | 992.9851 | 1360.7742
2035 | NIWCM | Low Demand Growth+Low Gas Supply+Increased Demand Response+Reduced Rankine Availability+Constrained Operational Capacity | 166.2599 | 960.1718 | 1328.8003
2026 | SIWEM_PERC | Low Demand Growth+Low Gas Supply+Increased Demand Response+Reduced Rankine Availability+Constrained Operational Capacity | 57.443 | 57.443 | 57.443
2027 | SIWEM_PERC | Low Demand Growth+Low Gas Supply+Increased Demand Response+Reduced Rankine Availability+Constrained Operational Capacity | 49.8386 | 55.2394 | 56.173
2028 | SIWEM_PERC | Low Demand Growth+Low Gas Supply+Increased Demand Response+Reduced Rankine Availability+Constrained Operational Capacity | 43.041 | 66.8448 | 78.2728
2029 | SIWEM_PERC | Low Demand Growth+Low Gas Supply+Increased Demand Response+Reduced Rankine Availability+Constrained Operational Capacity | 37.1341 | 68.2245 | 85.1114
2030 | SIWEM_PERC | Low Demand Growth+Low Gas Supply+Increased Demand Response+Reduced Rankine Availability+Constrained Operational Capacity | 28.9008 | 66.8817 | 89.5461
2031 | SIWEM_PERC | Low Demand Growth+Low Gas Supply+Increased Demand Response+Reduced Rankine Availability+Constrained Operational Capacity | 24.033 | 60.3715 | 90.9977
2032 | SIWEM_PERC | Low Demand Growth+Low Gas Supply+Increased Demand Response+Reduced Rankine Availability+Constrained Operational Capacity | 21.9966 | 53.4481 | 87.7931
2033 | SIWEM_PERC | Low Demand Growth+Low Gas Supply+Increased Demand Response+Reduced Rankine Availability+Constrained Operational Capacity | 20.2467 | 47.2564 | 85.0325
2034 | SIWEM_PERC | Low Demand Growth+Low Gas Supply+Increased Demand Response+Reduced Rankine Availability+Constrained Operational Capacity | 18.6044 | 43.361 | 82.4272
2035 | SIWEM_PERC | Low Demand Growth+Low Gas Supply+Increased Demand Response+Reduced Rankine Availability+Constrained Operational Capacity | 16.5168 | 38.2696 | 79.1352
2026 | NZWEM_PERC | Low Demand Growth+Low Gas Supply+Increased Demand Response+Reduced Rankine Availability+Constrained Operational Capacity+Low Wind & Solar | 20.4447 | 20.499 | 20.499
2027 | NZWEM_PERC | Low Demand Growth+Low Gas Supply+Increased Demand Response+Reduced Rankine Availability+Constrained Operational Capacity+Low Wind & Solar | 17.2576 | 19.0209 | 19.3257
2028 | NZWEM_PERC | Low Demand Growth+Low Gas Supply+Increased Demand Response+Reduced Rankine Availability+Constrained Operational Capacity+Low Wind & Solar | 14.7306 | 22.5253 | 26.8485
2029 | NZWEM_PERC | Low Demand Growth+Low Gas Supply+Increased Demand Response+Reduced Rankine Availability+Constrained Operational Capacity+Low Wind & Solar | 12.5819 | 23.6951 | 32.4879
2030 | NZWEM_PERC | Low Demand Growth+Low Gas Supply+Increased Demand Response+Reduced Rankine Availability+Constrained Operational Capacity+Low Wind & Solar | 9.6507 | 22.8855 | 37.3826
2031 | NZWEM_PERC | Low Demand Growth+Low Gas Supply+Increased Demand Response+Reduced Rankine Availability+Constrained Operational Capacity+Low Wind & Solar | 6.7852 | 19.8203 | 39.9749
2032 | NZWEM_PERC | Low Demand Growth+Low Gas Supply+Increased Demand Response+Reduced Rankine Availability+Constrained Operational Capacity+Low Wind & Solar | 4.1071 | 17.3085 | 38.1763
2033 | NZWEM_PERC | Low Demand Growth+Low Gas Supply+Increased Demand Response+Reduced Rankine Availability+Constrained Operational Capacity+Low Wind & Solar | 2.0939 | 15.0898 | 37.3931
2034 | NZWEM_PERC | Low Demand Growth+Low Gas Supply+Increased Demand Response+Reduced Rankine Availability+Constrained Operational Capacity+Low Wind & Solar | 0.4344 | 13.692 | 35.628
2035 | NZWEM_PERC | Low Demand Growth+Low Gas Supply+Increased Demand Response+Reduced Rankine Availability+Constrained Operational Capacity+Low Wind & Solar | -1.2124 | 11.8625 | 33.3232
2026 | NIWCM | Low Demand Growth+Low Gas Supply+Increased Demand Response+Reduced Rankine Availability+Constrained Operational Capacity+Low Wind & Solar | 755.6807 | 755.6807 | 755.6807
2027 | NIWCM | Low Demand Growth+Low Gas Supply+Increased Demand Response+Reduced Rankine Availability+Constrained Operational Capacity+Low Wind & Solar | 871.2718 | 874.7761 | 874.7761
2028 | NIWCM | Low Demand Growth+Low Gas Supply+Increased Demand Response+Reduced Rankine Availability+Constrained Operational Capacity+Low Wind & Solar | 986.508 | 1460.1905 | 1463.7607
2029 | NIWCM | Low Demand Growth+Low Gas Supply+Increased Demand Response+Reduced Rankine Availability+Constrained Operational Capacity+Low Wind & Solar | 955.9719 | 1591.4682 | 1737.4933
2030 | NIWCM | Low Demand Growth+Low Gas Supply+Increased Demand Response+Reduced Rankine Availability+Constrained Operational Capacity+Low Wind & Solar | 843.2095 | 1554.2908 | 1747.6043
2031 | NIWCM | Low Demand Growth+Low Gas Supply+Increased Demand Response+Reduced Rankine Availability+Constrained Operational Capacity+Low Wind & Solar | 760.984 | 1486.4999 | 1737.7327
2032 | NIWCM | Low Demand Growth+Low Gas Supply+Increased Demand Response+Reduced Rankine Availability+Constrained Operational Capacity+Low Wind & Solar | 613.2918 | 1342.1929 | 1621.8623
2033 | NIWCM | Low Demand Growth+Low Gas Supply+Increased Demand Response+Reduced Rankine Availability+Constrained Operational Capacity+Low Wind & Solar | 365.4498 | 1097.3004 | 1388.559
2034 | NIWCM | Low Demand Growth+Low Gas Supply+Increased Demand Response+Reduced Rankine Availability+Constrained Operational Capacity+Low Wind & Solar | 212.8036 | 992.9851 | 1360.7742
2035 | NIWCM | Low Demand Growth+Low Gas Supply+Increased Demand Response+Reduced Rankine Availability+Constrained Operational Capacity+Low Wind & Solar | 166.2599 | 960.1718 | 1328.8003
2026 | SIWEM_PERC | Low Demand Growth+Low Gas Supply+Increased Demand Response+Reduced Rankine Availability+Constrained Operational Capacity+Low Wind & Solar | 54.9387 | 55.0894 | 55.0894
2027 | SIWEM_PERC | Low Demand Growth+Low Gas Supply+Increased Demand Response+Reduced Rankine Availability+Constrained Operational Capacity+Low Wind & Solar | 45.878 | 50.752 | 51.5946
2028 | SIWEM_PERC | Low Demand Growth+Low Gas Supply+Increased Demand Response+Reduced Rankine Availability+Constrained Operational Capacity+Low Wind & Solar | 38.7938 | 60.2759 | 72.1906
2029 | SIWEM_PERC | Low Demand Growth+Low Gas Supply+Increased Demand Response+Reduced Rankine Availability+Constrained Operational Capacity+Low Wind & Solar | 32.8123 | 63.3739 | 81.0457
2030 | SIWEM_PERC | Low Demand Growth+Low Gas Supply+Increased Demand Response+Reduced Rankine Availability+Constrained Operational Capacity+Low Wind & Solar | 25.6306 | 60.9138 | 84.7616
2031 | SIWEM_PERC | Low Demand Growth+Low Gas Supply+Increased Demand Response+Reduced Rankine Availability+Constrained Operational Capacity+Low Wind & Solar | 23.0034 | 52.5656 | 85.7839
2032 | SIWEM_PERC | Low Demand Growth+Low Gas Supply+Increased Demand Response+Reduced Rankine Availability+Constrained Operational Capacity+Low Wind & Solar | 20.985 | 45.6634 | 82.6702
2033 | SIWEM_PERC | Low Demand Growth+Low Gas Supply+Increased Demand Response+Reduced Rankine Availability+Constrained Operational Capacity+Low Wind & Solar | 19.2506 | 39.5912 | 79.9883
2034 | SIWEM_PERC | Low Demand Growth+Low Gas Supply+Increased Demand Response+Reduced Rankine Availability+Constrained Operational Capacity+Low Wind & Solar | 17.6231 | 35.8098 | 77.458
2035 | SIWEM_PERC | Low Demand Growth+Low Gas Supply+Increased Demand Response+Reduced Rankine Availability+Constrained Operational Capacity+Low Wind & Solar | 15.5541 | 30.8609 | 74.2598
2026 | NZWEM_PERC | Low Demand Growth+Low Gas Supply+Increased Demand Response+Reduced Rankine Availability+Upgraded HVDC | 21.707 | 21.7671 | 21.7671
2027 | NZWEM_PERC | Low Demand Growth+Low Gas Supply+Increased Demand Response+Reduced Rankine Availability+Upgraded HVDC | 18.6904 | 20.6443 | 20.9821
2028 | NZWEM_PERC | Low Demand Growth+Low Gas Supply+Increased Demand Response+Reduced Rankine Availability+Upgraded HVDC | 16.2717 | 24.9088 | 29.6993
2029 | NZWEM_PERC | Low Demand Growth+Low Gas Supply+Increased Demand Response+Reduced Rankine Availability+Upgraded HVDC | 14.1534 | 26.4677 | 36.2108
2030 | NZWEM_PERC | Low Demand Growth+Low Gas Supply+Increased Demand Response+Reduced Rankine Availability+Upgraded HVDC | 11.1956 | 25.7992 | 41.817
2031 | NZWEM_PERC | Low Demand Growth+Low Gas Supply+Increased Demand Response+Reduced Rankine Availability+Upgraded HVDC | 8.2952 | 22.6679 | 44.9557
2032 | NZWEM_PERC | Low Demand Growth+Low Gas Supply+Increased Demand Response+Reduced Rankine Availability+Upgraded HVDC | 5.5914 | 20.1496 | 43.1842
2033 | NZWEM_PERC | Low Demand Growth+Low Gas Supply+Increased Demand Response+Reduced Rankine Availability+Upgraded HVDC | 3.5551 | 17.8867 | 42.5133
2034 | NZWEM_PERC | Low Demand Growth+Low Gas Supply+Increased Demand Response+Reduced Rankine Availability+Upgraded HVDC | 1.8715 | 16.4428 | 40.6639
2035 | NZWEM_PERC | Low Demand Growth+Low Gas Supply+Increased Demand Response+Reduced Rankine Availability+Upgraded HVDC | 0.19353 | 14.5538 | 38.25
2026 | NIWCM | Low Demand Growth+Low Gas Supply+Increased Demand Response+Reduced Rankine Availability+Upgraded HVDC | 1312.2106 | 1313.0104 | 1313.0104
2027 | NIWCM | Low Demand Growth+Low Gas Supply+Increased Demand Response+Reduced Rankine Availability+Upgraded HVDC | 1459.6952 | 1480.091 | 1484.6275
2028 | NIWCM | Low Demand Growth+Low Gas Supply+Increased Demand Response+Reduced Rankine Availability+Upgraded HVDC | 1596.1139 | 2135.685 | 2166.8445
2029 | NIWCM | Low Demand Growth+Low Gas Supply+Increased Demand Response+Reduced Rankine Availability+Upgraded HVDC | 1592.1577 | 2360.8998 | 2562.5481
2030 | NIWCM | Low Demand Growth+Low Gas Supply+Increased Demand Response+Reduced Rankine Availability+Upgraded HVDC | 1496.8302 | 2348.9441 | 2696.5802
2031 | NIWCM | Low Demand Growth+Low Gas Supply+Increased Demand Response+Reduced Rankine Availability+Upgraded HVDC | 1418.5768 | 2413.7302 | 2974.5059
2032 | NIWCM | Low Demand Growth+Low Gas Supply+Increased Demand Response+Reduced Rankine Availability+Upgraded HVDC | 1270.6074 | 2284.025 | 2917.0764
2033 | NIWCM | Low Demand Growth+Low Gas Supply+Increased Demand Response+Reduced Rankine Availability+Upgraded HVDC | 1026.0336 | 2039.0478 | 2777.293
2034 | NIWCM | Low Demand Growth+Low Gas Supply+Increased Demand Response+Reduced Rankine Availability+Upgraded HVDC | 878.9991 | 1932.9951 | 2783.6676
2035 | NIWCM | Low Demand Growth+Low Gas Supply+Increased Demand Response+Reduced Rankine Availability+Upgraded HVDC | 835.4145 | 1899.3677 | 2787.7848
2026 | SIWEM_PERC | Low Demand Growth+Low Gas Supply+Increased Demand Response+Reduced Rankine Availability+Upgraded HVDC | 57.443 | 57.443 | 57.443
2027 | SIWEM_PERC | Low Demand Growth+Low Gas Supply+Increased Demand Response+Reduced Rankine Availability+Upgraded HVDC | 49.8386 | 55.2394 | 56.173
2028 | SIWEM_PERC | Low Demand Growth+Low Gas Supply+Increased Demand Response+Reduced Rankine Availability+Upgraded HVDC | 43.041 | 66.8448 | 79.8886
2029 | SIWEM_PERC | Low Demand Growth+Low Gas Supply+Increased Demand Response+Reduced Rankine Availability+Upgraded HVDC | 37.1341 | 70.7508 | 96.6591
2030 | SIWEM_PERC | Low Demand Growth+Low Gas Supply+Increased Demand Response+Reduced Rankine Availability+Upgraded HVDC | 28.9008 | 68.7131 | 110.6836
2031 | SIWEM_PERC | Low Demand Growth+Low Gas Supply+Increased Demand Response+Reduced Rankine Availability+Upgraded HVDC | 24.033 | 60.3715 | 112.4554
2032 | SIWEM_PERC | Low Demand Growth+Low Gas Supply+Increased Demand Response+Reduced Rankine Availability+Upgraded HVDC | 21.9966 | 53.4481 | 108.8764
2033 | SIWEM_PERC | Low Demand Growth+Low Gas Supply+Increased Demand Response+Reduced Rankine Availability+Upgraded HVDC | 20.2467 | 47.2564 | 105.7919
2034 | SIWEM_PERC | Low Demand Growth+Low Gas Supply+Increased Demand Response+Reduced Rankine Availability+Upgraded HVDC | 18.6044 | 43.361 | 102.8781
2035 | SIWEM_PERC | Low Demand Growth+Low Gas Supply+Increased Demand Response+Reduced Rankine Availability+Upgraded HVDC | 16.5168 | 38.2696 | 99.2001
2026 | NZWEM_PERC | Low Demand Growth+Low Gas Supply+Increased Demand Response+Reduced Rankine Availability+Upgraded HVDC+Low Wind & Solar | 20.4447 | 20.499 | 20.499
2027 | NZWEM_PERC | Low Demand Growth+Low Gas Supply+Increased Demand Response+Reduced Rankine Availability+Upgraded HVDC+Low Wind & Solar | 17.2576 | 19.0209 | 19.3257
2028 | NZWEM_PERC | Low Demand Growth+Low Gas Supply+Increased Demand Response+Reduced Rankine Availability+Upgraded HVDC+Low Wind & Solar | 14.7306 | 22.5253 | 26.8485
2029 | NZWEM_PERC | Low Demand Growth+Low Gas Supply+Increased Demand Response+Reduced Rankine Availability+Upgraded HVDC+Low Wind & Solar | 12.5819 | 23.6951 | 32.4879
2030 | NZWEM_PERC | Low Demand Growth+Low Gas Supply+Increased Demand Response+Reduced Rankine Availability+Upgraded HVDC+Low Wind & Solar | 9.6507 | 22.8855 | 37.3826
2031 | NZWEM_PERC | Low Demand Growth+Low Gas Supply+Increased Demand Response+Reduced Rankine Availability+Upgraded HVDC+Low Wind & Solar | 6.7852 | 19.8203 | 39.9749
2032 | NZWEM_PERC | Low Demand Growth+Low Gas Supply+Increased Demand Response+Reduced Rankine Availability+Upgraded HVDC+Low Wind & Solar | 4.1071 | 17.3085 | 38.1763
2033 | NZWEM_PERC | Low Demand Growth+Low Gas Supply+Increased Demand Response+Reduced Rankine Availability+Upgraded HVDC+Low Wind & Solar | 2.0939 | 15.0898 | 37.3931
2034 | NZWEM_PERC | Low Demand Growth+Low Gas Supply+Increased Demand Response+Reduced Rankine Availability+Upgraded HVDC+Low Wind & Solar | 0.4344 | 13.692 | 35.628
2035 | NZWEM_PERC | Low Demand Growth+Low Gas Supply+Increased Demand Response+Reduced Rankine Availability+Upgraded HVDC+Low Wind & Solar | -1.2124 | 11.8625 | 33.3232
2026 | NIWCM | Low Demand Growth+Low Gas Supply+Increased Demand Response+Reduced Rankine Availability+Upgraded HVDC+Low Wind & Solar | 1312.2106 | 1313.0104 | 1313.0104
2027 | NIWCM | Low Demand Growth+Low Gas Supply+Increased Demand Response+Reduced Rankine Availability+Upgraded HVDC+Low Wind & Solar | 1459.6952 | 1480.091 | 1484.6275
2028 | NIWCM | Low Demand Growth+Low Gas Supply+Increased Demand Response+Reduced Rankine Availability+Upgraded HVDC+Low Wind & Solar | 1596.1139 | 2135.685 | 2166.8445
2029 | NIWCM | Low Demand Growth+Low Gas Supply+Increased Demand Response+Reduced Rankine Availability+Upgraded HVDC+Low Wind & Solar | 1592.1577 | 2360.8998 | 2562.5481
2030 | NIWCM | Low Demand Growth+Low Gas Supply+Increased Demand Response+Reduced Rankine Availability+Upgraded HVDC+Low Wind & Solar | 1496.8302 | 2348.9441 | 2696.5802
2031 | NIWCM | Low Demand Growth+Low Gas Supply+Increased Demand Response+Reduced Rankine Availability+Upgraded HVDC+Low Wind & Solar | 1418.5768 | 2413.7302 | 2974.5059
2032 | NIWCM | Low Demand Growth+Low Gas Supply+Increased Demand Response+Reduced Rankine Availability+Upgraded HVDC+Low Wind & Solar | 1270.6074 | 2284.025 | 2917.0764
2033 | NIWCM | Low Demand Growth+Low Gas Supply+Increased Demand Response+Reduced Rankine Availability+Upgraded HVDC+Low Wind & Solar | 1026.0336 | 2039.0478 | 2777.293
2034 | NIWCM | Low Demand Growth+Low Gas Supply+Increased Demand Response+Reduced Rankine Availability+Upgraded HVDC+Low Wind & Solar | 878.9991 | 1932.9951 | 2783.6676
2035 | NIWCM | Low Demand Growth+Low Gas Supply+Increased Demand Response+Reduced Rankine Availability+Upgraded HVDC+Low Wind & Solar | 835.4145 | 1899.3677 | 2787.7848
2026 | SIWEM_PERC | Low Demand Growth+Low Gas Supply+Increased Demand Response+Reduced Rankine Availability+Upgraded HVDC+Low Wind & Solar | 54.9387 | 55.0894 | 55.0894
2027 | SIWEM_PERC | Low Demand Growth+Low Gas Supply+Increased Demand Response+Reduced Rankine Availability+Upgraded HVDC+Low Wind & Solar | 45.878 | 50.752 | 51.5946
2028 | SIWEM_PERC | Low Demand Growth+Low Gas Supply+Increased Demand Response+Reduced Rankine Availability+Upgraded HVDC+Low Wind & Solar | 38.7938 | 60.2759 | 72.1906
2029 | SIWEM_PERC | Low Demand Growth+Low Gas Supply+Increased Demand Response+Reduced Rankine Availability+Upgraded HVDC+Low Wind & Solar | 32.8123 | 63.3739 | 86.9726
2030 | SIWEM_PERC | Low Demand Growth+Low Gas Supply+Increased Demand Response+Reduced Rankine Availability+Upgraded HVDC+Low Wind & Solar | 25.6306 | 60.9138 | 99.1977
2031 | SIWEM_PERC | Low Demand Growth+Low Gas Supply+Increased Demand Response+Reduced Rankine Availability+Upgraded HVDC+Low Wind & Solar | 23.0034 | 52.5656 | 105.8447
2032 | SIWEM_PERC | Low Demand Growth+Low Gas Supply+Increased Demand Response+Reduced Rankine Availability+Upgraded HVDC+Low Wind & Solar | 20.985 | 45.6634 | 101.0395
2033 | SIWEM_PERC | Low Demand Growth+Low Gas Supply+Increased Demand Response+Reduced Rankine Availability+Upgraded HVDC+Low Wind & Solar | 19.2506 | 39.5912 | 98.8632
2034 | SIWEM_PERC | Low Demand Growth+Low Gas Supply+Increased Demand Response+Reduced Rankine Availability+Upgraded HVDC+Low Wind & Solar | 17.6231 | 35.8098 | 94.3662
2035 | SIWEM_PERC | Low Demand Growth+Low Gas Supply+Increased Demand Response+Reduced Rankine Availability+Upgraded HVDC+Low Wind & Solar | 15.5541 | 30.8609 | 88.5389
2026 | NZWEM_PERC | Low Demand Growth+Low Gas Supply+Increased Demand Response+Reduced Rankine Availability+Upgraded HVDC+Constrained Operational Capacity | 21.707 | 21.7671 | 21.7671
2027 | NZWEM_PERC | Low Demand Growth+Low Gas Supply+Increased Demand Response+Reduced Rankine Availability+Upgraded HVDC+Constrained Operational Capacity | 18.6904 | 20.6443 | 20.9821
2028 | NZWEM_PERC | Low Demand Growth+Low Gas Supply+Increased Demand Response+Reduced Rankine Availability+Upgraded HVDC+Constrained Operational Capacity | 16.2717 | 24.9088 | 29.6993
2029 | NZWEM_PERC | Low Demand Growth+Low Gas Supply+Increased Demand Response+Reduced Rankine Availability+Upgraded HVDC+Constrained Operational Capacity | 14.1534 | 26.4677 | 36.2108
2030 | NZWEM_PERC | Low Demand Growth+Low Gas Supply+Increased Demand Response+Reduced Rankine Availability+Upgraded HVDC+Constrained Operational Capacity | 11.1956 | 25.7992 | 41.817
2031 | NZWEM_PERC | Low Demand Growth+Low Gas Supply+Increased Demand Response+Reduced Rankine Availability+Upgraded HVDC+Constrained Operational Capacity | 8.2952 | 22.6679 | 44.9557
2032 | NZWEM_PERC | Low Demand Growth+Low Gas Supply+Increased Demand Response+Reduced Rankine Availability+Upgraded HVDC+Constrained Operational Capacity | 5.5914 | 20.1496 | 43.1842
2033 | NZWEM_PERC | Low Demand Growth+Low Gas Supply+Increased Demand Response+Reduced Rankine Availability+Upgraded HVDC+Constrained Operational Capacity | 3.5551 | 17.8867 | 42.5133
2034 | NZWEM_PERC | Low Demand Growth+Low Gas Supply+Increased Demand Response+Reduced Rankine Availability+Upgraded HVDC+Constrained Operational Capacity | 1.8715 | 16.4428 | 40.6639
2035 | NZWEM_PERC | Low Demand Growth+Low Gas Supply+Increased Demand Response+Reduced Rankine Availability+Upgraded HVDC+Constrained Operational Capacity | 0.19353 | 14.5538 | 38.25
2026 | NIWCM | Low Demand Growth+Low Gas Supply+Increased Demand Response+Reduced Rankine Availability+Upgraded HVDC+Constrained Operational Capacity | 755.6807 | 755.6807 | 755.6807
2027 | NIWCM | Low Demand Growth+Low Gas Supply+Increased Demand Response+Reduced Rankine Availability+Upgraded HVDC+Constrained Operational Capacity | 871.2718 | 874.7761 | 874.7761
2028 | NIWCM | Low Demand Growth+Low Gas Supply+Increased Demand Response+Reduced Rankine Availability+Upgraded HVDC+Constrained Operational Capacity | 986.508 | 1460.1905 | 1463.7607
2029 | NIWCM | Low Demand Growth+Low Gas Supply+Increased Demand Response+Reduced Rankine Availability+Upgraded HVDC+Constrained Operational Capacity | 955.9719 | 1591.4682 | 1737.4933
2030 | NIWCM | Low Demand Growth+Low Gas Supply+Increased Demand Response+Reduced Rankine Availability+Upgraded HVDC+Constrained Operational Capacity | 843.2095 | 1554.2908 | 1747.6043
2031 | NIWCM | Low Demand Growth+Low Gas Supply+Increased Demand Response+Reduced Rankine Availability+Upgraded HVDC+Constrained Operational Capacity | 760.9969 | 1486.4893 | 1743.6454
2032 | NIWCM | Low Demand Growth+Low Gas Supply+Increased Demand Response+Reduced Rankine Availability+Upgraded HVDC+Constrained Operational Capacity | 613.2885 | 1342.1812 | 1621.3963
2033 | NIWCM | Low Demand Growth+Low Gas Supply+Increased Demand Response+Reduced Rankine Availability+Upgraded HVDC+Constrained Operational Capacity | 365.4507 | 1097.3017 | 1388.7084
2034 | NIWCM | Low Demand Growth+Low Gas Supply+Increased Demand Response+Reduced Rankine Availability+Upgraded HVDC+Constrained Operational Capacity | 212.8034 | 992.9875 | 1360.727
2035 | NIWCM | Low Demand Growth+Low Gas Supply+Increased Demand Response+Reduced Rankine Availability+Upgraded HVDC+Constrained Operational Capacity | 166.26 | 960.1706 | 1328.8133
2026 | SIWEM_PERC | Low Demand Growth+Low Gas Supply+Increased Demand Response+Reduced Rankine Availability+Upgraded HVDC+Constrained Operational Capacity | 57.443 | 57.443 | 57.443
2027 | SIWEM_PERC | Low Demand Growth+Low Gas Supply+Increased Demand Response+Reduced Rankine Availability+Upgraded HVDC+Constrained Operational Capacity | 49.8386 | 55.2394 | 56.173
2028 | SIWEM_PERC | Low Demand Growth+Low Gas Supply+Increased Demand Response+Reduced Rankine Availability+Upgraded HVDC+Constrained Operational Capacity | 43.041 | 66.8448 | 79.8886
2029 | SIWEM_PERC | Low Demand Growth+Low Gas Supply+Increased Demand Response+Reduced Rankine Availability+Upgraded HVDC+Constrained Operational Capacity | 37.1341 | 70.7508 | 96.6591
2030 | SIWEM_PERC | Low Demand Growth+Low Gas Supply+Increased Demand Response+Reduced Rankine Availability+Upgraded HVDC+Constrained Operational Capacity | 28.9008 | 68.7131 | 110.6836
2031 | SIWEM_PERC | Low Demand Growth+Low Gas Supply+Increased Demand Response+Reduced Rankine Availability+Upgraded HVDC+Constrained Operational Capacity | 24.033 | 60.3715 | 112.4554
2032 | SIWEM_PERC | Low Demand Growth+Low Gas Supply+Increased Demand Response+Reduced Rankine Availability+Upgraded HVDC+Constrained Operational Capacity | 21.9966 | 53.4481 | 108.8764
2033 | SIWEM_PERC | Low Demand Growth+Low Gas Supply+Increased Demand Response+Reduced Rankine Availability+Upgraded HVDC+Constrained Operational Capacity | 20.2467 | 47.2564 | 105.7919
2034 | SIWEM_PERC | Low Demand Growth+Low Gas Supply+Increased Demand Response+Reduced Rankine Availability+Upgraded HVDC+Constrained Operational Capacity | 18.6044 | 43.361 | 102.8781
2035 | SIWEM_PERC | Low Demand Growth+Low Gas Supply+Increased Demand Response+Reduced Rankine Availability+Upgraded HVDC+Constrained Operational Capacity | 16.5168 | 38.2696 | 99.2001
2026 | NZWEM_PERC | Low Demand Growth+Low Gas Supply+Increased Demand Response+Reduced Rankine Availability+Upgraded HVDC+Constrained Operational Capacity+Low Wind & Solar | 20.4447 | 20.499 | 20.499
2027 | NZWEM_PERC | Low Demand Growth+Low Gas Supply+Increased Demand Response+Reduced Rankine Availability+Upgraded HVDC+Constrained Operational Capacity+Low Wind & Solar | 17.2576 | 19.0209 | 19.3257
2028 | NZWEM_PERC | Low Demand Growth+Low Gas Supply+Increased Demand Response+Reduced Rankine Availability+Upgraded HVDC+Constrained Operational Capacity+Low Wind & Solar | 14.7306 | 22.5253 | 26.8485
2029 | NZWEM_PERC | Low Demand Growth+Low Gas Supply+Increased Demand Response+Reduced Rankine Availability+Upgraded HVDC+Constrained Operational Capacity+Low Wind & Solar | 12.5819 | 23.6951 | 32.4879
2030 | NZWEM_PERC | Low Demand Growth+Low Gas Supply+Increased Demand Response+Reduced Rankine Availability+Upgraded HVDC+Constrained Operational Capacity+Low Wind & Solar | 9.6507 | 22.8855 | 37.3826
2031 | NZWEM_PERC | Low Demand Growth+Low Gas Supply+Increased Demand Response+Reduced Rankine Availability+Upgraded HVDC+Constrained Operational Capacity+Low Wind & Solar | 6.7852 | 19.8203 | 39.9749
2032 | NZWEM_PERC | Low Demand Growth+Low Gas Supply+Increased Demand Response+Reduced Rankine Availability+Upgraded HVDC+Constrained Operational Capacity+Low Wind & Solar | 4.1071 | 17.3085 | 38.1763
2033 | NZWEM_PERC | Low Demand Growth+Low Gas Supply+Increased Demand Response+Reduced Rankine Availability+Upgraded HVDC+Constrained Operational Capacity+Low Wind & Solar | 2.0939 | 15.0898 | 37.3931
2034 | NZWEM_PERC | Low Demand Growth+Low Gas Supply+Increased Demand Response+Reduced Rankine Availability+Upgraded HVDC+Constrained Operational Capacity+Low Wind & Solar | 0.4344 | 13.692 | 35.628
2035 | NZWEM_PERC | Low Demand Growth+Low Gas Supply+Increased Demand Response+Reduced Rankine Availability+Upgraded HVDC+Constrained Operational Capacity+Low Wind & Solar | -1.2124 | 11.8625 | 33.3232
2026 | NIWCM | Low Demand Growth+Low Gas Supply+Increased Demand Response+Reduced Rankine Availability+Upgraded HVDC+Constrained Operational Capacity+Low Wind & Solar | 755.6807 | 755.6807 | 755.6807
2027 | NIWCM | Low Demand Growth+Low Gas Supply+Increased Demand Response+Reduced Rankine Availability+Upgraded HVDC+Constrained Operational Capacity+Low Wind & Solar | 871.2718 | 874.7761 | 874.7761
2028 | NIWCM | Low Demand Growth+Low Gas Supply+Increased Demand Response+Reduced Rankine Availability+Upgraded HVDC+Constrained Operational Capacity+Low Wind & Solar | 986.508 | 1460.1905 | 1463.7607
2029 | NIWCM | Low Demand Growth+Low Gas Supply+Increased Demand Response+Reduced Rankine Availability+Upgraded HVDC+Constrained Operational Capacity+Low Wind & Solar | 955.9719 | 1591.4682 | 1737.4933
2030 | NIWCM | Low Demand Growth+Low Gas Supply+Increased Demand Response+Reduced Rankine Availability+Upgraded HVDC+Constrained Operational Capacity+Low Wind & Solar | 843.2095 | 1554.2908 | 1747.6043
2031 | NIWCM | Low Demand Growth+Low Gas Supply+Increased Demand Response+Reduced Rankine Availability+Upgraded HVDC+Constrained Operational Capacity+Low Wind & Solar | 760.9969 | 1486.4893 | 1743.6454
2032 | NIWCM | Low Demand Growth+Low Gas Supply+Increased Demand Response+Reduced Rankine Availability+Upgraded HVDC+Constrained Operational Capacity+Low Wind & Solar | 613.2885 | 1342.1812 | 1621.3963
2033 | NIWCM | Low Demand Growth+Low Gas Supply+Increased Demand Response+Reduced Rankine Availability+Upgraded HVDC+Constrained Operational Capacity+Low Wind & Solar | 365.4507 | 1097.3017 | 1388.7084
2034 | NIWCM | Low Demand Growth+Low Gas Supply+Increased Demand Response+Reduced Rankine Availability+Upgraded HVDC+Constrained Operational Capacity+Low Wind & Solar | 212.8034 | 992.9875 | 1360.727
2035 | NIWCM | Low Demand Growth+Low Gas Supply+Increased Demand Response+Reduced Rankine Availability+Upgraded HVDC+Constrained Operational Capacity+Low Wind & Solar | 166.26 | 960.1706 | 1328.8133
2026 | SIWEM_PERC | Low Demand Growth+Low Gas Supply+Increased Demand Response+Reduced Rankine Availability+Upgraded HVDC+Constrained Operational Capacity+Low Wind & Solar | 54.9387 | 55.0894 | 55.0894
2027 | SIWEM_PERC | Low Demand Growth+Low Gas Supply+Increased Demand Response+Reduced Rankine Availability+Upgraded HVDC+Constrained Operational Capacity+Low Wind & Solar | 45.878 | 50.752 | 51.5946
2028 | SIWEM_PERC | Low Demand Growth+Low Gas Supply+Increased Demand Response+Reduced Rankine Availability+Upgraded HVDC+Constrained Operational Capacity+Low Wind & Solar | 38.7938 | 60.2759 | 72.1906
2029 | SIWEM_PERC | Low Demand Growth+Low Gas Supply+Increased Demand Response+Reduced Rankine Availability+Upgraded HVDC+Constrained Operational Capacity+Low Wind & Solar | 32.8123 | 63.3739 | 86.9726
2030 | SIWEM_PERC | Low Demand Growth+Low Gas Supply+Increased Demand Response+Reduced Rankine Availability+Upgraded HVDC+Constrained Operational Capacity+Low Wind & Solar | 25.6306 | 60.9138 | 99.1977
2031 | SIWEM_PERC | Low Demand Growth+Low Gas Supply+Increased Demand Response+Reduced Rankine Availability+Upgraded HVDC+Constrained Operational Capacity+Low Wind & Solar | 23.0034 | 52.5656 | 105.8447
2032 | SIWEM_PERC | Low Demand Growth+Low Gas Supply+Increased Demand Response+Reduced Rankine Availability+Upgraded HVDC+Constrained Operational Capacity+Low Wind & Solar | 20.985 | 45.6634 | 101.0395
2033 | SIWEM_PERC | Low Demand Growth+Low Gas Supply+Increased Demand Response+Reduced Rankine Availability+Upgraded HVDC+Constrained Operational Capacity+Low Wind & Solar | 19.2506 | 39.5912 | 98.8632
2034 | SIWEM_PERC | Low Demand Growth+Low Gas Supply+Increased Demand Response+Reduced Rankine Availability+Upgraded HVDC+Constrained Operational Capacity+Low Wind & Solar | 17.6231 | 35.8098 | 94.3662
2035 | SIWEM_PERC | Low Demand Growth+Low Gas Supply+Increased Demand Response+Reduced Rankine Availability+Upgraded HVDC+Constrained Operational Capacity+Low Wind & Solar | 15.5541 | 30.8609 | 88.5389
2026 | NZWEM_PERC | Low Demand Growth+Low Gas Supply+Increased Demand Response+Reduced Rankine Availability+Delayed Build | 16.8291 | 16.8291 | 16.8291
2027 | NZWEM_PERC | Low Demand Growth+Low Gas Supply+Increased Demand Response+Reduced Rankine Availability+Delayed Build | 10.8523 | 11.0026 | 11.181
2028 | NZWEM_PERC | Low Demand Growth+Low Gas Supply+Increased Demand Response+Reduced Rankine Availability+Delayed Build | 11.817 | 13.354 | 13.6885
2029 | NZWEM_PERC | Low Demand Growth+Low Gas Supply+Increased Demand Response+Reduced Rankine Availability+Delayed Build | 12.9157 | 15.9842 | 16.9373
2030 | NZWEM_PERC | Low Demand Growth+Low Gas Supply+Increased Demand Response+Reduced Rankine Availability+Delayed Build | 11.1956 | 21.0039 | 29.2947
2031 | NZWEM_PERC | Low Demand Growth+Low Gas Supply+Increased Demand Response+Reduced Rankine Availability+Delayed Build | 8.2952 | 21.2554 | 30.6166
2032 | NZWEM_PERC | Low Demand Growth+Low Gas Supply+Increased Demand Response+Reduced Rankine Availability+Delayed Build | 5.5914 | 19.0725 | 34.4609
2033 | NZWEM_PERC | Low Demand Growth+Low Gas Supply+Increased Demand Response+Reduced Rankine Availability+Delayed Build | 3.5551 | 16.9232 | 38.4904
2034 | NZWEM_PERC | Low Demand Growth+Low Gas Supply+Increased Demand Response+Reduced Rankine Availability+Delayed Build | 1.8715 | 15.4361 | 37.739
2035 | NZWEM_PERC | Low Demand Growth+Low Gas Supply+Increased Demand Response+Reduced Rankine Availability+Delayed Build | 0.19353 | 13.9838 | 37.68
2026 | NIWCM | Low Demand Growth+Low Gas Supply+Increased Demand Response+Reduced Rankine Availability+Delayed Build | 1053.1748 | 1053.1748 | 1053.1748
2027 | NIWCM | Low Demand Growth+Low Gas Supply+Increased Demand Response+Reduced Rankine Availability+Delayed Build | 1088.1781 | 1090.048 | 1092.5205
2028 | NIWCM | Low Demand Growth+Low Gas Supply+Increased Demand Response+Reduced Rankine Availability+Delayed Build | 1357.208 | 1371.8893 | 1376.4258
2029 | NIWCM | Low Demand Growth+Low Gas Supply+Increased Demand Response+Reduced Rankine Availability+Delayed Build | 1397.8083 | 1508.0887 | 1521.681
2030 | NIWCM | Low Demand Growth+Low Gas Supply+Increased Demand Response+Reduced Rankine Availability+Delayed Build | 1441.0537 | 2047.0653 | 2211.253
2031 | NIWCM | Low Demand Growth+Low Gas Supply+Increased Demand Response+Reduced Rankine Availability+Delayed Build | 1345.4682 | 2191.4462 | 2412.7758
2032 | NIWCM | Low Demand Growth+Low Gas Supply+Increased Demand Response+Reduced Rankine Availability+Delayed Build | 1197.7168 | 2088.0937 | 2454.9663
2033 | NIWCM | Low Demand Growth+Low Gas Supply+Increased Demand Response+Reduced Rankine Availability+Delayed Build | 1026.021 | 1953.5152 | 2509.3514
2034 | NIWCM | Low Demand Growth+Low Gas Supply+Increased Demand Response+Reduced Rankine Availability+Delayed Build | 879.0017 | 1844.6784 | 2445.5588
2035 | NIWCM | Low Demand Growth+Low Gas Supply+Increased Demand Response+Reduced Rankine Availability+Delayed Build | 835.4139 | 1844.6276 | 2534.7613
2026 | SIWEM_PERC | Low Demand Growth+Low Gas Supply+Increased Demand Response+Reduced Rankine Availability+Delayed Build | 44.894 | 44.894 | 44.894
2027 | SIWEM_PERC | Low Demand Growth+Low Gas Supply+Increased Demand Response+Reduced Rankine Availability+Delayed Build | 28.1728 | 28.5884 | 29.0815
2028 | SIWEM_PERC | Low Demand Growth+Low Gas Supply+Increased Demand Response+Reduced Rankine Availability+Delayed Build | 30.7639 | 35 | 35.9219
2029 | SIWEM_PERC | Low Demand Growth+Low Gas Supply+Increased Demand Response+Reduced Rankine Availability+Delayed Build | 33.7304 | 42.1688 | 44.7897
2030 | SIWEM_PERC | Low Demand Growth+Low Gas Supply+Increased Demand Response+Reduced Rankine Availability+Delayed Build | 28.9008 | 55.7609 | 78.4654
2031 | SIWEM_PERC | Low Demand Growth+Low Gas Supply+Increased Demand Response+Reduced Rankine Availability+Delayed Build | 24.033 | 56.4996 | 77.4643
2032 | SIWEM_PERC | Low Demand Growth+Low Gas Supply+Increased Demand Response+Reduced Rankine Availability+Delayed Build | 21.9966 | 50.497 | 82.4231
2033 | SIWEM_PERC | Low Demand Growth+Low Gas Supply+Increased Demand Response+Reduced Rankine Availability+Delayed Build | 20.2467 | 44.6156 | 85.0325
2034 | SIWEM_PERC | Low Demand Growth+Low Gas Supply+Increased Demand Response+Reduced Rankine Availability+Delayed Build | 18.6044 | 40.5976 | 82.4272
2035 | SIWEM_PERC | Low Demand Growth+Low Gas Supply+Increased Demand Response+Reduced Rankine Availability+Delayed Build | 16.5168 | 36.7005 | 79.1352
2026 | NZWEM_PERC | Low Demand Growth+Low Gas Supply+Increased Demand Response+Reduced Rankine Availability+Delayed Build+Low Wind & Solar | 15.8688 | 15.8688 | 15.8688
2027 | NZWEM_PERC | Low Demand Growth+Low Gas Supply+Increased Demand Response+Reduced Rankine Availability+Delayed Build+Low Wind & Solar | 9.8353 | 9.9709 | 10.1319
2028 | NZWEM_PERC | Low Demand Growth+Low Gas Supply+Increased Demand Response+Reduced Rankine Availability+Delayed Build+Low Wind & Solar | 10.5362 | 11.9233 | 12.2252
2029 | NZWEM_PERC | Low Demand Growth+Low Gas Supply+Increased Demand Response+Reduced Rankine Availability+Delayed Build+Low Wind & Solar | 11.4649 | 14.2341 | 15.0942
2030 | NZWEM_PERC | Low Demand Growth+Low Gas Supply+Increased Demand Response+Reduced Rankine Availability+Delayed Build+Low Wind & Solar | 9.6507 | 18.5023 | 25.9845
2031 | NZWEM_PERC | Low Demand Growth+Low Gas Supply+Increased Demand Response+Reduced Rankine Availability+Delayed Build+Low Wind & Solar | 6.7852 | 18.4814 | 26.9295
2032 | NZWEM_PERC | Low Demand Growth+Low Gas Supply+Increased Demand Response+Reduced Rankine Availability+Delayed Build+Low Wind & Solar | 4.1071 | 16.2734 | 30.2008
2033 | NZWEM_PERC | Low Demand Growth+Low Gas Supply+Increased Demand Response+Reduced Rankine Availability+Delayed Build+Low Wind & Solar | 2.0939 | 14.1676 | 33.6706
2034 | NZWEM_PERC | Low Demand Growth+Low Gas Supply+Increased Demand Response+Reduced Rankine Availability+Delayed Build+Low Wind & Solar | 0.4344 | 12.6853 | 32.8902
2035 | NZWEM_PERC | Low Demand Growth+Low Gas Supply+Increased Demand Response+Reduced Rankine Availability+Delayed Build+Low Wind & Solar | -1.2124 | 11.2926 | 32.7532
2026 | NIWCM | Low Demand Growth+Low Gas Supply+Increased Demand Response+Reduced Rankine Availability+Delayed Build+Low Wind & Solar | 1053.1748 | 1053.1748 | 1053.1748
2027 | NIWCM | Low Demand Growth+Low Gas Supply+Increased Demand Response+Reduced Rankine Availability+Delayed Build+Low Wind & Solar | 1088.1781 | 1090.048 | 1092.5205
2028 | NIWCM | Low Demand Growth+Low Gas Supply+Increased Demand Response+Reduced Rankine Availability+Delayed Build+Low Wind & Solar | 1357.208 | 1371.8893 | 1376.4258
2029 | NIWCM | Low Demand Growth+Low Gas Supply+Increased Demand Response+Reduced Rankine Availability+Delayed Build+Low Wind & Solar | 1397.8083 | 1508.0887 | 1521.681
2030 | NIWCM | Low Demand Growth+Low Gas Supply+Increased Demand Response+Reduced Rankine Availability+Delayed Build+Low Wind & Solar | 1441.0537 | 2047.0653 | 2211.253
2031 | NIWCM | Low Demand Growth+Low Gas Supply+Increased Demand Response+Reduced Rankine Availability+Delayed Build+Low Wind & Solar | 1345.4682 | 2191.4462 | 2412.7758
2032 | NIWCM | Low Demand Growth+Low Gas Supply+Increased Demand Response+Reduced Rankine Availability+Delayed Build+Low Wind & Solar | 1197.7168 | 2088.0937 | 2454.9663
2033 | NIWCM | Low Demand Growth+Low Gas Supply+Increased Demand Response+Reduced Rankine Availability+Delayed Build+Low Wind & Solar | 1026.021 | 1953.5152 | 2509.3514
2034 | NIWCM | Low Demand Growth+Low Gas Supply+Increased Demand Response+Reduced Rankine Availability+Delayed Build+Low Wind & Solar | 879.0017 | 1844.6784 | 2445.5588
2035 | NIWCM | Low Demand Growth+Low Gas Supply+Increased Demand Response+Reduced Rankine Availability+Delayed Build+Low Wind & Solar | 835.4139 | 1844.6276 | 2534.7613
2026 | SIWEM_PERC | Low Demand Growth+Low Gas Supply+Increased Demand Response+Reduced Rankine Availability+Delayed Build+Low Wind & Solar | 42.2261 | 42.2261 | 42.2261
2027 | SIWEM_PERC | Low Demand Growth+Low Gas Supply+Increased Demand Response+Reduced Rankine Availability+Delayed Build+Low Wind & Solar | 26.0896 | 26.1581 | 26.1818
2028 | SIWEM_PERC | Low Demand Growth+Low Gas Supply+Increased Demand Response+Reduced Rankine Availability+Delayed Build+Low Wind & Solar | 27.675 | 31.057 | 31.889
2029 | SIWEM_PERC | Low Demand Growth+Low Gas Supply+Increased Demand Response+Reduced Rankine Availability+Delayed Build+Low Wind & Solar | 29.7405 | 37.3559 | 39.7212
2030 | SIWEM_PERC | Low Demand Growth+Low Gas Supply+Increased Demand Response+Reduced Rankine Availability+Delayed Build+Low Wind & Solar | 25.6306 | 48.9102 | 69.4003
2031 | SIWEM_PERC | Low Demand Growth+Low Gas Supply+Increased Demand Response+Reduced Rankine Availability+Delayed Build+Low Wind & Solar | 23.0034 | 48.8954 | 72.0535
2032 | SIWEM_PERC | Low Demand Growth+Low Gas Supply+Increased Demand Response+Reduced Rankine Availability+Delayed Build+Low Wind & Solar | 20.985 | 42.8273 | 77.824
2033 | SIWEM_PERC | Low Demand Growth+Low Gas Supply+Increased Demand Response+Reduced Rankine Availability+Delayed Build+Low Wind & Solar | 19.2506 | 37.0637 | 79.9883
2034 | SIWEM_PERC | Low Demand Growth+Low Gas Supply+Increased Demand Response+Reduced Rankine Availability+Delayed Build+Low Wind & Solar | 17.6231 | 33.0464 | 77.458
2035 | SIWEM_PERC | Low Demand Growth+Low Gas Supply+Increased Demand Response+Reduced Rankine Availability+Delayed Build+Low Wind & Solar | 15.5541 | 29.2918 | 74.2598
2026 | NZWEM_PERC | Low Demand Growth+Low Gas Supply+Increased Demand Response+Reduced Rankine Availability+Delayed Build+Constrained Operational Capacity | 16.8291 | 16.8291 | 16.8291
2027 | NZWEM_PERC | Low Demand Growth+Low Gas Supply+Increased Demand Response+Reduced Rankine Availability+Delayed Build+Constrained Operational Capacity | 10.8523 | 11.0026 | 11.181
2028 | NZWEM_PERC | Low Demand Growth+Low Gas Supply+Increased Demand Response+Reduced Rankine Availability+Delayed Build+Constrained Operational Capacity | 11.817 | 13.354 | 13.6885
2029 | NZWEM_PERC | Low Demand Growth+Low Gas Supply+Increased Demand Response+Reduced Rankine Availability+Delayed Build+Constrained Operational Capacity | 12.9157 | 15.9842 | 16.9373
2030 | NZWEM_PERC | Low Demand Growth+Low Gas Supply+Increased Demand Response+Reduced Rankine Availability+Delayed Build+Constrained Operational Capacity | 11.1956 | 21.0039 | 29.2947
2031 | NZWEM_PERC | Low Demand Growth+Low Gas Supply+Increased Demand Response+Reduced Rankine Availability+Delayed Build+Constrained Operational Capacity | 8.2952 | 21.2554 | 30.6166
2032 | NZWEM_PERC | Low Demand Growth+Low Gas Supply+Increased Demand Response+Reduced Rankine Availability+Delayed Build+Constrained Operational Capacity | 5.5914 | 19.0725 | 34.4609
2033 | NZWEM_PERC | Low Demand Growth+Low Gas Supply+Increased Demand Response+Reduced Rankine Availability+Delayed Build+Constrained Operational Capacity | 3.5551 | 16.9232 | 38.4904
2034 | NZWEM_PERC | Low Demand Growth+Low Gas Supply+Increased Demand Response+Reduced Rankine Availability+Delayed Build+Constrained Operational Capacity | 1.8715 | 15.4361 | 37.739
2035 | NZWEM_PERC | Low Demand Growth+Low Gas Supply+Increased Demand Response+Reduced Rankine Availability+Delayed Build+Constrained Operational Capacity | 0.19353 | 13.9838 | 37.68
2026 | NIWCM | Low Demand Growth+Low Gas Supply+Increased Demand Response+Reduced Rankine Availability+Delayed Build+Constrained Operational Capacity | 531.3464 | 531.3464 | 531.3464
2027 | NIWCM | Low Demand Growth+Low Gas Supply+Increased Demand Response+Reduced Rankine Availability+Delayed Build+Constrained Operational Capacity | 558.0602 | 558.0602 | 558.0602
2028 | NIWCM | Low Demand Growth+Low Gas Supply+Increased Demand Response+Reduced Rankine Availability+Delayed Build+Constrained Operational Capacity | 777.5357 | 777.5357 | 777.5357
2029 | NIWCM | Low Demand Growth+Low Gas Supply+Increased Demand Response+Reduced Rankine Availability+Delayed Build+Constrained Operational Capacity | 776.6493 | 858.505 | 858.505
2030 | NIWCM | Low Demand Growth+Low Gas Supply+Increased Demand Response+Reduced Rankine Availability+Delayed Build+Constrained Operational Capacity | 787.433 | 1288.9047 | 1400.3312
2031 | NIWCM | Low Demand Growth+Low Gas Supply+Increased Demand Response+Reduced Rankine Availability+Delayed Build+Constrained Operational Capacity | 688.0455 | 1329.1832 | 1482.5602
2032 | NIWCM | Low Demand Growth+Low Gas Supply+Increased Demand Response+Reduced Rankine Availability+Delayed Build+Constrained Operational Capacity | 540.3533 | 1230.4652 | 1436.4346
2033 | NIWCM | Low Demand Growth+Low Gas Supply+Increased Demand Response+Reduced Rankine Availability+Delayed Build+Constrained Operational Capacity | 365.4498 | 1066.8412 | 1326.6473
2034 | NIWCM | Low Demand Growth+Low Gas Supply+Increased Demand Response+Reduced Rankine Availability+Delayed Build+Constrained Operational Capacity | 212.8036 | 922.8959 | 1203.456
2035 | NIWCM | Low Demand Growth+Low Gas Supply+Increased Demand Response+Reduced Rankine Availability+Delayed Build+Constrained Operational Capacity | 166.2599 | 907.8398 | 1199.2393
2026 | SIWEM_PERC | Low Demand Growth+Low Gas Supply+Increased Demand Response+Reduced Rankine Availability+Delayed Build+Constrained Operational Capacity | 44.894 | 44.894 | 44.894
2027 | SIWEM_PERC | Low Demand Growth+Low Gas Supply+Increased Demand Response+Reduced Rankine Availability+Delayed Build+Constrained Operational Capacity | 28.1728 | 28.5884 | 29.0815
2028 | SIWEM_PERC | Low Demand Growth+Low Gas Supply+Increased Demand Response+Reduced Rankine Availability+Delayed Build+Constrained Operational Capacity | 30.7639 | 35 | 35.9219
2029 | SIWEM_PERC | Low Demand Growth+Low Gas Supply+Increased Demand Response+Reduced Rankine Availability+Delayed Build+Constrained Operational Capacity | 33.7304 | 42.1688 | 44.7897
2030 | SIWEM_PERC | Low Demand Growth+Low Gas Supply+Increased Demand Response+Reduced Rankine Availability+Delayed Build+Constrained Operational Capacity | 28.9008 | 55.7609 | 78.4654
2031 | SIWEM_PERC | Low Demand Growth+Low Gas Supply+Increased Demand Response+Reduced Rankine Availability+Delayed Build+Constrained Operational Capacity | 24.033 | 56.4996 | 77.4643
2032 | SIWEM_PERC | Low Demand Growth+Low Gas Supply+Increased Demand Response+Reduced Rankine Availability+Delayed Build+Constrained Operational Capacity | 21.9966 | 50.497 | 82.4231
2033 | SIWEM_PERC | Low Demand Growth+Low Gas Supply+Increased Demand Response+Reduced Rankine Availability+Delayed Build+Constrained Operational Capacity | 20.2467 | 44.6156 | 85.0325
2034 | SIWEM_PERC | Low Demand Growth+Low Gas Supply+Increased Demand Response+Reduced Rankine Availability+Delayed Build+Constrained Operational Capacity | 18.6044 | 40.5976 | 82.4272
2035 | SIWEM_PERC | Low Demand Growth+Low Gas Supply+Increased Demand Response+Reduced Rankine Availability+Delayed Build+Constrained Operational Capacity | 16.5168 | 36.7005 | 79.1352
2026 | NZWEM_PERC | Low Demand Growth+Low Gas Supply+Increased Demand Response+Reduced Rankine Availability+Delayed Build+Constrained Operational Capacity+Low Wind & Solar | 15.8688 | 15.8688 | 15.8688
2027 | NZWEM_PERC | Low Demand Growth+Low Gas Supply+Increased Demand Response+Reduced Rankine Availability+Delayed Build+Constrained Operational Capacity+Low Wind & Solar | 9.8353 | 9.9709 | 10.1319
2028 | NZWEM_PERC | Low Demand Growth+Low Gas Supply+Increased Demand Response+Reduced Rankine Availability+Delayed Build+Constrained Operational Capacity+Low Wind & Solar | 10.5362 | 11.9233 | 12.2252
2029 | NZWEM_PERC | Low Demand Growth+Low Gas Supply+Increased Demand Response+Reduced Rankine Availability+Delayed Build+Constrained Operational Capacity+Low Wind & Solar | 11.4649 | 14.2341 | 15.0942
2030 | NZWEM_PERC | Low Demand Growth+Low Gas Supply+Increased Demand Response+Reduced Rankine Availability+Delayed Build+Constrained Operational Capacity+Low Wind & Solar | 9.6507 | 18.5023 | 25.9845
2031 | NZWEM_PERC | Low Demand Growth+Low Gas Supply+Increased Demand Response+Reduced Rankine Availability+Delayed Build+Constrained Operational Capacity+Low Wind & Solar | 6.7852 | 18.4814 | 26.9295
2032 | NZWEM_PERC | Low Demand Growth+Low Gas Supply+Increased Demand Response+Reduced Rankine Availability+Delayed Build+Constrained Operational Capacity+Low Wind & Solar | 4.1071 | 16.2734 | 30.2008
2033 | NZWEM_PERC | Low Demand Growth+Low Gas Supply+Increased Demand Response+Reduced Rankine Availability+Delayed Build+Constrained Operational Capacity+Low Wind & Solar | 2.0939 | 14.1676 | 33.6706
2034 | NZWEM_PERC | Low Demand Growth+Low Gas Supply+Increased Demand Response+Reduced Rankine Availability+Delayed Build+Constrained Operational Capacity+Low Wind & Solar | 0.4344 | 12.6853 | 32.8902
2035 | NZWEM_PERC | Low Demand Growth+Low Gas Supply+Increased Demand Response+Reduced Rankine Availability+Delayed Build+Constrained Operational Capacity+Low Wind & Solar | -1.2124 | 11.2926 | 32.7532
2026 | NIWCM | Low Demand Growth+Low Gas Supply+Increased Demand Response+Reduced Rankine Availability+Delayed Build+Constrained Operational Capacity+Low Wind & Solar | 531.3464 | 531.3464 | 531.3464
2027 | NIWCM | Low Demand Growth+Low Gas Supply+Increased Demand Response+Reduced Rankine Availability+Delayed Build+Constrained Operational Capacity+Low Wind & Solar | 558.0602 | 558.0602 | 558.0602
2028 | NIWCM | Low Demand Growth+Low Gas Supply+Increased Demand Response+Reduced Rankine Availability+Delayed Build+Constrained Operational Capacity+Low Wind & Solar | 777.5357 | 777.5357 | 777.5357
2029 | NIWCM | Low Demand Growth+Low Gas Supply+Increased Demand Response+Reduced Rankine Availability+Delayed Build+Constrained Operational Capacity+Low Wind & Solar | 776.6493 | 858.505 | 858.505
2030 | NIWCM | Low Demand Growth+Low Gas Supply+Increased Demand Response+Reduced Rankine Availability+Delayed Build+Constrained Operational Capacity+Low Wind & Solar | 787.433 | 1288.9047 | 1400.3312
2031 | NIWCM | Low Demand Growth+Low Gas Supply+Increased Demand Response+Reduced Rankine Availability+Delayed Build+Constrained Operational Capacity+Low Wind & Solar | 688.0455 | 1329.1832 | 1482.5602
2032 | NIWCM | Low Demand Growth+Low Gas Supply+Increased Demand Response+Reduced Rankine Availability+Delayed Build+Constrained Operational Capacity+Low Wind & Solar | 540.3533 | 1230.4652 | 1436.4346
2033 | NIWCM | Low Demand Growth+Low Gas Supply+Increased Demand Response+Reduced Rankine Availability+Delayed Build+Constrained Operational Capacity+Low Wind & Solar | 365.4498 | 1066.8412 | 1326.6473
2034 | NIWCM | Low Demand Growth+Low Gas Supply+Increased Demand Response+Reduced Rankine Availability+Delayed Build+Constrained Operational Capacity+Low Wind & Solar | 212.8036 | 922.8959 | 1203.456
2035 | NIWCM | Low Demand Growth+Low Gas Supply+Increased Demand Response+Reduced Rankine Availability+Delayed Build+Constrained Operational Capacity+Low Wind & Solar | 166.2599 | 907.8398 | 1199.2393
2026 | SIWEM_PERC | Low Demand Growth+Low Gas Supply+Increased Demand Response+Reduced Rankine Availability+Delayed Build+Constrained Operational Capacity+Low Wind & Solar | 42.2261 | 42.2261 | 42.2261
2027 | SIWEM_PERC | Low Demand Growth+Low Gas Supply+Increased Demand Response+Reduced Rankine Availability+Delayed Build+Constrained Operational Capacity+Low Wind & Solar | 26.0896 | 26.1581 | 26.1818
2028 | SIWEM_PERC | Low Demand Growth+Low Gas Supply+Increased Demand Response+Reduced Rankine Availability+Delayed Build+Constrained Operational Capacity+Low Wind & Solar | 27.675 | 31.057 | 31.889
2029 | SIWEM_PERC | Low Demand Growth+Low Gas Supply+Increased Demand Response+Reduced Rankine Availability+Delayed Build+Constrained Operational Capacity+Low Wind & Solar | 29.7405 | 37.3559 | 39.7212
2030 | SIWEM_PERC | Low Demand Growth+Low Gas Supply+Increased Demand Response+Reduced Rankine Availability+Delayed Build+Constrained Operational Capacity+Low Wind & Solar | 25.6306 | 48.9102 | 69.4003
2031 | SIWEM_PERC | Low Demand Growth+Low Gas Supply+Increased Demand Response+Reduced Rankine Availability+Delayed Build+Constrained Operational Capacity+Low Wind & Solar | 23.0034 | 48.8954 | 72.0535
2032 | SIWEM_PERC | Low Demand Growth+Low Gas Supply+Increased Demand Response+Reduced Rankine Availability+Delayed Build+Constrained Operational Capacity+Low Wind & Solar | 20.985 | 42.8273 | 77.824
2033 | SIWEM_PERC | Low Demand Growth+Low Gas Supply+Increased Demand Response+Reduced Rankine Availability+Delayed Build+Constrained Operational Capacity+Low Wind & Solar | 19.2506 | 37.0637 | 79.9883
2034 | SIWEM_PERC | Low Demand Growth+Low Gas Supply+Increased Demand Response+Reduced Rankine Availability+Delayed Build+Constrained Operational Capacity+Low Wind & Solar | 17.6231 | 33.0464 | 77.458
2035 | SIWEM_PERC | Low Demand Growth+Low Gas Supply+Increased Demand Response+Reduced Rankine Availability+Delayed Build+Constrained Operational Capacity+Low Wind & Solar | 15.5541 | 29.2918 | 74.2598
2026 | NZWEM_PERC | Low Demand Growth+Low Gas Supply+Increased Demand Response+Reduced Rankine Availability+Delayed Build+Upgraded HVDC | 16.8291 | 16.8291 | 16.8291
2027 | NZWEM_PERC | Low Demand Growth+Low Gas Supply+Increased Demand Response+Reduced Rankine Availability+Delayed Build+Upgraded HVDC | 10.8523 | 11.0026 | 11.181
2028 | NZWEM_PERC | Low Demand Growth+Low Gas Supply+Increased Demand Response+Reduced Rankine Availability+Delayed Build+Upgraded HVDC | 11.817 | 13.354 | 13.6885
2029 | NZWEM_PERC | Low Demand Growth+Low Gas Supply+Increased Demand Response+Reduced Rankine Availability+Delayed Build+Upgraded HVDC | 12.9157 | 15.9842 | 16.9373
2030 | NZWEM_PERC | Low Demand Growth+Low Gas Supply+Increased Demand Response+Reduced Rankine Availability+Delayed Build+Upgraded HVDC | 11.1956 | 21.0039 | 29.2947
2031 | NZWEM_PERC | Low Demand Growth+Low Gas Supply+Increased Demand Response+Reduced Rankine Availability+Delayed Build+Upgraded HVDC | 8.2952 | 21.2554 | 30.6166
2032 | NZWEM_PERC | Low Demand Growth+Low Gas Supply+Increased Demand Response+Reduced Rankine Availability+Delayed Build+Upgraded HVDC | 5.5914 | 19.0725 | 34.4609
2033 | NZWEM_PERC | Low Demand Growth+Low Gas Supply+Increased Demand Response+Reduced Rankine Availability+Delayed Build+Upgraded HVDC | 3.5551 | 16.9232 | 38.4904
2034 | NZWEM_PERC | Low Demand Growth+Low Gas Supply+Increased Demand Response+Reduced Rankine Availability+Delayed Build+Upgraded HVDC | 1.8715 | 15.4361 | 37.739
2035 | NZWEM_PERC | Low Demand Growth+Low Gas Supply+Increased Demand Response+Reduced Rankine Availability+Delayed Build+Upgraded HVDC | 0.19353 | 13.9838 | 37.68
2026 | NIWCM | Low Demand Growth+Low Gas Supply+Increased Demand Response+Reduced Rankine Availability+Delayed Build+Upgraded HVDC | 1053.1748 | 1053.1748 | 1053.1748
2027 | NIWCM | Low Demand Growth+Low Gas Supply+Increased Demand Response+Reduced Rankine Availability+Delayed Build+Upgraded HVDC | 1088.1781 | 1090.048 | 1092.5205
2028 | NIWCM | Low Demand Growth+Low Gas Supply+Increased Demand Response+Reduced Rankine Availability+Delayed Build+Upgraded HVDC | 1357.208 | 1371.8893 | 1376.4258
2029 | NIWCM | Low Demand Growth+Low Gas Supply+Increased Demand Response+Reduced Rankine Availability+Delayed Build+Upgraded HVDC | 1397.8083 | 1508.0887 | 1521.681
2030 | NIWCM | Low Demand Growth+Low Gas Supply+Increased Demand Response+Reduced Rankine Availability+Delayed Build+Upgraded HVDC | 1441.0537 | 2047.0653 | 2211.253
2031 | NIWCM | Low Demand Growth+Low Gas Supply+Increased Demand Response+Reduced Rankine Availability+Delayed Build+Upgraded HVDC | 1345.6383 | 2246.6017 | 2536.1671
2032 | NIWCM | Low Demand Growth+Low Gas Supply+Increased Demand Response+Reduced Rankine Availability+Delayed Build+Upgraded HVDC | 1197.6689 | 2157.7173 | 2578.4662
2033 | NIWCM | Low Demand Growth+Low Gas Supply+Increased Demand Response+Reduced Rankine Availability+Delayed Build+Upgraded HVDC | 1026.0336 | 1994.0086 | 2632.8513
2034 | NIWCM | Low Demand Growth+Low Gas Supply+Increased Demand Response+Reduced Rankine Availability+Delayed Build+Upgraded HVDC | 878.9991 | 1862.9059 | 2569.1494
2035 | NIWCM | Low Demand Growth+Low Gas Supply+Increased Demand Response+Reduced Rankine Availability+Delayed Build+Upgraded HVDC | 835.4145 | 1847.0357 | 2658.2238
2026 | SIWEM_PERC | Low Demand Growth+Low Gas Supply+Increased Demand Response+Reduced Rankine Availability+Delayed Build+Upgraded HVDC | 44.894 | 44.894 | 44.894
2027 | SIWEM_PERC | Low Demand Growth+Low Gas Supply+Increased Demand Response+Reduced Rankine Availability+Delayed Build+Upgraded HVDC | 28.1728 | 28.5884 | 29.0815
2028 | SIWEM_PERC | Low Demand Growth+Low Gas Supply+Increased Demand Response+Reduced Rankine Availability+Delayed Build+Upgraded HVDC | 30.7639 | 35 | 35.9219
2029 | SIWEM_PERC | Low Demand Growth+Low Gas Supply+Increased Demand Response+Reduced Rankine Availability+Delayed Build+Upgraded HVDC | 33.7304 | 42.1688 | 44.7897
2030 | SIWEM_PERC | Low Demand Growth+Low Gas Supply+Increased Demand Response+Reduced Rankine Availability+Delayed Build+Upgraded HVDC | 28.9008 | 55.7609 | 78.4654
2031 | SIWEM_PERC | Low Demand Growth+Low Gas Supply+Increased Demand Response+Reduced Rankine Availability+Delayed Build+Upgraded HVDC | 24.033 | 56.4996 | 81.7408
2032 | SIWEM_PERC | Low Demand Growth+Low Gas Supply+Increased Demand Response+Reduced Rankine Availability+Delayed Build+Upgraded HVDC | 21.9966 | 50.497 | 91.7469
2033 | SIWEM_PERC | Low Demand Growth+Low Gas Supply+Increased Demand Response+Reduced Rankine Availability+Delayed Build+Upgraded HVDC | 20.2467 | 44.6156 | 102.0526
2034 | SIWEM_PERC | Low Demand Growth+Low Gas Supply+Increased Demand Response+Reduced Rankine Availability+Delayed Build+Upgraded HVDC | 18.6044 | 40.5976 | 100.0873
2035 | SIWEM_PERC | Low Demand Growth+Low Gas Supply+Increased Demand Response+Reduced Rankine Availability+Delayed Build+Upgraded HVDC | 16.5168 | 36.7005 | 99.2001
2026 | NZWEM_PERC | Low Demand Growth+Low Gas Supply+Increased Demand Response+Reduced Rankine Availability+Delayed Build+Upgraded HVDC+Low Wind & Solar | 15.8688 | 15.8688 | 15.8688
2027 | NZWEM_PERC | Low Demand Growth+Low Gas Supply+Increased Demand Response+Reduced Rankine Availability+Delayed Build+Upgraded HVDC+Low Wind & Solar | 9.8353 | 9.9709 | 10.1319
2028 | NZWEM_PERC | Low Demand Growth+Low Gas Supply+Increased Demand Response+Reduced Rankine Availability+Delayed Build+Upgraded HVDC+Low Wind & Solar | 10.5362 | 11.9233 | 12.2252
2029 | NZWEM_PERC | Low Demand Growth+Low Gas Supply+Increased Demand Response+Reduced Rankine Availability+Delayed Build+Upgraded HVDC+Low Wind & Solar | 11.4649 | 14.2341 | 15.0942
2030 | NZWEM_PERC | Low Demand Growth+Low Gas Supply+Increased Demand Response+Reduced Rankine Availability+Delayed Build+Upgraded HVDC+Low Wind & Solar | 9.6507 | 18.5023 | 25.9845
2031 | NZWEM_PERC | Low Demand Growth+Low Gas Supply+Increased Demand Response+Reduced Rankine Availability+Delayed Build+Upgraded HVDC+Low Wind & Solar | 6.7852 | 18.4814 | 26.9295
2032 | NZWEM_PERC | Low Demand Growth+Low Gas Supply+Increased Demand Response+Reduced Rankine Availability+Delayed Build+Upgraded HVDC+Low Wind & Solar | 4.1071 | 16.2734 | 30.2008
2033 | NZWEM_PERC | Low Demand Growth+Low Gas Supply+Increased Demand Response+Reduced Rankine Availability+Delayed Build+Upgraded HVDC+Low Wind & Solar | 2.0939 | 14.1676 | 33.6706
2034 | NZWEM_PERC | Low Demand Growth+Low Gas Supply+Increased Demand Response+Reduced Rankine Availability+Delayed Build+Upgraded HVDC+Low Wind & Solar | 0.4344 | 12.6853 | 32.8902
2035 | NZWEM_PERC | Low Demand Growth+Low Gas Supply+Increased Demand Response+Reduced Rankine Availability+Delayed Build+Upgraded HVDC+Low Wind & Solar | -1.2124 | 11.2926 | 32.7532
2026 | NIWCM | Low Demand Growth+Low Gas Supply+Increased Demand Response+Reduced Rankine Availability+Delayed Build+Upgraded HVDC+Low Wind & Solar | 1053.1748 | 1053.1748 | 1053.1748
2027 | NIWCM | Low Demand Growth+Low Gas Supply+Increased Demand Response+Reduced Rankine Availability+Delayed Build+Upgraded HVDC+Low Wind & Solar | 1088.1781 | 1090.048 | 1092.5205
2028 | NIWCM | Low Demand Growth+Low Gas Supply+Increased Demand Response+Reduced Rankine Availability+Delayed Build+Upgraded HVDC+Low Wind & Solar | 1357.208 | 1371.8893 | 1376.4258
2029 | NIWCM | Low Demand Growth+Low Gas Supply+Increased Demand Response+Reduced Rankine Availability+Delayed Build+Upgraded HVDC+Low Wind & Solar | 1397.8083 | 1508.0887 | 1521.681
2030 | NIWCM | Low Demand Growth+Low Gas Supply+Increased Demand Response+Reduced Rankine Availability+Delayed Build+Upgraded HVDC+Low Wind & Solar | 1441.0537 | 2047.0653 | 2211.253
2031 | NIWCM | Low Demand Growth+Low Gas Supply+Increased Demand Response+Reduced Rankine Availability+Delayed Build+Upgraded HVDC+Low Wind & Solar | 1345.6383 | 2246.6017 | 2536.1671
2032 | NIWCM | Low Demand Growth+Low Gas Supply+Increased Demand Response+Reduced Rankine Availability+Delayed Build+Upgraded HVDC+Low Wind & Solar | 1197.6689 | 2157.7173 | 2578.4662
2033 | NIWCM | Low Demand Growth+Low Gas Supply+Increased Demand Response+Reduced Rankine Availability+Delayed Build+Upgraded HVDC+Low Wind & Solar | 1026.0336 | 1994.0086 | 2632.8513
2034 | NIWCM | Low Demand Growth+Low Gas Supply+Increased Demand Response+Reduced Rankine Availability+Delayed Build+Upgraded HVDC+Low Wind & Solar | 878.9991 | 1862.9059 | 2569.1494
2035 | NIWCM | Low Demand Growth+Low Gas Supply+Increased Demand Response+Reduced Rankine Availability+Delayed Build+Upgraded HVDC+Low Wind & Solar | 835.4145 | 1847.0357 | 2658.2238
2026 | SIWEM_PERC | Low Demand Growth+Low Gas Supply+Increased Demand Response+Reduced Rankine Availability+Delayed Build+Upgraded HVDC+Low Wind & Solar | 42.2261 | 42.2261 | 42.2261
2027 | SIWEM_PERC | Low Demand Growth+Low Gas Supply+Increased Demand Response+Reduced Rankine Availability+Delayed Build+Upgraded HVDC+Low Wind & Solar | 26.0896 | 26.1581 | 26.1818
2028 | SIWEM_PERC | Low Demand Growth+Low Gas Supply+Increased Demand Response+Reduced Rankine Availability+Delayed Build+Upgraded HVDC+Low Wind & Solar | 27.675 | 31.057 | 31.889
2029 | SIWEM_PERC | Low Demand Growth+Low Gas Supply+Increased Demand Response+Reduced Rankine Availability+Delayed Build+Upgraded HVDC+Low Wind & Solar | 29.7405 | 37.3559 | 39.7212
2030 | SIWEM_PERC | Low Demand Growth+Low Gas Supply+Increased Demand Response+Reduced Rankine Availability+Delayed Build+Upgraded HVDC+Low Wind & Solar | 25.6306 | 48.9102 | 69.4003
2031 | SIWEM_PERC | Low Demand Growth+Low Gas Supply+Increased Demand Response+Reduced Rankine Availability+Delayed Build+Upgraded HVDC+Low Wind & Solar | 23.0034 | 48.8954 | 72.0535
2032 | SIWEM_PERC | Low Demand Growth+Low Gas Supply+Increased Demand Response+Reduced Rankine Availability+Delayed Build+Upgraded HVDC+Low Wind & Solar | 20.985 | 42.8273 | 80.7062
2033 | SIWEM_PERC | Low Demand Growth+Low Gas Supply+Increased Demand Response+Reduced Rankine Availability+Delayed Build+Upgraded HVDC+Low Wind & Solar | 19.2506 | 37.0637 | 89.5731
2034 | SIWEM_PERC | Low Demand Growth+Low Gas Supply+Increased Demand Response+Reduced Rankine Availability+Delayed Build+Upgraded HVDC+Low Wind & Solar | 17.6231 | 33.0464 | 87.5224
2035 | SIWEM_PERC | Low Demand Growth+Low Gas Supply+Increased Demand Response+Reduced Rankine Availability+Delayed Build+Upgraded HVDC+Low Wind & Solar | 15.5541 | 29.2918 | 87.11
2026 | NZWEM_PERC | Low Demand Growth+Low Gas Supply+Increased Demand Response+Reduced Rankine Availability+Delayed Build+Upgraded HVDC+Constrained Operational Capacity | 16.8291 | 16.8291 | 16.8291
2027 | NZWEM_PERC | Low Demand Growth+Low Gas Supply+Increased Demand Response+Reduced Rankine Availability+Delayed Build+Upgraded HVDC+Constrained Operational Capacity | 10.8523 | 11.0026 | 11.181
2028 | NZWEM_PERC | Low Demand Growth+Low Gas Supply+Increased Demand Response+Reduced Rankine Availability+Delayed Build+Upgraded HVDC+Constrained Operational Capacity | 11.817 | 13.354 | 13.6885
2029 | NZWEM_PERC | Low Demand Growth+Low Gas Supply+Increased Demand Response+Reduced Rankine Availability+Delayed Build+Upgraded HVDC+Constrained Operational Capacity | 12.9157 | 15.9842 | 16.9373
2030 | NZWEM_PERC | Low Demand Growth+Low Gas Supply+Increased Demand Response+Reduced Rankine Availability+Delayed Build+Upgraded HVDC+Constrained Operational Capacity | 11.1956 | 21.0039 | 29.2947
2031 | NZWEM_PERC | Low Demand Growth+Low Gas Supply+Increased Demand Response+Reduced Rankine Availability+Delayed Build+Upgraded HVDC+Constrained Operational Capacity | 8.2952 | 21.2554 | 30.6166
2032 | NZWEM_PERC | Low Demand Growth+Low Gas Supply+Increased Demand Response+Reduced Rankine Availability+Delayed Build+Upgraded HVDC+Constrained Operational Capacity | 5.5914 | 19.0725 | 34.4609
2033 | NZWEM_PERC | Low Demand Growth+Low Gas Supply+Increased Demand Response+Reduced Rankine Availability+Delayed Build+Upgraded HVDC+Constrained Operational Capacity | 3.5551 | 16.9232 | 38.4904
2034 | NZWEM_PERC | Low Demand Growth+Low Gas Supply+Increased Demand Response+Reduced Rankine Availability+Delayed Build+Upgraded HVDC+Constrained Operational Capacity | 1.8715 | 15.4361 | 37.739
2035 | NZWEM_PERC | Low Demand Growth+Low Gas Supply+Increased Demand Response+Reduced Rankine Availability+Delayed Build+Upgraded HVDC+Constrained Operational Capacity | 0.19353 | 13.9838 | 37.68
2026 | NIWCM | Low Demand Growth+Low Gas Supply+Increased Demand Response+Reduced Rankine Availability+Delayed Build+Upgraded HVDC+Constrained Operational Capacity | 531.3464 | 531.3464 | 531.3464
2027 | NIWCM | Low Demand Growth+Low Gas Supply+Increased Demand Response+Reduced Rankine Availability+Delayed Build+Upgraded HVDC+Constrained Operational Capacity | 558.0602 | 558.0602 | 558.0602
2028 | NIWCM | Low Demand Growth+Low Gas Supply+Increased Demand Response+Reduced Rankine Availability+Delayed Build+Upgraded HVDC+Constrained Operational Capacity | 777.5357 | 777.5357 | 777.5357
2029 | NIWCM | Low Demand Growth+Low Gas Supply+Increased Demand Response+Reduced Rankine Availability+Delayed Build+Upgraded HVDC+Constrained Operational Capacity | 776.6493 | 858.505 | 858.505
2030 | NIWCM | Low Demand Growth+Low Gas Supply+Increased Demand Response+Reduced Rankine Availability+Delayed Build+Upgraded HVDC+Constrained Operational Capacity | 787.433 | 1288.9047 | 1400.3312
2031 | NIWCM | Low Demand Growth+Low Gas Supply+Increased Demand Response+Reduced Rankine Availability+Delayed Build+Upgraded HVDC+Constrained Operational Capacity | 688.0584 | 1329.1385 | 1482.6596
2032 | NIWCM | Low Demand Growth+Low Gas Supply+Increased Demand Response+Reduced Rankine Availability+Delayed Build+Upgraded HVDC+Constrained Operational Capacity | 540.35 | 1230.4535 | 1436.5838
2033 | NIWCM | Low Demand Growth+Low Gas Supply+Increased Demand Response+Reduced Rankine Availability+Delayed Build+Upgraded HVDC+Constrained Operational Capacity | 365.4507 | 1066.8425 | 1326.7967
2034 | NIWCM | Low Demand Growth+Low Gas Supply+Increased Demand Response+Reduced Rankine Availability+Delayed Build+Upgraded HVDC+Constrained Operational Capacity | 212.8034 | 922.8983 | 1203.4088
2035 | NIWCM | Low Demand Growth+Low Gas Supply+Increased Demand Response+Reduced Rankine Availability+Delayed Build+Upgraded HVDC+Constrained Operational Capacity | 166.26 | 907.8386 | 1199.2523
2026 | SIWEM_PERC | Low Demand Growth+Low Gas Supply+Increased Demand Response+Reduced Rankine Availability+Delayed Build+Upgraded HVDC+Constrained Operational Capacity | 44.894 | 44.894 | 44.894
2027 | SIWEM_PERC | Low Demand Growth+Low Gas Supply+Increased Demand Response+Reduced Rankine Availability+Delayed Build+Upgraded HVDC+Constrained Operational Capacity | 28.1728 | 28.5884 | 29.0815
2028 | SIWEM_PERC | Low Demand Growth+Low Gas Supply+Increased Demand Response+Reduced Rankine Availability+Delayed Build+Upgraded HVDC+Constrained Operational Capacity | 30.7639 | 35 | 35.9219
2029 | SIWEM_PERC | Low Demand Growth+Low Gas Supply+Increased Demand Response+Reduced Rankine Availability+Delayed Build+Upgraded HVDC+Constrained Operational Capacity | 33.7304 | 42.1688 | 44.7897
2030 | SIWEM_PERC | Low Demand Growth+Low Gas Supply+Increased Demand Response+Reduced Rankine Availability+Delayed Build+Upgraded HVDC+Constrained Operational Capacity | 28.9008 | 55.7609 | 78.4654
2031 | SIWEM_PERC | Low Demand Growth+Low Gas Supply+Increased Demand Response+Reduced Rankine Availability+Delayed Build+Upgraded HVDC+Constrained Operational Capacity | 24.033 | 56.4996 | 81.7408
2032 | SIWEM_PERC | Low Demand Growth+Low Gas Supply+Increased Demand Response+Reduced Rankine Availability+Delayed Build+Upgraded HVDC+Constrained Operational Capacity | 21.9966 | 50.497 | 91.7469
2033 | SIWEM_PERC | Low Demand Growth+Low Gas Supply+Increased Demand Response+Reduced Rankine Availability+Delayed Build+Upgraded HVDC+Constrained Operational Capacity | 20.2467 | 44.6156 | 102.0526
2034 | SIWEM_PERC | Low Demand Growth+Low Gas Supply+Increased Demand Response+Reduced Rankine Availability+Delayed Build+Upgraded HVDC+Constrained Operational Capacity | 18.6044 | 40.5976 | 100.0873
2035 | SIWEM_PERC | Low Demand Growth+Low Gas Supply+Increased Demand Response+Reduced Rankine Availability+Delayed Build+Upgraded HVDC+Constrained Operational Capacity | 16.5168 | 36.7005 | 99.2001
2026 | NZWEM_PERC | Low Demand Growth+Low Gas Supply+Increased Demand Response+Reduced Rankine Availability+Delayed Build+Upgraded HVDC+Constrained Operational Capacity+Low Wind & Solar | 15.8688 | 15.8688 | 15.8688
2027 | NZWEM_PERC | Low Demand Growth+Low Gas Supply+Increased Demand Response+Reduced Rankine Availability+Delayed Build+Upgraded HVDC+Constrained Operational Capacity+Low Wind & Solar | 9.8353 | 9.9709 | 10.1319
2028 | NZWEM_PERC | Low Demand Growth+Low Gas Supply+Increased Demand Response+Reduced Rankine Availability+Delayed Build+Upgraded HVDC+Constrained Operational Capacity+Low Wind & Solar | 10.5362 | 11.9233 | 12.2252
2029 | NZWEM_PERC | Low Demand Growth+Low Gas Supply+Increased Demand Response+Reduced Rankine Availability+Delayed Build+Upgraded HVDC+Constrained Operational Capacity+Low Wind & Solar | 11.4649 | 14.2341 | 15.0942
2030 | NZWEM_PERC | Low Demand Growth+Low Gas Supply+Increased Demand Response+Reduced Rankine Availability+Delayed Build+Upgraded HVDC+Constrained Operational Capacity+Low Wind & Solar | 9.6507 | 18.5023 | 25.9845
2031 | NZWEM_PERC | Low Demand Growth+Low Gas Supply+Increased Demand Response+Reduced Rankine Availability+Delayed Build+Upgraded HVDC+Constrained Operational Capacity+Low Wind & Solar | 6.7852 | 18.4814 | 26.9295
2032 | NZWEM_PERC | Low Demand Growth+Low Gas Supply+Increased Demand Response+Reduced Rankine Availability+Delayed Build+Upgraded HVDC+Constrained Operational Capacity+Low Wind & Solar | 4.1071 | 16.2734 | 30.2008
2033 | NZWEM_PERC | Low Demand Growth+Low Gas Supply+Increased Demand Response+Reduced Rankine Availability+Delayed Build+Upgraded HVDC+Constrained Operational Capacity+Low Wind & Solar | 2.0939 | 14.1676 | 33.6706
2034 | NZWEM_PERC | Low Demand Growth+Low Gas Supply+Increased Demand Response+Reduced Rankine Availability+Delayed Build+Upgraded HVDC+Constrained Operational Capacity+Low Wind & Solar | 0.4344 | 12.6853 | 32.8902
2035 | NZWEM_PERC | Low Demand Growth+Low Gas Supply+Increased Demand Response+Reduced Rankine Availability+Delayed Build+Upgraded HVDC+Constrained Operational Capacity+Low Wind & Solar | -1.2124 | 11.2926 | 32.7532
2026 | NIWCM | Low Demand Growth+Low Gas Supply+Increased Demand Response+Reduced Rankine Availability+Delayed Build+Upgraded HVDC+Constrained Operational Capacity+Low Wind & Solar | 531.3464 | 531.3464 | 531.3464
2027 | NIWCM | Low Demand Growth+Low Gas Supply+Increased Demand Response+Reduced Rankine Availability+Delayed Build+Upgraded HVDC+Constrained Operational Capacity+Low Wind & Solar | 558.0602 | 558.0602 | 558.0602
2028 | NIWCM | Low Demand Growth+Low Gas Supply+Increased Demand Response+Reduced Rankine Availability+Delayed Build+Upgraded HVDC+Constrained Operational Capacity+Low Wind & Solar | 777.5357 | 777.5357 | 777.5357
2029 | NIWCM | Low Demand Growth+Low Gas Supply+Increased Demand Response+Reduced Rankine Availability+Delayed Build+Upgraded HVDC+Constrained Operational Capacity+Low Wind & Solar | 776.6493 | 858.505 | 858.505
2030 | NIWCM | Low Demand Growth+Low Gas Supply+Increased Demand Response+Reduced Rankine Availability+Delayed Build+Upgraded HVDC+Constrained Operational Capacity+Low Wind & Solar | 787.433 | 1288.9047 | 1400.3312
2031 | NIWCM | Low Demand Growth+Low Gas Supply+Increased Demand Response+Reduced Rankine Availability+Delayed Build+Upgraded HVDC+Constrained Operational Capacity+Low Wind & Solar | 688.0584 | 1329.1385 | 1482.6596
2032 | NIWCM | Low Demand Growth+Low Gas Supply+Increased Demand Response+Reduced Rankine Availability+Delayed Build+Upgraded HVDC+Constrained Operational Capacity+Low Wind & Solar | 540.35 | 1230.4535 | 1436.5838
2033 | NIWCM | Low Demand Growth+Low Gas Supply+Increased Demand Response+Reduced Rankine Availability+Delayed Build+Upgraded HVDC+Constrained Operational Capacity+Low Wind & Solar | 365.4507 | 1066.8425 | 1326.7967
2034 | NIWCM | Low Demand Growth+Low Gas Supply+Increased Demand Response+Reduced Rankine Availability+Delayed Build+Upgraded HVDC+Constrained Operational Capacity+Low Wind & Solar | 212.8034 | 922.8983 | 1203.4088
2035 | NIWCM | Low Demand Growth+Low Gas Supply+Increased Demand Response+Reduced Rankine Availability+Delayed Build+Upgraded HVDC+Constrained Operational Capacity+Low Wind & Solar | 166.26 | 907.8386 | 1199.2523
2026 | SIWEM_PERC | Low Demand Growth+Low Gas Supply+Increased Demand Response+Reduced Rankine Availability+Delayed Build+Upgraded HVDC+Constrained Operational Capacity+Low Wind & Solar | 42.2261 | 42.2261 | 42.2261
2027 | SIWEM_PERC | Low Demand Growth+Low Gas Supply+Increased Demand Response+Reduced Rankine Availability+Delayed Build+Upgraded HVDC+Constrained Operational Capacity+Low Wind & Solar | 26.0896 | 26.1581 | 26.1818
2028 | SIWEM_PERC | Low Demand Growth+Low Gas Supply+Increased Demand Response+Reduced Rankine Availability+Delayed Build+Upgraded HVDC+Constrained Operational Capacity+Low Wind & Solar | 27.675 | 31.057 | 31.889
2029 | SIWEM_PERC | Low Demand Growth+Low Gas Supply+Increased Demand Response+Reduced Rankine Availability+Delayed Build+Upgraded HVDC+Constrained Operational Capacity+Low Wind & Solar | 29.7405 | 37.3559 | 39.7212
2030 | SIWEM_PERC | Low Demand Growth+Low Gas Supply+Increased Demand Response+Reduced Rankine Availability+Delayed Build+Upgraded HVDC+Constrained Operational Capacity+Low Wind & Solar | 25.6306 | 48.9102 | 69.4003
2031 | SIWEM_PERC | Low Demand Growth+Low Gas Supply+Increased Demand Response+Reduced Rankine Availability+Delayed Build+Upgraded HVDC+Constrained Operational Capacity+Low Wind & Solar | 23.0034 | 48.8954 | 72.0535
2032 | SIWEM_PERC | Low Demand Growth+Low Gas Supply+Increased Demand Response+Reduced Rankine Availability+Delayed Build+Upgraded HVDC+Constrained Operational Capacity+Low Wind & Solar | 20.985 | 42.8273 | 80.7062
2033 | SIWEM_PERC | Low Demand Growth+Low Gas Supply+Increased Demand Response+Reduced Rankine Availability+Delayed Build+Upgraded HVDC+Constrained Operational Capacity+Low Wind & Solar | 19.2506 | 37.0637 | 89.5731
2034 | SIWEM_PERC | Low Demand Growth+Low Gas Supply+Increased Demand Response+Reduced Rankine Availability+Delayed Build+Upgraded HVDC+Constrained Operational Capacity+Low Wind & Solar | 17.6231 | 33.0464 | 87.5224
2035 | SIWEM_PERC | Low Demand Growth+Low Gas Supply+Increased Demand Response+Reduced Rankine Availability+Delayed Build+Upgraded HVDC+Constrained Operational Capacity+Low Wind & Solar | 15.5541 | 29.2918 | 87.11
2026 | NZWEM_PERC | Low Demand Growth+Expected Future Gas Supply | 25.4328 | 25.4927 | 25.4927
2027 | NZWEM_PERC | Low Demand Growth+Expected Future Gas Supply | 26.7248 | 28.6687 | 29.0047
2028 | NZWEM_PERC | Low Demand Growth+Expected Future Gas Supply | 24.2346 | 32.8277 | 37.5937
2029 | NZWEM_PERC | Low Demand Growth+Expected Future Gas Supply | 30.6337 | 42.8852 | 52.5785
2030 | NZWEM_PERC | Low Demand Growth+Expected Future Gas Supply | 27.7439 | 42.2729 | 58.209
2031 | NZWEM_PERC | Low Demand Growth+Expected Future Gas Supply | 24.656 | 38.9554 | 61.1295
2032 | NZWEM_PERC | Low Demand Growth+Expected Future Gas Supply | 21.9917 | 36.4756 | 59.3927
2033 | NZWEM_PERC | Low Demand Growth+Expected Future Gas Supply | 19.8625 | 34.1211 | 58.622
2034 | NZWEM_PERC | Low Demand Growth+Expected Future Gas Supply | 17.952 | 32.449 | 56.5465
2035 | NZWEM_PERC | Low Demand Growth+Expected Future Gas Supply | 15.839 | 30.126 | 53.7013
2026 | NIWCM | Low Demand Growth+Expected Future Gas Supply | 1191.4351 | 1192.2349 | 1192.2349
2027 | NIWCM | Low Demand Growth+Expected Future Gas Supply | 1557.5564 | 1585.4149 | 1589.9514
2028 | NIWCM | Low Demand Growth+Expected Future Gas Supply | 1691.982 | 2252.2616 | 2291.2072
2029 | NIWCM | Low Demand Growth+Expected Future Gas Supply | 1669.9339 | 2480.1561 | 2697.8453
2030 | NIWCM | Low Demand Growth+Expected Future Gas Supply | 1553.9546 | 2464.6366 | 2829.8835
2031 | NIWCM | Low Demand Growth+Expected Future Gas Supply | 1467.1153 | 2424.3154 | 2981.1502
2032 | NIWCM | Low Demand Growth+Expected Future Gas Supply | 1346.0248 | 2344.8036 | 2951.5172
2033 | NIWCM | Low Demand Growth+Expected Future Gas Supply | 1230.5606 | 2244.2983 | 2945.4076
2034 | NIWCM | Low Demand Growth+Expected Future Gas Supply | 1119.9072 | 2183.9982 | 2988.5705
2035 | NIWCM | Low Demand Growth+Expected Future Gas Supply | 994.219 | 2073.4482 | 2903.1288
2026 | SIWEM_PERC | Low Demand Growth+Expected Future Gas Supply | 55.9618 | 55.9618 | 55.9618
2027 | SIWEM_PERC | Low Demand Growth+Expected Future Gas Supply | 54.8105 | 57.5499 | 57.5499
2028 | SIWEM_PERC | Low Demand Growth+Expected Future Gas Supply | 54.8446 | 68.665 | 76.4172
2029 | SIWEM_PERC | Low Demand Growth+Expected Future Gas Supply | 52.7546 | 66.3794 | 83.0811
2030 | SIWEM_PERC | Low Demand Growth+Expected Future Gas Supply | 49.4932 | 64.9092 | 87.3057
2031 | SIWEM_PERC | Low Demand Growth+Expected Future Gas Supply | 46.22 | 61.2884 | 88.5761
2032 | SIWEM_PERC | Low Demand Growth+Expected Future Gas Supply | 43.6965 | 58.492 | 85.2852
2033 | SIWEM_PERC | Low Demand Growth+Expected Future Gas Supply | 41.5279 | 56.0874 | 82.4535
2034 | SIWEM_PERC | Low Demand Growth+Expected Future Gas Supply | 39.4885 | 53.8235 | 79.7831
2035 | SIWEM_PERC | Low Demand Growth+Expected Future Gas Supply | 36.9082 | 50.9627 | 76.4144
2026 | NZWEM_PERC | Low Demand Growth+Expected Future Gas Supply+Low Wind & Solar | 24.177 | 24.231 | 24.231
2027 | NZWEM_PERC | Low Demand Growth+Expected Future Gas Supply+Low Wind & Solar | 25.2992 | 27.0535 | 27.3568
2028 | NZWEM_PERC | Low Demand Growth+Expected Future Gas Supply+Low Wind & Solar | 22.7014 | 30.4563 | 34.7575
2029 | NZWEM_PERC | Low Demand Growth+Expected Future Gas Supply+Low Wind & Solar | 29.0702 | 40.1267 | 48.8746
2030 | NZWEM_PERC | Low Demand Growth+Expected Future Gas Supply+Low Wind & Solar | 26.2068 | 39.3741 | 53.7973
2031 | NZWEM_PERC | Low Demand Growth+Expected Future Gas Supply+Low Wind & Solar | 23.1537 | 36.1223 | 56.174
2032 | NZWEM_PERC | Low Demand Growth+Expected Future Gas Supply+Low Wind & Solar | 20.515 | 33.649 | 54.4104
2033 | NZWEM_PERC | Low Demand Growth+Expected Future Gas Supply+Low Wind & Solar | 18.4088 | 31.3385 | 53.5279
2034 | NZWEM_PERC | Low Demand Growth+Expected Future Gas Supply+Low Wind & Solar | 16.5223 | 29.7122 | 51.5363
2035 | NZWEM_PERC | Low Demand Growth+Expected Future Gas Supply+Low Wind & Solar | 14.4402 | 27.4485 | 48.7996
2026 | NIWCM | Low Demand Growth+Expected Future Gas Supply+Low Wind & Solar | 1191.4351 | 1192.2349 | 1192.2349
2027 | NIWCM | Low Demand Growth+Expected Future Gas Supply+Low Wind & Solar | 1557.5564 | 1585.4149 | 1589.9514
2028 | NIWCM | Low Demand Growth+Expected Future Gas Supply+Low Wind & Solar | 1691.982 | 2252.2616 | 2291.2072
2029 | NIWCM | Low Demand Growth+Expected Future Gas Supply+Low Wind & Solar | 1669.9339 | 2480.1561 | 2697.8453
2030 | NIWCM | Low Demand Growth+Expected Future Gas Supply+Low Wind & Solar | 1553.9546 | 2464.6366 | 2829.8835
2031 | NIWCM | Low Demand Growth+Expected Future Gas Supply+Low Wind & Solar | 1467.1153 | 2424.3154 | 2981.1502
2032 | NIWCM | Low Demand Growth+Expected Future Gas Supply+Low Wind & Solar | 1346.0248 | 2344.8036 | 2951.5172
2033 | NIWCM | Low Demand Growth+Expected Future Gas Supply+Low Wind & Solar | 1230.5606 | 2244.2983 | 2945.4076
2034 | NIWCM | Low Demand Growth+Expected Future Gas Supply+Low Wind & Solar | 1119.9072 | 2183.9982 | 2988.5705
2035 | NIWCM | Low Demand Growth+Expected Future Gas Supply+Low Wind & Solar | 994.219 | 2073.4482 | 2903.1288
2026 | SIWEM_PERC | Low Demand Growth+Expected Future Gas Supply+Low Wind & Solar | 55.1095 | 55.1095 | 55.1095
2027 | SIWEM_PERC | Low Demand Growth+Expected Future Gas Supply+Low Wind & Solar | 53.9143 | 56.3865 | 56.3865
2028 | SIWEM_PERC | Low Demand Growth+Expected Future Gas Supply+Low Wind & Solar | 53.7661 | 66.2385 | 73.2346
2029 | SIWEM_PERC | Low Demand Growth+Expected Future Gas Supply+Low Wind & Solar | 51.6913 | 63.9873 | 79.06
2030 | SIWEM_PERC | Low Demand Growth+Expected Future Gas Supply+Low Wind & Solar | 48.4532 | 62.3656 | 82.5777
2031 | SIWEM_PERC | Low Demand Growth+Expected Future Gas Supply+Low Wind & Solar | 45.2034 | 58.8022 | 83.4284
2032 | SIWEM_PERC | Low Demand Growth+Expected Future Gas Supply+Low Wind & Solar | 42.6984 | 56.0508 | 80.2308
2033 | SIWEM_PERC | Low Demand Growth+Expected Future Gas Supply+Low Wind & Solar | 40.5456 | 53.6851 | 77.4796
2034 | SIWEM_PERC | Low Demand Growth+Expected Future Gas Supply+Low Wind & Solar | 38.5214 | 51.4583 | 74.8859
2035 | SIWEM_PERC | Low Demand Growth+Expected Future Gas Supply+Low Wind & Solar | 35.96 | 48.6438 | 71.6131
2026 | NZWEM_PERC | Low Demand Growth+Expected Future Gas Supply+Constrained Operational Capacity | 25.4328 | 25.4927 | 25.4927
2027 | NZWEM_PERC | Low Demand Growth+Expected Future Gas Supply+Constrained Operational Capacity | 26.7248 | 28.6687 | 29.0047
2028 | NZWEM_PERC | Low Demand Growth+Expected Future Gas Supply+Constrained Operational Capacity | 24.2346 | 32.8277 | 37.5937
2029 | NZWEM_PERC | Low Demand Growth+Expected Future Gas Supply+Constrained Operational Capacity | 30.6337 | 42.8852 | 52.5785
2030 | NZWEM_PERC | Low Demand Growth+Expected Future Gas Supply+Constrained Operational Capacity | 27.7439 | 42.2729 | 58.209
2031 | NZWEM_PERC | Low Demand Growth+Expected Future Gas Supply+Constrained Operational Capacity | 24.656 | 38.9554 | 61.1295
2032 | NZWEM_PERC | Low Demand Growth+Expected Future Gas Supply+Constrained Operational Capacity | 21.9917 | 36.4756 | 59.3927
2033 | NZWEM_PERC | Low Demand Growth+Expected Future Gas Supply+Constrained Operational Capacity | 19.8625 | 34.1211 | 58.622
2034 | NZWEM_PERC | Low Demand Growth+Expected Future Gas Supply+Constrained Operational Capacity | 17.952 | 32.449 | 56.5465
2035 | NZWEM_PERC | Low Demand Growth+Expected Future Gas Supply+Constrained Operational Capacity | 15.839 | 30.126 | 53.7013
2026 | NIWCM | Low Demand Growth+Expected Future Gas Supply+Constrained Operational Capacity | 604.1196 | 604.1196 | 604.1196
2027 | NIWCM | Low Demand Growth+Expected Future Gas Supply+Constrained Operational Capacity | 939.6101 | 943.4979 | 943.4979
2028 | NIWCM | Low Demand Growth+Expected Future Gas Supply+Constrained Operational Capacity | 1048.7594 | 1536.2788 | 1543.3608
2029 | NIWCM | Low Demand Growth+Expected Future Gas Supply+Constrained Operational Capacity | 1012.8328 | 1654.2944 | 1807.2858
2030 | NIWCM | Low Demand Growth+Expected Future Gas Supply+Constrained Operational Capacity | 896.6462 | 1614.0679 | 1819.7647
2031 | NIWCM | Low Demand Growth+Expected Future Gas Supply+Constrained Operational Capacity | 805.9979 | 1535.3563 | 1795.1785
2032 | NIWCM | Low Demand Growth+Expected Future Gas Supply+Constrained Operational Capacity | 678.4312 | 1417.616 | 1697.9734
2033 | NIWCM | Low Demand Growth+Expected Future Gas Supply+Constrained Operational Capacity | 561.367 | 1303.4536 | 1596.4557
2034 | NIWCM | Low Demand Growth+Expected Future Gas Supply+Constrained Operational Capacity | 450.0023 | 1235.557 | 1610.6233
2035 | NIWCM | Low Demand Growth+Expected Future Gas Supply+Constrained Operational Capacity | 322.0374 | 1119.3844 | 1495.5036
2026 | SIWEM_PERC | Low Demand Growth+Expected Future Gas Supply+Constrained Operational Capacity | 55.9618 | 55.9618 | 55.9618
2027 | SIWEM_PERC | Low Demand Growth+Expected Future Gas Supply+Constrained Operational Capacity | 54.8105 | 57.5499 | 57.5499
2028 | SIWEM_PERC | Low Demand Growth+Expected Future Gas Supply+Constrained Operational Capacity | 54.8446 | 68.665 | 76.4172
2029 | SIWEM_PERC | Low Demand Growth+Expected Future Gas Supply+Constrained Operational Capacity | 52.7546 | 66.3794 | 83.0811
2030 | SIWEM_PERC | Low Demand Growth+Expected Future Gas Supply+Constrained Operational Capacity | 49.4932 | 64.9092 | 87.3057
2031 | SIWEM_PERC | Low Demand Growth+Expected Future Gas Supply+Constrained Operational Capacity | 46.22 | 61.2884 | 88.5761
2032 | SIWEM_PERC | Low Demand Growth+Expected Future Gas Supply+Constrained Operational Capacity | 43.6965 | 58.492 | 85.2852
2033 | SIWEM_PERC | Low Demand Growth+Expected Future Gas Supply+Constrained Operational Capacity | 41.5279 | 56.0874 | 82.4535
2034 | SIWEM_PERC | Low Demand Growth+Expected Future Gas Supply+Constrained Operational Capacity | 39.4885 | 53.8235 | 79.7831
2035 | SIWEM_PERC | Low Demand Growth+Expected Future Gas Supply+Constrained Operational Capacity | 36.9082 | 50.9627 | 76.4144
2026 | NZWEM_PERC | Low Demand Growth+Expected Future Gas Supply+Constrained Operational Capacity+Low Wind & Solar | 24.177 | 24.231 | 24.231
2027 | NZWEM_PERC | Low Demand Growth+Expected Future Gas Supply+Constrained Operational Capacity+Low Wind & Solar | 25.2992 | 27.0535 | 27.3568
2028 | NZWEM_PERC | Low Demand Growth+Expected Future Gas Supply+Constrained Operational Capacity+Low Wind & Solar | 22.7014 | 30.4563 | 34.7575
2029 | NZWEM_PERC | Low Demand Growth+Expected Future Gas Supply+Constrained Operational Capacity+Low Wind & Solar | 29.0702 | 40.1267 | 48.8746
2030 | NZWEM_PERC | Low Demand Growth+Expected Future Gas Supply+Constrained Operational Capacity+Low Wind & Solar | 26.2068 | 39.3741 | 53.7973
2031 | NZWEM_PERC | Low Demand Growth+Expected Future Gas Supply+Constrained Operational Capacity+Low Wind & Solar | 23.1537 | 36.1223 | 56.174
2032 | NZWEM_PERC | Low Demand Growth+Expected Future Gas Supply+Constrained Operational Capacity+Low Wind & Solar | 20.515 | 33.649 | 54.4104
2033 | NZWEM_PERC | Low Demand Growth+Expected Future Gas Supply+Constrained Operational Capacity+Low Wind & Solar | 18.4088 | 31.3385 | 53.5279
2034 | NZWEM_PERC | Low Demand Growth+Expected Future Gas Supply+Constrained Operational Capacity+Low Wind & Solar | 16.5223 | 29.7122 | 51.5363
2035 | NZWEM_PERC | Low Demand Growth+Expected Future Gas Supply+Constrained Operational Capacity+Low Wind & Solar | 14.4402 | 27.4485 | 48.7996
2026 | NIWCM | Low Demand Growth+Expected Future Gas Supply+Constrained Operational Capacity+Low Wind & Solar | 604.1196 | 604.1196 | 604.1196
2027 | NIWCM | Low Demand Growth+Expected Future Gas Supply+Constrained Operational Capacity+Low Wind & Solar | 939.6101 | 943.4979 | 943.4979
2028 | NIWCM | Low Demand Growth+Expected Future Gas Supply+Constrained Operational Capacity+Low Wind & Solar | 1048.7594 | 1536.2788 | 1543.3608
2029 | NIWCM | Low Demand Growth+Expected Future Gas Supply+Constrained Operational Capacity+Low Wind & Solar | 1012.8328 | 1654.2944 | 1807.2858
2030 | NIWCM | Low Demand Growth+Expected Future Gas Supply+Constrained Operational Capacity+Low Wind & Solar | 896.6462 | 1614.0679 | 1819.7647
2031 | NIWCM | Low Demand Growth+Expected Future Gas Supply+Constrained Operational Capacity+Low Wind & Solar | 805.9979 | 1535.3563 | 1795.1785
2032 | NIWCM | Low Demand Growth+Expected Future Gas Supply+Constrained Operational Capacity+Low Wind & Solar | 678.4312 | 1417.616 | 1697.9734
2033 | NIWCM | Low Demand Growth+Expected Future Gas Supply+Constrained Operational Capacity+Low Wind & Solar | 561.367 | 1303.4536 | 1596.4557
2034 | NIWCM | Low Demand Growth+Expected Future Gas Supply+Constrained Operational Capacity+Low Wind & Solar | 450.0023 | 1235.557 | 1610.6233
2035 | NIWCM | Low Demand Growth+Expected Future Gas Supply+Constrained Operational Capacity+Low Wind & Solar | 322.0374 | 1119.3844 | 1495.5036
2026 | SIWEM_PERC | Low Demand Growth+Expected Future Gas Supply+Constrained Operational Capacity+Low Wind & Solar | 55.1095 | 55.1095 | 55.1095
2027 | SIWEM_PERC | Low Demand Growth+Expected Future Gas Supply+Constrained Operational Capacity+Low Wind & Solar | 53.9143 | 56.3865 | 56.3865
2028 | SIWEM_PERC | Low Demand Growth+Expected Future Gas Supply+Constrained Operational Capacity+Low Wind & Solar | 53.7661 | 66.2385 | 73.2346
2029 | SIWEM_PERC | Low Demand Growth+Expected Future Gas Supply+Constrained Operational Capacity+Low Wind & Solar | 51.6913 | 63.9873 | 79.06
2030 | SIWEM_PERC | Low Demand Growth+Expected Future Gas Supply+Constrained Operational Capacity+Low Wind & Solar | 48.4532 | 62.3656 | 82.5777
2031 | SIWEM_PERC | Low Demand Growth+Expected Future Gas Supply+Constrained Operational Capacity+Low Wind & Solar | 45.2034 | 58.8022 | 83.4284
2032 | SIWEM_PERC | Low Demand Growth+Expected Future Gas Supply+Constrained Operational Capacity+Low Wind & Solar | 42.6984 | 56.0508 | 80.2308
2033 | SIWEM_PERC | Low Demand Growth+Expected Future Gas Supply+Constrained Operational Capacity+Low Wind & Solar | 40.5456 | 53.6851 | 77.4796
2034 | SIWEM_PERC | Low Demand Growth+Expected Future Gas Supply+Constrained Operational Capacity+Low Wind & Solar | 38.5214 | 51.4583 | 74.8859
2035 | SIWEM_PERC | Low Demand Growth+Expected Future Gas Supply+Constrained Operational Capacity+Low Wind & Solar | 35.96 | 48.6438 | 71.6131
2026 | NZWEM_PERC | Low Demand Growth+Expected Future Gas Supply+Upgraded HVDC | 25.4328 | 25.4927 | 25.4927
2027 | NZWEM_PERC | Low Demand Growth+Expected Future Gas Supply+Upgraded HVDC | 26.7248 | 28.6687 | 29.0047
2028 | NZWEM_PERC | Low Demand Growth+Expected Future Gas Supply+Upgraded HVDC | 24.2346 | 32.8277 | 37.5937
2029 | NZWEM_PERC | Low Demand Growth+Expected Future Gas Supply+Upgraded HVDC | 30.6337 | 42.8852 | 52.5785
2030 | NZWEM_PERC | Low Demand Growth+Expected Future Gas Supply+Upgraded HVDC | 27.7439 | 42.2729 | 58.209
2031 | NZWEM_PERC | Low Demand Growth+Expected Future Gas Supply+Upgraded HVDC | 24.656 | 38.9554 | 61.1295
2032 | NZWEM_PERC | Low Demand Growth+Expected Future Gas Supply+Upgraded HVDC | 21.9917 | 36.4756 | 59.3927
2033 | NZWEM_PERC | Low Demand Growth+Expected Future Gas Supply+Upgraded HVDC | 19.8625 | 34.1211 | 58.622
2034 | NZWEM_PERC | Low Demand Growth+Expected Future Gas Supply+Upgraded HVDC | 17.952 | 32.449 | 56.5465
2035 | NZWEM_PERC | Low Demand Growth+Expected Future Gas Supply+Upgraded HVDC | 15.839 | 30.126 | 53.7013
2026 | NIWCM | Low Demand Growth+Expected Future Gas Supply+Upgraded HVDC | 1191.4351 | 1192.2349 | 1192.2349
2027 | NIWCM | Low Demand Growth+Expected Future Gas Supply+Upgraded HVDC | 1557.5564 | 1585.4149 | 1589.9514
2028 | NIWCM | Low Demand Growth+Expected Future Gas Supply+Upgraded HVDC | 1691.982 | 2252.2616 | 2291.2072
2029 | NIWCM | Low Demand Growth+Expected Future Gas Supply+Upgraded HVDC | 1669.9339 | 2480.1561 | 2697.8453
2030 | NIWCM | Low Demand Growth+Expected Future Gas Supply+Upgraded HVDC | 1553.9546 | 2464.6366 | 2829.8835
2031 | NIWCM | Low Demand Growth+Expected Future Gas Supply+Upgraded HVDC | 1467.1283 | 2462.403 | 3104.6501
2032 | NIWCM | Low Demand Growth+Expected Future Gas Supply+Upgraded HVDC | 1346.0214 | 2356.9675 | 3075.1526
2033 | NIWCM | Low Demand Growth+Expected Future Gas Supply+Upgraded HVDC | 1230.5615 | 2244.3003 | 3068.7788
2034 | NIWCM | Low Demand Growth+Expected Future Gas Supply+Upgraded HVDC | 1119.9069 | 2184.0843 | 3118.3237
2035 | NIWCM | Low Demand Growth+Expected Future Gas Supply+Upgraded HVDC | 994.2191 | 2073.4321 | 3027.3933
2026 | SIWEM_PERC | Low Demand Growth+Expected Future Gas Supply+Upgraded HVDC | 55.9618 | 55.9618 | 55.9618
2027 | SIWEM_PERC | Low Demand Growth+Expected Future Gas Supply+Upgraded HVDC | 70.5779 | 75.6922 | 76.534
2028 | SIWEM_PERC | Low Demand Growth+Expected Future Gas Supply+Upgraded HVDC | 64.0988 | 86.7849 | 98.8943
2029 | SIWEM_PERC | Low Demand Growth+Expected Future Gas Supply+Upgraded HVDC | 74.9137 | 88.5385 | 105.2402
2030 | SIWEM_PERC | Low Demand Growth+Expected Future Gas Supply+Upgraded HVDC | 71.1674 | 86.5834 | 108.9799
2031 | SIWEM_PERC | Low Demand Growth+Expected Future Gas Supply+Upgraded HVDC | 63.7306 | 82.474 | 109.7617
2032 | SIWEM_PERC | Low Demand Growth+Expected Future Gas Supply+Upgraded HVDC | 56.7859 | 79.2937 | 106.087
2033 | SIWEM_PERC | Low Demand Growth+Expected Future Gas Supply+Upgraded HVDC | 51.2503 | 76.5575 | 102.9236
2034 | SIWEM_PERC | Low Demand Growth+Expected Future Gas Supply+Upgraded HVDC | 46.3309 | 73.978 | 99.9376
2035 | SIWEM_PERC | Low Demand Growth+Expected Future Gas Supply+Upgraded HVDC | 40.8751 | 70.723 | 96.1747
2026 | NZWEM_PERC | Low Demand Growth+Expected Future Gas Supply+Upgraded HVDC+Low Wind & Solar | 24.177 | 24.231 | 24.231
2027 | NZWEM_PERC | Low Demand Growth+Expected Future Gas Supply+Upgraded HVDC+Low Wind & Solar | 25.2992 | 27.0535 | 27.3568
2028 | NZWEM_PERC | Low Demand Growth+Expected Future Gas Supply+Upgraded HVDC+Low Wind & Solar | 22.7014 | 30.4563 | 34.7575
2029 | NZWEM_PERC | Low Demand Growth+Expected Future Gas Supply+Upgraded HVDC+Low Wind & Solar | 29.0702 | 40.1267 | 48.8746
2030 | NZWEM_PERC | Low Demand Growth+Expected Future Gas Supply+Upgraded HVDC+Low Wind & Solar | 26.2068 | 39.3741 | 53.7973
2031 | NZWEM_PERC | Low Demand Growth+Expected Future Gas Supply+Upgraded HVDC+Low Wind & Solar | 23.1537 | 36.1223 | 56.174
2032 | NZWEM_PERC | Low Demand Growth+Expected Future Gas Supply+Upgraded HVDC+Low Wind & Solar | 20.515 | 33.649 | 54.4104
2033 | NZWEM_PERC | Low Demand Growth+Expected Future Gas Supply+Upgraded HVDC+Low Wind & Solar | 18.4088 | 31.3385 | 53.5279
2034 | NZWEM_PERC | Low Demand Growth+Expected Future Gas Supply+Upgraded HVDC+Low Wind & Solar | 16.5223 | 29.7122 | 51.5363
2035 | NZWEM_PERC | Low Demand Growth+Expected Future Gas Supply+Upgraded HVDC+Low Wind & Solar | 14.4402 | 27.4485 | 48.7996
2026 | NIWCM | Low Demand Growth+Expected Future Gas Supply+Upgraded HVDC+Low Wind & Solar | 1191.4351 | 1192.2349 | 1192.2349
2027 | NIWCM | Low Demand Growth+Expected Future Gas Supply+Upgraded HVDC+Low Wind & Solar | 1557.5564 | 1585.4149 | 1589.9514
2028 | NIWCM | Low Demand Growth+Expected Future Gas Supply+Upgraded HVDC+Low Wind & Solar | 1691.982 | 2252.2616 | 2291.2072
2029 | NIWCM | Low Demand Growth+Expected Future Gas Supply+Upgraded HVDC+Low Wind & Solar | 1669.9339 | 2480.1561 | 2697.8453
2030 | NIWCM | Low Demand Growth+Expected Future Gas Supply+Upgraded HVDC+Low Wind & Solar | 1553.9546 | 2464.6366 | 2829.8835
2031 | NIWCM | Low Demand Growth+Expected Future Gas Supply+Upgraded HVDC+Low Wind & Solar | 1467.1283 | 2462.403 | 3104.6501
2032 | NIWCM | Low Demand Growth+Expected Future Gas Supply+Upgraded HVDC+Low Wind & Solar | 1346.0214 | 2356.9675 | 3075.1526
2033 | NIWCM | Low Demand Growth+Expected Future Gas Supply+Upgraded HVDC+Low Wind & Solar | 1230.5615 | 2244.3003 | 3068.7788
2034 | NIWCM | Low Demand Growth+Expected Future Gas Supply+Upgraded HVDC+Low Wind & Solar | 1119.9069 | 2184.0843 | 3118.3237
2035 | NIWCM | Low Demand Growth+Expected Future Gas Supply+Upgraded HVDC+Low Wind & Solar | 994.2191 | 2073.4321 | 3027.3933
2026 | SIWEM_PERC | Low Demand Growth+Expected Future Gas Supply+Upgraded HVDC+Low Wind & Solar | 55.1095 | 55.1095 | 55.1095
2027 | SIWEM_PERC | Low Demand Growth+Expected Future Gas Supply+Upgraded HVDC+Low Wind & Solar | 66.9267 | 71.5422 | 72.302
2028 | SIWEM_PERC | Low Demand Growth+Expected Future Gas Supply+Upgraded HVDC+Low Wind & Solar | 60.175 | 80.6484 | 92.0107
2029 | SIWEM_PERC | Low Demand Growth+Expected Future Gas Supply+Upgraded HVDC+Low Wind & Solar | 73.8504 | 86.1464 | 101.2191
2030 | SIWEM_PERC | Low Demand Growth+Expected Future Gas Supply+Upgraded HVDC+Low Wind & Solar | 67.8478 | 84.0398 | 104.2519
2031 | SIWEM_PERC | Low Demand Growth+Expected Future Gas Supply+Upgraded HVDC+Low Wind & Solar | 59.9183 | 79.9878 | 104.614
2032 | SIWEM_PERC | Low Demand Growth+Expected Future Gas Supply+Upgraded HVDC+Low Wind & Solar | 53.0427 | 76.8526 | 101.0326
2033 | SIWEM_PERC | Low Demand Growth+Expected Future Gas Supply+Upgraded HVDC+Low Wind & Solar | 47.5668 | 74.1552 | 97.9498
2034 | SIWEM_PERC | Low Demand Growth+Expected Future Gas Supply+Upgraded HVDC+Low Wind & Solar | 42.7042 | 71.6128 | 95.0404
2035 | SIWEM_PERC | Low Demand Growth+Expected Future Gas Supply+Upgraded HVDC+Low Wind & Solar | 37.3193 | 68.404 | 91.3733
2026 | NZWEM_PERC | Low Demand Growth+Expected Future Gas Supply+Upgraded HVDC+Constrained Operational Capacity | 25.4328 | 25.4927 | 25.4927
2027 | NZWEM_PERC | Low Demand Growth+Expected Future Gas Supply+Upgraded HVDC+Constrained Operational Capacity | 26.7248 | 28.6687 | 29.0047
2028 | NZWEM_PERC | Low Demand Growth+Expected Future Gas Supply+Upgraded HVDC+Constrained Operational Capacity | 24.2346 | 32.8277 | 37.5937
2029 | NZWEM_PERC | Low Demand Growth+Expected Future Gas Supply+Upgraded HVDC+Constrained Operational Capacity | 30.6337 | 42.8852 | 52.5785
2030 | NZWEM_PERC | Low Demand Growth+Expected Future Gas Supply+Upgraded HVDC+Constrained Operational Capacity | 27.7439 | 42.2729 | 58.209
2031 | NZWEM_PERC | Low Demand Growth+Expected Future Gas Supply+Upgraded HVDC+Constrained Operational Capacity | 24.656 | 38.9554 | 61.1295
2032 | NZWEM_PERC | Low Demand Growth+Expected Future Gas Supply+Upgraded HVDC+Constrained Operational Capacity | 21.9917 | 36.4756 | 59.3927
2033 | NZWEM_PERC | Low Demand Growth+Expected Future Gas Supply+Upgraded HVDC+Constrained Operational Capacity | 19.8625 | 34.1211 | 58.622
2034 | NZWEM_PERC | Low Demand Growth+Expected Future Gas Supply+Upgraded HVDC+Constrained Operational Capacity | 17.952 | 32.449 | 56.5465
2035 | NZWEM_PERC | Low Demand Growth+Expected Future Gas Supply+Upgraded HVDC+Constrained Operational Capacity | 15.839 | 30.126 | 53.7013
2026 | NIWCM | Low Demand Growth+Expected Future Gas Supply+Upgraded HVDC+Constrained Operational Capacity | 604.1196 | 604.1196 | 604.1196
2027 | NIWCM | Low Demand Growth+Expected Future Gas Supply+Upgraded HVDC+Constrained Operational Capacity | 939.6101 | 943.4979 | 943.4979
2028 | NIWCM | Low Demand Growth+Expected Future Gas Supply+Upgraded HVDC+Constrained Operational Capacity | 1048.7594 | 1536.2788 | 1543.3608
2029 | NIWCM | Low Demand Growth+Expected Future Gas Supply+Upgraded HVDC+Constrained Operational Capacity | 1012.8328 | 1654.2944 | 1807.2858
2030 | NIWCM | Low Demand Growth+Expected Future Gas Supply+Upgraded HVDC+Constrained Operational Capacity | 896.6462 | 1614.0679 | 1819.7647
2031 | NIWCM | Low Demand Growth+Expected Future Gas Supply+Upgraded HVDC+Constrained Operational Capacity | 805.9988 | 1535.3629 | 1795.3
2032 | NIWCM | Low Demand Growth+Expected Future Gas Supply+Upgraded HVDC+Constrained Operational Capacity | 678.431 | 1417.6133 | 1697.9495
2033 | NIWCM | Low Demand Growth+Expected Future Gas Supply+Upgraded HVDC+Constrained Operational Capacity | 561.3671 | 1303.4543 | 1596.4621
2034 | NIWCM | Low Demand Growth+Expected Future Gas Supply+Upgraded HVDC+Constrained Operational Capacity | 450.0023 | 1235.5568 | 1610.6209
2035 | NIWCM | Low Demand Growth+Expected Future Gas Supply+Upgraded HVDC+Constrained Operational Capacity | 322.0374 | 1119.3844 | 1495.5043
2026 | SIWEM_PERC | Low Demand Growth+Expected Future Gas Supply+Upgraded HVDC+Constrained Operational Capacity | 55.9618 | 55.9618 | 55.9618
2027 | SIWEM_PERC | Low Demand Growth+Expected Future Gas Supply+Upgraded HVDC+Constrained Operational Capacity | 70.5779 | 75.6922 | 76.534
2028 | SIWEM_PERC | Low Demand Growth+Expected Future Gas Supply+Upgraded HVDC+Constrained Operational Capacity | 64.0988 | 86.7849 | 98.8943
2029 | SIWEM_PERC | Low Demand Growth+Expected Future Gas Supply+Upgraded HVDC+Constrained Operational Capacity | 74.9137 | 88.5385 | 105.2402
2030 | SIWEM_PERC | Low Demand Growth+Expected Future Gas Supply+Upgraded HVDC+Constrained Operational Capacity | 71.1674 | 86.5834 | 108.9799
2031 | SIWEM_PERC | Low Demand Growth+Expected Future Gas Supply+Upgraded HVDC+Constrained Operational Capacity | 63.7306 | 82.474 | 109.7617
2032 | SIWEM_PERC | Low Demand Growth+Expected Future Gas Supply+Upgraded HVDC+Constrained Operational Capacity | 56.7859 | 79.2937 | 106.087
2033 | SIWEM_PERC | Low Demand Growth+Expected Future Gas Supply+Upgraded HVDC+Constrained Operational Capacity | 51.2503 | 76.5575 | 102.9236
2034 | SIWEM_PERC | Low Demand Growth+Expected Future Gas Supply+Upgraded HVDC+Constrained Operational Capacity | 46.3309 | 73.978 | 99.9376
2035 | SIWEM_PERC | Low Demand Growth+Expected Future Gas Supply+Upgraded HVDC+Constrained Operational Capacity | 40.8751 | 70.723 | 96.1747
2026 | NZWEM_PERC | Low Demand Growth+Expected Future Gas Supply+Upgraded HVDC+Constrained Operational Capacity+Low Wind & Solar | 24.177 | 24.231 | 24.231
2027 | NZWEM_PERC | Low Demand Growth+Expected Future Gas Supply+Upgraded HVDC+Constrained Operational Capacity+Low Wind & Solar | 25.2992 | 27.0535 | 27.3568
2028 | NZWEM_PERC | Low Demand Growth+Expected Future Gas Supply+Upgraded HVDC+Constrained Operational Capacity+Low Wind & Solar | 22.7014 | 30.4563 | 34.7575
2029 | NZWEM_PERC | Low Demand Growth+Expected Future Gas Supply+Upgraded HVDC+Constrained Operational Capacity+Low Wind & Solar | 29.0702 | 40.1267 | 48.8746
2030 | NZWEM_PERC | Low Demand Growth+Expected Future Gas Supply+Upgraded HVDC+Constrained Operational Capacity+Low Wind & Solar | 26.2068 | 39.3741 | 53.7973
2031 | NZWEM_PERC | Low Demand Growth+Expected Future Gas Supply+Upgraded HVDC+Constrained Operational Capacity+Low Wind & Solar | 23.1537 | 36.1223 | 56.174
2032 | NZWEM_PERC | Low Demand Growth+Expected Future Gas Supply+Upgraded HVDC+Constrained Operational Capacity+Low Wind & Solar | 20.515 | 33.649 | 54.4104
2033 | NZWEM_PERC | Low Demand Growth+Expected Future Gas Supply+Upgraded HVDC+Constrained Operational Capacity+Low Wind & Solar | 18.4088 | 31.3385 | 53.5279
2034 | NZWEM_PERC | Low Demand Growth+Expected Future Gas Supply+Upgraded HVDC+Constrained Operational Capacity+Low Wind & Solar | 16.5223 | 29.7122 | 51.5363
2035 | NZWEM_PERC | Low Demand Growth+Expected Future Gas Supply+Upgraded HVDC+Constrained Operational Capacity+Low Wind & Solar | 14.4402 | 27.4485 | 48.7996
2026 | NIWCM | Low Demand Growth+Expected Future Gas Supply+Upgraded HVDC+Constrained Operational Capacity+Low Wind & Solar | 604.1196 | 604.1196 | 604.1196
2027 | NIWCM | Low Demand Growth+Expected Future Gas Supply+Upgraded HVDC+Constrained Operational Capacity+Low Wind & Solar | 939.6101 | 943.4979 | 943.4979
2028 | NIWCM | Low Demand Growth+Expected Future Gas Supply+Upgraded HVDC+Constrained Operational Capacity+Low Wind & Solar | 1048.7594 | 1536.2788 | 1543.3608
2029 | NIWCM | Low Demand Growth+Expected Future Gas Supply+Upgraded HVDC+Constrained Operational Capacity+Low Wind & Solar | 1012.8328 | 1654.2944 | 1807.2858
2030 | NIWCM | Low Demand Growth+Expected Future Gas Supply+Upgraded HVDC+Constrained Operational Capacity+Low Wind & Solar | 896.6462 | 1614.0679 | 1819.7647
2031 | NIWCM | Low Demand Growth+Expected Future Gas Supply+Upgraded HVDC+Constrained Operational Capacity+Low Wind & Solar | 805.9988 | 1535.3629 | 1795.3
2032 | NIWCM | Low Demand Growth+Expected Future Gas Supply+Upgraded HVDC+Constrained Operational Capacity+Low Wind & Solar | 678.431 | 1417.6133 | 1697.9495
2033 | NIWCM | Low Demand Growth+Expected Future Gas Supply+Upgraded HVDC+Constrained Operational Capacity+Low Wind & Solar | 561.3671 | 1303.4543 | 1596.4621
2034 | NIWCM | Low Demand Growth+Expected Future Gas Supply+Upgraded HVDC+Constrained Operational Capacity+Low Wind & Solar | 450.0023 | 1235.5568 | 1610.6209
2035 | NIWCM | Low Demand Growth+Expected Future Gas Supply+Upgraded HVDC+Constrained Operational Capacity+Low Wind & Solar | 322.0374 | 1119.3844 | 1495.5043
2026 | SIWEM_PERC | Low Demand Growth+Expected Future Gas Supply+Upgraded HVDC+Constrained Operational Capacity+Low Wind & Solar | 55.1095 | 55.1095 | 55.1095
2027 | SIWEM_PERC | Low Demand Growth+Expected Future Gas Supply+Upgraded HVDC+Constrained Operational Capacity+Low Wind & Solar | 66.9267 | 71.5422 | 72.302
2028 | SIWEM_PERC | Low Demand Growth+Expected Future Gas Supply+Upgraded HVDC+Constrained Operational Capacity+Low Wind & Solar | 60.175 | 80.6484 | 92.0107
2029 | SIWEM_PERC | Low Demand Growth+Expected Future Gas Supply+Upgraded HVDC+Constrained Operational Capacity+Low Wind & Solar | 73.8504 | 86.1464 | 101.2191
2030 | SIWEM_PERC | Low Demand Growth+Expected Future Gas Supply+Upgraded HVDC+Constrained Operational Capacity+Low Wind & Solar | 67.8478 | 84.0398 | 104.2519
2031 | SIWEM_PERC | Low Demand Growth+Expected Future Gas Supply+Upgraded HVDC+Constrained Operational Capacity+Low Wind & Solar | 59.9183 | 79.9878 | 104.614
2032 | SIWEM_PERC | Low Demand Growth+Expected Future Gas Supply+Upgraded HVDC+Constrained Operational Capacity+Low Wind & Solar | 53.0427 | 76.8526 | 101.0326
2033 | SIWEM_PERC | Low Demand Growth+Expected Future Gas Supply+Upgraded HVDC+Constrained Operational Capacity+Low Wind & Solar | 47.5668 | 74.1552 | 97.9498
2034 | SIWEM_PERC | Low Demand Growth+Expected Future Gas Supply+Upgraded HVDC+Constrained Operational Capacity+Low Wind & Solar | 42.7042 | 71.6128 | 95.0404
2035 | SIWEM_PERC | Low Demand Growth+Expected Future Gas Supply+Upgraded HVDC+Constrained Operational Capacity+Low Wind & Solar | 37.3193 | 68.404 | 91.3733
2026 | NZWEM_PERC | Low Demand Growth+Expected Future Gas Supply+Delayed Build | 20.5799 | 20.5799 | 20.5799
2027 | NZWEM_PERC | Low Demand Growth+Expected Future Gas Supply+Delayed Build | 18.9266 | 19.0762 | 19.2537
2028 | NZWEM_PERC | Low Demand Growth+Expected Future Gas Supply+Delayed Build | 19.8026 | 21.3318 | 21.6646
2029 | NZWEM_PERC | Low Demand Growth+Expected Future Gas Supply+Delayed Build | 29.4023 | 32.4552 | 33.4034
2030 | NZWEM_PERC | Low Demand Growth+Expected Future Gas Supply+Delayed Build | 27.7439 | 37.5021 | 45.7506
2031 | NZWEM_PERC | Low Demand Growth+Expected Future Gas Supply+Delayed Build | 24.656 | 37.5501 | 46.8635
2032 | NZWEM_PERC | Low Demand Growth+Expected Future Gas Supply+Delayed Build | 21.9917 | 35.4041 | 50.7139
2033 | NZWEM_PERC | Low Demand Growth+Expected Future Gas Supply+Delayed Build | 19.8625 | 33.1624 | 54.6196
2034 | NZWEM_PERC | Low Demand Growth+Expected Future Gas Supply+Delayed Build | 17.952 | 31.4475 | 53.6365
2035 | NZWEM_PERC | Low Demand Growth+Expected Future Gas Supply+Delayed Build | 15.839 | 29.5589 | 53.1342
2026 | NIWCM | Low Demand Growth+Expected Future Gas Supply+Delayed Build | 906.8546 | 906.8546 | 906.8546
2027 | NIWCM | Low Demand Growth+Expected Future Gas Supply+Delayed Build | 1161.9847 | 1163.9836 | 1166.4561
2028 | NIWCM | Low Demand Growth+Expected Future Gas Supply+Delayed Build | 1440.6233 | 1459.8351 | 1464.3716
2029 | NIWCM | Low Demand Growth+Expected Future Gas Supply+Delayed Build | 1465.9933 | 1588.6796 | 1602.2719
2030 | NIWCM | Low Demand Growth+Expected Future Gas Supply+Delayed Build | 1498.1781 | 2161.9592 | 2331.4701
2031 | NIWCM | Low Demand Growth+Expected Future Gas Supply+Delayed Build | 1394.1768 | 2287.273 | 2520.2302
2032 | NIWCM | Low Demand Growth+Expected Future Gas Supply+Delayed Build | 1273.0863 | 2218.4959 | 2612.907
2033 | NIWCM | Low Demand Growth+Expected Future Gas Supply+Delayed Build | 1230.5606 | 2199.2591 | 2800.9659
2034 | NIWCM | Low Demand Growth+Expected Future Gas Supply+Delayed Build | 1119.9072 | 2113.909 | 2774.0523
2035 | NIWCM | Low Demand Growth+Expected Future Gas Supply+Delayed Build | 994.219 | 2021.1162 | 2773.5678
2026 | SIWEM_PERC | Low Demand Growth+Expected Future Gas Supply+Delayed Build | 50.7882 | 50.7882 | 50.7882
2027 | SIWEM_PERC | Low Demand Growth+Expected Future Gas Supply+Delayed Build | 50.6734 | 50.9775 | 50.9775
2028 | SIWEM_PERC | Low Demand Growth+Expected Future Gas Supply+Delayed Build | 52.3936 | 54.4724 | 54.4724
2029 | SIWEM_PERC | Low Demand Growth+Expected Future Gas Supply+Delayed Build | 50.7926 | 56.1235 | 56.1235
2030 | SIWEM_PERC | Low Demand Growth+Expected Future Gas Supply+Delayed Build | 49.4932 | 62.8199 | 77.0058
2031 | SIWEM_PERC | Low Demand Growth+Expected Future Gas Supply+Delayed Build | 46.22 | 59.2463 | 75.2142
2032 | SIWEM_PERC | Low Demand Growth+Expected Future Gas Supply+Delayed Build | 43.6965 | 58.492 | 79.987
2033 | SIWEM_PERC | Low Demand Growth+Expected Future Gas Supply+Delayed Build | 41.5279 | 56.0874 | 82.4535
2034 | SIWEM_PERC | Low Demand Growth+Expected Future Gas Supply+Delayed Build | 39.4885 | 53.8235 | 79.7831
2035 | SIWEM_PERC | Low Demand Growth+Expected Future Gas Supply+Delayed Build | 36.9082 | 50.9627 | 76.4144
2026 | NZWEM_PERC | Low Demand Growth+Expected Future Gas Supply+Delayed Build+Low Wind & Solar | 19.6245 | 19.6245 | 19.6245
2027 | NZWEM_PERC | Low Demand Growth+Expected Future Gas Supply+Delayed Build+Low Wind & Solar | 17.9148 | 18.0498 | 18.21
2028 | NZWEM_PERC | Low Demand Growth+Expected Future Gas Supply+Delayed Build+Low Wind & Solar | 18.5284 | 19.9084 | 20.2088
2029 | NZWEM_PERC | Low Demand Growth+Expected Future Gas Supply+Delayed Build+Low Wind & Solar | 27.9589 | 30.714 | 31.5697
2030 | NZWEM_PERC | Low Demand Growth+Expected Future Gas Supply+Delayed Build+Low Wind & Solar | 26.2068 | 35.0133 | 42.4573
2031 | NZWEM_PERC | Low Demand Growth+Expected Future Gas Supply+Delayed Build+Low Wind & Solar | 23.1537 | 34.7902 | 43.1952
2032 | NZWEM_PERC | Low Demand Growth+Expected Future Gas Supply+Delayed Build+Low Wind & Solar | 20.515 | 32.6192 | 46.4756
2033 | NZWEM_PERC | Low Demand Growth+Expected Future Gas Supply+Delayed Build+Low Wind & Solar | 18.4088 | 30.4209 | 49.8244
2034 | NZWEM_PERC | Low Demand Growth+Expected Future Gas Supply+Delayed Build+Low Wind & Solar | 16.5223 | 28.7107 | 48.8125
2035 | NZWEM_PERC | Low Demand Growth+Expected Future Gas Supply+Delayed Build+Low Wind & Solar | 14.4402 | 26.8814 | 48.2326
2026 | NIWCM | Low Demand Growth+Expected Future Gas Supply+Delayed Build+Low Wind & Solar | 906.8546 | 906.8546 | 906.8546
2027 | NIWCM | Low Demand Growth+Expected Future Gas Supply+Delayed Build+Low Wind & Solar | 1161.9847 | 1163.9836 | 1166.4561
2028 | NIWCM | Low Demand Growth+Expected Future Gas Supply+Delayed Build+Low Wind & Solar | 1440.6233 | 1459.8351 | 1464.3716
2029 | NIWCM | Low Demand Growth+Expected Future Gas Supply+Delayed Build+Low Wind & Solar | 1465.9933 | 1588.6796 | 1602.2719
2030 | NIWCM | Low Demand Growth+Expected Future Gas Supply+Delayed Build+Low Wind & Solar | 1498.1781 | 2161.9592 | 2331.4701
2031 | NIWCM | Low Demand Growth+Expected Future Gas Supply+Delayed Build+Low Wind & Solar | 1394.1768 | 2287.273 | 2520.2302
2032 | NIWCM | Low Demand Growth+Expected Future Gas Supply+Delayed Build+Low Wind & Solar | 1273.0863 | 2218.4959 | 2612.907
2033 | NIWCM | Low Demand Growth+Expected Future Gas Supply+Delayed Build+Low Wind & Solar | 1230.5606 | 2199.2591 | 2800.9659
2034 | NIWCM | Low Demand Growth+Expected Future Gas Supply+Delayed Build+Low Wind & Solar | 1119.9072 | 2113.909 | 2774.0523
2035 | NIWCM | Low Demand Growth+Expected Future Gas Supply+Delayed Build+Low Wind & Solar | 994.219 | 2021.1162 | 2773.5678
2026 | SIWEM_PERC | Low Demand Growth+Expected Future Gas Supply+Delayed Build+Low Wind & Solar | 50.4405 | 50.4405 | 50.4405
2027 | SIWEM_PERC | Low Demand Growth+Expected Future Gas Supply+Delayed Build+Low Wind & Solar | 47.8901 | 48.2614 | 48.7021
2028 | SIWEM_PERC | Low Demand Growth+Expected Future Gas Supply+Delayed Build+Low Wind & Solar | 49.3646 | 53.1477 | 53.4302
2029 | SIWEM_PERC | Low Demand Growth+Expected Future Gas Supply+Delayed Build+Low Wind & Solar | 49.9207 | 54.7316 | 54.7316
2030 | SIWEM_PERC | Low Demand Growth+Expected Future Gas Supply+Delayed Build+Low Wind & Solar | 48.4532 | 60.4801 | 73.2824
2031 | SIWEM_PERC | Low Demand Growth+Expected Future Gas Supply+Delayed Build+Low Wind & Solar | 45.2034 | 56.9592 | 71.3698
2032 | SIWEM_PERC | Low Demand Growth+Expected Future Gas Supply+Delayed Build+Low Wind & Solar | 42.6984 | 56.0508 | 75.4493
2033 | SIWEM_PERC | Low Demand Growth+Expected Future Gas Supply+Delayed Build+Low Wind & Solar | 40.5456 | 53.6851 | 77.4796
2034 | SIWEM_PERC | Low Demand Growth+Expected Future Gas Supply+Delayed Build+Low Wind & Solar | 38.5214 | 51.4583 | 74.8859
2035 | SIWEM_PERC | Low Demand Growth+Expected Future Gas Supply+Delayed Build+Low Wind & Solar | 35.96 | 48.6438 | 71.6131
2026 | NZWEM_PERC | Low Demand Growth+Expected Future Gas Supply+Delayed Build+Constrained Operational Capacity | 20.5799 | 20.5799 | 20.5799
2027 | NZWEM_PERC | Low Demand Growth+Expected Future Gas Supply+Delayed Build+Constrained Operational Capacity | 18.9266 | 19.0762 | 19.2537
2028 | NZWEM_PERC | Low Demand Growth+Expected Future Gas Supply+Delayed Build+Constrained Operational Capacity | 19.8026 | 21.3318 | 21.6646
2029 | NZWEM_PERC | Low Demand Growth+Expected Future Gas Supply+Delayed Build+Constrained Operational Capacity | 29.4023 | 32.4552 | 33.4034
2030 | NZWEM_PERC | Low Demand Growth+Expected Future Gas Supply+Delayed Build+Constrained Operational Capacity | 27.7439 | 37.5021 | 45.7506
2031 | NZWEM_PERC | Low Demand Growth+Expected Future Gas Supply+Delayed Build+Constrained Operational Capacity | 24.656 | 37.5501 | 46.8635
2032 | NZWEM_PERC | Low Demand Growth+Expected Future Gas Supply+Delayed Build+Constrained Operational Capacity | 21.9917 | 35.4041 | 50.7139
2033 | NZWEM_PERC | Low Demand Growth+Expected Future Gas Supply+Delayed Build+Constrained Operational Capacity | 19.8625 | 33.1624 | 54.6196
2034 | NZWEM_PERC | Low Demand Growth+Expected Future Gas Supply+Delayed Build+Constrained Operational Capacity | 17.952 | 31.4475 | 53.6365
2035 | NZWEM_PERC | Low Demand Growth+Expected Future Gas Supply+Delayed Build+Constrained Operational Capacity | 15.839 | 29.5589 | 53.1342
2026 | NIWCM | Low Demand Growth+Expected Future Gas Supply+Delayed Build+Constrained Operational Capacity | 373.5029 | 373.5029 | 373.5029
2027 | NIWCM | Low Demand Growth+Expected Future Gas Supply+Delayed Build+Constrained Operational Capacity | 622.7638 | 622.7638 | 622.7638
2028 | NIWCM | Low Demand Growth+Expected Future Gas Supply+Delayed Build+Constrained Operational Capacity | 839.2329 | 839.2329 | 839.2329
2029 | NIWCM | Low Demand Growth+Expected Future Gas Supply+Delayed Build+Constrained Operational Capacity | 833.4055 | 915.296 | 915.296
2030 | NIWCM | Low Demand Growth+Expected Future Gas Supply+Delayed Build+Constrained Operational Capacity | 840.8697 | 1342.2895 | 1454.8857
2031 | NIWCM | Low Demand Growth+Expected Future Gas Supply+Delayed Build+Constrained Operational Capacity | 733.0594 | 1378.029 | 1531.3215
2032 | NIWCM | Low Demand Growth+Expected Future Gas Supply+Delayed Build+Constrained Operational Capacity | 605.4927 | 1305.8883 | 1511.764
2033 | NIWCM | Low Demand Growth+Expected Future Gas Supply+Delayed Build+Constrained Operational Capacity | 561.367 | 1272.9944 | 1534.544
2034 | NIWCM | Low Demand Growth+Expected Future Gas Supply+Delayed Build+Constrained Operational Capacity | 450.0023 | 1165.4678 | 1453.3051
2035 | NIWCM | Low Demand Growth+Expected Future Gas Supply+Delayed Build+Constrained Operational Capacity | 322.0374 | 1067.0524 | 1365.9426
2026 | SIWEM_PERC | Low Demand Growth+Expected Future Gas Supply+Delayed Build+Constrained Operational Capacity | 50.7882 | 50.7882 | 50.7882
2027 | SIWEM_PERC | Low Demand Growth+Expected Future Gas Supply+Delayed Build+Constrained Operational Capacity | 50.6734 | 50.9775 | 50.9775
2028 | SIWEM_PERC | Low Demand Growth+Expected Future Gas Supply+Delayed Build+Constrained Operational Capacity | 52.3936 | 54.4724 | 54.4724
2029 | SIWEM_PERC | Low Demand Growth+Expected Future Gas Supply+Delayed Build+Constrained Operational Capacity | 50.7926 | 56.1235 | 56.1235
2030 | SIWEM_PERC | Low Demand Growth+Expected Future Gas Supply+Delayed Build+Constrained Operational Capacity | 49.4932 | 62.8199 | 77.0058
2031 | SIWEM_PERC | Low Demand Growth+Expected Future Gas Supply+Delayed Build+Constrained Operational Capacity | 46.22 | 59.2463 | 75.2142
2032 | SIWEM_PERC | Low Demand Growth+Expected Future Gas Supply+Delayed Build+Constrained Operational Capacity | 43.6965 | 58.492 | 79.987
2033 | SIWEM_PERC | Low Demand Growth+Expected Future Gas Supply+Delayed Build+Constrained Operational Capacity | 41.5279 | 56.0874 | 82.4535
2034 | SIWEM_PERC | Low Demand Growth+Expected Future Gas Supply+Delayed Build+Constrained Operational Capacity | 39.4885 | 53.8235 | 79.7831
2035 | SIWEM_PERC | Low Demand Growth+Expected Future Gas Supply+Delayed Build+Constrained Operational Capacity | 36.9082 | 50.9627 | 76.4144
2026 | NZWEM_PERC | Low Demand Growth+Expected Future Gas Supply+Delayed Build+Constrained Operational Capacity+Low Wind & Solar | 19.6245 | 19.6245 | 19.6245
2027 | NZWEM_PERC | Low Demand Growth+Expected Future Gas Supply+Delayed Build+Constrained Operational Capacity+Low Wind & Solar | 17.9148 | 18.0498 | 18.21
2028 | NZWEM_PERC | Low Demand Growth+Expected Future Gas Supply+Delayed Build+Constrained Operational Capacity+Low Wind & Solar | 18.5284 | 19.9084 | 20.2088
2029 | NZWEM_PERC | Low Demand Growth+Expected Future Gas Supply+Delayed Build+Constrained Operational Capacity+Low Wind & Solar | 27.9589 | 30.714 | 31.5697
2030 | NZWEM_PERC | Low Demand Growth+Expected Future Gas Supply+Delayed Build+Constrained Operational Capacity+Low Wind & Solar | 26.2068 | 35.0133 | 42.4573
2031 | NZWEM_PERC | Low Demand Growth+Expected Future Gas Supply+Delayed Build+Constrained Operational Capacity+Low Wind & Solar | 23.1537 | 34.7902 | 43.1952
2032 | NZWEM_PERC | Low Demand Growth+Expected Future Gas Supply+Delayed Build+Constrained Operational Capacity+Low Wind & Solar | 20.515 | 32.6192 | 46.4756
2033 | NZWEM_PERC | Low Demand Growth+Expected Future Gas Supply+Delayed Build+Constrained Operational Capacity+Low Wind & Solar | 18.4088 | 30.4209 | 49.8244
2034 | NZWEM_PERC | Low Demand Growth+Expected Future Gas Supply+Delayed Build+Constrained Operational Capacity+Low Wind & Solar | 16.5223 | 28.7107 | 48.8125
2035 | NZWEM_PERC | Low Demand Growth+Expected Future Gas Supply+Delayed Build+Constrained Operational Capacity+Low Wind & Solar | 14.4402 | 26.8814 | 48.2326
2026 | NIWCM | Low Demand Growth+Expected Future Gas Supply+Delayed Build+Constrained Operational Capacity+Low Wind & Solar | 373.5029 | 373.5029 | 373.5029
2027 | NIWCM | Low Demand Growth+Expected Future Gas Supply+Delayed Build+Constrained Operational Capacity+Low Wind & Solar | 622.7638 | 622.7638 | 622.7638
2028 | NIWCM | Low Demand Growth+Expected Future Gas Supply+Delayed Build+Constrained Operational Capacity+Low Wind & Solar | 839.2329 | 839.2329 | 839.2329
2029 | NIWCM | Low Demand Growth+Expected Future Gas Supply+Delayed Build+Constrained Operational Capacity+Low Wind & Solar | 833.4055 | 915.296 | 915.296
2030 | NIWCM | Low Demand Growth+Expected Future Gas Supply+Delayed Build+Constrained Operational Capacity+Low Wind & Solar | 840.8697 | 1342.2895 | 1454.8857
2031 | NIWCM | Low Demand Growth+Expected Future Gas Supply+Delayed Build+Constrained Operational Capacity+Low Wind & Solar | 733.0594 | 1378.029 | 1531.3215
2032 | NIWCM | Low Demand Growth+Expected Future Gas Supply+Delayed Build+Constrained Operational Capacity+Low Wind & Solar | 605.4927 | 1305.8883 | 1511.764
2033 | NIWCM | Low Demand Growth+Expected Future Gas Supply+Delayed Build+Constrained Operational Capacity+Low Wind & Solar | 561.367 | 1272.9944 | 1534.544
2034 | NIWCM | Low Demand Growth+Expected Future Gas Supply+Delayed Build+Constrained Operational Capacity+Low Wind & Solar | 450.0023 | 1165.4678 | 1453.3051
2035 | NIWCM | Low Demand Growth+Expected Future Gas Supply+Delayed Build+Constrained Operational Capacity+Low Wind & Solar | 322.0374 | 1067.0524 | 1365.9426
2026 | SIWEM_PERC | Low Demand Growth+Expected Future Gas Supply+Delayed Build+Constrained Operational Capacity+Low Wind & Solar | 50.4405 | 50.4405 | 50.4405
2027 | SIWEM_PERC | Low Demand Growth+Expected Future Gas Supply+Delayed Build+Constrained Operational Capacity+Low Wind & Solar | 47.8901 | 48.2614 | 48.7021
2028 | SIWEM_PERC | Low Demand Growth+Expected Future Gas Supply+Delayed Build+Constrained Operational Capacity+Low Wind & Solar | 49.3646 | 53.1477 | 53.4302
2029 | SIWEM_PERC | Low Demand Growth+Expected Future Gas Supply+Delayed Build+Constrained Operational Capacity+Low Wind & Solar | 49.9207 | 54.7316 | 54.7316
2030 | SIWEM_PERC | Low Demand Growth+Expected Future Gas Supply+Delayed Build+Constrained Operational Capacity+Low Wind & Solar | 48.4532 | 60.4801 | 73.2824
2031 | SIWEM_PERC | Low Demand Growth+Expected Future Gas Supply+Delayed Build+Constrained Operational Capacity+Low Wind & Solar | 45.2034 | 56.9592 | 71.3698
2032 | SIWEM_PERC | Low Demand Growth+Expected Future Gas Supply+Delayed Build+Constrained Operational Capacity+Low Wind & Solar | 42.6984 | 56.0508 | 75.4493
2033 | SIWEM_PERC | Low Demand Growth+Expected Future Gas Supply+Delayed Build+Constrained Operational Capacity+Low Wind & Solar | 40.5456 | 53.6851 | 77.4796
2034 | SIWEM_PERC | Low Demand Growth+Expected Future Gas Supply+Delayed Build+Constrained Operational Capacity+Low Wind & Solar | 38.5214 | 51.4583 | 74.8859
2035 | SIWEM_PERC | Low Demand Growth+Expected Future Gas Supply+Delayed Build+Constrained Operational Capacity+Low Wind & Solar | 35.96 | 48.6438 | 71.6131
2026 | NZWEM_PERC | Low Demand Growth+Expected Future Gas Supply+Delayed Build+Upgraded HVDC | 20.5799 | 20.5799 | 20.5799
2027 | NZWEM_PERC | Low Demand Growth+Expected Future Gas Supply+Delayed Build+Upgraded HVDC | 18.9266 | 19.0762 | 19.2537
2028 | NZWEM_PERC | Low Demand Growth+Expected Future Gas Supply+Delayed Build+Upgraded HVDC | 19.8026 | 21.3318 | 21.6646
2029 | NZWEM_PERC | Low Demand Growth+Expected Future Gas Supply+Delayed Build+Upgraded HVDC | 29.4023 | 32.4552 | 33.4034
2030 | NZWEM_PERC | Low Demand Growth+Expected Future Gas Supply+Delayed Build+Upgraded HVDC | 27.7439 | 37.5021 | 45.7506
2031 | NZWEM_PERC | Low Demand Growth+Expected Future Gas Supply+Delayed Build+Upgraded HVDC | 24.656 | 37.5501 | 46.8635
2032 | NZWEM_PERC | Low Demand Growth+Expected Future Gas Supply+Delayed Build+Upgraded HVDC | 21.9917 | 35.4041 | 50.7139
2033 | NZWEM_PERC | Low Demand Growth+Expected Future Gas Supply+Delayed Build+Upgraded HVDC | 19.8625 | 33.1624 | 54.6196
2034 | NZWEM_PERC | Low Demand Growth+Expected Future Gas Supply+Delayed Build+Upgraded HVDC | 17.952 | 31.4475 | 53.6365
2035 | NZWEM_PERC | Low Demand Growth+Expected Future Gas Supply+Delayed Build+Upgraded HVDC | 15.839 | 29.5589 | 53.1342
2026 | NIWCM | Low Demand Growth+Expected Future Gas Supply+Delayed Build+Upgraded HVDC | 906.8546 | 906.8546 | 906.8546
2027 | NIWCM | Low Demand Growth+Expected Future Gas Supply+Delayed Build+Upgraded HVDC | 1161.9847 | 1163.9836 | 1166.4561
2028 | NIWCM | Low Demand Growth+Expected Future Gas Supply+Delayed Build+Upgraded HVDC | 1440.6233 | 1459.8351 | 1464.3716
2029 | NIWCM | Low Demand Growth+Expected Future Gas Supply+Delayed Build+Upgraded HVDC | 1465.9933 | 1588.6796 | 1602.2719
2030 | NIWCM | Low Demand Growth+Expected Future Gas Supply+Delayed Build+Upgraded HVDC | 1498.1781 | 2161.9592 | 2331.4701
2031 | NIWCM | Low Demand Growth+Expected Future Gas Supply+Delayed Build+Upgraded HVDC | 1394.1898 | 2292.0689 | 2626.0636
2032 | NIWCM | Low Demand Growth+Expected Future Gas Supply+Delayed Build+Upgraded HVDC | 1273.0829 | 2230.6598 | 2736.2786
2033 | NIWCM | Low Demand Growth+Expected Future Gas Supply+Delayed Build+Upgraded HVDC | 1230.5615 | 2199.2611 | 2924.3371
2034 | NIWCM | Low Demand Growth+Expected Future Gas Supply+Delayed Build+Upgraded HVDC | 1119.9069 | 2113.9951 | 2903.8055
2035 | NIWCM | Low Demand Growth+Expected Future Gas Supply+Delayed Build+Upgraded HVDC | 994.2191 | 2021.1001 | 2897.8323
2026 | SIWEM_PERC | Low Demand Growth+Expected Future Gas Supply+Delayed Build+Upgraded HVDC | 50.7882 | 50.7882 | 50.7882
2027 | SIWEM_PERC | Low Demand Growth+Expected Future Gas Supply+Delayed Build+Upgraded HVDC | 50.6734 | 51.0753 | 51.5199
2028 | SIWEM_PERC | Low Demand Growth+Expected Future Gas Supply+Delayed Build+Upgraded HVDC | 52.8162 | 56.8193 | 57.6501
2029 | SIWEM_PERC | Low Demand Growth+Expected Future Gas Supply+Delayed Build+Upgraded HVDC | 72.9516 | 78.2825 | 78.2825
2030 | SIWEM_PERC | Low Demand Growth+Expected Future Gas Supply+Delayed Build+Upgraded HVDC | 71.1674 | 84.4942 | 98.68
2031 | SIWEM_PERC | Low Demand Growth+Expected Future Gas Supply+Delayed Build+Upgraded HVDC | 63.7306 | 80.4319 | 96.3999
2032 | SIWEM_PERC | Low Demand Growth+Expected Future Gas Supply+Delayed Build+Upgraded HVDC | 56.7859 | 79.2937 | 100.7887
2033 | SIWEM_PERC | Low Demand Growth+Expected Future Gas Supply+Delayed Build+Upgraded HVDC | 51.2503 | 76.5575 | 102.9236
2034 | SIWEM_PERC | Low Demand Growth+Expected Future Gas Supply+Delayed Build+Upgraded HVDC | 46.3309 | 73.978 | 99.9376
2035 | SIWEM_PERC | Low Demand Growth+Expected Future Gas Supply+Delayed Build+Upgraded HVDC | 40.8751 | 70.723 | 96.1747
2026 | NZWEM_PERC | Low Demand Growth+Expected Future Gas Supply+Delayed Build+Upgraded HVDC+Low Wind & Solar | 19.6245 | 19.6245 | 19.6245
2027 | NZWEM_PERC | Low Demand Growth+Expected Future Gas Supply+Delayed Build+Upgraded HVDC+Low Wind & Solar | 17.9148 | 18.0498 | 18.21
2028 | NZWEM_PERC | Low Demand Growth+Expected Future Gas Supply+Delayed Build+Upgraded HVDC+Low Wind & Solar | 18.5284 | 19.9084 | 20.2088
2029 | NZWEM_PERC | Low Demand Growth+Expected Future Gas Supply+Delayed Build+Upgraded HVDC+Low Wind & Solar | 27.9589 | 30.714 | 31.5697
2030 | NZWEM_PERC | Low Demand Growth+Expected Future Gas Supply+Delayed Build+Upgraded HVDC+Low Wind & Solar | 26.2068 | 35.0133 | 42.4573
2031 | NZWEM_PERC | Low Demand Growth+Expected Future Gas Supply+Delayed Build+Upgraded HVDC+Low Wind & Solar | 23.1537 | 34.7902 | 43.1952
2032 | NZWEM_PERC | Low Demand Growth+Expected Future Gas Supply+Delayed Build+Upgraded HVDC+Low Wind & Solar | 20.515 | 32.6192 | 46.4756
2033 | NZWEM_PERC | Low Demand Growth+Expected Future Gas Supply+Delayed Build+Upgraded HVDC+Low Wind & Solar | 18.4088 | 30.4209 | 49.8244
2034 | NZWEM_PERC | Low Demand Growth+Expected Future Gas Supply+Delayed Build+Upgraded HVDC+Low Wind & Solar | 16.5223 | 28.7107 | 48.8125
2035 | NZWEM_PERC | Low Demand Growth+Expected Future Gas Supply+Delayed Build+Upgraded HVDC+Low Wind & Solar | 14.4402 | 26.8814 | 48.2326
2026 | NIWCM | Low Demand Growth+Expected Future Gas Supply+Delayed Build+Upgraded HVDC+Low Wind & Solar | 906.8546 | 906.8546 | 906.8546
2027 | NIWCM | Low Demand Growth+Expected Future Gas Supply+Delayed Build+Upgraded HVDC+Low Wind & Solar | 1161.9847 | 1163.9836 | 1166.4561
2028 | NIWCM | Low Demand Growth+Expected Future Gas Supply+Delayed Build+Upgraded HVDC+Low Wind & Solar | 1440.6233 | 1459.8351 | 1464.3716
2029 | NIWCM | Low Demand Growth+Expected Future Gas Supply+Delayed Build+Upgraded HVDC+Low Wind & Solar | 1465.9933 | 1588.6796 | 1602.2719
2030 | NIWCM | Low Demand Growth+Expected Future Gas Supply+Delayed Build+Upgraded HVDC+Low Wind & Solar | 1498.1781 | 2161.9592 | 2331.4701
2031 | NIWCM | Low Demand Growth+Expected Future Gas Supply+Delayed Build+Upgraded HVDC+Low Wind & Solar | 1394.1898 | 2292.0689 | 2626.0636
2032 | NIWCM | Low Demand Growth+Expected Future Gas Supply+Delayed Build+Upgraded HVDC+Low Wind & Solar | 1273.0829 | 2230.6598 | 2736.2786
2033 | NIWCM | Low Demand Growth+Expected Future Gas Supply+Delayed Build+Upgraded HVDC+Low Wind & Solar | 1230.5615 | 2199.2611 | 2924.3371
2034 | NIWCM | Low Demand Growth+Expected Future Gas Supply+Delayed Build+Upgraded HVDC+Low Wind & Solar | 1119.9069 | 2113.9951 | 2903.8055
2035 | NIWCM | Low Demand Growth+Expected Future Gas Supply+Delayed Build+Upgraded HVDC+Low Wind & Solar | 994.2191 | 2021.1001 | 2897.8323
2026 | SIWEM_PERC | Low Demand Growth+Expected Future Gas Supply+Delayed Build+Upgraded HVDC+Low Wind & Solar | 50.4405 | 50.4405 | 50.4405
2027 | SIWEM_PERC | Low Demand Growth+Expected Future Gas Supply+Delayed Build+Upgraded HVDC+Low Wind & Solar | 47.8901 | 48.2614 | 48.7021
2028 | SIWEM_PERC | Low Demand Growth+Expected Future Gas Supply+Delayed Build+Upgraded HVDC+Low Wind & Solar | 49.3646 | 53.1477 | 53.9227
2029 | SIWEM_PERC | Low Demand Growth+Expected Future Gas Supply+Delayed Build+Upgraded HVDC+Low Wind & Solar | 72.0798 | 76.8907 | 76.8907
2030 | SIWEM_PERC | Low Demand Growth+Expected Future Gas Supply+Delayed Build+Upgraded HVDC+Low Wind & Solar | 67.8478 | 82.1544 | 94.9566
2031 | SIWEM_PERC | Low Demand Growth+Expected Future Gas Supply+Delayed Build+Upgraded HVDC+Low Wind & Solar | 59.9183 | 78.1448 | 92.5554
2032 | SIWEM_PERC | Low Demand Growth+Expected Future Gas Supply+Delayed Build+Upgraded HVDC+Low Wind & Solar | 53.0427 | 76.8526 | 96.2511
2033 | SIWEM_PERC | Low Demand Growth+Expected Future Gas Supply+Delayed Build+Upgraded HVDC+Low Wind & Solar | 47.5668 | 74.1552 | 97.9498
2034 | SIWEM_PERC | Low Demand Growth+Expected Future Gas Supply+Delayed Build+Upgraded HVDC+Low Wind & Solar | 42.7042 | 71.6128 | 95.0404
2035 | SIWEM_PERC | Low Demand Growth+Expected Future Gas Supply+Delayed Build+Upgraded HVDC+Low Wind & Solar | 37.3193 | 68.404 | 91.3733
2026 | NZWEM_PERC | Low Demand Growth+Expected Future Gas Supply+Delayed Build+Upgraded HVDC+Constrained Operational Capacity | 20.5799 | 20.5799 | 20.5799
2027 | NZWEM_PERC | Low Demand Growth+Expected Future Gas Supply+Delayed Build+Upgraded HVDC+Constrained Operational Capacity | 18.9266 | 19.0762 | 19.2537
2028 | NZWEM_PERC | Low Demand Growth+Expected Future Gas Supply+Delayed Build+Upgraded HVDC+Constrained Operational Capacity | 19.8026 | 21.3318 | 21.6646
2029 | NZWEM_PERC | Low Demand Growth+Expected Future Gas Supply+Delayed Build+Upgraded HVDC+Constrained Operational Capacity | 29.4023 | 32.4552 | 33.4034
2030 | NZWEM_PERC | Low Demand Growth+Expected Future Gas Supply+Delayed Build+Upgraded HVDC+Constrained Operational Capacity | 27.7439 | 37.5021 | 45.7506
2031 | NZWEM_PERC | Low Demand Growth+Expected Future Gas Supply+Delayed Build+Upgraded HVDC+Constrained Operational Capacity | 24.656 | 37.5501 | 46.8635
2032 | NZWEM_PERC | Low Demand Growth+Expected Future Gas Supply+Delayed Build+Upgraded HVDC+Constrained Operational Capacity | 21.9917 | 35.4041 | 50.7139
2033 | NZWEM_PERC | Low Demand Growth+Expected Future Gas Supply+Delayed Build+Upgraded HVDC+Constrained Operational Capacity | 19.8625 | 33.1624 | 54.6196
2034 | NZWEM_PERC | Low Demand Growth+Expected Future Gas Supply+Delayed Build+Upgraded HVDC+Constrained Operational Capacity | 17.952 | 31.4475 | 53.6365
2035 | NZWEM_PERC | Low Demand Growth+Expected Future Gas Supply+Delayed Build+Upgraded HVDC+Constrained Operational Capacity | 15.839 | 29.5589 | 53.1342
2026 | NIWCM | Low Demand Growth+Expected Future Gas Supply+Delayed Build+Upgraded HVDC+Constrained Operational Capacity | 373.5029 | 373.5029 | 373.5029
2027 | NIWCM | Low Demand Growth+Expected Future Gas Supply+Delayed Build+Upgraded HVDC+Constrained Operational Capacity | 622.7638 | 622.7638 | 622.7638
2028 | NIWCM | Low Demand Growth+Expected Future Gas Supply+Delayed Build+Upgraded HVDC+Constrained Operational Capacity | 839.2329 | 839.2329 | 839.2329
2029 | NIWCM | Low Demand Growth+Expected Future Gas Supply+Delayed Build+Upgraded HVDC+Constrained Operational Capacity | 833.4055 | 915.296 | 915.296
2030 | NIWCM | Low Demand Growth+Expected Future Gas Supply+Delayed Build+Upgraded HVDC+Constrained Operational Capacity | 840.8697 | 1342.2895 | 1454.8857
2031 | NIWCM | Low Demand Growth+Expected Future Gas Supply+Delayed Build+Upgraded HVDC+Constrained Operational Capacity | 733.0603 | 1378.0255 | 1531.3255
2032 | NIWCM | Low Demand Growth+Expected Future Gas Supply+Delayed Build+Upgraded HVDC+Constrained Operational Capacity | 605.4925 | 1305.8856 | 1511.777
2033 | NIWCM | Low Demand Growth+Expected Future Gas Supply+Delayed Build+Upgraded HVDC+Constrained Operational Capacity | 561.3671 | 1272.9951 | 1534.5504
2034 | NIWCM | Low Demand Growth+Expected Future Gas Supply+Delayed Build+Upgraded HVDC+Constrained Operational Capacity | 450.0023 | 1165.4676 | 1453.3027
2035 | NIWCM | Low Demand Growth+Expected Future Gas Supply+Delayed Build+Upgraded HVDC+Constrained Operational Capacity | 322.0374 | 1067.0524 | 1365.9433
2026 | SIWEM_PERC | Low Demand Growth+Expected Future Gas Supply+Delayed Build+Upgraded HVDC+Constrained Operational Capacity | 50.7882 | 50.7882 | 50.7882
2027 | SIWEM_PERC | Low Demand Growth+Expected Future Gas Supply+Delayed Build+Upgraded HVDC+Constrained Operational Capacity | 50.6734 | 51.0753 | 51.5199
2028 | SIWEM_PERC | Low Demand Growth+Expected Future Gas Supply+Delayed Build+Upgraded HVDC+Constrained Operational Capacity | 52.8162 | 56.8193 | 57.6501
2029 | SIWEM_PERC | Low Demand Growth+Expected Future Gas Supply+Delayed Build+Upgraded HVDC+Constrained Operational Capacity | 72.9516 | 78.2825 | 78.2825
2030 | SIWEM_PERC | Low Demand Growth+Expected Future Gas Supply+Delayed Build+Upgraded HVDC+Constrained Operational Capacity | 71.1674 | 84.4942 | 98.68
2031 | SIWEM_PERC | Low Demand Growth+Expected Future Gas Supply+Delayed Build+Upgraded HVDC+Constrained Operational Capacity | 63.7306 | 80.4319 | 96.3999
2032 | SIWEM_PERC | Low Demand Growth+Expected Future Gas Supply+Delayed Build+Upgraded HVDC+Constrained Operational Capacity | 56.7859 | 79.2937 | 100.7887
2033 | SIWEM_PERC | Low Demand Growth+Expected Future Gas Supply+Delayed Build+Upgraded HVDC+Constrained Operational Capacity | 51.2503 | 76.5575 | 102.9236
2034 | SIWEM_PERC | Low Demand Growth+Expected Future Gas Supply+Delayed Build+Upgraded HVDC+Constrained Operational Capacity | 46.3309 | 73.978 | 99.9376
2035 | SIWEM_PERC | Low Demand Growth+Expected Future Gas Supply+Delayed Build+Upgraded HVDC+Constrained Operational Capacity | 40.8751 | 70.723 | 96.1747
2026 | NZWEM_PERC | Low Demand Growth+Expected Future Gas Supply+Delayed Build+Upgraded HVDC+Constrained Operational Capacity+Low Wind & Solar | 19.6245 | 19.6245 | 19.6245
2027 | NZWEM_PERC | Low Demand Growth+Expected Future Gas Supply+Delayed Build+Upgraded HVDC+Constrained Operational Capacity+Low Wind & Solar | 17.9148 | 18.0498 | 18.21
2028 | NZWEM_PERC | Low Demand Growth+Expected Future Gas Supply+Delayed Build+Upgraded HVDC+Constrained Operational Capacity+Low Wind & Solar | 18.5284 | 19.9084 | 20.2088
2029 | NZWEM_PERC | Low Demand Growth+Expected Future Gas Supply+Delayed Build+Upgraded HVDC+Constrained Operational Capacity+Low Wind & Solar | 27.9589 | 30.714 | 31.5697
2030 | NZWEM_PERC | Low Demand Growth+Expected Future Gas Supply+Delayed Build+Upgraded HVDC+Constrained Operational Capacity+Low Wind & Solar | 26.2068 | 35.0133 | 42.4573
2031 | NZWEM_PERC | Low Demand Growth+Expected Future Gas Supply+Delayed Build+Upgraded HVDC+Constrained Operational Capacity+Low Wind & Solar | 23.1537 | 34.7902 | 43.1952
2032 | NZWEM_PERC | Low Demand Growth+Expected Future Gas Supply+Delayed Build+Upgraded HVDC+Constrained Operational Capacity+Low Wind & Solar | 20.515 | 32.6192 | 46.4756
2033 | NZWEM_PERC | Low Demand Growth+Expected Future Gas Supply+Delayed Build+Upgraded HVDC+Constrained Operational Capacity+Low Wind & Solar | 18.4088 | 30.4209 | 49.8244
2034 | NZWEM_PERC | Low Demand Growth+Expected Future Gas Supply+Delayed Build+Upgraded HVDC+Constrained Operational Capacity+Low Wind & Solar | 16.5223 | 28.7107 | 48.8125
2035 | NZWEM_PERC | Low Demand Growth+Expected Future Gas Supply+Delayed Build+Upgraded HVDC+Constrained Operational Capacity+Low Wind & Solar | 14.4402 | 26.8814 | 48.2326
2026 | NIWCM | Low Demand Growth+Expected Future Gas Supply+Delayed Build+Upgraded HVDC+Constrained Operational Capacity+Low Wind & Solar | 373.5029 | 373.5029 | 373.5029
2027 | NIWCM | Low Demand Growth+Expected Future Gas Supply+Delayed Build+Upgraded HVDC+Constrained Operational Capacity+Low Wind & Solar | 622.7638 | 622.7638 | 622.7638
2028 | NIWCM | Low Demand Growth+Expected Future Gas Supply+Delayed Build+Upgraded HVDC+Constrained Operational Capacity+Low Wind & Solar | 839.2329 | 839.2329 | 839.2329
2029 | NIWCM | Low Demand Growth+Expected Future Gas Supply+Delayed Build+Upgraded HVDC+Constrained Operational Capacity+Low Wind & Solar | 833.4055 | 915.296 | 915.296
2030 | NIWCM | Low Demand Growth+Expected Future Gas Supply+Delayed Build+Upgraded HVDC+Constrained Operational Capacity+Low Wind & Solar | 840.8697 | 1342.2895 | 1454.8857
2031 | NIWCM | Low Demand Growth+Expected Future Gas Supply+Delayed Build+Upgraded HVDC+Constrained Operational Capacity+Low Wind & Solar | 733.0603 | 1378.0255 | 1531.3255
2032 | NIWCM | Low Demand Growth+Expected Future Gas Supply+Delayed Build+Upgraded HVDC+Constrained Operational Capacity+Low Wind & Solar | 605.4925 | 1305.8856 | 1511.777
2033 | NIWCM | Low Demand Growth+Expected Future Gas Supply+Delayed Build+Upgraded HVDC+Constrained Operational Capacity+Low Wind & Solar | 561.3671 | 1272.9951 | 1534.5504
2034 | NIWCM | Low Demand Growth+Expected Future Gas Supply+Delayed Build+Upgraded HVDC+Constrained Operational Capacity+Low Wind & Solar | 450.0023 | 1165.4676 | 1453.3027
2035 | NIWCM | Low Demand Growth+Expected Future Gas Supply+Delayed Build+Upgraded HVDC+Constrained Operational Capacity+Low Wind & Solar | 322.0374 | 1067.0524 | 1365.9433
2026 | SIWEM_PERC | Low Demand Growth+Expected Future Gas Supply+Delayed Build+Upgraded HVDC+Constrained Operational Capacity+Low Wind & Solar | 50.4405 | 50.4405 | 50.4405
2027 | SIWEM_PERC | Low Demand Growth+Expected Future Gas Supply+Delayed Build+Upgraded HVDC+Constrained Operational Capacity+Low Wind & Solar | 47.8901 | 48.2614 | 48.7021
2028 | SIWEM_PERC | Low Demand Growth+Expected Future Gas Supply+Delayed Build+Upgraded HVDC+Constrained Operational Capacity+Low Wind & Solar | 49.3646 | 53.1477 | 53.9227
2029 | SIWEM_PERC | Low Demand Growth+Expected Future Gas Supply+Delayed Build+Upgraded HVDC+Constrained Operational Capacity+Low Wind & Solar | 72.0798 | 76.8907 | 76.8907
2030 | SIWEM_PERC | Low Demand Growth+Expected Future Gas Supply+Delayed Build+Upgraded HVDC+Constrained Operational Capacity+Low Wind & Solar | 67.8478 | 82.1544 | 94.9566
2031 | SIWEM_PERC | Low Demand Growth+Expected Future Gas Supply+Delayed Build+Upgraded HVDC+Constrained Operational Capacity+Low Wind & Solar | 59.9183 | 78.1448 | 92.5554
2032 | SIWEM_PERC | Low Demand Growth+Expected Future Gas Supply+Delayed Build+Upgraded HVDC+Constrained Operational Capacity+Low Wind & Solar | 53.0427 | 76.8526 | 96.2511
2033 | SIWEM_PERC | Low Demand Growth+Expected Future Gas Supply+Delayed Build+Upgraded HVDC+Constrained Operational Capacity+Low Wind & Solar | 47.5668 | 74.1552 | 97.9498
2034 | SIWEM_PERC | Low Demand Growth+Expected Future Gas Supply+Delayed Build+Upgraded HVDC+Constrained Operational Capacity+Low Wind & Solar | 42.7042 | 71.6128 | 95.0404
2035 | SIWEM_PERC | Low Demand Growth+Expected Future Gas Supply+Delayed Build+Upgraded HVDC+Constrained Operational Capacity+Low Wind & Solar | 37.3193 | 68.404 | 91.3733
2026 | NZWEM_PERC | Low Demand Growth+Expected Future Gas Supply+Reduced Rankine Availability | 21.086 | 21.1458 | 21.1458
2027 | NZWEM_PERC | Low Demand Growth+Expected Future Gas Supply+Reduced Rankine Availability | 18.0849 | 20.0287 | 20.3648
2028 | NZWEM_PERC | Low Demand Growth+Expected Future Gas Supply+Reduced Rankine Availability | 15.6785 | 24.2715 | 29.0375
2029 | NZWEM_PERC | Low Demand Growth+Expected Future Gas Supply+Reduced Rankine Availability | 22.1756 | 34.4271 | 44.1204
2030 | NZWEM_PERC | Low Demand Growth+Expected Future Gas Supply+Reduced Rankine Availability | 19.4289 | 33.9579 | 49.894
2031 | NZWEM_PERC | Low Demand Growth+Expected Future Gas Supply+Reduced Rankine Availability | 16.5293 | 30.8287 | 53.0028
2032 | NZWEM_PERC | Low Demand Growth+Expected Future Gas Supply+Reduced Rankine Availability | 14.0035 | 28.4874 | 51.4045
2033 | NZWEM_PERC | Low Demand Growth+Expected Future Gas Supply+Reduced Rankine Availability | 11.9986 | 26.2571 | 50.758
2034 | NZWEM_PERC | Low Demand Growth+Expected Future Gas Supply+Reduced Rankine Availability | 10.2176 | 24.7145 | 48.8121
2035 | NZWEM_PERC | Low Demand Growth+Expected Future Gas Supply+Reduced Rankine Availability | 8.2721 | 22.5591 | 46.1344
2026 | NIWCM | Low Demand Growth+Expected Future Gas Supply+Reduced Rankine Availability | 1191.4351 | 1192.2349 | 1192.2349
2027 | NIWCM | Low Demand Growth+Expected Future Gas Supply+Reduced Rankine Availability | 1327.1564 | 1355.0149 | 1359.5514
2028 | NIWCM | Low Demand Growth+Expected Future Gas Supply+Reduced Rankine Availability | 1461.582 | 2021.8616 | 2060.8072
2029 | NIWCM | Low Demand Growth+Expected Future Gas Supply+Reduced Rankine Availability | 1439.5339 | 2249.7561 | 2467.4453
2030 | NIWCM | Low Demand Growth+Expected Future Gas Supply+Reduced Rankine Availability | 1323.5546 | 2234.2366 | 2599.4835
2031 | NIWCM | Low Demand Growth+Expected Future Gas Supply+Reduced Rankine Availability | 1236.7153 | 2193.9154 | 2750.7502
2032 | NIWCM | Low Demand Growth+Expected Future Gas Supply+Reduced Rankine Availability | 1115.6248 | 2114.4036 | 2721.1172
2033 | NIWCM | Low Demand Growth+Expected Future Gas Supply+Reduced Rankine Availability | 1000.1606 | 2013.8983 | 2715.0076
2034 | NIWCM | Low Demand Growth+Expected Future Gas Supply+Reduced Rankine Availability | 889.5072 | 1953.5982 | 2758.1705
2035 | NIWCM | Low Demand Growth+Expected Future Gas Supply+Reduced Rankine Availability | 763.819 | 1843.0482 | 2672.7288
2026 | SIWEM_PERC | Low Demand Growth+Expected Future Gas Supply+Reduced Rankine Availability | 55.9618 | 55.9618 | 55.9618
2027 | SIWEM_PERC | Low Demand Growth+Expected Future Gas Supply+Reduced Rankine Availability | 48.3579 | 53.7053 | 54.6297
2028 | SIWEM_PERC | Low Demand Growth+Expected Future Gas Supply+Reduced Rankine Availability | 41.5522 | 65.1082 | 76.4172
2029 | SIWEM_PERC | Low Demand Growth+Expected Future Gas Supply+Reduced Rankine Availability | 52.7546 | 66.3794 | 83.0811
2030 | SIWEM_PERC | Low Demand Growth+Expected Future Gas Supply+Reduced Rankine Availability | 49.4932 | 64.9092 | 87.3057
2031 | SIWEM_PERC | Low Demand Growth+Expected Future Gas Supply+Reduced Rankine Availability | 43.3418 | 61.2884 | 88.5761
2032 | SIWEM_PERC | Low Demand Growth+Expected Future Gas Supply+Reduced Rankine Availability | 36.3638 | 58.492 | 85.2852
2033 | SIWEM_PERC | Low Demand Growth+Expected Future Gas Supply+Reduced Rankine Availability | 30.8439 | 56.0874 | 82.4535
2034 | SIWEM_PERC | Low Demand Growth+Expected Future Gas Supply+Reduced Rankine Availability | 25.9712 | 53.8235 | 79.7831
2035 | SIWEM_PERC | Low Demand Growth+Expected Future Gas Supply+Reduced Rankine Availability | 20.6447 | 50.9627 | 76.4144
2026 | NZWEM_PERC | Low Demand Growth+Expected Future Gas Supply+Reduced Rankine Availability+Low Wind & Solar | 19.8302 | 19.8842 | 19.8842
2027 | NZWEM_PERC | Low Demand Growth+Expected Future Gas Supply+Reduced Rankine Availability+Low Wind & Solar | 16.6593 | 18.4136 | 18.7169
2028 | NZWEM_PERC | Low Demand Growth+Expected Future Gas Supply+Reduced Rankine Availability+Low Wind & Solar | 14.1452 | 21.9002 | 26.2014
2029 | NZWEM_PERC | Low Demand Growth+Expected Future Gas Supply+Reduced Rankine Availability+Low Wind & Solar | 20.6121 | 31.6686 | 40.4165
2030 | NZWEM_PERC | Low Demand Growth+Expected Future Gas Supply+Reduced Rankine Availability+Low Wind & Solar | 17.8918 | 31.0591 | 45.4823
2031 | NZWEM_PERC | Low Demand Growth+Expected Future Gas Supply+Reduced Rankine Availability+Low Wind & Solar | 15.027 | 27.9956 | 48.0474
2032 | NZWEM_PERC | Low Demand Growth+Expected Future Gas Supply+Reduced Rankine Availability+Low Wind & Solar | 12.5268 | 25.6608 | 46.4221
2033 | NZWEM_PERC | Low Demand Growth+Expected Future Gas Supply+Reduced Rankine Availability+Low Wind & Solar | 10.5449 | 23.4745 | 45.6639
2034 | NZWEM_PERC | Low Demand Growth+Expected Future Gas Supply+Reduced Rankine Availability+Low Wind & Solar | 8.7878 | 21.9777 | 43.8018
2035 | NZWEM_PERC | Low Demand Growth+Expected Future Gas Supply+Reduced Rankine Availability+Low Wind & Solar | 6.8733 | 19.8816 | 41.2328
2026 | NIWCM | Low Demand Growth+Expected Future Gas Supply+Reduced Rankine Availability+Low Wind & Solar | 1191.4351 | 1192.2349 | 1192.2349
2027 | NIWCM | Low Demand Growth+Expected Future Gas Supply+Reduced Rankine Availability+Low Wind & Solar | 1327.1564 | 1355.0149 | 1359.5514
2028 | NIWCM | Low Demand Growth+Expected Future Gas Supply+Reduced Rankine Availability+Low Wind & Solar | 1461.582 | 2021.8616 | 2060.8072
2029 | NIWCM | Low Demand Growth+Expected Future Gas Supply+Reduced Rankine Availability+Low Wind & Solar | 1439.5339 | 2249.7561 | 2467.4453
2030 | NIWCM | Low Demand Growth+Expected Future Gas Supply+Reduced Rankine Availability+Low Wind & Solar | 1323.5546 | 2234.2366 | 2599.4835
2031 | NIWCM | Low Demand Growth+Expected Future Gas Supply+Reduced Rankine Availability+Low Wind & Solar | 1236.7153 | 2193.9154 | 2750.7502
2032 | NIWCM | Low Demand Growth+Expected Future Gas Supply+Reduced Rankine Availability+Low Wind & Solar | 1115.6248 | 2114.4036 | 2721.1172
2033 | NIWCM | Low Demand Growth+Expected Future Gas Supply+Reduced Rankine Availability+Low Wind & Solar | 1000.1606 | 2013.8983 | 2715.0076
2034 | NIWCM | Low Demand Growth+Expected Future Gas Supply+Reduced Rankine Availability+Low Wind & Solar | 889.5072 | 1953.5982 | 2758.1705
2035 | NIWCM | Low Demand Growth+Expected Future Gas Supply+Reduced Rankine Availability+Low Wind & Solar | 763.819 | 1843.0482 | 2672.7288
2026 | SIWEM_PERC | Low Demand Growth+Expected Future Gas Supply+Reduced Rankine Availability+Low Wind & Solar | 53.481 | 53.6304 | 53.6304
2027 | SIWEM_PERC | Low Demand Growth+Expected Future Gas Supply+Reduced Rankine Availability+Low Wind & Solar | 44.4364 | 49.2622 | 50.0965
2028 | SIWEM_PERC | Low Demand Growth+Expected Future Gas Supply+Reduced Rankine Availability+Low Wind & Solar | 37.3492 | 58.6077 | 70.3984
2029 | SIWEM_PERC | Low Demand Growth+Expected Future Gas Supply+Reduced Rankine Availability+Low Wind & Solar | 51.6913 | 63.9873 | 79.06
2030 | SIWEM_PERC | Low Demand Growth+Expected Future Gas Supply+Reduced Rankine Availability+Low Wind & Solar | 47.1341 | 62.3656 | 82.5777
2031 | SIWEM_PERC | Low Demand Growth+Expected Future Gas Supply+Reduced Rankine Availability+Low Wind & Solar | 39.2552 | 58.8022 | 83.4284
2032 | SIWEM_PERC | Low Demand Growth+Expected Future Gas Supply+Reduced Rankine Availability+Low Wind & Solar | 32.3512 | 56.0508 | 80.2308
2033 | SIWEM_PERC | Low Demand Growth+Expected Future Gas Supply+Reduced Rankine Availability+Low Wind & Solar | 26.8953 | 53.6851 | 77.4796
2034 | SIWEM_PERC | Low Demand Growth+Expected Future Gas Supply+Reduced Rankine Availability+Low Wind & Solar | 22.0835 | 51.4583 | 74.8859
2035 | SIWEM_PERC | Low Demand Growth+Expected Future Gas Supply+Reduced Rankine Availability+Low Wind & Solar | 16.833 | 48.6438 | 71.6131
2026 | NZWEM_PERC | Low Demand Growth+Expected Future Gas Supply+Reduced Rankine Availability+Constrained Operational Capacity | 21.086 | 21.1458 | 21.1458
2027 | NZWEM_PERC | Low Demand Growth+Expected Future Gas Supply+Reduced Rankine Availability+Constrained Operational Capacity | 18.0849 | 20.0287 | 20.3648
2028 | NZWEM_PERC | Low Demand Growth+Expected Future Gas Supply+Reduced Rankine Availability+Constrained Operational Capacity | 15.6785 | 24.2715 | 29.0375
2029 | NZWEM_PERC | Low Demand Growth+Expected Future Gas Supply+Reduced Rankine Availability+Constrained Operational Capacity | 22.1756 | 34.4271 | 44.1204
2030 | NZWEM_PERC | Low Demand Growth+Expected Future Gas Supply+Reduced Rankine Availability+Constrained Operational Capacity | 19.4289 | 33.9579 | 49.894
2031 | NZWEM_PERC | Low Demand Growth+Expected Future Gas Supply+Reduced Rankine Availability+Constrained Operational Capacity | 16.5293 | 30.8287 | 53.0028
2032 | NZWEM_PERC | Low Demand Growth+Expected Future Gas Supply+Reduced Rankine Availability+Constrained Operational Capacity | 14.0035 | 28.4874 | 51.4045
2033 | NZWEM_PERC | Low Demand Growth+Expected Future Gas Supply+Reduced Rankine Availability+Constrained Operational Capacity | 11.9986 | 26.2571 | 50.758
2034 | NZWEM_PERC | Low Demand Growth+Expected Future Gas Supply+Reduced Rankine Availability+Constrained Operational Capacity | 10.2176 | 24.7145 | 48.8121
2035 | NZWEM_PERC | Low Demand Growth+Expected Future Gas Supply+Reduced Rankine Availability+Constrained Operational Capacity | 8.2721 | 22.5591 | 46.1344
2026 | NIWCM | Low Demand Growth+Expected Future Gas Supply+Reduced Rankine Availability+Constrained Operational Capacity | 604.1196 | 604.1196 | 604.1196
2027 | NIWCM | Low Demand Growth+Expected Future Gas Supply+Reduced Rankine Availability+Constrained Operational Capacity | 709.2101 | 713.0979 | 713.0979
2028 | NIWCM | Low Demand Growth+Expected Future Gas Supply+Reduced Rankine Availability+Constrained Operational Capacity | 818.3594 | 1305.8788 | 1312.9608
2029 | NIWCM | Low Demand Growth+Expected Future Gas Supply+Reduced Rankine Availability+Constrained Operational Capacity | 782.4328 | 1423.8944 | 1576.8858
2030 | NIWCM | Low Demand Growth+Expected Future Gas Supply+Reduced Rankine Availability+Constrained Operational Capacity | 666.2462 | 1383.6679 | 1589.3647
2031 | NIWCM | Low Demand Growth+Expected Future Gas Supply+Reduced Rankine Availability+Constrained Operational Capacity | 575.5979 | 1304.9563 | 1564.7785
2032 | NIWCM | Low Demand Growth+Expected Future Gas Supply+Reduced Rankine Availability+Constrained Operational Capacity | 448.0312 | 1187.216 | 1467.5734
2033 | NIWCM | Low Demand Growth+Expected Future Gas Supply+Reduced Rankine Availability+Constrained Operational Capacity | 330.967 | 1073.0536 | 1366.0557
2034 | NIWCM | Low Demand Growth+Expected Future Gas Supply+Reduced Rankine Availability+Constrained Operational Capacity | 219.6023 | 1005.157 | 1380.2233
2035 | NIWCM | Low Demand Growth+Expected Future Gas Supply+Reduced Rankine Availability+Constrained Operational Capacity | 91.6374 | 888.9844 | 1265.1036
2026 | SIWEM_PERC | Low Demand Growth+Expected Future Gas Supply+Reduced Rankine Availability+Constrained Operational Capacity | 55.9618 | 55.9618 | 55.9618
2027 | SIWEM_PERC | Low Demand Growth+Expected Future Gas Supply+Reduced Rankine Availability+Constrained Operational Capacity | 48.3579 | 53.7053 | 54.6297
2028 | SIWEM_PERC | Low Demand Growth+Expected Future Gas Supply+Reduced Rankine Availability+Constrained Operational Capacity | 41.5522 | 65.1082 | 76.4172
2029 | SIWEM_PERC | Low Demand Growth+Expected Future Gas Supply+Reduced Rankine Availability+Constrained Operational Capacity | 52.7546 | 66.3794 | 83.0811
2030 | SIWEM_PERC | Low Demand Growth+Expected Future Gas Supply+Reduced Rankine Availability+Constrained Operational Capacity | 49.4932 | 64.9092 | 87.3057
2031 | SIWEM_PERC | Low Demand Growth+Expected Future Gas Supply+Reduced Rankine Availability+Constrained Operational Capacity | 43.3418 | 61.2884 | 88.5761
2032 | SIWEM_PERC | Low Demand Growth+Expected Future Gas Supply+Reduced Rankine Availability+Constrained Operational Capacity | 36.3638 | 58.492 | 85.2852
2033 | SIWEM_PERC | Low Demand Growth+Expected Future Gas Supply+Reduced Rankine Availability+Constrained Operational Capacity | 30.8439 | 56.0874 | 82.4535
2034 | SIWEM_PERC | Low Demand Growth+Expected Future Gas Supply+Reduced Rankine Availability+Constrained Operational Capacity | 25.9712 | 53.8235 | 79.7831
2035 | SIWEM_PERC | Low Demand Growth+Expected Future Gas Supply+Reduced Rankine Availability+Constrained Operational Capacity | 20.6447 | 50.9627 | 76.4144
2026 | NZWEM_PERC | Low Demand Growth+Expected Future Gas Supply+Reduced Rankine Availability+Constrained Operational Capacity+Low Wind & Solar | 19.8302 | 19.8842 | 19.8842
2027 | NZWEM_PERC | Low Demand Growth+Expected Future Gas Supply+Reduced Rankine Availability+Constrained Operational Capacity+Low Wind & Solar | 16.6593 | 18.4136 | 18.7169
2028 | NZWEM_PERC | Low Demand Growth+Expected Future Gas Supply+Reduced Rankine Availability+Constrained Operational Capacity+Low Wind & Solar | 14.1452 | 21.9002 | 26.2014
2029 | NZWEM_PERC | Low Demand Growth+Expected Future Gas Supply+Reduced Rankine Availability+Constrained Operational Capacity+Low Wind & Solar | 20.6121 | 31.6686 | 40.4165
2030 | NZWEM_PERC | Low Demand Growth+Expected Future Gas Supply+Reduced Rankine Availability+Constrained Operational Capacity+Low Wind & Solar | 17.8918 | 31.0591 | 45.4823
2031 | NZWEM_PERC | Low Demand Growth+Expected Future Gas Supply+Reduced Rankine Availability+Constrained Operational Capacity+Low Wind & Solar | 15.027 | 27.9956 | 48.0474
2032 | NZWEM_PERC | Low Demand Growth+Expected Future Gas Supply+Reduced Rankine Availability+Constrained Operational Capacity+Low Wind & Solar | 12.5268 | 25.6608 | 46.4221
2033 | NZWEM_PERC | Low Demand Growth+Expected Future Gas Supply+Reduced Rankine Availability+Constrained Operational Capacity+Low Wind & Solar | 10.5449 | 23.4745 | 45.6639
2034 | NZWEM_PERC | Low Demand Growth+Expected Future Gas Supply+Reduced Rankine Availability+Constrained Operational Capacity+Low Wind & Solar | 8.7878 | 21.9777 | 43.8018
2035 | NZWEM_PERC | Low Demand Growth+Expected Future Gas Supply+Reduced Rankine Availability+Constrained Operational Capacity+Low Wind & Solar | 6.8733 | 19.8816 | 41.2328
2026 | NIWCM | Low Demand Growth+Expected Future Gas Supply+Reduced Rankine Availability+Constrained Operational Capacity+Low Wind & Solar | 604.1196 | 604.1196 | 604.1196
2027 | NIWCM | Low Demand Growth+Expected Future Gas Supply+Reduced Rankine Availability+Constrained Operational Capacity+Low Wind & Solar | 709.2101 | 713.0979 | 713.0979
2028 | NIWCM | Low Demand Growth+Expected Future Gas Supply+Reduced Rankine Availability+Constrained Operational Capacity+Low Wind & Solar | 818.3594 | 1305.8788 | 1312.9608
2029 | NIWCM | Low Demand Growth+Expected Future Gas Supply+Reduced Rankine Availability+Constrained Operational Capacity+Low Wind & Solar | 782.4328 | 1423.8944 | 1576.8858
2030 | NIWCM | Low Demand Growth+Expected Future Gas Supply+Reduced Rankine Availability+Constrained Operational Capacity+Low Wind & Solar | 666.2462 | 1383.6679 | 1589.3647
2031 | NIWCM | Low Demand Growth+Expected Future Gas Supply+Reduced Rankine Availability+Constrained Operational Capacity+Low Wind & Solar | 575.5979 | 1304.9563 | 1564.7785
2032 | NIWCM | Low Demand Growth+Expected Future Gas Supply+Reduced Rankine Availability+Constrained Operational Capacity+Low Wind & Solar | 448.0312 | 1187.216 | 1467.5734
2033 | NIWCM | Low Demand Growth+Expected Future Gas Supply+Reduced Rankine Availability+Constrained Operational Capacity+Low Wind & Solar | 330.967 | 1073.0536 | 1366.0557
2034 | NIWCM | Low Demand Growth+Expected Future Gas Supply+Reduced Rankine Availability+Constrained Operational Capacity+Low Wind & Solar | 219.6023 | 1005.157 | 1380.2233
2035 | NIWCM | Low Demand Growth+Expected Future Gas Supply+Reduced Rankine Availability+Constrained Operational Capacity+Low Wind & Solar | 91.6374 | 888.9844 | 1265.1036
2026 | SIWEM_PERC | Low Demand Growth+Expected Future Gas Supply+Reduced Rankine Availability+Constrained Operational Capacity+Low Wind & Solar | 53.481 | 53.6304 | 53.6304
2027 | SIWEM_PERC | Low Demand Growth+Expected Future Gas Supply+Reduced Rankine Availability+Constrained Operational Capacity+Low Wind & Solar | 44.4364 | 49.2622 | 50.0965
2028 | SIWEM_PERC | Low Demand Growth+Expected Future Gas Supply+Reduced Rankine Availability+Constrained Operational Capacity+Low Wind & Solar | 37.3492 | 58.6077 | 70.3984
2029 | SIWEM_PERC | Low Demand Growth+Expected Future Gas Supply+Reduced Rankine Availability+Constrained Operational Capacity+Low Wind & Solar | 51.6913 | 63.9873 | 79.06
2030 | SIWEM_PERC | Low Demand Growth+Expected Future Gas Supply+Reduced Rankine Availability+Constrained Operational Capacity+Low Wind & Solar | 47.1341 | 62.3656 | 82.5777
2031 | SIWEM_PERC | Low Demand Growth+Expected Future Gas Supply+Reduced Rankine Availability+Constrained Operational Capacity+Low Wind & Solar | 39.2552 | 58.8022 | 83.4284
2032 | SIWEM_PERC | Low Demand Growth+Expected Future Gas Supply+Reduced Rankine Availability+Constrained Operational Capacity+Low Wind & Solar | 32.3512 | 56.0508 | 80.2308
2033 | SIWEM_PERC | Low Demand Growth+Expected Future Gas Supply+Reduced Rankine Availability+Constrained Operational Capacity+Low Wind & Solar | 26.8953 | 53.6851 | 77.4796
2034 | SIWEM_PERC | Low Demand Growth+Expected Future Gas Supply+Reduced Rankine Availability+Constrained Operational Capacity+Low Wind & Solar | 22.0835 | 51.4583 | 74.8859
2035 | SIWEM_PERC | Low Demand Growth+Expected Future Gas Supply+Reduced Rankine Availability+Constrained Operational Capacity+Low Wind & Solar | 16.833 | 48.6438 | 71.6131
2026 | NZWEM_PERC | Low Demand Growth+Expected Future Gas Supply+Reduced Rankine Availability+Upgraded HVDC | 21.086 | 21.1458 | 21.1458
2027 | NZWEM_PERC | Low Demand Growth+Expected Future Gas Supply+Reduced Rankine Availability+Upgraded HVDC | 18.0849 | 20.0287 | 20.3648
2028 | NZWEM_PERC | Low Demand Growth+Expected Future Gas Supply+Reduced Rankine Availability+Upgraded HVDC | 15.6785 | 24.2715 | 29.0375
2029 | NZWEM_PERC | Low Demand Growth+Expected Future Gas Supply+Reduced Rankine Availability+Upgraded HVDC | 22.1756 | 34.4271 | 44.1204
2030 | NZWEM_PERC | Low Demand Growth+Expected Future Gas Supply+Reduced Rankine Availability+Upgraded HVDC | 19.4289 | 33.9579 | 49.894
2031 | NZWEM_PERC | Low Demand Growth+Expected Future Gas Supply+Reduced Rankine Availability+Upgraded HVDC | 16.5293 | 30.8287 | 53.0028
2032 | NZWEM_PERC | Low Demand Growth+Expected Future Gas Supply+Reduced Rankine Availability+Upgraded HVDC | 14.0035 | 28.4874 | 51.4045
2033 | NZWEM_PERC | Low Demand Growth+Expected Future Gas Supply+Reduced Rankine Availability+Upgraded HVDC | 11.9986 | 26.2571 | 50.758
2034 | NZWEM_PERC | Low Demand Growth+Expected Future Gas Supply+Reduced Rankine Availability+Upgraded HVDC | 10.2176 | 24.7145 | 48.8121
2035 | NZWEM_PERC | Low Demand Growth+Expected Future Gas Supply+Reduced Rankine Availability+Upgraded HVDC | 8.2721 | 22.5591 | 46.1344
2026 | NIWCM | Low Demand Growth+Expected Future Gas Supply+Reduced Rankine Availability+Upgraded HVDC | 1191.4351 | 1192.2349 | 1192.2349
2027 | NIWCM | Low Demand Growth+Expected Future Gas Supply+Reduced Rankine Availability+Upgraded HVDC | 1327.1564 | 1355.0149 | 1359.5514
2028 | NIWCM | Low Demand Growth+Expected Future Gas Supply+Reduced Rankine Availability+Upgraded HVDC | 1461.582 | 2021.8616 | 2060.8072
2029 | NIWCM | Low Demand Growth+Expected Future Gas Supply+Reduced Rankine Availability+Upgraded HVDC | 1439.5339 | 2249.7561 | 2467.4453
2030 | NIWCM | Low Demand Growth+Expected Future Gas Supply+Reduced Rankine Availability+Upgraded HVDC | 1323.5546 | 2234.2366 | 2599.4835
2031 | NIWCM | Low Demand Growth+Expected Future Gas Supply+Reduced Rankine Availability+Upgraded HVDC | 1236.7283 | 2232.003 | 2874.2501
2032 | NIWCM | Low Demand Growth+Expected Future Gas Supply+Reduced Rankine Availability+Upgraded HVDC | 1115.6214 | 2126.5675 | 2844.7526
2033 | NIWCM | Low Demand Growth+Expected Future Gas Supply+Reduced Rankine Availability+Upgraded HVDC | 1000.1615 | 2013.9003 | 2838.3788
2034 | NIWCM | Low Demand Growth+Expected Future Gas Supply+Reduced Rankine Availability+Upgraded HVDC | 889.5069 | 1953.6843 | 2887.9237
2035 | NIWCM | Low Demand Growth+Expected Future Gas Supply+Reduced Rankine Availability+Upgraded HVDC | 763.8191 | 1843.0321 | 2796.9933
2026 | SIWEM_PERC | Low Demand Growth+Expected Future Gas Supply+Reduced Rankine Availability+Upgraded HVDC | 55.9618 | 55.9618 | 55.9618
2027 | SIWEM_PERC | Low Demand Growth+Expected Future Gas Supply+Reduced Rankine Availability+Upgraded HVDC | 48.3579 | 53.7053 | 54.6297
2028 | SIWEM_PERC | Low Demand Growth+Expected Future Gas Supply+Reduced Rankine Availability+Upgraded HVDC | 41.5522 | 65.1082 | 78.0162
2029 | SIWEM_PERC | Low Demand Growth+Expected Future Gas Supply+Reduced Rankine Availability+Upgraded HVDC | 58.5815 | 88.5385 | 105.2402
2030 | SIWEM_PERC | Low Demand Growth+Expected Future Gas Supply+Reduced Rankine Availability+Upgraded HVDC | 51.1522 | 86.5834 | 108.9799
2031 | SIWEM_PERC | Low Demand Growth+Expected Future Gas Supply+Reduced Rankine Availability+Upgraded HVDC | 43.3418 | 80.3684 | 109.7617
2032 | SIWEM_PERC | Low Demand Growth+Expected Future Gas Supply+Reduced Rankine Availability+Upgraded HVDC | 36.3638 | 74.1816 | 106.087
2033 | SIWEM_PERC | Low Demand Growth+Expected Future Gas Supply+Reduced Rankine Availability+Upgraded HVDC | 30.8439 | 68.3687 | 102.9236
2034 | SIWEM_PERC | Low Demand Growth+Expected Future Gas Supply+Reduced Rankine Availability+Upgraded HVDC | 25.9712 | 64.3569 | 99.9376
2035 | SIWEM_PERC | Low Demand Growth+Expected Future Gas Supply+Reduced Rankine Availability+Upgraded HVDC | 20.6447 | 58.8069 | 96.1747
2026 | NZWEM_PERC | Low Demand Growth+Expected Future Gas Supply+Reduced Rankine Availability+Upgraded HVDC+Low Wind & Solar | 19.8302 | 19.8842 | 19.8842
2027 | NZWEM_PERC | Low Demand Growth+Expected Future Gas Supply+Reduced Rankine Availability+Upgraded HVDC+Low Wind & Solar | 16.6593 | 18.4136 | 18.7169
2028 | NZWEM_PERC | Low Demand Growth+Expected Future Gas Supply+Reduced Rankine Availability+Upgraded HVDC+Low Wind & Solar | 14.1452 | 21.9002 | 26.2014
2029 | NZWEM_PERC | Low Demand Growth+Expected Future Gas Supply+Reduced Rankine Availability+Upgraded HVDC+Low Wind & Solar | 20.6121 | 31.6686 | 40.4165
2030 | NZWEM_PERC | Low Demand Growth+Expected Future Gas Supply+Reduced Rankine Availability+Upgraded HVDC+Low Wind & Solar | 17.8918 | 31.0591 | 45.4823
2031 | NZWEM_PERC | Low Demand Growth+Expected Future Gas Supply+Reduced Rankine Availability+Upgraded HVDC+Low Wind & Solar | 15.027 | 27.9956 | 48.0474
2032 | NZWEM_PERC | Low Demand Growth+Expected Future Gas Supply+Reduced Rankine Availability+Upgraded HVDC+Low Wind & Solar | 12.5268 | 25.6608 | 46.4221
2033 | NZWEM_PERC | Low Demand Growth+Expected Future Gas Supply+Reduced Rankine Availability+Upgraded HVDC+Low Wind & Solar | 10.5449 | 23.4745 | 45.6639
2034 | NZWEM_PERC | Low Demand Growth+Expected Future Gas Supply+Reduced Rankine Availability+Upgraded HVDC+Low Wind & Solar | 8.7878 | 21.9777 | 43.8018
2035 | NZWEM_PERC | Low Demand Growth+Expected Future Gas Supply+Reduced Rankine Availability+Upgraded HVDC+Low Wind & Solar | 6.8733 | 19.8816 | 41.2328
2026 | NIWCM | Low Demand Growth+Expected Future Gas Supply+Reduced Rankine Availability+Upgraded HVDC+Low Wind & Solar | 1191.4351 | 1192.2349 | 1192.2349
2027 | NIWCM | Low Demand Growth+Expected Future Gas Supply+Reduced Rankine Availability+Upgraded HVDC+Low Wind & Solar | 1327.1564 | 1355.0149 | 1359.5514
2028 | NIWCM | Low Demand Growth+Expected Future Gas Supply+Reduced Rankine Availability+Upgraded HVDC+Low Wind & Solar | 1461.582 | 2021.8616 | 2060.8072
2029 | NIWCM | Low Demand Growth+Expected Future Gas Supply+Reduced Rankine Availability+Upgraded HVDC+Low Wind & Solar | 1439.5339 | 2249.7561 | 2467.4453
2030 | NIWCM | Low Demand Growth+Expected Future Gas Supply+Reduced Rankine Availability+Upgraded HVDC+Low Wind & Solar | 1323.5546 | 2234.2366 | 2599.4835
2031 | NIWCM | Low Demand Growth+Expected Future Gas Supply+Reduced Rankine Availability+Upgraded HVDC+Low Wind & Solar | 1236.7283 | 2232.003 | 2874.2501
2032 | NIWCM | Low Demand Growth+Expected Future Gas Supply+Reduced Rankine Availability+Upgraded HVDC+Low Wind & Solar | 1115.6214 | 2126.5675 | 2844.7526
2033 | NIWCM | Low Demand Growth+Expected Future Gas Supply+Reduced Rankine Availability+Upgraded HVDC+Low Wind & Solar | 1000.1615 | 2013.9003 | 2838.3788
2034 | NIWCM | Low Demand Growth+Expected Future Gas Supply+Reduced Rankine Availability+Upgraded HVDC+Low Wind & Solar | 889.5069 | 1953.6843 | 2887.9237
2035 | NIWCM | Low Demand Growth+Expected Future Gas Supply+Reduced Rankine Availability+Upgraded HVDC+Low Wind & Solar | 763.8191 | 1843.0321 | 2796.9933
2026 | SIWEM_PERC | Low Demand Growth+Expected Future Gas Supply+Reduced Rankine Availability+Upgraded HVDC+Low Wind & Solar | 53.481 | 53.6304 | 53.6304
2027 | SIWEM_PERC | Low Demand Growth+Expected Future Gas Supply+Reduced Rankine Availability+Upgraded HVDC+Low Wind & Solar | 44.4364 | 49.2622 | 50.0965
2028 | SIWEM_PERC | Low Demand Growth+Expected Future Gas Supply+Reduced Rankine Availability+Upgraded HVDC+Low Wind & Solar | 37.3492 | 58.6077 | 70.3984
2029 | SIWEM_PERC | Low Demand Growth+Expected Future Gas Supply+Reduced Rankine Availability+Upgraded HVDC+Low Wind & Solar | 54.594 | 83.2181 | 101.2191
2030 | SIWEM_PERC | Low Demand Growth+Expected Future Gas Supply+Reduced Rankine Availability+Upgraded HVDC+Low Wind & Solar | 47.1341 | 81.1102 | 104.2519
2031 | SIWEM_PERC | Low Demand Growth+Expected Future Gas Supply+Reduced Rankine Availability+Upgraded HVDC+Low Wind & Solar | 39.2552 | 73.128 | 104.614
2032 | SIWEM_PERC | Low Demand Growth+Expected Future Gas Supply+Reduced Rankine Availability+Upgraded HVDC+Low Wind & Solar | 32.3512 | 66.969 | 101.0326
2033 | SIWEM_PERC | Low Demand Growth+Expected Future Gas Supply+Reduced Rankine Availability+Upgraded HVDC+Low Wind & Solar | 26.8953 | 61.2711 | 97.9498
2034 | SIWEM_PERC | Low Demand Growth+Expected Future Gas Supply+Reduced Rankine Availability+Upgraded HVDC+Low Wind & Solar | 22.0835 | 57.3688 | 95.0404
2035 | SIWEM_PERC | Low Demand Growth+Expected Future Gas Supply+Reduced Rankine Availability+Upgraded HVDC+Low Wind & Solar | 16.833 | 51.9555 | 91.3733
2026 | NZWEM_PERC | Low Demand Growth+Expected Future Gas Supply+Reduced Rankine Availability+Upgraded HVDC+Constrained Operational Capacity | 21.086 | 21.1458 | 21.1458
2027 | NZWEM_PERC | Low Demand Growth+Expected Future Gas Supply+Reduced Rankine Availability+Upgraded HVDC+Constrained Operational Capacity | 18.0849 | 20.0287 | 20.3648
2028 | NZWEM_PERC | Low Demand Growth+Expected Future Gas Supply+Reduced Rankine Availability+Upgraded HVDC+Constrained Operational Capacity | 15.6785 | 24.2715 | 29.0375
2029 | NZWEM_PERC | Low Demand Growth+Expected Future Gas Supply+Reduced Rankine Availability+Upgraded HVDC+Constrained Operational Capacity | 22.1756 | 34.4271 | 44.1204
2030 | NZWEM_PERC | Low Demand Growth+Expected Future Gas Supply+Reduced Rankine Availability+Upgraded HVDC+Constrained Operational Capacity | 19.4289 | 33.9579 | 49.894
2031 | NZWEM_PERC | Low Demand Growth+Expected Future Gas Supply+Reduced Rankine Availability+Upgraded HVDC+Constrained Operational Capacity | 16.5293 | 30.8287 | 53.0028
2032 | NZWEM_PERC | Low Demand Growth+Expected Future Gas Supply+Reduced Rankine Availability+Upgraded HVDC+Constrained Operational Capacity | 14.0035 | 28.4874 | 51.4045
2033 | NZWEM_PERC | Low Demand Growth+Expected Future Gas Supply+Reduced Rankine Availability+Upgraded HVDC+Constrained Operational Capacity | 11.9986 | 26.2571 | 50.758
2034 | NZWEM_PERC | Low Demand Growth+Expected Future Gas Supply+Reduced Rankine Availability+Upgraded HVDC+Constrained Operational Capacity | 10.2176 | 24.7145 | 48.8121
2035 | NZWEM_PERC | Low Demand Growth+Expected Future Gas Supply+Reduced Rankine Availability+Upgraded HVDC+Constrained Operational Capacity | 8.2721 | 22.5591 | 46.1344
2026 | NIWCM | Low Demand Growth+Expected Future Gas Supply+Reduced Rankine Availability+Upgraded HVDC+Constrained Operational Capacity | 604.1196 | 604.1196 | 604.1196
2027 | NIWCM | Low Demand Growth+Expected Future Gas Supply+Reduced Rankine Availability+Upgraded HVDC+Constrained Operational Capacity | 709.2101 | 713.0979 | 713.0979
2028 | NIWCM | Low Demand Growth+Expected Future Gas Supply+Reduced Rankine Availability+Upgraded HVDC+Constrained Operational Capacity | 818.3594 | 1305.8788 | 1312.9608
2029 | NIWCM | Low Demand Growth+Expected Future Gas Supply+Reduced Rankine Availability+Upgraded HVDC+Constrained Operational Capacity | 782.4328 | 1423.8944 | 1576.8858
2030 | NIWCM | Low Demand Growth+Expected Future Gas Supply+Reduced Rankine Availability+Upgraded HVDC+Constrained Operational Capacity | 666.2462 | 1383.6679 | 1589.3647
2031 | NIWCM | Low Demand Growth+Expected Future Gas Supply+Reduced Rankine Availability+Upgraded HVDC+Constrained Operational Capacity | 575.5988 | 1304.9629 | 1564.9
2032 | NIWCM | Low Demand Growth+Expected Future Gas Supply+Reduced Rankine Availability+Upgraded HVDC+Constrained Operational Capacity | 448.031 | 1187.2133 | 1467.5495
2033 | NIWCM | Low Demand Growth+Expected Future Gas Supply+Reduced Rankine Availability+Upgraded HVDC+Constrained Operational Capacity | 330.9671 | 1073.0543 | 1366.0621
2034 | NIWCM | Low Demand Growth+Expected Future Gas Supply+Reduced Rankine Availability+Upgraded HVDC+Constrained Operational Capacity | 219.6023 | 1005.1568 | 1380.2209
2035 | NIWCM | Low Demand Growth+Expected Future Gas Supply+Reduced Rankine Availability+Upgraded HVDC+Constrained Operational Capacity | 91.6374 | 888.9844 | 1265.1043
2026 | SIWEM_PERC | Low Demand Growth+Expected Future Gas Supply+Reduced Rankine Availability+Upgraded HVDC+Constrained Operational Capacity | 55.9618 | 55.9618 | 55.9618
2027 | SIWEM_PERC | Low Demand Growth+Expected Future Gas Supply+Reduced Rankine Availability+Upgraded HVDC+Constrained Operational Capacity | 48.3579 | 53.7053 | 54.6297
2028 | SIWEM_PERC | Low Demand Growth+Expected Future Gas Supply+Reduced Rankine Availability+Upgraded HVDC+Constrained Operational Capacity | 41.5522 | 65.1082 | 78.0162
2029 | SIWEM_PERC | Low Demand Growth+Expected Future Gas Supply+Reduced Rankine Availability+Upgraded HVDC+Constrained Operational Capacity | 58.5815 | 88.5385 | 105.2402
2030 | SIWEM_PERC | Low Demand Growth+Expected Future Gas Supply+Reduced Rankine Availability+Upgraded HVDC+Constrained Operational Capacity | 51.1522 | 86.5834 | 108.9799
2031 | SIWEM_PERC | Low Demand Growth+Expected Future Gas Supply+Reduced Rankine Availability+Upgraded HVDC+Constrained Operational Capacity | 43.3418 | 80.3684 | 109.7617
2032 | SIWEM_PERC | Low Demand Growth+Expected Future Gas Supply+Reduced Rankine Availability+Upgraded HVDC+Constrained Operational Capacity | 36.3638 | 74.1816 | 106.087
2033 | SIWEM_PERC | Low Demand Growth+Expected Future Gas Supply+Reduced Rankine Availability+Upgraded HVDC+Constrained Operational Capacity | 30.8439 | 68.3687 | 102.9236
2034 | SIWEM_PERC | Low Demand Growth+Expected Future Gas Supply+Reduced Rankine Availability+Upgraded HVDC+Constrained Operational Capacity | 25.9712 | 64.3569 | 99.9376
2035 | SIWEM_PERC | Low Demand Growth+Expected Future Gas Supply+Reduced Rankine Availability+Upgraded HVDC+Constrained Operational Capacity | 20.6447 | 58.8069 | 96.1747
2026 | NZWEM_PERC | Low Demand Growth+Expected Future Gas Supply+Reduced Rankine Availability+Upgraded HVDC+Constrained Operational Capacity+Low Wind & Solar | 19.8302 | 19.8842 | 19.8842
2027 | NZWEM_PERC | Low Demand Growth+Expected Future Gas Supply+Reduced Rankine Availability+Upgraded HVDC+Constrained Operational Capacity+Low Wind & Solar | 16.6593 | 18.4136 | 18.7169
2028 | NZWEM_PERC | Low Demand Growth+Expected Future Gas Supply+Reduced Rankine Availability+Upgraded HVDC+Constrained Operational Capacity+Low Wind & Solar | 14.1452 | 21.9002 | 26.2014
2029 | NZWEM_PERC | Low Demand Growth+Expected Future Gas Supply+Reduced Rankine Availability+Upgraded HVDC+Constrained Operational Capacity+Low Wind & Solar | 20.6121 | 31.6686 | 40.4165
2030 | NZWEM_PERC | Low Demand Growth+Expected Future Gas Supply+Reduced Rankine Availability+Upgraded HVDC+Constrained Operational Capacity+Low Wind & Solar | 17.8918 | 31.0591 | 45.4823
2031 | NZWEM_PERC | Low Demand Growth+Expected Future Gas Supply+Reduced Rankine Availability+Upgraded HVDC+Constrained Operational Capacity+Low Wind & Solar | 15.027 | 27.9956 | 48.0474
2032 | NZWEM_PERC | Low Demand Growth+Expected Future Gas Supply+Reduced Rankine Availability+Upgraded HVDC+Constrained Operational Capacity+Low Wind & Solar | 12.5268 | 25.6608 | 46.4221
2033 | NZWEM_PERC | Low Demand Growth+Expected Future Gas Supply+Reduced Rankine Availability+Upgraded HVDC+Constrained Operational Capacity+Low Wind & Solar | 10.5449 | 23.4745 | 45.6639
2034 | NZWEM_PERC | Low Demand Growth+Expected Future Gas Supply+Reduced Rankine Availability+Upgraded HVDC+Constrained Operational Capacity+Low Wind & Solar | 8.7878 | 21.9777 | 43.8018
2035 | NZWEM_PERC | Low Demand Growth+Expected Future Gas Supply+Reduced Rankine Availability+Upgraded HVDC+Constrained Operational Capacity+Low Wind & Solar | 6.8733 | 19.8816 | 41.2328
2026 | NIWCM | Low Demand Growth+Expected Future Gas Supply+Reduced Rankine Availability+Upgraded HVDC+Constrained Operational Capacity+Low Wind & Solar | 604.1196 | 604.1196 | 604.1196
2027 | NIWCM | Low Demand Growth+Expected Future Gas Supply+Reduced Rankine Availability+Upgraded HVDC+Constrained Operational Capacity+Low Wind & Solar | 709.2101 | 713.0979 | 713.0979
2028 | NIWCM | Low Demand Growth+Expected Future Gas Supply+Reduced Rankine Availability+Upgraded HVDC+Constrained Operational Capacity+Low Wind & Solar | 818.3594 | 1305.8788 | 1312.9608
2029 | NIWCM | Low Demand Growth+Expected Future Gas Supply+Reduced Rankine Availability+Upgraded HVDC+Constrained Operational Capacity+Low Wind & Solar | 782.4328 | 1423.8944 | 1576.8858
2030 | NIWCM | Low Demand Growth+Expected Future Gas Supply+Reduced Rankine Availability+Upgraded HVDC+Constrained Operational Capacity+Low Wind & Solar | 666.2462 | 1383.6679 | 1589.3647
2031 | NIWCM | Low Demand Growth+Expected Future Gas Supply+Reduced Rankine Availability+Upgraded HVDC+Constrained Operational Capacity+Low Wind & Solar | 575.5988 | 1304.9629 | 1564.9
2032 | NIWCM | Low Demand Growth+Expected Future Gas Supply+Reduced Rankine Availability+Upgraded HVDC+Constrained Operational Capacity+Low Wind & Solar | 448.031 | 1187.2133 | 1467.5495
2033 | NIWCM | Low Demand Growth+Expected Future Gas Supply+Reduced Rankine Availability+Upgraded HVDC+Constrained Operational Capacity+Low Wind & Solar | 330.9671 | 1073.0543 | 1366.0621
2034 | NIWCM | Low Demand Growth+Expected Future Gas Supply+Reduced Rankine Availability+Upgraded HVDC+Constrained Operational Capacity+Low Wind & Solar | 219.6023 | 1005.1568 | 1380.2209
2035 | NIWCM | Low Demand Growth+Expected Future Gas Supply+Reduced Rankine Availability+Upgraded HVDC+Constrained Operational Capacity+Low Wind & Solar | 91.6374 | 888.9844 | 1265.1043
2026 | SIWEM_PERC | Low Demand Growth+Expected Future Gas Supply+Reduced Rankine Availability+Upgraded HVDC+Constrained Operational Capacity+Low Wind & Solar | 53.481 | 53.6304 | 53.6304
2027 | SIWEM_PERC | Low Demand Growth+Expected Future Gas Supply+Reduced Rankine Availability+Upgraded HVDC+Constrained Operational Capacity+Low Wind & Solar | 44.4364 | 49.2622 | 50.0965
2028 | SIWEM_PERC | Low Demand Growth+Expected Future Gas Supply+Reduced Rankine Availability+Upgraded HVDC+Constrained Operational Capacity+Low Wind & Solar | 37.3492 | 58.6077 | 70.3984
2029 | SIWEM_PERC | Low Demand Growth+Expected Future Gas Supply+Reduced Rankine Availability+Upgraded HVDC+Constrained Operational Capacity+Low Wind & Solar | 54.594 | 83.2181 | 101.2191
2030 | SIWEM_PERC | Low Demand Growth+Expected Future Gas Supply+Reduced Rankine Availability+Upgraded HVDC+Constrained Operational Capacity+Low Wind & Solar | 47.1341 | 81.1102 | 104.2519
2031 | SIWEM_PERC | Low Demand Growth+Expected Future Gas Supply+Reduced Rankine Availability+Upgraded HVDC+Constrained Operational Capacity+Low Wind & Solar | 39.2552 | 73.128 | 104.614
2032 | SIWEM_PERC | Low Demand Growth+Expected Future Gas Supply+Reduced Rankine Availability+Upgraded HVDC+Constrained Operational Capacity+Low Wind & Solar | 32.3512 | 66.969 | 101.0326
2033 | SIWEM_PERC | Low Demand Growth+Expected Future Gas Supply+Reduced Rankine Availability+Upgraded HVDC+Constrained Operational Capacity+Low Wind & Solar | 26.8953 | 61.2711 | 97.9498
2034 | SIWEM_PERC | Low Demand Growth+Expected Future Gas Supply+Reduced Rankine Availability+Upgraded HVDC+Constrained Operational Capacity+Low Wind & Solar | 22.0835 | 57.3688 | 95.0404
2035 | SIWEM_PERC | Low Demand Growth+Expected Future Gas Supply+Reduced Rankine Availability+Upgraded HVDC+Constrained Operational Capacity+Low Wind & Solar | 16.833 | 51.9555 | 91.3733
2026 | NZWEM_PERC | Low Demand Growth+Expected Future Gas Supply+Reduced Rankine Availability+Delayed Build | 16.2331 | 16.2331 | 16.2331
2027 | NZWEM_PERC | Low Demand Growth+Expected Future Gas Supply+Reduced Rankine Availability+Delayed Build | 10.2867 | 10.4363 | 10.6137
2028 | NZWEM_PERC | Low Demand Growth+Expected Future Gas Supply+Reduced Rankine Availability+Delayed Build | 11.2465 | 12.7757 | 13.1085
2029 | NZWEM_PERC | Low Demand Growth+Expected Future Gas Supply+Reduced Rankine Availability+Delayed Build | 20.9442 | 23.997 | 24.9452
2030 | NZWEM_PERC | Low Demand Growth+Expected Future Gas Supply+Reduced Rankine Availability+Delayed Build | 19.4289 | 29.1871 | 37.4356
2031 | NZWEM_PERC | Low Demand Growth+Expected Future Gas Supply+Reduced Rankine Availability+Delayed Build | 16.5293 | 29.4234 | 38.7368
2032 | NZWEM_PERC | Low Demand Growth+Expected Future Gas Supply+Reduced Rankine Availability+Delayed Build | 14.0035 | 27.4158 | 42.7257
2033 | NZWEM_PERC | Low Demand Growth+Expected Future Gas Supply+Reduced Rankine Availability+Delayed Build | 11.9986 | 25.2985 | 46.7557
2034 | NZWEM_PERC | Low Demand Growth+Expected Future Gas Supply+Reduced Rankine Availability+Delayed Build | 10.2176 | 23.713 | 45.9021
2035 | NZWEM_PERC | Low Demand Growth+Expected Future Gas Supply+Reduced Rankine Availability+Delayed Build | 8.2721 | 21.992 | 45.5674
2026 | NIWCM | Low Demand Growth+Expected Future Gas Supply+Reduced Rankine Availability+Delayed Build | 906.8546 | 906.8546 | 906.8546
2027 | NIWCM | Low Demand Growth+Expected Future Gas Supply+Reduced Rankine Availability+Delayed Build | 931.5847 | 933.5836 | 936.0561
2028 | NIWCM | Low Demand Growth+Expected Future Gas Supply+Reduced Rankine Availability+Delayed Build | 1210.2233 | 1229.4351 | 1233.9716
2029 | NIWCM | Low Demand Growth+Expected Future Gas Supply+Reduced Rankine Availability+Delayed Build | 1235.5933 | 1358.2796 | 1371.8719
2030 | NIWCM | Low Demand Growth+Expected Future Gas Supply+Reduced Rankine Availability+Delayed Build | 1267.7781 | 1931.5592 | 2101.0701
2031 | NIWCM | Low Demand Growth+Expected Future Gas Supply+Reduced Rankine Availability+Delayed Build | 1163.7768 | 2056.873 | 2289.8302
2032 | NIWCM | Low Demand Growth+Expected Future Gas Supply+Reduced Rankine Availability+Delayed Build | 1042.6863 | 1988.0959 | 2382.507
2033 | NIWCM | Low Demand Growth+Expected Future Gas Supply+Reduced Rankine Availability+Delayed Build | 1000.1606 | 1968.8591 | 2570.5659
2034 | NIWCM | Low Demand Growth+Expected Future Gas Supply+Reduced Rankine Availability+Delayed Build | 889.5072 | 1883.509 | 2543.6523
2035 | NIWCM | Low Demand Growth+Expected Future Gas Supply+Reduced Rankine Availability+Delayed Build | 763.819 | 1790.7162 | 2543.1678
2026 | SIWEM_PERC | Low Demand Growth+Expected Future Gas Supply+Reduced Rankine Availability+Delayed Build | 43.5308 | 43.5308 | 43.5308
2027 | SIWEM_PERC | Low Demand Growth+Expected Future Gas Supply+Reduced Rankine Availability+Delayed Build | 26.9062 | 27.3176 | 27.8059
2028 | SIWEM_PERC | Low Demand Growth+Expected Future Gas Supply+Reduced Rankine Availability+Delayed Build | 29.4029 | 33.5948 | 34.5071
2029 | SIWEM_PERC | Low Demand Growth+Expected Future Gas Supply+Reduced Rankine Availability+Delayed Build | 50.7926 | 56.1235 | 56.1235
2030 | SIWEM_PERC | Low Demand Growth+Expected Future Gas Supply+Reduced Rankine Availability+Delayed Build | 49.4932 | 62.8199 | 77.0058
2031 | SIWEM_PERC | Low Demand Growth+Expected Future Gas Supply+Reduced Rankine Availability+Delayed Build | 43.3418 | 59.2463 | 75.2142
2032 | SIWEM_PERC | Low Demand Growth+Expected Future Gas Supply+Reduced Rankine Availability+Delayed Build | 36.3638 | 58.492 | 79.987
2033 | SIWEM_PERC | Low Demand Growth+Expected Future Gas Supply+Reduced Rankine Availability+Delayed Build | 30.8439 | 56.0874 | 82.4535
2034 | SIWEM_PERC | Low Demand Growth+Expected Future Gas Supply+Reduced Rankine Availability+Delayed Build | 25.9712 | 53.8235 | 79.7831
2035 | SIWEM_PERC | Low Demand Growth+Expected Future Gas Supply+Reduced Rankine Availability+Delayed Build | 20.6447 | 50.9627 | 76.4144
2026 | NZWEM_PERC | Low Demand Growth+Expected Future Gas Supply+Reduced Rankine Availability+Delayed Build+Low Wind & Solar | 15.2777 | 15.2777 | 15.2777
2027 | NZWEM_PERC | Low Demand Growth+Expected Future Gas Supply+Reduced Rankine Availability+Delayed Build+Low Wind & Solar | 9.2749 | 9.4099 | 9.5701
2028 | NZWEM_PERC | Low Demand Growth+Expected Future Gas Supply+Reduced Rankine Availability+Delayed Build+Low Wind & Solar | 9.9722 | 11.3523 | 11.6526
2029 | NZWEM_PERC | Low Demand Growth+Expected Future Gas Supply+Reduced Rankine Availability+Delayed Build+Low Wind & Solar | 19.5008 | 22.2558 | 23.1116
2030 | NZWEM_PERC | Low Demand Growth+Expected Future Gas Supply+Reduced Rankine Availability+Delayed Build+Low Wind & Solar | 17.8918 | 26.6983 | 34.1423
2031 | NZWEM_PERC | Low Demand Growth+Expected Future Gas Supply+Reduced Rankine Availability+Delayed Build+Low Wind & Solar | 15.027 | 26.6635 | 35.0686
2032 | NZWEM_PERC | Low Demand Growth+Expected Future Gas Supply+Reduced Rankine Availability+Delayed Build+Low Wind & Solar | 12.5268 | 24.631 | 38.4873
2033 | NZWEM_PERC | Low Demand Growth+Expected Future Gas Supply+Reduced Rankine Availability+Delayed Build+Low Wind & Solar | 10.5449 | 22.557 | 41.9605
2034 | NZWEM_PERC | Low Demand Growth+Expected Future Gas Supply+Reduced Rankine Availability+Delayed Build+Low Wind & Solar | 8.7878 | 20.9762 | 41.078
2035 | NZWEM_PERC | Low Demand Growth+Expected Future Gas Supply+Reduced Rankine Availability+Delayed Build+Low Wind & Solar | 6.8733 | 19.3145 | 40.6657
2026 | NIWCM | Low Demand Growth+Expected Future Gas Supply+Reduced Rankine Availability+Delayed Build+Low Wind & Solar | 906.8546 | 906.8546 | 906.8546
2027 | NIWCM | Low Demand Growth+Expected Future Gas Supply+Reduced Rankine Availability+Delayed Build+Low Wind & Solar | 931.5847 | 933.5836 | 936.0561
2028 | NIWCM | Low Demand Growth+Expected Future Gas Supply+Reduced Rankine Availability+Delayed Build+Low Wind & Solar | 1210.2233 | 1229.4351 | 1233.9716
2029 | NIWCM | Low Demand Growth+Expected Future Gas Supply+Reduced Rankine Availability+Delayed Build+Low Wind & Solar | 1235.5933 | 1358.2796 | 1371.8719
2030 | NIWCM | Low Demand Growth+Expected Future Gas Supply+Reduced Rankine Availability+Delayed Build+Low Wind & Solar | 1267.7781 | 1931.5592 | 2101.0701
2031 | NIWCM | Low Demand Growth+Expected Future Gas Supply+Reduced Rankine Availability+Delayed Build+Low Wind & Solar | 1163.7768 | 2056.873 | 2289.8302
2032 | NIWCM | Low Demand Growth+Expected Future Gas Supply+Reduced Rankine Availability+Delayed Build+Low Wind & Solar | 1042.6863 | 1988.0959 | 2382.507
2033 | NIWCM | Low Demand Growth+Expected Future Gas Supply+Reduced Rankine Availability+Delayed Build+Low Wind & Solar | 1000.1606 | 1968.8591 | 2570.5659
2034 | NIWCM | Low Demand Growth+Expected Future Gas Supply+Reduced Rankine Availability+Delayed Build+Low Wind & Solar | 889.5072 | 1883.509 | 2543.6523
2035 | NIWCM | Low Demand Growth+Expected Future Gas Supply+Reduced Rankine Availability+Delayed Build+Low Wind & Solar | 763.819 | 1790.7162 | 2543.1678
2026 | SIWEM_PERC | Low Demand Growth+Expected Future Gas Supply+Reduced Rankine Availability+Delayed Build+Low Wind & Solar | 40.888 | 40.888 | 40.888
2027 | SIWEM_PERC | Low Demand Growth+Expected Future Gas Supply+Reduced Rankine Availability+Delayed Build+Low Wind & Solar | 24.8436 | 24.9114 | 24.9348
2028 | SIWEM_PERC | Low Demand Growth+Expected Future Gas Supply+Reduced Rankine Availability+Delayed Build+Low Wind & Solar | 26.3461 | 29.6929 | 30.5162
2029 | SIWEM_PERC | Low Demand Growth+Expected Future Gas Supply+Reduced Rankine Availability+Delayed Build+Low Wind & Solar | 49.9207 | 54.7316 | 54.7316
2030 | SIWEM_PERC | Low Demand Growth+Expected Future Gas Supply+Reduced Rankine Availability+Delayed Build+Low Wind & Solar | 47.1341 | 60.4801 | 73.2824
2031 | SIWEM_PERC | Low Demand Growth+Expected Future Gas Supply+Reduced Rankine Availability+Delayed Build+Low Wind & Solar | 39.2552 | 56.9592 | 71.3698
2032 | SIWEM_PERC | Low Demand Growth+Expected Future Gas Supply+Reduced Rankine Availability+Delayed Build+Low Wind & Solar | 32.3512 | 56.0508 | 75.4493
2033 | SIWEM_PERC | Low Demand Growth+Expected Future Gas Supply+Reduced Rankine Availability+Delayed Build+Low Wind & Solar | 26.8953 | 53.6851 | 77.4796
2034 | SIWEM_PERC | Low Demand Growth+Expected Future Gas Supply+Reduced Rankine Availability+Delayed Build+Low Wind & Solar | 22.0835 | 51.4583 | 74.8859
2035 | SIWEM_PERC | Low Demand Growth+Expected Future Gas Supply+Reduced Rankine Availability+Delayed Build+Low Wind & Solar | 16.833 | 48.6438 | 71.6131
2026 | NZWEM_PERC | Low Demand Growth+Expected Future Gas Supply+Reduced Rankine Availability+Delayed Build+Constrained Operational Capacity | 16.2331 | 16.2331 | 16.2331
2027 | NZWEM_PERC | Low Demand Growth+Expected Future Gas Supply+Reduced Rankine Availability+Delayed Build+Constrained Operational Capacity | 10.2867 | 10.4363 | 10.6137
2028 | NZWEM_PERC | Low Demand Growth+Expected Future Gas Supply+Reduced Rankine Availability+Delayed Build+Constrained Operational Capacity | 11.2465 | 12.7757 | 13.1085
2029 | NZWEM_PERC | Low Demand Growth+Expected Future Gas Supply+Reduced Rankine Availability+Delayed Build+Constrained Operational Capacity | 20.9442 | 23.997 | 24.9452
2030 | NZWEM_PERC | Low Demand Growth+Expected Future Gas Supply+Reduced Rankine Availability+Delayed Build+Constrained Operational Capacity | 19.4289 | 29.1871 | 37.4356
2031 | NZWEM_PERC | Low Demand Growth+Expected Future Gas Supply+Reduced Rankine Availability+Delayed Build+Constrained Operational Capacity | 16.5293 | 29.4234 | 38.7368
2032 | NZWEM_PERC | Low Demand Growth+Expected Future Gas Supply+Reduced Rankine Availability+Delayed Build+Constrained Operational Capacity | 14.0035 | 27.4158 | 42.7257
2033 | NZWEM_PERC | Low Demand Growth+Expected Future Gas Supply+Reduced Rankine Availability+Delayed Build+Constrained Operational Capacity | 11.9986 | 25.2985 | 46.7557
2034 | NZWEM_PERC | Low Demand Growth+Expected Future Gas Supply+Reduced Rankine Availability+Delayed Build+Constrained Operational Capacity | 10.2176 | 23.713 | 45.9021
2035 | NZWEM_PERC | Low Demand Growth+Expected Future Gas Supply+Reduced Rankine Availability+Delayed Build+Constrained Operational Capacity | 8.2721 | 21.992 | 45.5674
2026 | NIWCM | Low Demand Growth+Expected Future Gas Supply+Reduced Rankine Availability+Delayed Build+Constrained Operational Capacity | 373.5029 | 373.5029 | 373.5029
2027 | NIWCM | Low Demand Growth+Expected Future Gas Supply+Reduced Rankine Availability+Delayed Build+Constrained Operational Capacity | 392.3638 | 392.3638 | 392.3638
2028 | NIWCM | Low Demand Growth+Expected Future Gas Supply+Reduced Rankine Availability+Delayed Build+Constrained Operational Capacity | 608.8329 | 608.8329 | 608.8329
2029 | NIWCM | Low Demand Growth+Expected Future Gas Supply+Reduced Rankine Availability+Delayed Build+Constrained Operational Capacity | 603.0055 | 684.896 | 684.896
2030 | NIWCM | Low Demand Growth+Expected Future Gas Supply+Reduced Rankine Availability+Delayed Build+Constrained Operational Capacity | 610.4697 | 1111.8895 | 1224.4857
2031 | NIWCM | Low Demand Growth+Expected Future Gas Supply+Reduced Rankine Availability+Delayed Build+Constrained Operational Capacity | 502.6594 | 1147.629 | 1300.9215
2032 | NIWCM | Low Demand Growth+Expected Future Gas Supply+Reduced Rankine Availability+Delayed Build+Constrained Operational Capacity | 375.0927 | 1075.4883 | 1281.364
2033 | NIWCM | Low Demand Growth+Expected Future Gas Supply+Reduced Rankine Availability+Delayed Build+Constrained Operational Capacity | 330.967 | 1042.5944 | 1304.144
2034 | NIWCM | Low Demand Growth+Expected Future Gas Supply+Reduced Rankine Availability+Delayed Build+Constrained Operational Capacity | 219.6023 | 935.0678 | 1222.9051
2035 | NIWCM | Low Demand Growth+Expected Future Gas Supply+Reduced Rankine Availability+Delayed Build+Constrained Operational Capacity | 91.6374 | 836.6524 | 1135.5426
2026 | SIWEM_PERC | Low Demand Growth+Expected Future Gas Supply+Reduced Rankine Availability+Delayed Build+Constrained Operational Capacity | 43.5308 | 43.5308 | 43.5308
2027 | SIWEM_PERC | Low Demand Growth+Expected Future Gas Supply+Reduced Rankine Availability+Delayed Build+Constrained Operational Capacity | 26.9062 | 27.3176 | 27.8059
2028 | SIWEM_PERC | Low Demand Growth+Expected Future Gas Supply+Reduced Rankine Availability+Delayed Build+Constrained Operational Capacity | 29.4029 | 33.5948 | 34.5071
2029 | SIWEM_PERC | Low Demand Growth+Expected Future Gas Supply+Reduced Rankine Availability+Delayed Build+Constrained Operational Capacity | 50.7926 | 56.1235 | 56.1235
2030 | SIWEM_PERC | Low Demand Growth+Expected Future Gas Supply+Reduced Rankine Availability+Delayed Build+Constrained Operational Capacity | 49.4932 | 62.8199 | 77.0058
2031 | SIWEM_PERC | Low Demand Growth+Expected Future Gas Supply+Reduced Rankine Availability+Delayed Build+Constrained Operational Capacity | 43.3418 | 59.2463 | 75.2142
2032 | SIWEM_PERC | Low Demand Growth+Expected Future Gas Supply+Reduced Rankine Availability+Delayed Build+Constrained Operational Capacity | 36.3638 | 58.492 | 79.987
2033 | SIWEM_PERC | Low Demand Growth+Expected Future Gas Supply+Reduced Rankine Availability+Delayed Build+Constrained Operational Capacity | 30.8439 | 56.0874 | 82.4535
2034 | SIWEM_PERC | Low Demand Growth+Expected Future Gas Supply+Reduced Rankine Availability+Delayed Build+Constrained Operational Capacity | 25.9712 | 53.8235 | 79.7831
2035 | SIWEM_PERC | Low Demand Growth+Expected Future Gas Supply+Reduced Rankine Availability+Delayed Build+Constrained Operational Capacity | 20.6447 | 50.9627 | 76.4144
2026 | NZWEM_PERC | Low Demand Growth+Expected Future Gas Supply+Reduced Rankine Availability+Delayed Build+Constrained Operational Capacity+Low Wind & Solar | 15.2777 | 15.2777 | 15.2777
2027 | NZWEM_PERC | Low Demand Growth+Expected Future Gas Supply+Reduced Rankine Availability+Delayed Build+Constrained Operational Capacity+Low Wind & Solar | 9.2749 | 9.4099 | 9.5701
2028 | NZWEM_PERC | Low Demand Growth+Expected Future Gas Supply+Reduced Rankine Availability+Delayed Build+Constrained Operational Capacity+Low Wind & Solar | 9.9722 | 11.3523 | 11.6526
2029 | NZWEM_PERC | Low Demand Growth+Expected Future Gas Supply+Reduced Rankine Availability+Delayed Build+Constrained Operational Capacity+Low Wind & Solar | 19.5008 | 22.2558 | 23.1116
2030 | NZWEM_PERC | Low Demand Growth+Expected Future Gas Supply+Reduced Rankine Availability+Delayed Build+Constrained Operational Capacity+Low Wind & Solar | 17.8918 | 26.6983 | 34.1423
2031 | NZWEM_PERC | Low Demand Growth+Expected Future Gas Supply+Reduced Rankine Availability+Delayed Build+Constrained Operational Capacity+Low Wind & Solar | 15.027 | 26.6635 | 35.0686
2032 | NZWEM_PERC | Low Demand Growth+Expected Future Gas Supply+Reduced Rankine Availability+Delayed Build+Constrained Operational Capacity+Low Wind & Solar | 12.5268 | 24.631 | 38.4873
2033 | NZWEM_PERC | Low Demand Growth+Expected Future Gas Supply+Reduced Rankine Availability+Delayed Build+Constrained Operational Capacity+Low Wind & Solar | 10.5449 | 22.557 | 41.9605
2034 | NZWEM_PERC | Low Demand Growth+Expected Future Gas Supply+Reduced Rankine Availability+Delayed Build+Constrained Operational Capacity+Low Wind & Solar | 8.7878 | 20.9762 | 41.078
2035 | NZWEM_PERC | Low Demand Growth+Expected Future Gas Supply+Reduced Rankine Availability+Delayed Build+Constrained Operational Capacity+Low Wind & Solar | 6.8733 | 19.3145 | 40.6657
2026 | NIWCM | Low Demand Growth+Expected Future Gas Supply+Reduced Rankine Availability+Delayed Build+Constrained Operational Capacity+Low Wind & Solar | 373.5029 | 373.5029 | 373.5029
2027 | NIWCM | Low Demand Growth+Expected Future Gas Supply+Reduced Rankine Availability+Delayed Build+Constrained Operational Capacity+Low Wind & Solar | 392.3638 | 392.3638 | 392.3638
2028 | NIWCM | Low Demand Growth+Expected Future Gas Supply+Reduced Rankine Availability+Delayed Build+Constrained Operational Capacity+Low Wind & Solar | 608.8329 | 608.8329 | 608.8329
2029 | NIWCM | Low Demand Growth+Expected Future Gas Supply+Reduced Rankine Availability+Delayed Build+Constrained Operational Capacity+Low Wind & Solar | 603.0055 | 684.896 | 684.896
2030 | NIWCM | Low Demand Growth+Expected Future Gas Supply+Reduced Rankine Availability+Delayed Build+Constrained Operational Capacity+Low Wind & Solar | 610.4697 | 1111.8895 | 1224.4857
2031 | NIWCM | Low Demand Growth+Expected Future Gas Supply+Reduced Rankine Availability+Delayed Build+Constrained Operational Capacity+Low Wind & Solar | 502.6594 | 1147.629 | 1300.9215
2032 | NIWCM | Low Demand Growth+Expected Future Gas Supply+Reduced Rankine Availability+Delayed Build+Constrained Operational Capacity+Low Wind & Solar | 375.0927 | 1075.4883 | 1281.364
2033 | NIWCM | Low Demand Growth+Expected Future Gas Supply+Reduced Rankine Availability+Delayed Build+Constrained Operational Capacity+Low Wind & Solar | 330.967 | 1042.5944 | 1304.144
2034 | NIWCM | Low Demand Growth+Expected Future Gas Supply+Reduced Rankine Availability+Delayed Build+Constrained Operational Capacity+Low Wind & Solar | 219.6023 | 935.0678 | 1222.9051
2035 | NIWCM | Low Demand Growth+Expected Future Gas Supply+Reduced Rankine Availability+Delayed Build+Constrained Operational Capacity+Low Wind & Solar | 91.6374 | 836.6524 | 1135.5426
2026 | SIWEM_PERC | Low Demand Growth+Expected Future Gas Supply+Reduced Rankine Availability+Delayed Build+Constrained Operational Capacity+Low Wind & Solar | 40.888 | 40.888 | 40.888
2027 | SIWEM_PERC | Low Demand Growth+Expected Future Gas Supply+Reduced Rankine Availability+Delayed Build+Constrained Operational Capacity+Low Wind & Solar | 24.8436 | 24.9114 | 24.9348
2028 | SIWEM_PERC | Low Demand Growth+Expected Future Gas Supply+Reduced Rankine Availability+Delayed Build+Constrained Operational Capacity+Low Wind & Solar | 26.3461 | 29.6929 | 30.5162
2029 | SIWEM_PERC | Low Demand Growth+Expected Future Gas Supply+Reduced Rankine Availability+Delayed Build+Constrained Operational Capacity+Low Wind & Solar | 49.9207 | 54.7316 | 54.7316
2030 | SIWEM_PERC | Low Demand Growth+Expected Future Gas Supply+Reduced Rankine Availability+Delayed Build+Constrained Operational Capacity+Low Wind & Solar | 47.1341 | 60.4801 | 73.2824
2031 | SIWEM_PERC | Low Demand Growth+Expected Future Gas Supply+Reduced Rankine Availability+Delayed Build+Constrained Operational Capacity+Low Wind & Solar | 39.2552 | 56.9592 | 71.3698
2032 | SIWEM_PERC | Low Demand Growth+Expected Future Gas Supply+Reduced Rankine Availability+Delayed Build+Constrained Operational Capacity+Low Wind & Solar | 32.3512 | 56.0508 | 75.4493
2033 | SIWEM_PERC | Low Demand Growth+Expected Future Gas Supply+Reduced Rankine Availability+Delayed Build+Constrained Operational Capacity+Low Wind & Solar | 26.8953 | 53.6851 | 77.4796
2034 | SIWEM_PERC | Low Demand Growth+Expected Future Gas Supply+Reduced Rankine Availability+Delayed Build+Constrained Operational Capacity+Low Wind & Solar | 22.0835 | 51.4583 | 74.8859
2035 | SIWEM_PERC | Low Demand Growth+Expected Future Gas Supply+Reduced Rankine Availability+Delayed Build+Constrained Operational Capacity+Low Wind & Solar | 16.833 | 48.6438 | 71.6131
2026 | NZWEM_PERC | Low Demand Growth+Expected Future Gas Supply+Reduced Rankine Availability+Delayed Build+Upgraded HVDC | 16.2331 | 16.2331 | 16.2331
2027 | NZWEM_PERC | Low Demand Growth+Expected Future Gas Supply+Reduced Rankine Availability+Delayed Build+Upgraded HVDC | 10.2867 | 10.4363 | 10.6137
2028 | NZWEM_PERC | Low Demand Growth+Expected Future Gas Supply+Reduced Rankine Availability+Delayed Build+Upgraded HVDC | 11.2465 | 12.7757 | 13.1085
2029 | NZWEM_PERC | Low Demand Growth+Expected Future Gas Supply+Reduced Rankine Availability+Delayed Build+Upgraded HVDC | 20.9442 | 23.997 | 24.9452
2030 | NZWEM_PERC | Low Demand Growth+Expected Future Gas Supply+Reduced Rankine Availability+Delayed Build+Upgraded HVDC | 19.4289 | 29.1871 | 37.4356
2031 | NZWEM_PERC | Low Demand Growth+Expected Future Gas Supply+Reduced Rankine Availability+Delayed Build+Upgraded HVDC | 16.5293 | 29.4234 | 38.7368
2032 | NZWEM_PERC | Low Demand Growth+Expected Future Gas Supply+Reduced Rankine Availability+Delayed Build+Upgraded HVDC | 14.0035 | 27.4158 | 42.7257
2033 | NZWEM_PERC | Low Demand Growth+Expected Future Gas Supply+Reduced Rankine Availability+Delayed Build+Upgraded HVDC | 11.9986 | 25.2985 | 46.7557
2034 | NZWEM_PERC | Low Demand Growth+Expected Future Gas Supply+Reduced Rankine Availability+Delayed Build+Upgraded HVDC | 10.2176 | 23.713 | 45.9021
2035 | NZWEM_PERC | Low Demand Growth+Expected Future Gas Supply+Reduced Rankine Availability+Delayed Build+Upgraded HVDC | 8.2721 | 21.992 | 45.5674
2026 | NIWCM | Low Demand Growth+Expected Future Gas Supply+Reduced Rankine Availability+Delayed Build+Upgraded HVDC | 906.8546 | 906.8546 | 906.8546
2027 | NIWCM | Low Demand Growth+Expected Future Gas Supply+Reduced Rankine Availability+Delayed Build+Upgraded HVDC | 931.5847 | 933.5836 | 936.0561
2028 | NIWCM | Low Demand Growth+Expected Future Gas Supply+Reduced Rankine Availability+Delayed Build+Upgraded HVDC | 1210.2233 | 1229.4351 | 1233.9716
2029 | NIWCM | Low Demand Growth+Expected Future Gas Supply+Reduced Rankine Availability+Delayed Build+Upgraded HVDC | 1235.5933 | 1358.2796 | 1371.8719
2030 | NIWCM | Low Demand Growth+Expected Future Gas Supply+Reduced Rankine Availability+Delayed Build+Upgraded HVDC | 1267.7781 | 1931.5592 | 2101.0701
2031 | NIWCM | Low Demand Growth+Expected Future Gas Supply+Reduced Rankine Availability+Delayed Build+Upgraded HVDC | 1163.7898 | 2061.6689 | 2395.6636
2032 | NIWCM | Low Demand Growth+Expected Future Gas Supply+Reduced Rankine Availability+Delayed Build+Upgraded HVDC | 1042.6829 | 2000.2598 | 2505.8786
2033 | NIWCM | Low Demand Growth+Expected Future Gas Supply+Reduced Rankine Availability+Delayed Build+Upgraded HVDC | 1000.1615 | 1968.8611 | 2693.9371
2034 | NIWCM | Low Demand Growth+Expected Future Gas Supply+Reduced Rankine Availability+Delayed Build+Upgraded HVDC | 889.5069 | 1883.5951 | 2673.4055
2035 | NIWCM | Low Demand Growth+Expected Future Gas Supply+Reduced Rankine Availability+Delayed Build+Upgraded HVDC | 763.8191 | 1790.7001 | 2667.4323
2026 | SIWEM_PERC | Low Demand Growth+Expected Future Gas Supply+Reduced Rankine Availability+Delayed Build+Upgraded HVDC | 43.5308 | 43.5308 | 43.5308
2027 | SIWEM_PERC | Low Demand Growth+Expected Future Gas Supply+Reduced Rankine Availability+Delayed Build+Upgraded HVDC | 26.9062 | 27.3176 | 27.8059
2028 | SIWEM_PERC | Low Demand Growth+Expected Future Gas Supply+Reduced Rankine Availability+Delayed Build+Upgraded HVDC | 29.4029 | 33.5948 | 34.5071
2029 | SIWEM_PERC | Low Demand Growth+Expected Future Gas Supply+Reduced Rankine Availability+Delayed Build+Upgraded HVDC | 55.3405 | 63.417 | 65.7775
2030 | SIWEM_PERC | Low Demand Growth+Expected Future Gas Supply+Reduced Rankine Availability+Delayed Build+Upgraded HVDC | 51.1522 | 76.5138 | 98.2127
2031 | SIWEM_PERC | Low Demand Growth+Expected Future Gas Supply+Reduced Rankine Availability+Delayed Build+Upgraded HVDC | 43.3418 | 76.7047 | 96.3999
2032 | SIWEM_PERC | Low Demand Growth+Expected Future Gas Supply+Reduced Rankine Availability+Delayed Build+Upgraded HVDC | 36.3638 | 71.5301 | 100.7887
2033 | SIWEM_PERC | Low Demand Growth+Expected Future Gas Supply+Reduced Rankine Availability+Delayed Build+Upgraded HVDC | 30.8439 | 65.9974 | 102.9236
2034 | SIWEM_PERC | Low Demand Growth+Expected Future Gas Supply+Reduced Rankine Availability+Delayed Build+Upgraded HVDC | 25.9712 | 61.8769 | 99.9376
2035 | SIWEM_PERC | Low Demand Growth+Expected Future Gas Supply+Reduced Rankine Availability+Delayed Build+Upgraded HVDC | 20.6447 | 57.3998 | 96.1747
2026 | NZWEM_PERC | Low Demand Growth+Expected Future Gas Supply+Reduced Rankine Availability+Delayed Build+Upgraded HVDC+Low Wind & Solar | 15.2777 | 15.2777 | 15.2777
2027 | NZWEM_PERC | Low Demand Growth+Expected Future Gas Supply+Reduced Rankine Availability+Delayed Build+Upgraded HVDC+Low Wind & Solar | 9.2749 | 9.4099 | 9.5701
2028 | NZWEM_PERC | Low Demand Growth+Expected Future Gas Supply+Reduced Rankine Availability+Delayed Build+Upgraded HVDC+Low Wind & Solar | 9.9722 | 11.3523 | 11.6526
2029 | NZWEM_PERC | Low Demand Growth+Expected Future Gas Supply+Reduced Rankine Availability+Delayed Build+Upgraded HVDC+Low Wind & Solar | 19.5008 | 22.2558 | 23.1116
2030 | NZWEM_PERC | Low Demand Growth+Expected Future Gas Supply+Reduced Rankine Availability+Delayed Build+Upgraded HVDC+Low Wind & Solar | 17.8918 | 26.6983 | 34.1423
2031 | NZWEM_PERC | Low Demand Growth+Expected Future Gas Supply+Reduced Rankine Availability+Delayed Build+Upgraded HVDC+Low Wind & Solar | 15.027 | 26.6635 | 35.0686
2032 | NZWEM_PERC | Low Demand Growth+Expected Future Gas Supply+Reduced Rankine Availability+Delayed Build+Upgraded HVDC+Low Wind & Solar | 12.5268 | 24.631 | 38.4873
2033 | NZWEM_PERC | Low Demand Growth+Expected Future Gas Supply+Reduced Rankine Availability+Delayed Build+Upgraded HVDC+Low Wind & Solar | 10.5449 | 22.557 | 41.9605
2034 | NZWEM_PERC | Low Demand Growth+Expected Future Gas Supply+Reduced Rankine Availability+Delayed Build+Upgraded HVDC+Low Wind & Solar | 8.7878 | 20.9762 | 41.078
2035 | NZWEM_PERC | Low Demand Growth+Expected Future Gas Supply+Reduced Rankine Availability+Delayed Build+Upgraded HVDC+Low Wind & Solar | 6.8733 | 19.3145 | 40.6657
2026 | NIWCM | Low Demand Growth+Expected Future Gas Supply+Reduced Rankine Availability+Delayed Build+Upgraded HVDC+Low Wind & Solar | 906.8546 | 906.8546 | 906.8546
2027 | NIWCM | Low Demand Growth+Expected Future Gas Supply+Reduced Rankine Availability+Delayed Build+Upgraded HVDC+Low Wind & Solar | 931.5847 | 933.5836 | 936.0561
2028 | NIWCM | Low Demand Growth+Expected Future Gas Supply+Reduced Rankine Availability+Delayed Build+Upgraded HVDC+Low Wind & Solar | 1210.2233 | 1229.4351 | 1233.9716
2029 | NIWCM | Low Demand Growth+Expected Future Gas Supply+Reduced Rankine Availability+Delayed Build+Upgraded HVDC+Low Wind & Solar | 1235.5933 | 1358.2796 | 1371.8719
2030 | NIWCM | Low Demand Growth+Expected Future Gas Supply+Reduced Rankine Availability+Delayed Build+Upgraded HVDC+Low Wind & Solar | 1267.7781 | 1931.5592 | 2101.0701
2031 | NIWCM | Low Demand Growth+Expected Future Gas Supply+Reduced Rankine Availability+Delayed Build+Upgraded HVDC+Low Wind & Solar | 1163.7898 | 2061.6689 | 2395.6636
2032 | NIWCM | Low Demand Growth+Expected Future Gas Supply+Reduced Rankine Availability+Delayed Build+Upgraded HVDC+Low Wind & Solar | 1042.6829 | 2000.2598 | 2505.8786
2033 | NIWCM | Low Demand Growth+Expected Future Gas Supply+Reduced Rankine Availability+Delayed Build+Upgraded HVDC+Low Wind & Solar | 1000.1615 | 1968.8611 | 2693.9371
2034 | NIWCM | Low Demand Growth+Expected Future Gas Supply+Reduced Rankine Availability+Delayed Build+Upgraded HVDC+Low Wind & Solar | 889.5069 | 1883.5951 | 2673.4055
2035 | NIWCM | Low Demand Growth+Expected Future Gas Supply+Reduced Rankine Availability+Delayed Build+Upgraded HVDC+Low Wind & Solar | 763.8191 | 1790.7001 | 2667.4323
2026 | SIWEM_PERC | Low Demand Growth+Expected Future Gas Supply+Reduced Rankine Availability+Delayed Build+Upgraded HVDC+Low Wind & Solar | 40.888 | 40.888 | 40.888
2027 | SIWEM_PERC | Low Demand Growth+Expected Future Gas Supply+Reduced Rankine Availability+Delayed Build+Upgraded HVDC+Low Wind & Solar | 24.8436 | 24.9114 | 24.9348
2028 | SIWEM_PERC | Low Demand Growth+Expected Future Gas Supply+Reduced Rankine Availability+Delayed Build+Upgraded HVDC+Low Wind & Solar | 26.3461 | 29.6929 | 30.5162
2029 | SIWEM_PERC | Low Demand Growth+Expected Future Gas Supply+Reduced Rankine Availability+Delayed Build+Upgraded HVDC+Low Wind & Solar | 51.6692 | 58.9579 | 61.0882
2030 | SIWEM_PERC | Low Demand Growth+Expected Future Gas Supply+Reduced Rankine Availability+Delayed Build+Upgraded HVDC+Low Wind & Solar | 47.1341 | 70.1399 | 89.7225
2031 | SIWEM_PERC | Low Demand Growth+Expected Future Gas Supply+Reduced Rankine Availability+Delayed Build+Upgraded HVDC+Low Wind & Solar | 39.2552 | 69.6634 | 91.7724
2032 | SIWEM_PERC | Low Demand Growth+Expected Future Gas Supply+Reduced Rankine Availability+Delayed Build+Upgraded HVDC+Low Wind & Solar | 32.3512 | 64.4208 | 96.2511
2033 | SIWEM_PERC | Low Demand Growth+Expected Future Gas Supply+Reduced Rankine Availability+Delayed Build+Upgraded HVDC+Low Wind & Solar | 26.8953 | 59.0015 | 97.9498
2034 | SIWEM_PERC | Low Demand Growth+Expected Future Gas Supply+Reduced Rankine Availability+Delayed Build+Upgraded HVDC+Low Wind & Solar | 22.0835 | 54.8888 | 95.0404
2035 | SIWEM_PERC | Low Demand Growth+Expected Future Gas Supply+Reduced Rankine Availability+Delayed Build+Upgraded HVDC+Low Wind & Solar | 16.833 | 50.5484 | 91.3733
2026 | NZWEM_PERC | Low Demand Growth+Expected Future Gas Supply+Reduced Rankine Availability+Delayed Build+Upgraded HVDC+Constrained Operational Capacity | 16.2331 | 16.2331 | 16.2331
2027 | NZWEM_PERC | Low Demand Growth+Expected Future Gas Supply+Reduced Rankine Availability+Delayed Build+Upgraded HVDC+Constrained Operational Capacity | 10.2867 | 10.4363 | 10.6137
2028 | NZWEM_PERC | Low Demand Growth+Expected Future Gas Supply+Reduced Rankine Availability+Delayed Build+Upgraded HVDC+Constrained Operational Capacity | 11.2465 | 12.7757 | 13.1085
2029 | NZWEM_PERC | Low Demand Growth+Expected Future Gas Supply+Reduced Rankine Availability+Delayed Build+Upgraded HVDC+Constrained Operational Capacity | 20.9442 | 23.997 | 24.9452
2030 | NZWEM_PERC | Low Demand Growth+Expected Future Gas Supply+Reduced Rankine Availability+Delayed Build+Upgraded HVDC+Constrained Operational Capacity | 19.4289 | 29.1871 | 37.4356
2031 | NZWEM_PERC | Low Demand Growth+Expected Future Gas Supply+Reduced Rankine Availability+Delayed Build+Upgraded HVDC+Constrained Operational Capacity | 16.5293 | 29.4234 | 38.7368
2032 | NZWEM_PERC | Low Demand Growth+Expected Future Gas Supply+Reduced Rankine Availability+Delayed Build+Upgraded HVDC+Constrained Operational Capacity | 14.0035 | 27.4158 | 42.7257
2033 | NZWEM_PERC | Low Demand Growth+Expected Future Gas Supply+Reduced Rankine Availability+Delayed Build+Upgraded HVDC+Constrained Operational Capacity | 11.9986 | 25.2985 | 46.7557
2034 | NZWEM_PERC | Low Demand Growth+Expected Future Gas Supply+Reduced Rankine Availability+Delayed Build+Upgraded HVDC+Constrained Operational Capacity | 10.2176 | 23.713 | 45.9021
2035 | NZWEM_PERC | Low Demand Growth+Expected Future Gas Supply+Reduced Rankine Availability+Delayed Build+Upgraded HVDC+Constrained Operational Capacity | 8.2721 | 21.992 | 45.5674
2026 | NIWCM | Low Demand Growth+Expected Future Gas Supply+Reduced Rankine Availability+Delayed Build+Upgraded HVDC+Constrained Operational Capacity | 373.5029 | 373.5029 | 373.5029
2027 | NIWCM | Low Demand Growth+Expected Future Gas Supply+Reduced Rankine Availability+Delayed Build+Upgraded HVDC+Constrained Operational Capacity | 392.3638 | 392.3638 | 392.3638
2028 | NIWCM | Low Demand Growth+Expected Future Gas Supply+Reduced Rankine Availability+Delayed Build+Upgraded HVDC+Constrained Operational Capacity | 608.8329 | 608.8329 | 608.8329
2029 | NIWCM | Low Demand Growth+Expected Future Gas Supply+Reduced Rankine Availability+Delayed Build+Upgraded HVDC+Constrained Operational Capacity | 603.0055 | 684.896 | 684.896
2030 | NIWCM | Low Demand Growth+Expected Future Gas Supply+Reduced Rankine Availability+Delayed Build+Upgraded HVDC+Constrained Operational Capacity | 610.4697 | 1111.8895 | 1224.4857
2031 | NIWCM | Low Demand Growth+Expected Future Gas Supply+Reduced Rankine Availability+Delayed Build+Upgraded HVDC+Constrained Operational Capacity | 502.6603 | 1147.6255 | 1300.9255
2032 | NIWCM | Low Demand Growth+Expected Future Gas Supply+Reduced Rankine Availability+Delayed Build+Upgraded HVDC+Constrained Operational Capacity | 375.0925 | 1075.4856 | 1281.377
2033 | NIWCM | Low Demand Growth+Expected Future Gas Supply+Reduced Rankine Availability+Delayed Build+Upgraded HVDC+Constrained Operational Capacity | 330.9671 | 1042.5951 | 1304.1504
2034 | NIWCM | Low Demand Growth+Expected Future Gas Supply+Reduced Rankine Availability+Delayed Build+Upgraded HVDC+Constrained Operational Capacity | 219.6023 | 935.0676 | 1222.9027
2035 | NIWCM | Low Demand Growth+Expected Future Gas Supply+Reduced Rankine Availability+Delayed Build+Upgraded HVDC+Constrained Operational Capacity | 91.6374 | 836.6524 | 1135.5433
2026 | SIWEM_PERC | Low Demand Growth+Expected Future Gas Supply+Reduced Rankine Availability+Delayed Build+Upgraded HVDC+Constrained Operational Capacity | 43.5308 | 43.5308 | 43.5308
2027 | SIWEM_PERC | Low Demand Growth+Expected Future Gas Supply+Reduced Rankine Availability+Delayed Build+Upgraded HVDC+Constrained Operational Capacity | 26.9062 | 27.3176 | 27.8059
2028 | SIWEM_PERC | Low Demand Growth+Expected Future Gas Supply+Reduced Rankine Availability+Delayed Build+Upgraded HVDC+Constrained Operational Capacity | 29.4029 | 33.5948 | 34.5071
2029 | SIWEM_PERC | Low Demand Growth+Expected Future Gas Supply+Reduced Rankine Availability+Delayed Build+Upgraded HVDC+Constrained Operational Capacity | 55.3405 | 63.417 | 65.7775
2030 | SIWEM_PERC | Low Demand Growth+Expected Future Gas Supply+Reduced Rankine Availability+Delayed Build+Upgraded HVDC+Constrained Operational Capacity | 51.1522 | 76.5138 | 98.2127
2031 | SIWEM_PERC | Low Demand Growth+Expected Future Gas Supply+Reduced Rankine Availability+Delayed Build+Upgraded HVDC+Constrained Operational Capacity | 43.3418 | 76.7047 | 96.3999
2032 | SIWEM_PERC | Low Demand Growth+Expected Future Gas Supply+Reduced Rankine Availability+Delayed Build+Upgraded HVDC+Constrained Operational Capacity | 36.3638 | 71.5301 | 100.7887
2033 | SIWEM_PERC | Low Demand Growth+Expected Future Gas Supply+Reduced Rankine Availability+Delayed Build+Upgraded HVDC+Constrained Operational Capacity | 30.8439 | 65.9974 | 102.9236
2034 | SIWEM_PERC | Low Demand Growth+Expected Future Gas Supply+Reduced Rankine Availability+Delayed Build+Upgraded HVDC+Constrained Operational Capacity | 25.9712 | 61.8769 | 99.9376
2035 | SIWEM_PERC | Low Demand Growth+Expected Future Gas Supply+Reduced Rankine Availability+Delayed Build+Upgraded HVDC+Constrained Operational Capacity | 20.6447 | 57.3998 | 96.1747
2026 | NZWEM_PERC | Low Demand Growth+Expected Future Gas Supply+Reduced Rankine Availability+Delayed Build+Upgraded HVDC+Constrained Operational Capacity+Low Wind & Solar | 15.2777 | 15.2777 | 15.2777
2027 | NZWEM_PERC | Low Demand Growth+Expected Future Gas Supply+Reduced Rankine Availability+Delayed Build+Upgraded HVDC+Constrained Operational Capacity+Low Wind & Solar | 9.2749 | 9.4099 | 9.5701
2028 | NZWEM_PERC | Low Demand Growth+Expected Future Gas Supply+Reduced Rankine Availability+Delayed Build+Upgraded HVDC+Constrained Operational Capacity+Low Wind & Solar | 9.9722 | 11.3523 | 11.6526
2029 | NZWEM_PERC | Low Demand Growth+Expected Future Gas Supply+Reduced Rankine Availability+Delayed Build+Upgraded HVDC+Constrained Operational Capacity+Low Wind & Solar | 19.5008 | 22.2558 | 23.1116
2030 | NZWEM_PERC | Low Demand Growth+Expected Future Gas Supply+Reduced Rankine Availability+Delayed Build+Upgraded HVDC+Constrained Operational Capacity+Low Wind & Solar | 17.8918 | 26.6983 | 34.1423
2031 | NZWEM_PERC | Low Demand Growth+Expected Future Gas Supply+Reduced Rankine Availability+Delayed Build+Upgraded HVDC+Constrained Operational Capacity+Low Wind & Solar | 15.027 | 26.6635 | 35.0686
2032 | NZWEM_PERC | Low Demand Growth+Expected Future Gas Supply+Reduced Rankine Availability+Delayed Build+Upgraded HVDC+Constrained Operational Capacity+Low Wind & Solar | 12.5268 | 24.631 | 38.4873
2033 | NZWEM_PERC | Low Demand Growth+Expected Future Gas Supply+Reduced Rankine Availability+Delayed Build+Upgraded HVDC+Constrained Operational Capacity+Low Wind & Solar | 10.5449 | 22.557 | 41.9605
2034 | NZWEM_PERC | Low Demand Growth+Expected Future Gas Supply+Reduced Rankine Availability+Delayed Build+Upgraded HVDC+Constrained Operational Capacity+Low Wind & Solar | 8.7878 | 20.9762 | 41.078
2035 | NZWEM_PERC | Low Demand Growth+Expected Future Gas Supply+Reduced Rankine Availability+Delayed Build+Upgraded HVDC+Constrained Operational Capacity+Low Wind & Solar | 6.8733 | 19.3145 | 40.6657
2026 | NIWCM | Low Demand Growth+Expected Future Gas Supply+Reduced Rankine Availability+Delayed Build+Upgraded HVDC+Constrained Operational Capacity+Low Wind & Solar | 373.5029 | 373.5029 | 373.5029
2027 | NIWCM | Low Demand Growth+Expected Future Gas Supply+Reduced Rankine Availability+Delayed Build+Upgraded HVDC+Constrained Operational Capacity+Low Wind & Solar | 392.3638 | 392.3638 | 392.3638
2028 | NIWCM | Low Demand Growth+Expected Future Gas Supply+Reduced Rankine Availability+Delayed Build+Upgraded HVDC+Constrained Operational Capacity+Low Wind & Solar | 608.8329 | 608.8329 | 608.8329
2029 | NIWCM | Low Demand Growth+Expected Future Gas Supply+Reduced Rankine Availability+Delayed Build+Upgraded HVDC+Constrained Operational Capacity+Low Wind & Solar | 603.0055 | 684.896 | 684.896
2030 | NIWCM | Low Demand Growth+Expected Future Gas Supply+Reduced Rankine Availability+Delayed Build+Upgraded HVDC+Constrained Operational Capacity+Low Wind & Solar | 610.4697 | 1111.8895 | 1224.4857
2031 | NIWCM | Low Demand Growth+Expected Future Gas Supply+Reduced Rankine Availability+Delayed Build+Upgraded HVDC+Constrained Operational Capacity+Low Wind & Solar | 502.6603 | 1147.6255 | 1300.9255
2032 | NIWCM | Low Demand Growth+Expected Future Gas Supply+Reduced Rankine Availability+Delayed Build+Upgraded HVDC+Constrained Operational Capacity+Low Wind & Solar | 375.0925 | 1075.4856 | 1281.377
2033 | NIWCM | Low Demand Growth+Expected Future Gas Supply+Reduced Rankine Availability+Delayed Build+Upgraded HVDC+Constrained Operational Capacity+Low Wind & Solar | 330.9671 | 1042.5951 | 1304.1504
2034 | NIWCM | Low Demand Growth+Expected Future Gas Supply+Reduced Rankine Availability+Delayed Build+Upgraded HVDC+Constrained Operational Capacity+Low Wind & Solar | 219.6023 | 935.0676 | 1222.9027
2035 | NIWCM | Low Demand Growth+Expected Future Gas Supply+Reduced Rankine Availability+Delayed Build+Upgraded HVDC+Constrained Operational Capacity+Low Wind & Solar | 91.6374 | 836.6524 | 1135.5433
2026 | SIWEM_PERC | Low Demand Growth+Expected Future Gas Supply+Reduced Rankine Availability+Delayed Build+Upgraded HVDC+Constrained Operational Capacity+Low Wind & Solar | 40.888 | 40.888 | 40.888
2027 | SIWEM_PERC | Low Demand Growth+Expected Future Gas Supply+Reduced Rankine Availability+Delayed Build+Upgraded HVDC+Constrained Operational Capacity+Low Wind & Solar | 24.8436 | 24.9114 | 24.9348
2028 | SIWEM_PERC | Low Demand Growth+Expected Future Gas Supply+Reduced Rankine Availability+Delayed Build+Upgraded HVDC+Constrained Operational Capacity+Low Wind & Solar | 26.3461 | 29.6929 | 30.5162
2029 | SIWEM_PERC | Low Demand Growth+Expected Future Gas Supply+Reduced Rankine Availability+Delayed Build+Upgraded HVDC+Constrained Operational Capacity+Low Wind & Solar | 51.6692 | 58.9579 | 61.0882
2030 | SIWEM_PERC | Low Demand Growth+Expected Future Gas Supply+Reduced Rankine Availability+Delayed Build+Upgraded HVDC+Constrained Operational Capacity+Low Wind & Solar | 47.1341 | 70.1399 | 89.7225
2031 | SIWEM_PERC | Low Demand Growth+Expected Future Gas Supply+Reduced Rankine Availability+Delayed Build+Upgraded HVDC+Constrained Operational Capacity+Low Wind & Solar | 39.2552 | 69.6634 | 91.7724
2032 | SIWEM_PERC | Low Demand Growth+Expected Future Gas Supply+Reduced Rankine Availability+Delayed Build+Upgraded HVDC+Constrained Operational Capacity+Low Wind & Solar | 32.3512 | 64.4208 | 96.2511
2033 | SIWEM_PERC | Low Demand Growth+Expected Future Gas Supply+Reduced Rankine Availability+Delayed Build+Upgraded HVDC+Constrained Operational Capacity+Low Wind & Solar | 26.8953 | 59.0015 | 97.9498
2034 | SIWEM_PERC | Low Demand Growth+Expected Future Gas Supply+Reduced Rankine Availability+Delayed Build+Upgraded HVDC+Constrained Operational Capacity+Low Wind & Solar | 22.0835 | 54.8888 | 95.0404
2035 | SIWEM_PERC | Low Demand Growth+Expected Future Gas Supply+Reduced Rankine Availability+Delayed Build+Upgraded HVDC+Constrained Operational Capacity+Low Wind & Solar | 16.833 | 50.5484 | 91.3733
2026 | NZWEM_PERC | Low Demand Growth+Expected Future Gas Supply+Increased Demand Response | 26.0761 | 26.1362 | 26.1362
2027 | NZWEM_PERC | Low Demand Growth+Expected Future Gas Supply+Increased Demand Response | 27.3747 | 29.3285 | 29.6663
2028 | NZWEM_PERC | Low Demand Growth+Expected Future Gas Supply+Increased Demand Response | 24.8717 | 33.5088 | 38.2993
2029 | NZWEM_PERC | Low Demand Growth+Expected Future Gas Supply+Increased Demand Response | 31.3036 | 43.618 | 53.361
2030 | NZWEM_PERC | Low Demand Growth+Expected Future Gas Supply+Increased Demand Response | 28.399 | 43.0025 | 59.0203
2031 | NZWEM_PERC | Low Demand Growth+Expected Future Gas Supply+Increased Demand Response | 25.2952 | 39.6679 | 61.9558
2032 | NZWEM_PERC | Low Demand Growth+Expected Future Gas Supply+Increased Demand Response | 22.6173 | 37.1755 | 60.2101
2033 | NZWEM_PERC | Low Demand Growth+Expected Future Gas Supply+Increased Demand Response | 20.4772 | 34.8089 | 59.4354
2034 | NZWEM_PERC | Low Demand Growth+Expected Future Gas Supply+Increased Demand Response | 18.5569 | 33.1282 | 57.3493
2035 | NZWEM_PERC | Low Demand Growth+Expected Future Gas Supply+Increased Demand Response | 16.433 | 30.7933 | 54.4895
2026 | NIWCM | Low Demand Growth+Expected Future Gas Supply+Increased Demand Response | 1312.2106 | 1313.0104 | 1313.0104
2027 | NIWCM | Low Demand Growth+Expected Future Gas Supply+Increased Demand Response | 1690.0952 | 1710.491 | 1715.0275
2028 | NIWCM | Low Demand Growth+Expected Future Gas Supply+Increased Demand Response | 1826.5139 | 2366.085 | 2397.2445
2029 | NIWCM | Low Demand Growth+Expected Future Gas Supply+Increased Demand Response | 1822.5577 | 2591.2998 | 2792.9481
2030 | NIWCM | Low Demand Growth+Expected Future Gas Supply+Increased Demand Response | 1727.2302 | 2579.3441 | 2926.9802
2031 | NIWCM | Low Demand Growth+Expected Future Gas Supply+Increased Demand Response | 1648.8067 | 2541.8346 | 3081.406
2032 | NIWCM | Low Demand Growth+Expected Future Gas Supply+Increased Demand Response | 1531.2393 | 2474.9854 | 3054.1605
2033 | NIWCM | Low Demand Growth+Expected Future Gas Supply+Increased Demand Response | 1422.433 | 2394.9664 | 3050.2051
2034 | NIWCM | Low Demand Growth+Expected Future Gas Supply+Increased Demand Response | 1320.6897 | 2356.4556 | 3101.765
2035 | NIWCM | Low Demand Growth+Expected Future Gas Supply+Increased Demand Response | 1201.6419 | 2263.1876 | 3030.5503
2026 | SIWEM_PERC | Low Demand Growth+Expected Future Gas Supply+Increased Demand Response | 57.443 | 57.443 | 57.443
2027 | SIWEM_PERC | Low Demand Growth+Expected Future Gas Supply+Increased Demand Response | 56.3556 | 59.1223 | 59.1223
2028 | SIWEM_PERC | Low Demand Growth+Expected Future Gas Supply+Increased Demand Response | 56.4733 | 70.4391 | 78.2728
2029 | SIWEM_PERC | Low Demand Growth+Expected Future Gas Supply+Increased Demand Response | 54.4486 | 68.2245 | 85.1114
2030 | SIWEM_PERC | Low Demand Growth+Expected Future Gas Supply+Increased Demand Response | 51.2814 | 66.8817 | 89.5461
2031 | SIWEM_PERC | Low Demand Growth+Expected Future Gas Supply+Increased Demand Response | 48.0977 | 63.3596 | 90.9977
2032 | SIWEM_PERC | Low Demand Growth+Expected Future Gas Supply+Increased Demand Response | 45.6415 | 60.6371 | 87.7931
2033 | SIWEM_PERC | Low Demand Growth+Expected Future Gas Supply+Increased Demand Response | 43.5283 | 58.2937 | 85.0325
2034 | SIWEM_PERC | Low Demand Growth+Expected Future Gas Supply+Increased Demand Response | 41.54 | 56.0858 | 82.4272
2035 | SIWEM_PERC | Low Demand Growth+Expected Future Gas Supply+Increased Demand Response | 39.0196 | 53.2909 | 79.1352
2026 | NZWEM_PERC | Low Demand Growth+Expected Future Gas Supply+Increased Demand Response+Low Wind & Solar | 24.8138 | 24.8681 | 24.8681
2027 | NZWEM_PERC | Low Demand Growth+Expected Future Gas Supply+Increased Demand Response+Low Wind & Solar | 25.9418 | 27.7051 | 28.0099
2028 | NZWEM_PERC | Low Demand Growth+Expected Future Gas Supply+Increased Demand Response+Low Wind & Solar | 23.3306 | 31.1253 | 35.4486
2029 | NZWEM_PERC | Low Demand Growth+Expected Future Gas Supply+Increased Demand Response+Low Wind & Solar | 29.7321 | 40.8453 | 49.6381
2030 | NZWEM_PERC | Low Demand Growth+Expected Future Gas Supply+Increased Demand Response+Low Wind & Solar | 26.854 | 40.0889 | 54.586
2031 | NZWEM_PERC | Low Demand Growth+Expected Future Gas Supply+Increased Demand Response+Low Wind & Solar | 23.7852 | 36.8203 | 56.9749
2032 | NZWEM_PERC | Low Demand Growth+Expected Future Gas Supply+Increased Demand Response+Low Wind & Solar | 21.1331 | 34.3344 | 55.2022
2033 | NZWEM_PERC | Low Demand Growth+Expected Future Gas Supply+Increased Demand Response+Low Wind & Solar | 19.0161 | 32.012 | 54.3152
2034 | NZWEM_PERC | Low Demand Growth+Expected Future Gas Supply+Increased Demand Response+Low Wind & Solar | 17.1198 | 30.3774 | 52.3134
2035 | NZWEM_PERC | Low Demand Growth+Expected Future Gas Supply+Increased Demand Response+Low Wind & Solar | 15.0271 | 28.102 | 49.5627
2026 | NIWCM | Low Demand Growth+Expected Future Gas Supply+Increased Demand Response+Low Wind & Solar | 1312.2106 | 1313.0104 | 1313.0104
2027 | NIWCM | Low Demand Growth+Expected Future Gas Supply+Increased Demand Response+Low Wind & Solar | 1690.0952 | 1710.491 | 1715.0275
2028 | NIWCM | Low Demand Growth+Expected Future Gas Supply+Increased Demand Response+Low Wind & Solar | 1826.5139 | 2366.085 | 2397.2445
2029 | NIWCM | Low Demand Growth+Expected Future Gas Supply+Increased Demand Response+Low Wind & Solar | 1822.5577 | 2591.2998 | 2792.9481
2030 | NIWCM | Low Demand Growth+Expected Future Gas Supply+Increased Demand Response+Low Wind & Solar | 1727.2302 | 2579.3441 | 2926.9802
2031 | NIWCM | Low Demand Growth+Expected Future Gas Supply+Increased Demand Response+Low Wind & Solar | 1648.8067 | 2541.8346 | 3081.406
2032 | NIWCM | Low Demand Growth+Expected Future Gas Supply+Increased Demand Response+Low Wind & Solar | 1531.2393 | 2474.9854 | 3054.1605
2033 | NIWCM | Low Demand Growth+Expected Future Gas Supply+Increased Demand Response+Low Wind & Solar | 1422.433 | 2394.9664 | 3050.2051
2034 | NIWCM | Low Demand Growth+Expected Future Gas Supply+Increased Demand Response+Low Wind & Solar | 1320.6897 | 2356.4556 | 3101.765
2035 | NIWCM | Low Demand Growth+Expected Future Gas Supply+Increased Demand Response+Low Wind & Solar | 1201.6419 | 2263.1876 | 3030.5503
2026 | SIWEM_PERC | Low Demand Growth+Expected Future Gas Supply+Increased Demand Response+Low Wind & Solar | 56.5826 | 56.5826 | 56.5826
2027 | SIWEM_PERC | Low Demand Growth+Expected Future Gas Supply+Increased Demand Response+Low Wind & Solar | 55.4505 | 57.9473 | 57.9473
2028 | SIWEM_PERC | Low Demand Growth+Expected Future Gas Supply+Increased Demand Response+Low Wind & Solar | 55.3834 | 67.9871 | 75.0567
2029 | SIWEM_PERC | Low Demand Growth+Expected Future Gas Supply+Increased Demand Response+Low Wind & Solar | 53.3736 | 65.8059 | 81.0457
2030 | SIWEM_PERC | Low Demand Growth+Expected Future Gas Supply+Increased Demand Response+Low Wind & Solar | 50.2289 | 64.3077 | 84.7616
2031 | SIWEM_PERC | Low Demand Growth+Expected Future Gas Supply+Increased Demand Response+Low Wind & Solar | 47.0681 | 60.8414 | 85.7839
2032 | SIWEM_PERC | Low Demand Growth+Expected Future Gas Supply+Increased Demand Response+Low Wind & Solar | 44.6298 | 58.1629 | 82.6702
2033 | SIWEM_PERC | Low Demand Growth+Expected Future Gas Supply+Increased Demand Response+Low Wind & Solar | 42.5323 | 55.8575 | 79.9883
2034 | SIWEM_PERC | Low Demand Growth+Expected Future Gas Supply+Increased Demand Response+Low Wind & Solar | 40.5587 | 53.6858 | 77.458
2035 | SIWEM_PERC | Low Demand Growth+Expected Future Gas Supply+Increased Demand Response+Low Wind & Solar | 38.0568 | 50.9362 | 74.2598
2026 | NZWEM_PERC | Low Demand Growth+Expected Future Gas Supply+Increased Demand Response+Constrained Operational Capacity | 26.0761 | 26.1362 | 26.1362
2027 | NZWEM_PERC | Low Demand Growth+Expected Future Gas Supply+Increased Demand Response+Constrained Operational Capacity | 27.3747 | 29.3285 | 29.6663
2028 | NZWEM_PERC | Low Demand Growth+Expected Future Gas Supply+Increased Demand Response+Constrained Operational Capacity | 24.8717 | 33.5088 | 38.2993
2029 | NZWEM_PERC | Low Demand Growth+Expected Future Gas Supply+Increased Demand Response+Constrained Operational Capacity | 31.3036 | 43.618 | 53.361
2030 | NZWEM_PERC | Low Demand Growth+Expected Future Gas Supply+Increased Demand Response+Constrained Operational Capacity | 28.399 | 43.0025 | 59.0203
2031 | NZWEM_PERC | Low Demand Growth+Expected Future Gas Supply+Increased Demand Response+Constrained Operational Capacity | 25.2952 | 39.6679 | 61.9558
2032 | NZWEM_PERC | Low Demand Growth+Expected Future Gas Supply+Increased Demand Response+Constrained Operational Capacity | 22.6173 | 37.1755 | 60.2101
2033 | NZWEM_PERC | Low Demand Growth+Expected Future Gas Supply+Increased Demand Response+Constrained Operational Capacity | 20.4772 | 34.8089 | 59.4354
2034 | NZWEM_PERC | Low Demand Growth+Expected Future Gas Supply+Increased Demand Response+Constrained Operational Capacity | 18.5569 | 33.1282 | 57.3493
2035 | NZWEM_PERC | Low Demand Growth+Expected Future Gas Supply+Increased Demand Response+Constrained Operational Capacity | 16.433 | 30.7933 | 54.4895
2026 | NIWCM | Low Demand Growth+Expected Future Gas Supply+Increased Demand Response+Constrained Operational Capacity | 755.6807 | 755.6807 | 755.6807
2027 | NIWCM | Low Demand Growth+Expected Future Gas Supply+Increased Demand Response+Constrained Operational Capacity | 1101.6718 | 1105.1761 | 1105.1761
2028 | NIWCM | Low Demand Growth+Expected Future Gas Supply+Increased Demand Response+Constrained Operational Capacity | 1216.908 | 1690.5905 | 1694.1607
2029 | NIWCM | Low Demand Growth+Expected Future Gas Supply+Increased Demand Response+Constrained Operational Capacity | 1186.3719 | 1821.8682 | 1967.8933
2030 | NIWCM | Low Demand Growth+Expected Future Gas Supply+Increased Demand Response+Constrained Operational Capacity | 1073.6095 | 1784.6908 | 1978.0043
2031 | NIWCM | Low Demand Growth+Expected Future Gas Supply+Increased Demand Response+Constrained Operational Capacity | 991.384 | 1716.8999 | 1968.1327
2032 | NIWCM | Low Demand Growth+Expected Future Gas Supply+Increased Demand Response+Constrained Operational Capacity | 873.8758 | 1602.7769 | 1882.4463
2033 | NIWCM | Low Demand Growth+Expected Future Gas Supply+Increased Demand Response+Constrained Operational Capacity | 761.8618 | 1493.7124 | 1784.971
2034 | NIWCM | Low Demand Growth+Expected Future Gas Supply+Increased Demand Response+Constrained Operational Capacity | 654.4916 | 1434.6731 | 1802.4622
2035 | NIWCM | Low Demand Growth+Expected Future Gas Supply+Increased Demand Response+Constrained Operational Capacity | 532.4879 | 1326.3998 | 1695.0283
2026 | SIWEM_PERC | Low Demand Growth+Expected Future Gas Supply+Increased Demand Response+Constrained Operational Capacity | 57.443 | 57.443 | 57.443
2027 | SIWEM_PERC | Low Demand Growth+Expected Future Gas Supply+Increased Demand Response+Constrained Operational Capacity | 56.3556 | 59.1223 | 59.1223
2028 | SIWEM_PERC | Low Demand Growth+Expected Future Gas Supply+Increased Demand Response+Constrained Operational Capacity | 56.4733 | 70.4391 | 78.2728
2029 | SIWEM_PERC | Low Demand Growth+Expected Future Gas Supply+Increased Demand Response+Constrained Operational Capacity | 54.4486 | 68.2245 | 85.1114
2030 | SIWEM_PERC | Low Demand Growth+Expected Future Gas Supply+Increased Demand Response+Constrained Operational Capacity | 51.2814 | 66.8817 | 89.5461
2031 | SIWEM_PERC | Low Demand Growth+Expected Future Gas Supply+Increased Demand Response+Constrained Operational Capacity | 48.0977 | 63.3596 | 90.9977
2032 | SIWEM_PERC | Low Demand Growth+Expected Future Gas Supply+Increased Demand Response+Constrained Operational Capacity | 45.6415 | 60.6371 | 87.7931
2033 | SIWEM_PERC | Low Demand Growth+Expected Future Gas Supply+Increased Demand Response+Constrained Operational Capacity | 43.5283 | 58.2937 | 85.0325
2034 | SIWEM_PERC | Low Demand Growth+Expected Future Gas Supply+Increased Demand Response+Constrained Operational Capacity | 41.54 | 56.0858 | 82.4272
2035 | SIWEM_PERC | Low Demand Growth+Expected Future Gas Supply+Increased Demand Response+Constrained Operational Capacity | 39.0196 | 53.2909 | 79.1352
2026 | NZWEM_PERC | Low Demand Growth+Expected Future Gas Supply+Increased Demand Response+Constrained Operational Capacity+Low Wind & Solar | 24.8138 | 24.8681 | 24.8681
2027 | NZWEM_PERC | Low Demand Growth+Expected Future Gas Supply+Increased Demand Response+Constrained Operational Capacity+Low Wind & Solar | 25.9418 | 27.7051 | 28.0099
2028 | NZWEM_PERC | Low Demand Growth+Expected Future Gas Supply+Increased Demand Response+Constrained Operational Capacity+Low Wind & Solar | 23.3306 | 31.1253 | 35.4486
2029 | NZWEM_PERC | Low Demand Growth+Expected Future Gas Supply+Increased Demand Response+Constrained Operational Capacity+Low Wind & Solar | 29.7321 | 40.8453 | 49.6381
2030 | NZWEM_PERC | Low Demand Growth+Expected Future Gas Supply+Increased Demand Response+Constrained Operational Capacity+Low Wind & Solar | 26.854 | 40.0889 | 54.586
2031 | NZWEM_PERC | Low Demand Growth+Expected Future Gas Supply+Increased Demand Response+Constrained Operational Capacity+Low Wind & Solar | 23.7852 | 36.8203 | 56.9749
2032 | NZWEM_PERC | Low Demand Growth+Expected Future Gas Supply+Increased Demand Response+Constrained Operational Capacity+Low Wind & Solar | 21.1331 | 34.3344 | 55.2022
2033 | NZWEM_PERC | Low Demand Growth+Expected Future Gas Supply+Increased Demand Response+Constrained Operational Capacity+Low Wind & Solar | 19.0161 | 32.012 | 54.3152
2034 | NZWEM_PERC | Low Demand Growth+Expected Future Gas Supply+Increased Demand Response+Constrained Operational Capacity+Low Wind & Solar | 17.1198 | 30.3774 | 52.3134
2035 | NZWEM_PERC | Low Demand Growth+Expected Future Gas Supply+Increased Demand Response+Constrained Operational Capacity+Low Wind & Solar | 15.0271 | 28.102 | 49.5627
2026 | NIWCM | Low Demand Growth+Expected Future Gas Supply+Increased Demand Response+Constrained Operational Capacity+Low Wind & Solar | 755.6807 | 755.6807 | 755.6807
2027 | NIWCM | Low Demand Growth+Expected Future Gas Supply+Increased Demand Response+Constrained Operational Capacity+Low Wind & Solar | 1101.6718 | 1105.1761 | 1105.1761
2028 | NIWCM | Low Demand Growth+Expected Future Gas Supply+Increased Demand Response+Constrained Operational Capacity+Low Wind & Solar | 1216.908 | 1690.5905 | 1694.1607
2029 | NIWCM | Low Demand Growth+Expected Future Gas Supply+Increased Demand Response+Constrained Operational Capacity+Low Wind & Solar | 1186.3719 | 1821.8682 | 1967.8933
2030 | NIWCM | Low Demand Growth+Expected Future Gas Supply+Increased Demand Response+Constrained Operational Capacity+Low Wind & Solar | 1073.6095 | 1784.6908 | 1978.0043
2031 | NIWCM | Low Demand Growth+Expected Future Gas Supply+Increased Demand Response+Constrained Operational Capacity+Low Wind & Solar | 991.384 | 1716.8999 | 1968.1327
2032 | NIWCM | Low Demand Growth+Expected Future Gas Supply+Increased Demand Response+Constrained Operational Capacity+Low Wind & Solar | 873.8758 | 1602.7769 | 1882.4463
2033 | NIWCM | Low Demand Growth+Expected Future Gas Supply+Increased Demand Response+Constrained Operational Capacity+Low Wind & Solar | 761.8618 | 1493.7124 | 1784.971
2034 | NIWCM | Low Demand Growth+Expected Future Gas Supply+Increased Demand Response+Constrained Operational Capacity+Low Wind & Solar | 654.4916 | 1434.6731 | 1802.4622
2035 | NIWCM | Low Demand Growth+Expected Future Gas Supply+Increased Demand Response+Constrained Operational Capacity+Low Wind & Solar | 532.4879 | 1326.3998 | 1695.0283
2026 | SIWEM_PERC | Low Demand Growth+Expected Future Gas Supply+Increased Demand Response+Constrained Operational Capacity+Low Wind & Solar | 56.5826 | 56.5826 | 56.5826
2027 | SIWEM_PERC | Low Demand Growth+Expected Future Gas Supply+Increased Demand Response+Constrained Operational Capacity+Low Wind & Solar | 55.4505 | 57.9473 | 57.9473
2028 | SIWEM_PERC | Low Demand Growth+Expected Future Gas Supply+Increased Demand Response+Constrained Operational Capacity+Low Wind & Solar | 55.3834 | 67.9871 | 75.0567
2029 | SIWEM_PERC | Low Demand Growth+Expected Future Gas Supply+Increased Demand Response+Constrained Operational Capacity+Low Wind & Solar | 53.3736 | 65.8059 | 81.0457
2030 | SIWEM_PERC | Low Demand Growth+Expected Future Gas Supply+Increased Demand Response+Constrained Operational Capacity+Low Wind & Solar | 50.2289 | 64.3077 | 84.7616
2031 | SIWEM_PERC | Low Demand Growth+Expected Future Gas Supply+Increased Demand Response+Constrained Operational Capacity+Low Wind & Solar | 47.0681 | 60.8414 | 85.7839
2032 | SIWEM_PERC | Low Demand Growth+Expected Future Gas Supply+Increased Demand Response+Constrained Operational Capacity+Low Wind & Solar | 44.6298 | 58.1629 | 82.6702
2033 | SIWEM_PERC | Low Demand Growth+Expected Future Gas Supply+Increased Demand Response+Constrained Operational Capacity+Low Wind & Solar | 42.5323 | 55.8575 | 79.9883
2034 | SIWEM_PERC | Low Demand Growth+Expected Future Gas Supply+Increased Demand Response+Constrained Operational Capacity+Low Wind & Solar | 40.5587 | 53.6858 | 77.458
2035 | SIWEM_PERC | Low Demand Growth+Expected Future Gas Supply+Increased Demand Response+Constrained Operational Capacity+Low Wind & Solar | 38.0568 | 50.9362 | 74.2598
2026 | NZWEM_PERC | Low Demand Growth+Expected Future Gas Supply+Increased Demand Response+Upgraded HVDC | 26.0761 | 26.1362 | 26.1362
2027 | NZWEM_PERC | Low Demand Growth+Expected Future Gas Supply+Increased Demand Response+Upgraded HVDC | 27.3747 | 29.3285 | 29.6663
2028 | NZWEM_PERC | Low Demand Growth+Expected Future Gas Supply+Increased Demand Response+Upgraded HVDC | 24.8717 | 33.5088 | 38.2993
2029 | NZWEM_PERC | Low Demand Growth+Expected Future Gas Supply+Increased Demand Response+Upgraded HVDC | 31.3036 | 43.618 | 53.361
2030 | NZWEM_PERC | Low Demand Growth+Expected Future Gas Supply+Increased Demand Response+Upgraded HVDC | 28.399 | 43.0025 | 59.0203
2031 | NZWEM_PERC | Low Demand Growth+Expected Future Gas Supply+Increased Demand Response+Upgraded HVDC | 25.2952 | 39.6679 | 61.9558
2032 | NZWEM_PERC | Low Demand Growth+Expected Future Gas Supply+Increased Demand Response+Upgraded HVDC | 22.6173 | 37.1755 | 60.2101
2033 | NZWEM_PERC | Low Demand Growth+Expected Future Gas Supply+Increased Demand Response+Upgraded HVDC | 20.4772 | 34.8089 | 59.4354
2034 | NZWEM_PERC | Low Demand Growth+Expected Future Gas Supply+Increased Demand Response+Upgraded HVDC | 18.5569 | 33.1282 | 57.3493
2035 | NZWEM_PERC | Low Demand Growth+Expected Future Gas Supply+Increased Demand Response+Upgraded HVDC | 16.433 | 30.7933 | 54.4895
2026 | NIWCM | Low Demand Growth+Expected Future Gas Supply+Increased Demand Response+Upgraded HVDC | 1312.2106 | 1313.0104 | 1313.0104
2027 | NIWCM | Low Demand Growth+Expected Future Gas Supply+Increased Demand Response+Upgraded HVDC | 1690.0952 | 1710.491 | 1715.0275
2028 | NIWCM | Low Demand Growth+Expected Future Gas Supply+Increased Demand Response+Upgraded HVDC | 1826.5139 | 2366.085 | 2397.2445
2029 | NIWCM | Low Demand Growth+Expected Future Gas Supply+Increased Demand Response+Upgraded HVDC | 1822.5577 | 2591.2998 | 2792.9481
2030 | NIWCM | Low Demand Growth+Expected Future Gas Supply+Increased Demand Response+Upgraded HVDC | 1727.2302 | 2579.3441 | 2926.9802
2031 | NIWCM | Low Demand Growth+Expected Future Gas Supply+Increased Demand Response+Upgraded HVDC | 1648.9768 | 2644.1302 | 3204.9059
2032 | NIWCM | Low Demand Growth+Expected Future Gas Supply+Increased Demand Response+Upgraded HVDC | 1531.1914 | 2544.609 | 3177.6604
2033 | NIWCM | Low Demand Growth+Expected Future Gas Supply+Increased Demand Response+Upgraded HVDC | 1422.4456 | 2435.4598 | 3173.705
2034 | NIWCM | Low Demand Growth+Expected Future Gas Supply+Increased Demand Response+Upgraded HVDC | 1320.6871 | 2374.6831 | 3225.3556
2035 | NIWCM | Low Demand Growth+Expected Future Gas Supply+Increased Demand Response+Upgraded HVDC | 1201.6425 | 2265.5957 | 3154.0128
2026 | SIWEM_PERC | Low Demand Growth+Expected Future Gas Supply+Increased Demand Response+Upgraded HVDC | 57.443 | 57.443 | 57.443
2027 | SIWEM_PERC | Low Demand Growth+Expected Future Gas Supply+Increased Demand Response+Upgraded HVDC | 72.2804 | 77.4457 | 78.296
2028 | SIWEM_PERC | Low Demand Growth+Expected Future Gas Supply+Increased Demand Response+Upgraded HVDC | 65.8248 | 88.7495 | 100.9863
2029 | SIWEM_PERC | Low Demand Growth+Expected Future Gas Supply+Increased Demand Response+Upgraded HVDC | 76.8534 | 90.6294 | 107.5163
2030 | SIWEM_PERC | Low Demand Growth+Expected Future Gas Supply+Increased Demand Response+Upgraded HVDC | 73.2148 | 88.8152 | 111.4796
2031 | SIWEM_PERC | Low Demand Growth+Expected Future Gas Supply+Increased Demand Response+Upgraded HVDC | 65.8332 | 84.8173 | 112.4554
2032 | SIWEM_PERC | Low Demand Growth+Expected Future Gas Supply+Increased Demand Response+Upgraded HVDC | 58.908 | 81.7205 | 108.8764
2033 | SIWEM_PERC | Low Demand Growth+Expected Future Gas Supply+Increased Demand Response+Upgraded HVDC | 53.3883 | 79.0532 | 105.7919
2034 | SIWEM_PERC | Low Demand Growth+Expected Future Gas Supply+Increased Demand Response+Upgraded HVDC | 48.483 | 76.5367 | 102.8781
2035 | SIWEM_PERC | Low Demand Growth+Expected Future Gas Supply+Increased Demand Response+Upgraded HVDC | 43.0477 | 73.3559 | 99.2001
2026 | NZWEM_PERC | Low Demand Growth+Expected Future Gas Supply+Increased Demand Response+Upgraded HVDC+Low Wind & Solar | 24.8138 | 24.8681 | 24.8681
2027 | NZWEM_PERC | Low Demand Growth+Expected Future Gas Supply+Increased Demand Response+Upgraded HVDC+Low Wind & Solar | 25.9418 | 27.7051 | 28.0099
2028 | NZWEM_PERC | Low Demand Growth+Expected Future Gas Supply+Increased Demand Response+Upgraded HVDC+Low Wind & Solar | 23.3306 | 31.1253 | 35.4486
2029 | NZWEM_PERC | Low Demand Growth+Expected Future Gas Supply+Increased Demand Response+Upgraded HVDC+Low Wind & Solar | 29.7321 | 40.8453 | 49.6381
2030 | NZWEM_PERC | Low Demand Growth+Expected Future Gas Supply+Increased Demand Response+Upgraded HVDC+Low Wind & Solar | 26.854 | 40.0889 | 54.586
2031 | NZWEM_PERC | Low Demand Growth+Expected Future Gas Supply+Increased Demand Response+Upgraded HVDC+Low Wind & Solar | 23.7852 | 36.8203 | 56.9749
2032 | NZWEM_PERC | Low Demand Growth+Expected Future Gas Supply+Increased Demand Response+Upgraded HVDC+Low Wind & Solar | 21.1331 | 34.3344 | 55.2022
2033 | NZWEM_PERC | Low Demand Growth+Expected Future Gas Supply+Increased Demand Response+Upgraded HVDC+Low Wind & Solar | 19.0161 | 32.012 | 54.3152
2034 | NZWEM_PERC | Low Demand Growth+Expected Future Gas Supply+Increased Demand Response+Upgraded HVDC+Low Wind & Solar | 17.1198 | 30.3774 | 52.3134
2035 | NZWEM_PERC | Low Demand Growth+Expected Future Gas Supply+Increased Demand Response+Upgraded HVDC+Low Wind & Solar | 15.0271 | 28.102 | 49.5627
2026 | NIWCM | Low Demand Growth+Expected Future Gas Supply+Increased Demand Response+Upgraded HVDC+Low Wind & Solar | 1312.2106 | 1313.0104 | 1313.0104
2027 | NIWCM | Low Demand Growth+Expected Future Gas Supply+Increased Demand Response+Upgraded HVDC+Low Wind & Solar | 1690.0952 | 1710.491 | 1715.0275
2028 | NIWCM | Low Demand Growth+Expected Future Gas Supply+Increased Demand Response+Upgraded HVDC+Low Wind & Solar | 1826.5139 | 2366.085 | 2397.2445
2029 | NIWCM | Low Demand Growth+Expected Future Gas Supply+Increased Demand Response+Upgraded HVDC+Low Wind & Solar | 1822.5577 | 2591.2998 | 2792.9481
2030 | NIWCM | Low Demand Growth+Expected Future Gas Supply+Increased Demand Response+Upgraded HVDC+Low Wind & Solar | 1727.2302 | 2579.3441 | 2926.9802
2031 | NIWCM | Low Demand Growth+Expected Future Gas Supply+Increased Demand Response+Upgraded HVDC+Low Wind & Solar | 1648.9768 | 2644.1302 | 3204.9059
2032 | NIWCM | Low Demand Growth+Expected Future Gas Supply+Increased Demand Response+Upgraded HVDC+Low Wind & Solar | 1531.1914 | 2544.609 | 3177.6604
2033 | NIWCM | Low Demand Growth+Expected Future Gas Supply+Increased Demand Response+Upgraded HVDC+Low Wind & Solar | 1422.4456 | 2435.4598 | 3173.705
2034 | NIWCM | Low Demand Growth+Expected Future Gas Supply+Increased Demand Response+Upgraded HVDC+Low Wind & Solar | 1320.6871 | 2374.6831 | 3225.3556
2035 | NIWCM | Low Demand Growth+Expected Future Gas Supply+Increased Demand Response+Upgraded HVDC+Low Wind & Solar | 1201.6425 | 2265.5957 | 3154.0128
2026 | SIWEM_PERC | Low Demand Growth+Expected Future Gas Supply+Increased Demand Response+Upgraded HVDC+Low Wind & Solar | 56.5826 | 56.5826 | 56.5826
2027 | SIWEM_PERC | Low Demand Growth+Expected Future Gas Supply+Increased Demand Response+Upgraded HVDC+Low Wind & Solar | 68.5928 | 73.2543 | 74.0217
2028 | SIWEM_PERC | Low Demand Growth+Expected Future Gas Supply+Increased Demand Response+Upgraded HVDC+Low Wind & Solar | 61.8598 | 82.5485 | 94.0302
2029 | SIWEM_PERC | Low Demand Growth+Expected Future Gas Supply+Increased Demand Response+Upgraded HVDC+Low Wind & Solar | 75.7784 | 88.2107 | 103.4505
2030 | SIWEM_PERC | Low Demand Growth+Expected Future Gas Supply+Increased Demand Response+Upgraded HVDC+Low Wind & Solar | 69.8555 | 86.2412 | 106.6951
2031 | SIWEM_PERC | Low Demand Growth+Expected Future Gas Supply+Increased Demand Response+Upgraded HVDC+Low Wind & Solar | 61.9719 | 82.2991 | 107.2416
2032 | SIWEM_PERC | Low Demand Growth+Expected Future Gas Supply+Increased Demand Response+Upgraded HVDC+Low Wind & Solar | 55.1141 | 79.2462 | 103.7535
2033 | SIWEM_PERC | Low Demand Growth+Expected Future Gas Supply+Increased Demand Response+Upgraded HVDC+Low Wind & Solar | 49.6527 | 76.6169 | 100.7478
2034 | SIWEM_PERC | Low Demand Growth+Expected Future Gas Supply+Increased Demand Response+Upgraded HVDC+Low Wind & Solar | 44.8029 | 74.1367 | 97.9089
2035 | SIWEM_PERC | Low Demand Growth+Expected Future Gas Supply+Increased Demand Response+Upgraded HVDC+Low Wind & Solar | 39.4371 | 71.0012 | 94.3247
2026 | NZWEM_PERC | Low Demand Growth+Expected Future Gas Supply+Increased Demand Response+Upgraded HVDC+Constrained Operational Capacity | 26.0761 | 26.1362 | 26.1362
2027 | NZWEM_PERC | Low Demand Growth+Expected Future Gas Supply+Increased Demand Response+Upgraded HVDC+Constrained Operational Capacity | 27.3747 | 29.3285 | 29.6663
2028 | NZWEM_PERC | Low Demand Growth+Expected Future Gas Supply+Increased Demand Response+Upgraded HVDC+Constrained Operational Capacity | 24.8717 | 33.5088 | 38.2993
2029 | NZWEM_PERC | Low Demand Growth+Expected Future Gas Supply+Increased Demand Response+Upgraded HVDC+Constrained Operational Capacity | 31.3036 | 43.618 | 53.361
2030 | NZWEM_PERC | Low Demand Growth+Expected Future Gas Supply+Increased Demand Response+Upgraded HVDC+Constrained Operational Capacity | 28.399 | 43.0025 | 59.0203
2031 | NZWEM_PERC | Low Demand Growth+Expected Future Gas Supply+Increased Demand Response+Upgraded HVDC+Constrained Operational Capacity | 25.2952 | 39.6679 | 61.9558
2032 | NZWEM_PERC | Low Demand Growth+Expected Future Gas Supply+Increased Demand Response+Upgraded HVDC+Constrained Operational Capacity | 22.6173 | 37.1755 | 60.2101
2033 | NZWEM_PERC | Low Demand Growth+Expected Future Gas Supply+Increased Demand Response+Upgraded HVDC+Constrained Operational Capacity | 20.4772 | 34.8089 | 59.4354
2034 | NZWEM_PERC | Low Demand Growth+Expected Future Gas Supply+Increased Demand Response+Upgraded HVDC+Constrained Operational Capacity | 18.5569 | 33.1282 | 57.3493
2035 | NZWEM_PERC | Low Demand Growth+Expected Future Gas Supply+Increased Demand Response+Upgraded HVDC+Constrained Operational Capacity | 16.433 | 30.7933 | 54.4895
2026 | NIWCM | Low Demand Growth+Expected Future Gas Supply+Increased Demand Response+Upgraded HVDC+Constrained Operational Capacity | 755.6807 | 755.6807 | 755.6807
2027 | NIWCM | Low Demand Growth+Expected Future Gas Supply+Increased Demand Response+Upgraded HVDC+Constrained Operational Capacity | 1101.6718 | 1105.1761 | 1105.1761
2028 | NIWCM | Low Demand Growth+Expected Future Gas Supply+Increased Demand Response+Upgraded HVDC+Constrained Operational Capacity | 1216.908 | 1690.5905 | 1694.1607
2029 | NIWCM | Low Demand Growth+Expected Future Gas Supply+Increased Demand Response+Upgraded HVDC+Constrained Operational Capacity | 1186.3719 | 1821.8682 | 1967.8933
2030 | NIWCM | Low Demand Growth+Expected Future Gas Supply+Increased Demand Response+Upgraded HVDC+Constrained Operational Capacity | 1073.6095 | 1784.6908 | 1978.0043
2031 | NIWCM | Low Demand Growth+Expected Future Gas Supply+Increased Demand Response+Upgraded HVDC+Constrained Operational Capacity | 991.3969 | 1716.8893 | 1974.0454
2032 | NIWCM | Low Demand Growth+Expected Future Gas Supply+Increased Demand Response+Upgraded HVDC+Constrained Operational Capacity | 873.8725 | 1602.7652 | 1881.9803
2033 | NIWCM | Low Demand Growth+Expected Future Gas Supply+Increased Demand Response+Upgraded HVDC+Constrained Operational Capacity | 761.8627 | 1493.7137 | 1785.1204
2034 | NIWCM | Low Demand Growth+Expected Future Gas Supply+Increased Demand Response+Upgraded HVDC+Constrained Operational Capacity | 654.4914 | 1434.6755 | 1802.415
2035 | NIWCM | Low Demand Growth+Expected Future Gas Supply+Increased Demand Response+Upgraded HVDC+Constrained Operational Capacity | 532.488 | 1326.3986 | 1695.0413
2026 | SIWEM_PERC | Low Demand Growth+Expected Future Gas Supply+Increased Demand Response+Upgraded HVDC+Constrained Operational Capacity | 57.443 | 57.443 | 57.443
2027 | SIWEM_PERC | Low Demand Growth+Expected Future Gas Supply+Increased Demand Response+Upgraded HVDC+Constrained Operational Capacity | 72.2804 | 77.4457 | 78.296
2028 | SIWEM_PERC | Low Demand Growth+Expected Future Gas Supply+Increased Demand Response+Upgraded HVDC+Constrained Operational Capacity | 65.8248 | 88.7495 | 100.9863
2029 | SIWEM_PERC | Low Demand Growth+Expected Future Gas Supply+Increased Demand Response+Upgraded HVDC+Constrained Operational Capacity | 76.8534 | 90.6294 | 107.5163
2030 | SIWEM_PERC | Low Demand Growth+Expected Future Gas Supply+Increased Demand Response+Upgraded HVDC+Constrained Operational Capacity | 73.2148 | 88.8152 | 111.4796
2031 | SIWEM_PERC | Low Demand Growth+Expected Future Gas Supply+Increased Demand Response+Upgraded HVDC+Constrained Operational Capacity | 65.8332 | 84.8173 | 112.4554
2032 | SIWEM_PERC | Low Demand Growth+Expected Future Gas Supply+Increased Demand Response+Upgraded HVDC+Constrained Operational Capacity | 58.908 | 81.7205 | 108.8764
2033 | SIWEM_PERC | Low Demand Growth+Expected Future Gas Supply+Increased Demand Response+Upgraded HVDC+Constrained Operational Capacity | 53.3883 | 79.0532 | 105.7919
2034 | SIWEM_PERC | Low Demand Growth+Expected Future Gas Supply+Increased Demand Response+Upgraded HVDC+Constrained Operational Capacity | 48.483 | 76.5367 | 102.8781
2035 | SIWEM_PERC | Low Demand Growth+Expected Future Gas Supply+Increased Demand Response+Upgraded HVDC+Constrained Operational Capacity | 43.0477 | 73.3559 | 99.2001
2026 | NZWEM_PERC | Low Demand Growth+Expected Future Gas Supply+Increased Demand Response+Upgraded HVDC+Constrained Operational Capacity+Low Wind & Solar | 24.8138 | 24.8681 | 24.8681
2027 | NZWEM_PERC | Low Demand Growth+Expected Future Gas Supply+Increased Demand Response+Upgraded HVDC+Constrained Operational Capacity+Low Wind & Solar | 25.9418 | 27.7051 | 28.0099
2028 | NZWEM_PERC | Low Demand Growth+Expected Future Gas Supply+Increased Demand Response+Upgraded HVDC+Constrained Operational Capacity+Low Wind & Solar | 23.3306 | 31.1253 | 35.4486
2029 | NZWEM_PERC | Low Demand Growth+Expected Future Gas Supply+Increased Demand Response+Upgraded HVDC+Constrained Operational Capacity+Low Wind & Solar | 29.7321 | 40.8453 | 49.6381
2030 | NZWEM_PERC | Low Demand Growth+Expected Future Gas Supply+Increased Demand Response+Upgraded HVDC+Constrained Operational Capacity+Low Wind & Solar | 26.854 | 40.0889 | 54.586
2031 | NZWEM_PERC | Low Demand Growth+Expected Future Gas Supply+Increased Demand Response+Upgraded HVDC+Constrained Operational Capacity+Low Wind & Solar | 23.7852 | 36.8203 | 56.9749
2032 | NZWEM_PERC | Low Demand Growth+Expected Future Gas Supply+Increased Demand Response+Upgraded HVDC+Constrained Operational Capacity+Low Wind & Solar | 21.1331 | 34.3344 | 55.2022
2033 | NZWEM_PERC | Low Demand Growth+Expected Future Gas Supply+Increased Demand Response+Upgraded HVDC+Constrained Operational Capacity+Low Wind & Solar | 19.0161 | 32.012 | 54.3152
2034 | NZWEM_PERC | Low Demand Growth+Expected Future Gas Supply+Increased Demand Response+Upgraded HVDC+Constrained Operational Capacity+Low Wind & Solar | 17.1198 | 30.3774 | 52.3134
2035 | NZWEM_PERC | Low Demand Growth+Expected Future Gas Supply+Increased Demand Response+Upgraded HVDC+Constrained Operational Capacity+Low Wind & Solar | 15.0271 | 28.102 | 49.5627
2026 | NIWCM | Low Demand Growth+Expected Future Gas Supply+Increased Demand Response+Upgraded HVDC+Constrained Operational Capacity+Low Wind & Solar | 755.6807 | 755.6807 | 755.6807
2027 | NIWCM | Low Demand Growth+Expected Future Gas Supply+Increased Demand Response+Upgraded HVDC+Constrained Operational Capacity+Low Wind & Solar | 1101.6718 | 1105.1761 | 1105.1761
2028 | NIWCM | Low Demand Growth+Expected Future Gas Supply+Increased Demand Response+Upgraded HVDC+Constrained Operational Capacity+Low Wind & Solar | 1216.908 | 1690.5905 | 1694.1607
2029 | NIWCM | Low Demand Growth+Expected Future Gas Supply+Increased Demand Response+Upgraded HVDC+Constrained Operational Capacity+Low Wind & Solar | 1186.3719 | 1821.8682 | 1967.8933
2030 | NIWCM | Low Demand Growth+Expected Future Gas Supply+Increased Demand Response+Upgraded HVDC+Constrained Operational Capacity+Low Wind & Solar | 1073.6095 | 1784.6908 | 1978.0043
2031 | NIWCM | Low Demand Growth+Expected Future Gas Supply+Increased Demand Response+Upgraded HVDC+Constrained Operational Capacity+Low Wind & Solar | 991.3969 | 1716.8893 | 1974.0454
2032 | NIWCM | Low Demand Growth+Expected Future Gas Supply+Increased Demand Response+Upgraded HVDC+Constrained Operational Capacity+Low Wind & Solar | 873.8725 | 1602.7652 | 1881.9803
2033 | NIWCM | Low Demand Growth+Expected Future Gas Supply+Increased Demand Response+Upgraded HVDC+Constrained Operational Capacity+Low Wind & Solar | 761.8627 | 1493.7137 | 1785.1204
2034 | NIWCM | Low Demand Growth+Expected Future Gas Supply+Increased Demand Response+Upgraded HVDC+Constrained Operational Capacity+Low Wind & Solar | 654.4914 | 1434.6755 | 1802.415
2035 | NIWCM | Low Demand Growth+Expected Future Gas Supply+Increased Demand Response+Upgraded HVDC+Constrained Operational Capacity+Low Wind & Solar | 532.488 | 1326.3986 | 1695.0413
2026 | SIWEM_PERC | Low Demand Growth+Expected Future Gas Supply+Increased Demand Response+Upgraded HVDC+Constrained Operational Capacity+Low Wind & Solar | 56.5826 | 56.5826 | 56.5826
2027 | SIWEM_PERC | Low Demand Growth+Expected Future Gas Supply+Increased Demand Response+Upgraded HVDC+Constrained Operational Capacity+Low Wind & Solar | 68.5928 | 73.2543 | 74.0217
2028 | SIWEM_PERC | Low Demand Growth+Expected Future Gas Supply+Increased Demand Response+Upgraded HVDC+Constrained Operational Capacity+Low Wind & Solar | 61.8598 | 82.5485 | 94.0302
2029 | SIWEM_PERC | Low Demand Growth+Expected Future Gas Supply+Increased Demand Response+Upgraded HVDC+Constrained Operational Capacity+Low Wind & Solar | 75.7784 | 88.2107 | 103.4505
2030 | SIWEM_PERC | Low Demand Growth+Expected Future Gas Supply+Increased Demand Response+Upgraded HVDC+Constrained Operational Capacity+Low Wind & Solar | 69.8555 | 86.2412 | 106.6951
2031 | SIWEM_PERC | Low Demand Growth+Expected Future Gas Supply+Increased Demand Response+Upgraded HVDC+Constrained Operational Capacity+Low Wind & Solar | 61.9719 | 82.2991 | 107.2416
2032 | SIWEM_PERC | Low Demand Growth+Expected Future Gas Supply+Increased Demand Response+Upgraded HVDC+Constrained Operational Capacity+Low Wind & Solar | 55.1141 | 79.2462 | 103.7535
2033 | SIWEM_PERC | Low Demand Growth+Expected Future Gas Supply+Increased Demand Response+Upgraded HVDC+Constrained Operational Capacity+Low Wind & Solar | 49.6527 | 76.6169 | 100.7478
2034 | SIWEM_PERC | Low Demand Growth+Expected Future Gas Supply+Increased Demand Response+Upgraded HVDC+Constrained Operational Capacity+Low Wind & Solar | 44.8029 | 74.1367 | 97.9089
2035 | SIWEM_PERC | Low Demand Growth+Expected Future Gas Supply+Increased Demand Response+Upgraded HVDC+Constrained Operational Capacity+Low Wind & Solar | 39.4371 | 71.0012 | 94.3247
2026 | NZWEM_PERC | Low Demand Growth+Expected Future Gas Supply+Increased Demand Response+Delayed Build | 21.1983 | 21.1983 | 21.1983
2027 | NZWEM_PERC | Low Demand Growth+Expected Future Gas Supply+Increased Demand Response+Delayed Build | 19.5365 | 19.6868 | 19.8652
2028 | NZWEM_PERC | Low Demand Growth+Expected Future Gas Supply+Increased Demand Response+Delayed Build | 20.417 | 21.954 | 22.2886
2029 | NZWEM_PERC | Low Demand Growth+Expected Future Gas Supply+Increased Demand Response+Delayed Build | 30.0659 | 33.1344 | 34.0875
2030 | NZWEM_PERC | Low Demand Growth+Expected Future Gas Supply+Increased Demand Response+Delayed Build | 28.399 | 38.2072 | 46.498
2031 | NZWEM_PERC | Low Demand Growth+Expected Future Gas Supply+Increased Demand Response+Delayed Build | 25.2952 | 38.2555 | 47.6166
2032 | NZWEM_PERC | Low Demand Growth+Expected Future Gas Supply+Increased Demand Response+Delayed Build | 22.6173 | 36.0985 | 51.4868
2033 | NZWEM_PERC | Low Demand Growth+Expected Future Gas Supply+Increased Demand Response+Delayed Build | 20.4772 | 33.8453 | 55.4126
2034 | NZWEM_PERC | Low Demand Growth+Expected Future Gas Supply+Increased Demand Response+Delayed Build | 18.5569 | 32.1215 | 54.4244
2035 | NZWEM_PERC | Low Demand Growth+Expected Future Gas Supply+Increased Demand Response+Delayed Build | 16.433 | 30.2233 | 53.9195
2026 | NIWCM | Low Demand Growth+Expected Future Gas Supply+Increased Demand Response+Delayed Build | 1053.1748 | 1053.1748 | 1053.1748
2027 | NIWCM | Low Demand Growth+Expected Future Gas Supply+Increased Demand Response+Delayed Build | 1318.5781 | 1320.448 | 1322.9205
2028 | NIWCM | Low Demand Growth+Expected Future Gas Supply+Increased Demand Response+Delayed Build | 1587.608 | 1602.2893 | 1606.8258
2029 | NIWCM | Low Demand Growth+Expected Future Gas Supply+Increased Demand Response+Delayed Build | 1628.2083 | 1738.4887 | 1752.081
2030 | NIWCM | Low Demand Growth+Expected Future Gas Supply+Increased Demand Response+Delayed Build | 1671.4537 | 2277.4653 | 2441.653
2031 | NIWCM | Low Demand Growth+Expected Future Gas Supply+Increased Demand Response+Delayed Build | 1575.8682 | 2421.8462 | 2643.1758
2032 | NIWCM | Low Demand Growth+Expected Future Gas Supply+Increased Demand Response+Delayed Build | 1458.3008 | 2348.6777 | 2715.5503
2033 | NIWCM | Low Demand Growth+Expected Future Gas Supply+Increased Demand Response+Delayed Build | 1422.433 | 2349.9272 | 2905.7634
2034 | NIWCM | Low Demand Growth+Expected Future Gas Supply+Increased Demand Response+Delayed Build | 1320.6897 | 2286.3664 | 2887.2468
2035 | NIWCM | Low Demand Growth+Expected Future Gas Supply+Increased Demand Response+Delayed Build | 1201.6419 | 2210.8556 | 2900.9893
2026 | SIWEM_PERC | Low Demand Growth+Expected Future Gas Supply+Increased Demand Response+Delayed Build | 52.2203 | 52.2203 | 52.2203
2027 | SIWEM_PERC | Low Demand Growth+Expected Future Gas Supply+Increased Demand Response+Delayed Build | 52.1772 | 52.4844 | 52.4844
2028 | SIWEM_PERC | Low Demand Growth+Expected Future Gas Supply+Increased Demand Response+Delayed Build | 53.9965 | 56.0972 | 56.0972
2029 | SIWEM_PERC | Low Demand Growth+Expected Future Gas Supply+Increased Demand Response+Delayed Build | 52.4648 | 57.8548 | 57.8548
2030 | SIWEM_PERC | Low Demand Growth+Expected Future Gas Supply+Increased Demand Response+Delayed Build | 51.2814 | 64.7675 | 79.123
2031 | SIWEM_PERC | Low Demand Growth+Expected Future Gas Supply+Increased Demand Response+Delayed Build | 48.0977 | 61.2912 | 77.4643
2032 | SIWEM_PERC | Low Demand Growth+Expected Future Gas Supply+Increased Demand Response+Delayed Build | 45.6415 | 60.6371 | 82.4231
2033 | SIWEM_PERC | Low Demand Growth+Expected Future Gas Supply+Increased Demand Response+Delayed Build | 43.5283 | 58.2937 | 85.0325
2034 | SIWEM_PERC | Low Demand Growth+Expected Future Gas Supply+Increased Demand Response+Delayed Build | 41.54 | 56.0858 | 82.4272
2035 | SIWEM_PERC | Low Demand Growth+Expected Future Gas Supply+Increased Demand Response+Delayed Build | 39.0196 | 53.2909 | 79.1352
2026 | NZWEM_PERC | Low Demand Growth+Expected Future Gas Supply+Increased Demand Response+Delayed Build+Low Wind & Solar | 20.238 | 20.238 | 20.238
2027 | NZWEM_PERC | Low Demand Growth+Expected Future Gas Supply+Increased Demand Response+Delayed Build+Low Wind & Solar | 18.5195 | 18.6552 | 18.8162
2028 | NZWEM_PERC | Low Demand Growth+Expected Future Gas Supply+Increased Demand Response+Delayed Build+Low Wind & Solar | 19.1362 | 20.5233 | 20.8252
2029 | NZWEM_PERC | Low Demand Growth+Expected Future Gas Supply+Increased Demand Response+Delayed Build+Low Wind & Solar | 28.6151 | 31.3843 | 32.2444
2030 | NZWEM_PERC | Low Demand Growth+Expected Future Gas Supply+Increased Demand Response+Delayed Build+Low Wind & Solar | 26.854 | 35.7056 | 43.1878
2031 | NZWEM_PERC | Low Demand Growth+Expected Future Gas Supply+Increased Demand Response+Delayed Build+Low Wind & Solar | 23.7852 | 35.4814 | 43.9296
2032 | NZWEM_PERC | Low Demand Growth+Expected Future Gas Supply+Increased Demand Response+Delayed Build+Low Wind & Solar | 21.1331 | 33.2993 | 47.2267
2033 | NZWEM_PERC | Low Demand Growth+Expected Future Gas Supply+Increased Demand Response+Delayed Build+Low Wind & Solar | 19.0161 | 31.0897 | 50.5927
2034 | NZWEM_PERC | Low Demand Growth+Expected Future Gas Supply+Increased Demand Response+Delayed Build+Low Wind & Solar | 17.1198 | 29.3707 | 49.5756
2035 | NZWEM_PERC | Low Demand Growth+Expected Future Gas Supply+Increased Demand Response+Delayed Build+Low Wind & Solar | 15.0271 | 27.5321 | 48.9927
2026 | NIWCM | Low Demand Growth+Expected Future Gas Supply+Increased Demand Response+Delayed Build+Low Wind & Solar | 1053.1748 | 1053.1748 | 1053.1748
2027 | NIWCM | Low Demand Growth+Expected Future Gas Supply+Increased Demand Response+Delayed Build+Low Wind & Solar | 1318.5781 | 1320.448 | 1322.9205
2028 | NIWCM | Low Demand Growth+Expected Future Gas Supply+Increased Demand Response+Delayed Build+Low Wind & Solar | 1587.608 | 1602.2893 | 1606.8258
2029 | NIWCM | Low Demand Growth+Expected Future Gas Supply+Increased Demand Response+Delayed Build+Low Wind & Solar | 1628.2083 | 1738.4887 | 1752.081
2030 | NIWCM | Low Demand Growth+Expected Future Gas Supply+Increased Demand Response+Delayed Build+Low Wind & Solar | 1671.4537 | 2277.4653 | 2441.653
2031 | NIWCM | Low Demand Growth+Expected Future Gas Supply+Increased Demand Response+Delayed Build+Low Wind & Solar | 1575.8682 | 2421.8462 | 2643.1758
2032 | NIWCM | Low Demand Growth+Expected Future Gas Supply+Increased Demand Response+Delayed Build+Low Wind & Solar | 1458.3008 | 2348.6777 | 2715.5503
2033 | NIWCM | Low Demand Growth+Expected Future Gas Supply+Increased Demand Response+Delayed Build+Low Wind & Solar | 1422.433 | 2349.9272 | 2905.7634
2034 | NIWCM | Low Demand Growth+Expected Future Gas Supply+Increased Demand Response+Delayed Build+Low Wind & Solar | 1320.6897 | 2286.3664 | 2887.2468
2035 | NIWCM | Low Demand Growth+Expected Future Gas Supply+Increased Demand Response+Delayed Build+Low Wind & Solar | 1201.6419 | 2210.8556 | 2900.9893
2026 | SIWEM_PERC | Low Demand Growth+Expected Future Gas Supply+Increased Demand Response+Delayed Build+Low Wind & Solar | 51.8693 | 51.8693 | 51.8693
2027 | SIWEM_PERC | Low Demand Growth+Expected Future Gas Supply+Increased Demand Response+Delayed Build+Low Wind & Solar | 49.3662 | 49.7412 | 50.1862
2028 | SIWEM_PERC | Low Demand Growth+Expected Future Gas Supply+Increased Demand Response+Delayed Build+Low Wind & Solar | 50.9356 | 54.7585 | 55.044
2029 | SIWEM_PERC | Low Demand Growth+Expected Future Gas Supply+Increased Demand Response+Delayed Build+Low Wind & Solar | 51.5833 | 56.4476 | 56.4476
2030 | SIWEM_PERC | Low Demand Growth+Expected Future Gas Supply+Increased Demand Response+Delayed Build+Low Wind & Solar | 50.2289 | 62.3997 | 75.3551
2031 | SIWEM_PERC | Low Demand Growth+Expected Future Gas Supply+Increased Demand Response+Delayed Build+Low Wind & Solar | 47.0681 | 58.9748 | 73.5704
2032 | SIWEM_PERC | Low Demand Growth+Expected Future Gas Supply+Increased Demand Response+Delayed Build+Low Wind & Solar | 44.6298 | 58.1629 | 77.824
2033 | SIWEM_PERC | Low Demand Growth+Expected Future Gas Supply+Increased Demand Response+Delayed Build+Low Wind & Solar | 42.5323 | 55.8575 | 79.9883
2034 | SIWEM_PERC | Low Demand Growth+Expected Future Gas Supply+Increased Demand Response+Delayed Build+Low Wind & Solar | 40.5587 | 53.6858 | 77.458
2035 | SIWEM_PERC | Low Demand Growth+Expected Future Gas Supply+Increased Demand Response+Delayed Build+Low Wind & Solar | 38.0568 | 50.9362 | 74.2598
2026 | NZWEM_PERC | Low Demand Growth+Expected Future Gas Supply+Increased Demand Response+Delayed Build+Constrained Operational Capacity | 21.1983 | 21.1983 | 21.1983
2027 | NZWEM_PERC | Low Demand Growth+Expected Future Gas Supply+Increased Demand Response+Delayed Build+Constrained Operational Capacity | 19.5365 | 19.6868 | 19.8652
2028 | NZWEM_PERC | Low Demand Growth+Expected Future Gas Supply+Increased Demand Response+Delayed Build+Constrained Operational Capacity | 20.417 | 21.954 | 22.2886
2029 | NZWEM_PERC | Low Demand Growth+Expected Future Gas Supply+Increased Demand Response+Delayed Build+Constrained Operational Capacity | 30.0659 | 33.1344 | 34.0875
2030 | NZWEM_PERC | Low Demand Growth+Expected Future Gas Supply+Increased Demand Response+Delayed Build+Constrained Operational Capacity | 28.399 | 38.2072 | 46.498
2031 | NZWEM_PERC | Low Demand Growth+Expected Future Gas Supply+Increased Demand Response+Delayed Build+Constrained Operational Capacity | 25.2952 | 38.2555 | 47.6166
2032 | NZWEM_PERC | Low Demand Growth+Expected Future Gas Supply+Increased Demand Response+Delayed Build+Constrained Operational Capacity | 22.6173 | 36.0985 | 51.4868
2033 | NZWEM_PERC | Low Demand Growth+Expected Future Gas Supply+Increased Demand Response+Delayed Build+Constrained Operational Capacity | 20.4772 | 33.8453 | 55.4126
2034 | NZWEM_PERC | Low Demand Growth+Expected Future Gas Supply+Increased Demand Response+Delayed Build+Constrained Operational Capacity | 18.5569 | 32.1215 | 54.4244
2035 | NZWEM_PERC | Low Demand Growth+Expected Future Gas Supply+Increased Demand Response+Delayed Build+Constrained Operational Capacity | 16.433 | 30.2233 | 53.9195
2026 | NIWCM | Low Demand Growth+Expected Future Gas Supply+Increased Demand Response+Delayed Build+Constrained Operational Capacity | 531.3464 | 531.3464 | 531.3464
2027 | NIWCM | Low Demand Growth+Expected Future Gas Supply+Increased Demand Response+Delayed Build+Constrained Operational Capacity | 788.4602 | 788.4602 | 788.4602
2028 | NIWCM | Low Demand Growth+Expected Future Gas Supply+Increased Demand Response+Delayed Build+Constrained Operational Capacity | 1007.9357 | 1007.9357 | 1007.9357
2029 | NIWCM | Low Demand Growth+Expected Future Gas Supply+Increased Demand Response+Delayed Build+Constrained Operational Capacity | 1007.0493 | 1088.905 | 1088.905
2030 | NIWCM | Low Demand Growth+Expected Future Gas Supply+Increased Demand Response+Delayed Build+Constrained Operational Capacity | 1017.833 | 1519.3047 | 1630.7312
2031 | NIWCM | Low Demand Growth+Expected Future Gas Supply+Increased Demand Response+Delayed Build+Constrained Operational Capacity | 918.4455 | 1559.5832 | 1712.9602
2032 | NIWCM | Low Demand Growth+Expected Future Gas Supply+Increased Demand Response+Delayed Build+Constrained Operational Capacity | 800.9373 | 1491.0492 | 1697.0186
2033 | NIWCM | Low Demand Growth+Expected Future Gas Supply+Increased Demand Response+Delayed Build+Constrained Operational Capacity | 761.8618 | 1463.2532 | 1723.0593
2034 | NIWCM | Low Demand Growth+Expected Future Gas Supply+Increased Demand Response+Delayed Build+Constrained Operational Capacity | 654.4916 | 1364.5839 | 1645.144
2035 | NIWCM | Low Demand Growth+Expected Future Gas Supply+Increased Demand Response+Delayed Build+Constrained Operational Capacity | 532.4879 | 1274.0678 | 1565.4673
2026 | SIWEM_PERC | Low Demand Growth+Expected Future Gas Supply+Increased Demand Response+Delayed Build+Constrained Operational Capacity | 52.2203 | 52.2203 | 52.2203
2027 | SIWEM_PERC | Low Demand Growth+Expected Future Gas Supply+Increased Demand Response+Delayed Build+Constrained Operational Capacity | 52.1772 | 52.4844 | 52.4844
2028 | SIWEM_PERC | Low Demand Growth+Expected Future Gas Supply+Increased Demand Response+Delayed Build+Constrained Operational Capacity | 53.9965 | 56.0972 | 56.0972
2029 | SIWEM_PERC | Low Demand Growth+Expected Future Gas Supply+Increased Demand Response+Delayed Build+Constrained Operational Capacity | 52.4648 | 57.8548 | 57.8548
2030 | SIWEM_PERC | Low Demand Growth+Expected Future Gas Supply+Increased Demand Response+Delayed Build+Constrained Operational Capacity | 51.2814 | 64.7675 | 79.123
2031 | SIWEM_PERC | Low Demand Growth+Expected Future Gas Supply+Increased Demand Response+Delayed Build+Constrained Operational Capacity | 48.0977 | 61.2912 | 77.4643
2032 | SIWEM_PERC | Low Demand Growth+Expected Future Gas Supply+Increased Demand Response+Delayed Build+Constrained Operational Capacity | 45.6415 | 60.6371 | 82.4231
2033 | SIWEM_PERC | Low Demand Growth+Expected Future Gas Supply+Increased Demand Response+Delayed Build+Constrained Operational Capacity | 43.5283 | 58.2937 | 85.0325
2034 | SIWEM_PERC | Low Demand Growth+Expected Future Gas Supply+Increased Demand Response+Delayed Build+Constrained Operational Capacity | 41.54 | 56.0858 | 82.4272
2035 | SIWEM_PERC | Low Demand Growth+Expected Future Gas Supply+Increased Demand Response+Delayed Build+Constrained Operational Capacity | 39.0196 | 53.2909 | 79.1352
2026 | NZWEM_PERC | Low Demand Growth+Expected Future Gas Supply+Increased Demand Response+Delayed Build+Constrained Operational Capacity+Low Wind & Solar | 20.238 | 20.238 | 20.238
2027 | NZWEM_PERC | Low Demand Growth+Expected Future Gas Supply+Increased Demand Response+Delayed Build+Constrained Operational Capacity+Low Wind & Solar | 18.5195 | 18.6552 | 18.8162
2028 | NZWEM_PERC | Low Demand Growth+Expected Future Gas Supply+Increased Demand Response+Delayed Build+Constrained Operational Capacity+Low Wind & Solar | 19.1362 | 20.5233 | 20.8252
2029 | NZWEM_PERC | Low Demand Growth+Expected Future Gas Supply+Increased Demand Response+Delayed Build+Constrained Operational Capacity+Low Wind & Solar | 28.6151 | 31.3843 | 32.2444
2030 | NZWEM_PERC | Low Demand Growth+Expected Future Gas Supply+Increased Demand Response+Delayed Build+Constrained Operational Capacity+Low Wind & Solar | 26.854 | 35.7056 | 43.1878
2031 | NZWEM_PERC | Low Demand Growth+Expected Future Gas Supply+Increased Demand Response+Delayed Build+Constrained Operational Capacity+Low Wind & Solar | 23.7852 | 35.4814 | 43.9296
2032 | NZWEM_PERC | Low Demand Growth+Expected Future Gas Supply+Increased Demand Response+Delayed Build+Constrained Operational Capacity+Low Wind & Solar | 21.1331 | 33.2993 | 47.2267
2033 | NZWEM_PERC | Low Demand Growth+Expected Future Gas Supply+Increased Demand Response+Delayed Build+Constrained Operational Capacity+Low Wind & Solar | 19.0161 | 31.0897 | 50.5927
2034 | NZWEM_PERC | Low Demand Growth+Expected Future Gas Supply+Increased Demand Response+Delayed Build+Constrained Operational Capacity+Low Wind & Solar | 17.1198 | 29.3707 | 49.5756
2035 | NZWEM_PERC | Low Demand Growth+Expected Future Gas Supply+Increased Demand Response+Delayed Build+Constrained Operational Capacity+Low Wind & Solar | 15.0271 | 27.5321 | 48.9927
2026 | NIWCM | Low Demand Growth+Expected Future Gas Supply+Increased Demand Response+Delayed Build+Constrained Operational Capacity+Low Wind & Solar | 531.3464 | 531.3464 | 531.3464
2027 | NIWCM | Low Demand Growth+Expected Future Gas Supply+Increased Demand Response+Delayed Build+Constrained Operational Capacity+Low Wind & Solar | 788.4602 | 788.4602 | 788.4602
2028 | NIWCM | Low Demand Growth+Expected Future Gas Supply+Increased Demand Response+Delayed Build+Constrained Operational Capacity+Low Wind & Solar | 1007.9357 | 1007.9357 | 1007.9357
2029 | NIWCM | Low Demand Growth+Expected Future Gas Supply+Increased Demand Response+Delayed Build+Constrained Operational Capacity+Low Wind & Solar | 1007.0493 | 1088.905 | 1088.905
2030 | NIWCM | Low Demand Growth+Expected Future Gas Supply+Increased Demand Response+Delayed Build+Constrained Operational Capacity+Low Wind & Solar | 1017.833 | 1519.3047 | 1630.7312
2031 | NIWCM | Low Demand Growth+Expected Future Gas Supply+Increased Demand Response+Delayed Build+Constrained Operational Capacity+Low Wind & Solar | 918.4455 | 1559.5832 | 1712.9602
2032 | NIWCM | Low Demand Growth+Expected Future Gas Supply+Increased Demand Response+Delayed Build+Constrained Operational Capacity+Low Wind & Solar | 800.9373 | 1491.0492 | 1697.0186
2033 | NIWCM | Low Demand Growth+Expected Future Gas Supply+Increased Demand Response+Delayed Build+Constrained Operational Capacity+Low Wind & Solar | 761.8618 | 1463.2532 | 1723.0593
2034 | NIWCM | Low Demand Growth+Expected Future Gas Supply+Increased Demand Response+Delayed Build+Constrained Operational Capacity+Low Wind & Solar | 654.4916 | 1364.5839 | 1645.144
2035 | NIWCM | Low Demand Growth+Expected Future Gas Supply+Increased Demand Response+Delayed Build+Constrained Operational Capacity+Low Wind & Solar | 532.4879 | 1274.0678 | 1565.4673
2026 | SIWEM_PERC | Low Demand Growth+Expected Future Gas Supply+Increased Demand Response+Delayed Build+Constrained Operational Capacity+Low Wind & Solar | 51.8693 | 51.8693 | 51.8693
2027 | SIWEM_PERC | Low Demand Growth+Expected Future Gas Supply+Increased Demand Response+Delayed Build+Constrained Operational Capacity+Low Wind & Solar | 49.3662 | 49.7412 | 50.1862
2028 | SIWEM_PERC | Low Demand Growth+Expected Future Gas Supply+Increased Demand Response+Delayed Build+Constrained Operational Capacity+Low Wind & Solar | 50.9356 | 54.7585 | 55.044
2029 | SIWEM_PERC | Low Demand Growth+Expected Future Gas Supply+Increased Demand Response+Delayed Build+Constrained Operational Capacity+Low Wind & Solar | 51.5833 | 56.4476 | 56.4476
2030 | SIWEM_PERC | Low Demand Growth+Expected Future Gas Supply+Increased Demand Response+Delayed Build+Constrained Operational Capacity+Low Wind & Solar | 50.2289 | 62.3997 | 75.3551
2031 | SIWEM_PERC | Low Demand Growth+Expected Future Gas Supply+Increased Demand Response+Delayed Build+Constrained Operational Capacity+Low Wind & Solar | 47.0681 | 58.9748 | 73.5704
2032 | SIWEM_PERC | Low Demand Growth+Expected Future Gas Supply+Increased Demand Response+Delayed Build+Constrained Operational Capacity+Low Wind & Solar | 44.6298 | 58.1629 | 77.824
2033 | SIWEM_PERC | Low Demand Growth+Expected Future Gas Supply+Increased Demand Response+Delayed Build+Constrained Operational Capacity+Low Wind & Solar | 42.5323 | 55.8575 | 79.9883
2034 | SIWEM_PERC | Low Demand Growth+Expected Future Gas Supply+Increased Demand Response+Delayed Build+Constrained Operational Capacity+Low Wind & Solar | 40.5587 | 53.6858 | 77.458
2035 | SIWEM_PERC | Low Demand Growth+Expected Future Gas Supply+Increased Demand Response+Delayed Build+Constrained Operational Capacity+Low Wind & Solar | 38.0568 | 50.9362 | 74.2598
2026 | NZWEM_PERC | Low Demand Growth+Expected Future Gas Supply+Increased Demand Response+Delayed Build+Upgraded HVDC | 21.1983 | 21.1983 | 21.1983
2027 | NZWEM_PERC | Low Demand Growth+Expected Future Gas Supply+Increased Demand Response+Delayed Build+Upgraded HVDC | 19.5365 | 19.6868 | 19.8652
2028 | NZWEM_PERC | Low Demand Growth+Expected Future Gas Supply+Increased Demand Response+Delayed Build+Upgraded HVDC | 20.417 | 21.954 | 22.2886
2029 | NZWEM_PERC | Low Demand Growth+Expected Future Gas Supply+Increased Demand Response+Delayed Build+Upgraded HVDC | 30.0659 | 33.1344 | 34.0875
2030 | NZWEM_PERC | Low Demand Growth+Expected Future Gas Supply+Increased Demand Response+Delayed Build+Upgraded HVDC | 28.399 | 38.2072 | 46.498
2031 | NZWEM_PERC | Low Demand Growth+Expected Future Gas Supply+Increased Demand Response+Delayed Build+Upgraded HVDC | 25.2952 | 38.2555 | 47.6166
2032 | NZWEM_PERC | Low Demand Growth+Expected Future Gas Supply+Increased Demand Response+Delayed Build+Upgraded HVDC | 22.6173 | 36.0985 | 51.4868
2033 | NZWEM_PERC | Low Demand Growth+Expected Future Gas Supply+Increased Demand Response+Delayed Build+Upgraded HVDC | 20.4772 | 33.8453 | 55.4126
2034 | NZWEM_PERC | Low Demand Growth+Expected Future Gas Supply+Increased Demand Response+Delayed Build+Upgraded HVDC | 18.5569 | 32.1215 | 54.4244
2035 | NZWEM_PERC | Low Demand Growth+Expected Future Gas Supply+Increased Demand Response+Delayed Build+Upgraded HVDC | 16.433 | 30.2233 | 53.9195
2026 | NIWCM | Low Demand Growth+Expected Future Gas Supply+Increased Demand Response+Delayed Build+Upgraded HVDC | 1053.1748 | 1053.1748 | 1053.1748
2027 | NIWCM | Low Demand Growth+Expected Future Gas Supply+Increased Demand Response+Delayed Build+Upgraded HVDC | 1318.5781 | 1320.448 | 1322.9205
2028 | NIWCM | Low Demand Growth+Expected Future Gas Supply+Increased Demand Response+Delayed Build+Upgraded HVDC | 1587.608 | 1602.2893 | 1606.8258
2029 | NIWCM | Low Demand Growth+Expected Future Gas Supply+Increased Demand Response+Delayed Build+Upgraded HVDC | 1628.2083 | 1738.4887 | 1752.081
2030 | NIWCM | Low Demand Growth+Expected Future Gas Supply+Increased Demand Response+Delayed Build+Upgraded HVDC | 1671.4537 | 2277.4653 | 2441.653
2031 | NIWCM | Low Demand Growth+Expected Future Gas Supply+Increased Demand Response+Delayed Build+Upgraded HVDC | 1576.0383 | 2477.0017 | 2766.5671
2032 | NIWCM | Low Demand Growth+Expected Future Gas Supply+Increased Demand Response+Delayed Build+Upgraded HVDC | 1458.2529 | 2418.3013 | 2839.0502
2033 | NIWCM | Low Demand Growth+Expected Future Gas Supply+Increased Demand Response+Delayed Build+Upgraded HVDC | 1422.4456 | 2390.4206 | 3029.2633
2034 | NIWCM | Low Demand Growth+Expected Future Gas Supply+Increased Demand Response+Delayed Build+Upgraded HVDC | 1320.6871 | 2304.5939 | 3010.8374
2035 | NIWCM | Low Demand Growth+Expected Future Gas Supply+Increased Demand Response+Delayed Build+Upgraded HVDC | 1201.6425 | 2213.2637 | 3024.4518
2026 | SIWEM_PERC | Low Demand Growth+Expected Future Gas Supply+Increased Demand Response+Delayed Build+Upgraded HVDC | 52.2203 | 52.2203 | 52.2203
2027 | SIWEM_PERC | Low Demand Growth+Expected Future Gas Supply+Increased Demand Response+Delayed Build+Upgraded HVDC | 52.1772 | 52.5831 | 53.0322
2028 | SIWEM_PERC | Low Demand Growth+Expected Future Gas Supply+Increased Demand Response+Delayed Build+Upgraded HVDC | 54.4235 | 58.4688 | 59.3083
2029 | SIWEM_PERC | Low Demand Growth+Expected Future Gas Supply+Increased Demand Response+Delayed Build+Upgraded HVDC | 74.8696 | 80.2596 | 80.2596
2030 | SIWEM_PERC | Low Demand Growth+Expected Future Gas Supply+Increased Demand Response+Delayed Build+Upgraded HVDC | 73.2148 | 86.701 | 101.0565
2031 | SIWEM_PERC | Low Demand Growth+Expected Future Gas Supply+Increased Demand Response+Delayed Build+Upgraded HVDC | 65.8332 | 82.7489 | 98.922
2032 | SIWEM_PERC | Low Demand Growth+Expected Future Gas Supply+Increased Demand Response+Delayed Build+Upgraded HVDC | 58.908 | 81.7205 | 103.5064
2033 | SIWEM_PERC | Low Demand Growth+Expected Future Gas Supply+Increased Demand Response+Delayed Build+Upgraded HVDC | 53.3883 | 79.0532 | 105.7919
2034 | SIWEM_PERC | Low Demand Growth+Expected Future Gas Supply+Increased Demand Response+Delayed Build+Upgraded HVDC | 48.483 | 76.5367 | 102.8781
2035 | SIWEM_PERC | Low Demand Growth+Expected Future Gas Supply+Increased Demand Response+Delayed Build+Upgraded HVDC | 43.0477 | 73.3559 | 99.2001
2026 | NZWEM_PERC | Low Demand Growth+Expected Future Gas Supply+Increased Demand Response+Delayed Build+Upgraded HVDC+Low Wind & Solar | 20.238 | 20.238 | 20.238
2027 | NZWEM_PERC | Low Demand Growth+Expected Future Gas Supply+Increased Demand Response+Delayed Build+Upgraded HVDC+Low Wind & Solar | 18.5195 | 18.6552 | 18.8162
2028 | NZWEM_PERC | Low Demand Growth+Expected Future Gas Supply+Increased Demand Response+Delayed Build+Upgraded HVDC+Low Wind & Solar | 19.1362 | 20.5233 | 20.8252
2029 | NZWEM_PERC | Low Demand Growth+Expected Future Gas Supply+Increased Demand Response+Delayed Build+Upgraded HVDC+Low Wind & Solar | 28.6151 | 31.3843 | 32.2444
2030 | NZWEM_PERC | Low Demand Growth+Expected Future Gas Supply+Increased Demand Response+Delayed Build+Upgraded HVDC+Low Wind & Solar | 26.854 | 35.7056 | 43.1878
2031 | NZWEM_PERC | Low Demand Growth+Expected Future Gas Supply+Increased Demand Response+Delayed Build+Upgraded HVDC+Low Wind & Solar | 23.7852 | 35.4814 | 43.9296
2032 | NZWEM_PERC | Low Demand Growth+Expected Future Gas Supply+Increased Demand Response+Delayed Build+Upgraded HVDC+Low Wind & Solar | 21.1331 | 33.2993 | 47.2267
2033 | NZWEM_PERC | Low Demand Growth+Expected Future Gas Supply+Increased Demand Response+Delayed Build+Upgraded HVDC+Low Wind & Solar | 19.0161 | 31.0897 | 50.5927
2034 | NZWEM_PERC | Low Demand Growth+Expected Future Gas Supply+Increased Demand Response+Delayed Build+Upgraded HVDC+Low Wind & Solar | 17.1198 | 29.3707 | 49.5756
2035 | NZWEM_PERC | Low Demand Growth+Expected Future Gas Supply+Increased Demand Response+Delayed Build+Upgraded HVDC+Low Wind & Solar | 15.0271 | 27.5321 | 48.9927
2026 | NIWCM | Low Demand Growth+Expected Future Gas Supply+Increased Demand Response+Delayed Build+Upgraded HVDC+Low Wind & Solar | 1053.1748 | 1053.1748 | 1053.1748
2027 | NIWCM | Low Demand Growth+Expected Future Gas Supply+Increased Demand Response+Delayed Build+Upgraded HVDC+Low Wind & Solar | 1318.5781 | 1320.448 | 1322.9205
2028 | NIWCM | Low Demand Growth+Expected Future Gas Supply+Increased Demand Response+Delayed Build+Upgraded HVDC+Low Wind & Solar | 1587.608 | 1602.2893 | 1606.8258
2029 | NIWCM | Low Demand Growth+Expected Future Gas Supply+Increased Demand Response+Delayed Build+Upgraded HVDC+Low Wind & Solar | 1628.2083 | 1738.4887 | 1752.081
2030 | NIWCM | Low Demand Growth+Expected Future Gas Supply+Increased Demand Response+Delayed Build+Upgraded HVDC+Low Wind & Solar | 1671.4537 | 2277.4653 | 2441.653
2031 | NIWCM | Low Demand Growth+Expected Future Gas Supply+Increased Demand Response+Delayed Build+Upgraded HVDC+Low Wind & Solar | 1576.0383 | 2477.0017 | 2766.5671
2032 | NIWCM | Low Demand Growth+Expected Future Gas Supply+Increased Demand Response+Delayed Build+Upgraded HVDC+Low Wind & Solar | 1458.2529 | 2418.3013 | 2839.0502
2033 | NIWCM | Low Demand Growth+Expected Future Gas Supply+Increased Demand Response+Delayed Build+Upgraded HVDC+Low Wind & Solar | 1422.4456 | 2390.4206 | 3029.2633
2034 | NIWCM | Low Demand Growth+Expected Future Gas Supply+Increased Demand Response+Delayed Build+Upgraded HVDC+Low Wind & Solar | 1320.6871 | 2304.5939 | 3010.8374
2035 | NIWCM | Low Demand Growth+Expected Future Gas Supply+Increased Demand Response+Delayed Build+Upgraded HVDC+Low Wind & Solar | 1201.6425 | 2213.2637 | 3024.4518
2026 | SIWEM_PERC | Low Demand Growth+Expected Future Gas Supply+Increased Demand Response+Delayed Build+Upgraded HVDC+Low Wind & Solar | 51.8693 | 51.8693 | 51.8693
2027 | SIWEM_PERC | Low Demand Growth+Expected Future Gas Supply+Increased Demand Response+Delayed Build+Upgraded HVDC+Low Wind & Solar | 49.3662 | 49.7412 | 50.1862
2028 | SIWEM_PERC | Low Demand Growth+Expected Future Gas Supply+Increased Demand Response+Delayed Build+Upgraded HVDC+Low Wind & Solar | 50.9356 | 54.7585 | 55.5417
2029 | SIWEM_PERC | Low Demand Growth+Expected Future Gas Supply+Increased Demand Response+Delayed Build+Upgraded HVDC+Low Wind & Solar | 73.9881 | 78.8524 | 78.8524
2030 | SIWEM_PERC | Low Demand Growth+Expected Future Gas Supply+Increased Demand Response+Delayed Build+Upgraded HVDC+Low Wind & Solar | 69.8555 | 84.3332 | 97.2886
2031 | SIWEM_PERC | Low Demand Growth+Expected Future Gas Supply+Increased Demand Response+Delayed Build+Upgraded HVDC+Low Wind & Solar | 61.9719 | 80.4325 | 95.0281
2032 | SIWEM_PERC | Low Demand Growth+Expected Future Gas Supply+Increased Demand Response+Delayed Build+Upgraded HVDC+Low Wind & Solar | 55.1141 | 79.2462 | 98.9073
2033 | SIWEM_PERC | Low Demand Growth+Expected Future Gas Supply+Increased Demand Response+Delayed Build+Upgraded HVDC+Low Wind & Solar | 49.6527 | 76.6169 | 100.7478
2034 | SIWEM_PERC | Low Demand Growth+Expected Future Gas Supply+Increased Demand Response+Delayed Build+Upgraded HVDC+Low Wind & Solar | 44.8029 | 74.1367 | 97.9089
2035 | SIWEM_PERC | Low Demand Growth+Expected Future Gas Supply+Increased Demand Response+Delayed Build+Upgraded HVDC+Low Wind & Solar | 39.4371 | 71.0012 | 94.3247
2026 | NZWEM_PERC | Low Demand Growth+Expected Future Gas Supply+Increased Demand Response+Delayed Build+Upgraded HVDC+Constrained Operational Capacity | 21.1983 | 21.1983 | 21.1983
2027 | NZWEM_PERC | Low Demand Growth+Expected Future Gas Supply+Increased Demand Response+Delayed Build+Upgraded HVDC+Constrained Operational Capacity | 19.5365 | 19.6868 | 19.8652
2028 | NZWEM_PERC | Low Demand Growth+Expected Future Gas Supply+Increased Demand Response+Delayed Build+Upgraded HVDC+Constrained Operational Capacity | 20.417 | 21.954 | 22.2886
2029 | NZWEM_PERC | Low Demand Growth+Expected Future Gas Supply+Increased Demand Response+Delayed Build+Upgraded HVDC+Constrained Operational Capacity | 30.0659 | 33.1344 | 34.0875
2030 | NZWEM_PERC | Low Demand Growth+Expected Future Gas Supply+Increased Demand Response+Delayed Build+Upgraded HVDC+Constrained Operational Capacity | 28.399 | 38.2072 | 46.498
2031 | NZWEM_PERC | Low Demand Growth+Expected Future Gas Supply+Increased Demand Response+Delayed Build+Upgraded HVDC+Constrained Operational Capacity | 25.2952 | 38.2555 | 47.6166
2032 | NZWEM_PERC | Low Demand Growth+Expected Future Gas Supply+Increased Demand Response+Delayed Build+Upgraded HVDC+Constrained Operational Capacity | 22.6173 | 36.0985 | 51.4868
2033 | NZWEM_PERC | Low Demand Growth+Expected Future Gas Supply+Increased Demand Response+Delayed Build+Upgraded HVDC+Constrained Operational Capacity | 20.4772 | 33.8453 | 55.4126
2034 | NZWEM_PERC | Low Demand Growth+Expected Future Gas Supply+Increased Demand Response+Delayed Build+Upgraded HVDC+Constrained Operational Capacity | 18.5569 | 32.1215 | 54.4244
2035 | NZWEM_PERC | Low Demand Growth+Expected Future Gas Supply+Increased Demand Response+Delayed Build+Upgraded HVDC+Constrained Operational Capacity | 16.433 | 30.2233 | 53.9195
2026 | NIWCM | Low Demand Growth+Expected Future Gas Supply+Increased Demand Response+Delayed Build+Upgraded HVDC+Constrained Operational Capacity | 531.3464 | 531.3464 | 531.3464
2027 | NIWCM | Low Demand Growth+Expected Future Gas Supply+Increased Demand Response+Delayed Build+Upgraded HVDC+Constrained Operational Capacity | 788.4602 | 788.4602 | 788.4602
2028 | NIWCM | Low Demand Growth+Expected Future Gas Supply+Increased Demand Response+Delayed Build+Upgraded HVDC+Constrained Operational Capacity | 1007.9357 | 1007.9357 | 1007.9357
2029 | NIWCM | Low Demand Growth+Expected Future Gas Supply+Increased Demand Response+Delayed Build+Upgraded HVDC+Constrained Operational Capacity | 1007.0493 | 1088.905 | 1088.905
2030 | NIWCM | Low Demand Growth+Expected Future Gas Supply+Increased Demand Response+Delayed Build+Upgraded HVDC+Constrained Operational Capacity | 1017.833 | 1519.3047 | 1630.7312
2031 | NIWCM | Low Demand Growth+Expected Future Gas Supply+Increased Demand Response+Delayed Build+Upgraded HVDC+Constrained Operational Capacity | 918.4584 | 1559.5385 | 1713.0596
2032 | NIWCM | Low Demand Growth+Expected Future Gas Supply+Increased Demand Response+Delayed Build+Upgraded HVDC+Constrained Operational Capacity | 800.934 | 1491.0375 | 1697.1678
2033 | NIWCM | Low Demand Growth+Expected Future Gas Supply+Increased Demand Response+Delayed Build+Upgraded HVDC+Constrained Operational Capacity | 761.8627 | 1463.2545 | 1723.2087
2034 | NIWCM | Low Demand Growth+Expected Future Gas Supply+Increased Demand Response+Delayed Build+Upgraded HVDC+Constrained Operational Capacity | 654.4914 | 1364.5863 | 1645.0968
2035 | NIWCM | Low Demand Growth+Expected Future Gas Supply+Increased Demand Response+Delayed Build+Upgraded HVDC+Constrained Operational Capacity | 532.488 | 1274.0666 | 1565.4803
2026 | SIWEM_PERC | Low Demand Growth+Expected Future Gas Supply+Increased Demand Response+Delayed Build+Upgraded HVDC+Constrained Operational Capacity | 52.2203 | 52.2203 | 52.2203
2027 | SIWEM_PERC | Low Demand Growth+Expected Future Gas Supply+Increased Demand Response+Delayed Build+Upgraded HVDC+Constrained Operational Capacity | 52.1772 | 52.5831 | 53.0322
2028 | SIWEM_PERC | Low Demand Growth+Expected Future Gas Supply+Increased Demand Response+Delayed Build+Upgraded HVDC+Constrained Operational Capacity | 54.4235 | 58.4688 | 59.3083
2029 | SIWEM_PERC | Low Demand Growth+Expected Future Gas Supply+Increased Demand Response+Delayed Build+Upgraded HVDC+Constrained Operational Capacity | 74.8696 | 80.2596 | 80.2596
2030 | SIWEM_PERC | Low Demand Growth+Expected Future Gas Supply+Increased Demand Response+Delayed Build+Upgraded HVDC+Constrained Operational Capacity | 73.2148 | 86.701 | 101.0565
2031 | SIWEM_PERC | Low Demand Growth+Expected Future Gas Supply+Increased Demand Response+Delayed Build+Upgraded HVDC+Constrained Operational Capacity | 65.8332 | 82.7489 | 98.922
2032 | SIWEM_PERC | Low Demand Growth+Expected Future Gas Supply+Increased Demand Response+Delayed Build+Upgraded HVDC+Constrained Operational Capacity | 58.908 | 81.7205 | 103.5064
2033 | SIWEM_PERC | Low Demand Growth+Expected Future Gas Supply+Increased Demand Response+Delayed Build+Upgraded HVDC+Constrained Operational Capacity | 53.3883 | 79.0532 | 105.7919
2034 | SIWEM_PERC | Low Demand Growth+Expected Future Gas Supply+Increased Demand Response+Delayed Build+Upgraded HVDC+Constrained Operational Capacity | 48.483 | 76.5367 | 102.8781
2035 | SIWEM_PERC | Low Demand Growth+Expected Future Gas Supply+Increased Demand Response+Delayed Build+Upgraded HVDC+Constrained Operational Capacity | 43.0477 | 73.3559 | 99.2001
2026 | NZWEM_PERC | Low Demand Growth+Expected Future Gas Supply+Increased Demand Response+Delayed Build+Upgraded HVDC+Constrained Operational Capacity+Low Wind & Solar | 20.238 | 20.238 | 20.238
2027 | NZWEM_PERC | Low Demand Growth+Expected Future Gas Supply+Increased Demand Response+Delayed Build+Upgraded HVDC+Constrained Operational Capacity+Low Wind & Solar | 18.5195 | 18.6552 | 18.8162
2028 | NZWEM_PERC | Low Demand Growth+Expected Future Gas Supply+Increased Demand Response+Delayed Build+Upgraded HVDC+Constrained Operational Capacity+Low Wind & Solar | 19.1362 | 20.5233 | 20.8252
2029 | NZWEM_PERC | Low Demand Growth+Expected Future Gas Supply+Increased Demand Response+Delayed Build+Upgraded HVDC+Constrained Operational Capacity+Low Wind & Solar | 28.6151 | 31.3843 | 32.2444
2030 | NZWEM_PERC | Low Demand Growth+Expected Future Gas Supply+Increased Demand Response+Delayed Build+Upgraded HVDC+Constrained Operational Capacity+Low Wind & Solar | 26.854 | 35.7056 | 43.1878
2031 | NZWEM_PERC | Low Demand Growth+Expected Future Gas Supply+Increased Demand Response+Delayed Build+Upgraded HVDC+Constrained Operational Capacity+Low Wind & Solar | 23.7852 | 35.4814 | 43.9296
2032 | NZWEM_PERC | Low Demand Growth+Expected Future Gas Supply+Increased Demand Response+Delayed Build+Upgraded HVDC+Constrained Operational Capacity+Low Wind & Solar | 21.1331 | 33.2993 | 47.2267
2033 | NZWEM_PERC | Low Demand Growth+Expected Future Gas Supply+Increased Demand Response+Delayed Build+Upgraded HVDC+Constrained Operational Capacity+Low Wind & Solar | 19.0161 | 31.0897 | 50.5927
2034 | NZWEM_PERC | Low Demand Growth+Expected Future Gas Supply+Increased Demand Response+Delayed Build+Upgraded HVDC+Constrained Operational Capacity+Low Wind & Solar | 17.1198 | 29.3707 | 49.5756
2035 | NZWEM_PERC | Low Demand Growth+Expected Future Gas Supply+Increased Demand Response+Delayed Build+Upgraded HVDC+Constrained Operational Capacity+Low Wind & Solar | 15.0271 | 27.5321 | 48.9927
2026 | NIWCM | Low Demand Growth+Expected Future Gas Supply+Increased Demand Response+Delayed Build+Upgraded HVDC+Constrained Operational Capacity+Low Wind & Solar | 531.3464 | 531.3464 | 531.3464
2027 | NIWCM | Low Demand Growth+Expected Future Gas Supply+Increased Demand Response+Delayed Build+Upgraded HVDC+Constrained Operational Capacity+Low Wind & Solar | 788.4602 | 788.4602 | 788.4602
2028 | NIWCM | Low Demand Growth+Expected Future Gas Supply+Increased Demand Response+Delayed Build+Upgraded HVDC+Constrained Operational Capacity+Low Wind & Solar | 1007.9357 | 1007.9357 | 1007.9357
2029 | NIWCM | Low Demand Growth+Expected Future Gas Supply+Increased Demand Response+Delayed Build+Upgraded HVDC+Constrained Operational Capacity+Low Wind & Solar | 1007.0493 | 1088.905 | 1088.905
2030 | NIWCM | Low Demand Growth+Expected Future Gas Supply+Increased Demand Response+Delayed Build+Upgraded HVDC+Constrained Operational Capacity+Low Wind & Solar | 1017.833 | 1519.3047 | 1630.7312
2031 | NIWCM | Low Demand Growth+Expected Future Gas Supply+Increased Demand Response+Delayed Build+Upgraded HVDC+Constrained Operational Capacity+Low Wind & Solar | 918.4584 | 1559.5385 | 1713.0596
2032 | NIWCM | Low Demand Growth+Expected Future Gas Supply+Increased Demand Response+Delayed Build+Upgraded HVDC+Constrained Operational Capacity+Low Wind & Solar | 800.934 | 1491.0375 | 1697.1678
2033 | NIWCM | Low Demand Growth+Expected Future Gas Supply+Increased Demand Response+Delayed Build+Upgraded HVDC+Constrained Operational Capacity+Low Wind & Solar | 761.8627 | 1463.2545 | 1723.2087
2034 | NIWCM | Low Demand Growth+Expected Future Gas Supply+Increased Demand Response+Delayed Build+Upgraded HVDC+Constrained Operational Capacity+Low Wind & Solar | 654.4914 | 1364.5863 | 1645.0968
2035 | NIWCM | Low Demand Growth+Expected Future Gas Supply+Increased Demand Response+Delayed Build+Upgraded HVDC+Constrained Operational Capacity+Low Wind & Solar | 532.488 | 1274.0666 | 1565.4803
2026 | SIWEM_PERC | Low Demand Growth+Expected Future Gas Supply+Increased Demand Response+Delayed Build+Upgraded HVDC+Constrained Operational Capacity+Low Wind & Solar | 51.8693 | 51.8693 | 51.8693
2027 | SIWEM_PERC | Low Demand Growth+Expected Future Gas Supply+Increased Demand Response+Delayed Build+Upgraded HVDC+Constrained Operational Capacity+Low Wind & Solar | 49.3662 | 49.7412 | 50.1862
2028 | SIWEM_PERC | Low Demand Growth+Expected Future Gas Supply+Increased Demand Response+Delayed Build+Upgraded HVDC+Constrained Operational Capacity+Low Wind & Solar | 50.9356 | 54.7585 | 55.5417
2029 | SIWEM_PERC | Low Demand Growth+Expected Future Gas Supply+Increased Demand Response+Delayed Build+Upgraded HVDC+Constrained Operational Capacity+Low Wind & Solar | 73.9881 | 78.8524 | 78.8524
2030 | SIWEM_PERC | Low Demand Growth+Expected Future Gas Supply+Increased Demand Response+Delayed Build+Upgraded HVDC+Constrained Operational Capacity+Low Wind & Solar | 69.8555 | 84.3332 | 97.2886
2031 | SIWEM_PERC | Low Demand Growth+Expected Future Gas Supply+Increased Demand Response+Delayed Build+Upgraded HVDC+Constrained Operational Capacity+Low Wind & Solar | 61.9719 | 80.4325 | 95.0281
2032 | SIWEM_PERC | Low Demand Growth+Expected Future Gas Supply+Increased Demand Response+Delayed Build+Upgraded HVDC+Constrained Operational Capacity+Low Wind & Solar | 55.1141 | 79.2462 | 98.9073
2033 | SIWEM_PERC | Low Demand Growth+Expected Future Gas Supply+Increased Demand Response+Delayed Build+Upgraded HVDC+Constrained Operational Capacity+Low Wind & Solar | 49.6527 | 76.6169 | 100.7478
2034 | SIWEM_PERC | Low Demand Growth+Expected Future Gas Supply+Increased Demand Response+Delayed Build+Upgraded HVDC+Constrained Operational Capacity+Low Wind & Solar | 44.8029 | 74.1367 | 97.9089
2035 | SIWEM_PERC | Low Demand Growth+Expected Future Gas Supply+Increased Demand Response+Delayed Build+Upgraded HVDC+Constrained Operational Capacity+Low Wind & Solar | 39.4371 | 71.0012 | 94.3247
2026 | NZWEM_PERC | Low Demand Growth+Expected Future Gas Supply+Increased Demand Response+Reduced Rankine Availability | 21.707 | 21.7671 | 21.7671
2027 | NZWEM_PERC | Low Demand Growth+Expected Future Gas Supply+Increased Demand Response+Reduced Rankine Availability | 18.6904 | 20.6443 | 20.9821
2028 | NZWEM_PERC | Low Demand Growth+Expected Future Gas Supply+Increased Demand Response+Reduced Rankine Availability | 16.2717 | 24.9088 | 29.6993
2029 | NZWEM_PERC | Low Demand Growth+Expected Future Gas Supply+Increased Demand Response+Reduced Rankine Availability | 22.8021 | 35.1164 | 44.8595
2030 | NZWEM_PERC | Low Demand Growth+Expected Future Gas Supply+Increased Demand Response+Reduced Rankine Availability | 20.0413 | 34.6449 | 50.6627
2031 | NZWEM_PERC | Low Demand Growth+Expected Future Gas Supply+Increased Demand Response+Reduced Rankine Availability | 17.1269 | 31.4996 | 53.7874
2032 | NZWEM_PERC | Low Demand Growth+Expected Future Gas Supply+Increased Demand Response+Reduced Rankine Availability | 14.5881 | 29.1463 | 52.1809
2033 | NZWEM_PERC | Low Demand Growth+Expected Future Gas Supply+Increased Demand Response+Reduced Rankine Availability | 12.5729 | 26.9046 | 51.5311
2034 | NZWEM_PERC | Low Demand Growth+Expected Future Gas Supply+Increased Demand Response+Reduced Rankine Availability | 10.7828 | 25.3541 | 49.5752
2035 | NZWEM_PERC | Low Demand Growth+Expected Future Gas Supply+Increased Demand Response+Reduced Rankine Availability | 8.8274 | 23.1876 | 46.8838
2026 | NIWCM | Low Demand Growth+Expected Future Gas Supply+Increased Demand Response+Reduced Rankine Availability | 1312.2106 | 1313.0104 | 1313.0104
2027 | NIWCM | Low Demand Growth+Expected Future Gas Supply+Increased Demand Response+Reduced Rankine Availability | 1459.6952 | 1480.091 | 1484.6275
2028 | NIWCM | Low Demand Growth+Expected Future Gas Supply+Increased Demand Response+Reduced Rankine Availability | 1596.1139 | 2135.685 | 2166.8445
2029 | NIWCM | Low Demand Growth+Expected Future Gas Supply+Increased Demand Response+Reduced Rankine Availability | 1592.1577 | 2360.8998 | 2562.5481
2030 | NIWCM | Low Demand Growth+Expected Future Gas Supply+Increased Demand Response+Reduced Rankine Availability | 1496.8302 | 2348.9441 | 2696.5802
2031 | NIWCM | Low Demand Growth+Expected Future Gas Supply+Increased Demand Response+Reduced Rankine Availability | 1418.4067 | 2311.4346 | 2851.006
2032 | NIWCM | Low Demand Growth+Expected Future Gas Supply+Increased Demand Response+Reduced Rankine Availability | 1300.8393 | 2244.5854 | 2823.7605
2033 | NIWCM | Low Demand Growth+Expected Future Gas Supply+Increased Demand Response+Reduced Rankine Availability | 1192.033 | 2164.5664 | 2819.8051
2034 | NIWCM | Low Demand Growth+Expected Future Gas Supply+Increased Demand Response+Reduced Rankine Availability | 1090.2897 | 2126.0556 | 2871.365
2035 | NIWCM | Low Demand Growth+Expected Future Gas Supply+Increased Demand Response+Reduced Rankine Availability | 971.2419 | 2032.7876 | 2800.1503
2026 | SIWEM_PERC | Low Demand Growth+Expected Future Gas Supply+Increased Demand Response+Reduced Rankine Availability | 57.443 | 57.443 | 57.443
2027 | SIWEM_PERC | Low Demand Growth+Expected Future Gas Supply+Increased Demand Response+Reduced Rankine Availability | 49.8386 | 55.2394 | 56.173
2028 | SIWEM_PERC | Low Demand Growth+Expected Future Gas Supply+Increased Demand Response+Reduced Rankine Availability | 43.041 | 66.8448 | 78.2728
2029 | SIWEM_PERC | Low Demand Growth+Expected Future Gas Supply+Increased Demand Response+Reduced Rankine Availability | 54.4486 | 68.2245 | 85.1114
2030 | SIWEM_PERC | Low Demand Growth+Expected Future Gas Supply+Increased Demand Response+Reduced Rankine Availability | 51.2814 | 66.8817 | 89.5461
2031 | SIWEM_PERC | Low Demand Growth+Expected Future Gas Supply+Increased Demand Response+Reduced Rankine Availability | 45.1825 | 63.3596 | 90.9977
2032 | SIWEM_PERC | Low Demand Growth+Expected Future Gas Supply+Increased Demand Response+Reduced Rankine Availability | 38.2095 | 60.6371 | 87.7931
2033 | SIWEM_PERC | Low Demand Growth+Expected Future Gas Supply+Increased Demand Response+Reduced Rankine Availability | 32.6934 | 58.2937 | 85.0325
2034 | SIWEM_PERC | Low Demand Growth+Expected Future Gas Supply+Increased Demand Response+Reduced Rankine Availability | 27.8239 | 56.0858 | 82.4272
2035 | SIWEM_PERC | Low Demand Growth+Expected Future Gas Supply+Increased Demand Response+Reduced Rankine Availability | 22.5053 | 53.2909 | 79.1352
2026 | NZWEM_PERC | Low Demand Growth+Expected Future Gas Supply+Increased Demand Response+Reduced Rankine Availability+Low Wind & Solar | 20.4447 | 20.499 | 20.499
2027 | NZWEM_PERC | Low Demand Growth+Expected Future Gas Supply+Increased Demand Response+Reduced Rankine Availability+Low Wind & Solar | 17.2576 | 19.0209 | 19.3257
2028 | NZWEM_PERC | Low Demand Growth+Expected Future Gas Supply+Increased Demand Response+Reduced Rankine Availability+Low Wind & Solar | 14.7306 | 22.5253 | 26.8485
2029 | NZWEM_PERC | Low Demand Growth+Expected Future Gas Supply+Increased Demand Response+Reduced Rankine Availability+Low Wind & Solar | 21.2306 | 32.3438 | 41.1366
2030 | NZWEM_PERC | Low Demand Growth+Expected Future Gas Supply+Increased Demand Response+Reduced Rankine Availability+Low Wind & Solar | 18.4964 | 31.7312 | 46.2283
2031 | NZWEM_PERC | Low Demand Growth+Expected Future Gas Supply+Increased Demand Response+Reduced Rankine Availability+Low Wind & Solar | 15.6169 | 28.652 | 48.8066
2032 | NZWEM_PERC | Low Demand Growth+Expected Future Gas Supply+Increased Demand Response+Reduced Rankine Availability+Low Wind & Solar | 13.1039 | 26.3052 | 47.173
2033 | NZWEM_PERC | Low Demand Growth+Expected Future Gas Supply+Increased Demand Response+Reduced Rankine Availability+Low Wind & Solar | 11.1118 | 24.1077 | 46.4109
2034 | NZWEM_PERC | Low Demand Growth+Expected Future Gas Supply+Increased Demand Response+Reduced Rankine Availability+Low Wind & Solar | 9.3457 | 22.6033 | 44.5393
2035 | NZWEM_PERC | Low Demand Growth+Expected Future Gas Supply+Increased Demand Response+Reduced Rankine Availability+Low Wind & Solar | 7.4214 | 20.4964 | 41.957
2026 | NIWCM | Low Demand Growth+Expected Future Gas Supply+Increased Demand Response+Reduced Rankine Availability+Low Wind & Solar | 1312.2106 | 1313.0104 | 1313.0104
2027 | NIWCM | Low Demand Growth+Expected Future Gas Supply+Increased Demand Response+Reduced Rankine Availability+Low Wind & Solar | 1459.6952 | 1480.091 | 1484.6275
2028 | NIWCM | Low Demand Growth+Expected Future Gas Supply+Increased Demand Response+Reduced Rankine Availability+Low Wind & Solar | 1596.1139 | 2135.685 | 2166.8445
2029 | NIWCM | Low Demand Growth+Expected Future Gas Supply+Increased Demand Response+Reduced Rankine Availability+Low Wind & Solar | 1592.1577 | 2360.8998 | 2562.5481
2030 | NIWCM | Low Demand Growth+Expected Future Gas Supply+Increased Demand Response+Reduced Rankine Availability+Low Wind & Solar | 1496.8302 | 2348.9441 | 2696.5802
2031 | NIWCM | Low Demand Growth+Expected Future Gas Supply+Increased Demand Response+Reduced Rankine Availability+Low Wind & Solar | 1418.4067 | 2311.4346 | 2851.006
2032 | NIWCM | Low Demand Growth+Expected Future Gas Supply+Increased Demand Response+Reduced Rankine Availability+Low Wind & Solar | 1300.8393 | 2244.5854 | 2823.7605
2033 | NIWCM | Low Demand Growth+Expected Future Gas Supply+Increased Demand Response+Reduced Rankine Availability+Low Wind & Solar | 1192.033 | 2164.5664 | 2819.8051
2034 | NIWCM | Low Demand Growth+Expected Future Gas Supply+Increased Demand Response+Reduced Rankine Availability+Low Wind & Solar | 1090.2897 | 2126.0556 | 2871.365
2035 | NIWCM | Low Demand Growth+Expected Future Gas Supply+Increased Demand Response+Reduced Rankine Availability+Low Wind & Solar | 971.2419 | 2032.7876 | 2800.1503
2026 | SIWEM_PERC | Low Demand Growth+Expected Future Gas Supply+Increased Demand Response+Reduced Rankine Availability+Low Wind & Solar | 54.9387 | 55.0894 | 55.0894
2027 | SIWEM_PERC | Low Demand Growth+Expected Future Gas Supply+Increased Demand Response+Reduced Rankine Availability+Low Wind & Solar | 45.878 | 50.752 | 51.5946
2028 | SIWEM_PERC | Low Demand Growth+Expected Future Gas Supply+Increased Demand Response+Reduced Rankine Availability+Low Wind & Solar | 38.7938 | 60.2759 | 72.1906
2029 | SIWEM_PERC | Low Demand Growth+Expected Future Gas Supply+Increased Demand Response+Reduced Rankine Availability+Low Wind & Solar | 53.3736 | 65.8059 | 81.0457
2030 | SIWEM_PERC | Low Demand Growth+Expected Future Gas Supply+Increased Demand Response+Reduced Rankine Availability+Low Wind & Solar | 48.894 | 64.3077 | 84.7616
2031 | SIWEM_PERC | Low Demand Growth+Expected Future Gas Supply+Increased Demand Response+Reduced Rankine Availability+Low Wind & Solar | 41.0434 | 60.8414 | 85.7839
2032 | SIWEM_PERC | Low Demand Growth+Expected Future Gas Supply+Increased Demand Response+Reduced Rankine Availability+Low Wind & Solar | 34.1426 | 58.1629 | 82.6702
2033 | SIWEM_PERC | Low Demand Growth+Expected Future Gas Supply+Increased Demand Response+Reduced Rankine Availability+Low Wind & Solar | 28.689 | 55.8575 | 79.9883
2034 | SIWEM_PERC | Low Demand Growth+Expected Future Gas Supply+Increased Demand Response+Reduced Rankine Availability+Low Wind & Solar | 23.879 | 53.6858 | 77.458
2035 | SIWEM_PERC | Low Demand Growth+Expected Future Gas Supply+Increased Demand Response+Reduced Rankine Availability+Low Wind & Solar | 18.6349 | 50.9362 | 74.2598
2026 | NZWEM_PERC | Low Demand Growth+Expected Future Gas Supply+Increased Demand Response+Reduced Rankine Availability+Constrained Operational Capacity | 21.707 | 21.7671 | 21.7671
2027 | NZWEM_PERC | Low Demand Growth+Expected Future Gas Supply+Increased Demand Response+Reduced Rankine Availability+Constrained Operational Capacity | 18.6904 | 20.6443 | 20.9821
2028 | NZWEM_PERC | Low Demand Growth+Expected Future Gas Supply+Increased Demand Response+Reduced Rankine Availability+Constrained Operational Capacity | 16.2717 | 24.9088 | 29.6993
2029 | NZWEM_PERC | Low Demand Growth+Expected Future Gas Supply+Increased Demand Response+Reduced Rankine Availability+Constrained Operational Capacity | 22.8021 | 35.1164 | 44.8595
2030 | NZWEM_PERC | Low Demand Growth+Expected Future Gas Supply+Increased Demand Response+Reduced Rankine Availability+Constrained Operational Capacity | 20.0413 | 34.6449 | 50.6627
2031 | NZWEM_PERC | Low Demand Growth+Expected Future Gas Supply+Increased Demand Response+Reduced Rankine Availability+Constrained Operational Capacity | 17.1269 | 31.4996 | 53.7874
2032 | NZWEM_PERC | Low Demand Growth+Expected Future Gas Supply+Increased Demand Response+Reduced Rankine Availability+Constrained Operational Capacity | 14.5881 | 29.1463 | 52.1809
2033 | NZWEM_PERC | Low Demand Growth+Expected Future Gas Supply+Increased Demand Response+Reduced Rankine Availability+Constrained Operational Capacity | 12.5729 | 26.9046 | 51.5311
2034 | NZWEM_PERC | Low Demand Growth+Expected Future Gas Supply+Increased Demand Response+Reduced Rankine Availability+Constrained Operational Capacity | 10.7828 | 25.3541 | 49.5752
2035 | NZWEM_PERC | Low Demand Growth+Expected Future Gas Supply+Increased Demand Response+Reduced Rankine Availability+Constrained Operational Capacity | 8.8274 | 23.1876 | 46.8838
2026 | NIWCM | Low Demand Growth+Expected Future Gas Supply+Increased Demand Response+Reduced Rankine Availability+Constrained Operational Capacity | 755.6807 | 755.6807 | 755.6807
2027 | NIWCM | Low Demand Growth+Expected Future Gas Supply+Increased Demand Response+Reduced Rankine Availability+Constrained Operational Capacity | 871.2718 | 874.7761 | 874.7761
2028 | NIWCM | Low Demand Growth+Expected Future Gas Supply+Increased Demand Response+Reduced Rankine Availability+Constrained Operational Capacity | 986.508 | 1460.1905 | 1463.7607
2029 | NIWCM | Low Demand Growth+Expected Future Gas Supply+Increased Demand Response+Reduced Rankine Availability+Constrained Operational Capacity | 955.9719 | 1591.4682 | 1737.4933
2030 | NIWCM | Low Demand Growth+Expected Future Gas Supply+Increased Demand Response+Reduced Rankine Availability+Constrained Operational Capacity | 843.2095 | 1554.2908 | 1747.6043
2031 | NIWCM | Low Demand Growth+Expected Future Gas Supply+Increased Demand Response+Reduced Rankine Availability+Constrained Operational Capacity | 760.984 | 1486.4999 | 1737.7327
2032 | NIWCM | Low Demand Growth+Expected Future Gas Supply+Increased Demand Response+Reduced Rankine Availability+Constrained Operational Capacity | 643.4758 | 1372.3769 | 1652.0463
2033 | NIWCM | Low Demand Growth+Expected Future Gas Supply+Increased Demand Response+Reduced Rankine Availability+Constrained Operational Capacity | 531.4618 | 1263.3124 | 1554.571
2034 | NIWCM | Low Demand Growth+Expected Future Gas Supply+Increased Demand Response+Reduced Rankine Availability+Constrained Operational Capacity | 424.0916 | 1204.2731 | 1572.0622
2035 | NIWCM | Low Demand Growth+Expected Future Gas Supply+Increased Demand Response+Reduced Rankine Availability+Constrained Operational Capacity | 302.0879 | 1095.9998 | 1464.6283
2026 | SIWEM_PERC | Low Demand Growth+Expected Future Gas Supply+Increased Demand Response+Reduced Rankine Availability+Constrained Operational Capacity | 57.443 | 57.443 | 57.443
2027 | SIWEM_PERC | Low Demand Growth+Expected Future Gas Supply+Increased Demand Response+Reduced Rankine Availability+Constrained Operational Capacity | 49.8386 | 55.2394 | 56.173
2028 | SIWEM_PERC | Low Demand Growth+Expected Future Gas Supply+Increased Demand Response+Reduced Rankine Availability+Constrained Operational Capacity | 43.041 | 66.8448 | 78.2728
2029 | SIWEM_PERC | Low Demand Growth+Expected Future Gas Supply+Increased Demand Response+Reduced Rankine Availability+Constrained Operational Capacity | 54.4486 | 68.2245 | 85.1114
2030 | SIWEM_PERC | Low Demand Growth+Expected Future Gas Supply+Increased Demand Response+Reduced Rankine Availability+Constrained Operational Capacity | 51.2814 | 66.8817 | 89.5461
2031 | SIWEM_PERC | Low Demand Growth+Expected Future Gas Supply+Increased Demand Response+Reduced Rankine Availability+Constrained Operational Capacity | 45.1825 | 63.3596 | 90.9977
2032 | SIWEM_PERC | Low Demand Growth+Expected Future Gas Supply+Increased Demand Response+Reduced Rankine Availability+Constrained Operational Capacity | 38.2095 | 60.6371 | 87.7931
2033 | SIWEM_PERC | Low Demand Growth+Expected Future Gas Supply+Increased Demand Response+Reduced Rankine Availability+Constrained Operational Capacity | 32.6934 | 58.2937 | 85.0325
2034 | SIWEM_PERC | Low Demand Growth+Expected Future Gas Supply+Increased Demand Response+Reduced Rankine Availability+Constrained Operational Capacity | 27.8239 | 56.0858 | 82.4272
2035 | SIWEM_PERC | Low Demand Growth+Expected Future Gas Supply+Increased Demand Response+Reduced Rankine Availability+Constrained Operational Capacity | 22.5053 | 53.2909 | 79.1352
2026 | NZWEM_PERC | Low Demand Growth+Expected Future Gas Supply+Increased Demand Response+Reduced Rankine Availability+Constrained Operational Capacity+Low Wind & Solar | 20.4447 | 20.499 | 20.499
2027 | NZWEM_PERC | Low Demand Growth+Expected Future Gas Supply+Increased Demand Response+Reduced Rankine Availability+Constrained Operational Capacity+Low Wind & Solar | 17.2576 | 19.0209 | 19.3257
2028 | NZWEM_PERC | Low Demand Growth+Expected Future Gas Supply+Increased Demand Response+Reduced Rankine Availability+Constrained Operational Capacity+Low Wind & Solar | 14.7306 | 22.5253 | 26.8485
2029 | NZWEM_PERC | Low Demand Growth+Expected Future Gas Supply+Increased Demand Response+Reduced Rankine Availability+Constrained Operational Capacity+Low Wind & Solar | 21.2306 | 32.3438 | 41.1366
2030 | NZWEM_PERC | Low Demand Growth+Expected Future Gas Supply+Increased Demand Response+Reduced Rankine Availability+Constrained Operational Capacity+Low Wind & Solar | 18.4964 | 31.7312 | 46.2283
2031 | NZWEM_PERC | Low Demand Growth+Expected Future Gas Supply+Increased Demand Response+Reduced Rankine Availability+Constrained Operational Capacity+Low Wind & Solar | 15.6169 | 28.652 | 48.8066
2032 | NZWEM_PERC | Low Demand Growth+Expected Future Gas Supply+Increased Demand Response+Reduced Rankine Availability+Constrained Operational Capacity+Low Wind & Solar | 13.1039 | 26.3052 | 47.173
2033 | NZWEM_PERC | Low Demand Growth+Expected Future Gas Supply+Increased Demand Response+Reduced Rankine Availability+Constrained Operational Capacity+Low Wind & Solar | 11.1118 | 24.1077 | 46.4109
2034 | NZWEM_PERC | Low Demand Growth+Expected Future Gas Supply+Increased Demand Response+Reduced Rankine Availability+Constrained Operational Capacity+Low Wind & Solar | 9.3457 | 22.6033 | 44.5393
2035 | NZWEM_PERC | Low Demand Growth+Expected Future Gas Supply+Increased Demand Response+Reduced Rankine Availability+Constrained Operational Capacity+Low Wind & Solar | 7.4214 | 20.4964 | 41.957
2026 | NIWCM | Low Demand Growth+Expected Future Gas Supply+Increased Demand Response+Reduced Rankine Availability+Constrained Operational Capacity+Low Wind & Solar | 755.6807 | 755.6807 | 755.6807
2027 | NIWCM | Low Demand Growth+Expected Future Gas Supply+Increased Demand Response+Reduced Rankine Availability+Constrained Operational Capacity+Low Wind & Solar | 871.2718 | 874.7761 | 874.7761
2028 | NIWCM | Low Demand Growth+Expected Future Gas Supply+Increased Demand Response+Reduced Rankine Availability+Constrained Operational Capacity+Low Wind & Solar | 986.508 | 1460.1905 | 1463.7607
2029 | NIWCM | Low Demand Growth+Expected Future Gas Supply+Increased Demand Response+Reduced Rankine Availability+Constrained Operational Capacity+Low Wind & Solar | 955.9719 | 1591.4682 | 1737.4933
2030 | NIWCM | Low Demand Growth+Expected Future Gas Supply+Increased Demand Response+Reduced Rankine Availability+Constrained Operational Capacity+Low Wind & Solar | 843.2095 | 1554.2908 | 1747.6043
2031 | NIWCM | Low Demand Growth+Expected Future Gas Supply+Increased Demand Response+Reduced Rankine Availability+Constrained Operational Capacity+Low Wind & Solar | 760.984 | 1486.4999 | 1737.7327
2032 | NIWCM | Low Demand Growth+Expected Future Gas Supply+Increased Demand Response+Reduced Rankine Availability+Constrained Operational Capacity+Low Wind & Solar | 643.4758 | 1372.3769 | 1652.0463
2033 | NIWCM | Low Demand Growth+Expected Future Gas Supply+Increased Demand Response+Reduced Rankine Availability+Constrained Operational Capacity+Low Wind & Solar | 531.4618 | 1263.3124 | 1554.571
2034 | NIWCM | Low Demand Growth+Expected Future Gas Supply+Increased Demand Response+Reduced Rankine Availability+Constrained Operational Capacity+Low Wind & Solar | 424.0916 | 1204.2731 | 1572.0622
2035 | NIWCM | Low Demand Growth+Expected Future Gas Supply+Increased Demand Response+Reduced Rankine Availability+Constrained Operational Capacity+Low Wind & Solar | 302.0879 | 1095.9998 | 1464.6283
2026 | SIWEM_PERC | Low Demand Growth+Expected Future Gas Supply+Increased Demand Response+Reduced Rankine Availability+Constrained Operational Capacity+Low Wind & Solar | 54.9387 | 55.0894 | 55.0894
2027 | SIWEM_PERC | Low Demand Growth+Expected Future Gas Supply+Increased Demand Response+Reduced Rankine Availability+Constrained Operational Capacity+Low Wind & Solar | 45.878 | 50.752 | 51.5946
2028 | SIWEM_PERC | Low Demand Growth+Expected Future Gas Supply+Increased Demand Response+Reduced Rankine Availability+Constrained Operational Capacity+Low Wind & Solar | 38.7938 | 60.2759 | 72.1906
2029 | SIWEM_PERC | Low Demand Growth+Expected Future Gas Supply+Increased Demand Response+Reduced Rankine Availability+Constrained Operational Capacity+Low Wind & Solar | 53.3736 | 65.8059 | 81.0457
2030 | SIWEM_PERC | Low Demand Growth+Expected Future Gas Supply+Increased Demand Response+Reduced Rankine Availability+Constrained Operational Capacity+Low Wind & Solar | 48.894 | 64.3077 | 84.7616
2031 | SIWEM_PERC | Low Demand Growth+Expected Future Gas Supply+Increased Demand Response+Reduced Rankine Availability+Constrained Operational Capacity+Low Wind & Solar | 41.0434 | 60.8414 | 85.7839
2032 | SIWEM_PERC | Low Demand Growth+Expected Future Gas Supply+Increased Demand Response+Reduced Rankine Availability+Constrained Operational Capacity+Low Wind & Solar | 34.1426 | 58.1629 | 82.6702
2033 | SIWEM_PERC | Low Demand Growth+Expected Future Gas Supply+Increased Demand Response+Reduced Rankine Availability+Constrained Operational Capacity+Low Wind & Solar | 28.689 | 55.8575 | 79.9883
2034 | SIWEM_PERC | Low Demand Growth+Expected Future Gas Supply+Increased Demand Response+Reduced Rankine Availability+Constrained Operational Capacity+Low Wind & Solar | 23.879 | 53.6858 | 77.458
2035 | SIWEM_PERC | Low Demand Growth+Expected Future Gas Supply+Increased Demand Response+Reduced Rankine Availability+Constrained Operational Capacity+Low Wind & Solar | 18.6349 | 50.9362 | 74.2598
2026 | NZWEM_PERC | Low Demand Growth+Expected Future Gas Supply+Increased Demand Response+Reduced Rankine Availability+Upgraded HVDC | 21.707 | 21.7671 | 21.7671
2027 | NZWEM_PERC | Low Demand Growth+Expected Future Gas Supply+Increased Demand Response+Reduced Rankine Availability+Upgraded HVDC | 18.6904 | 20.6443 | 20.9821
2028 | NZWEM_PERC | Low Demand Growth+Expected Future Gas Supply+Increased Demand Response+Reduced Rankine Availability+Upgraded HVDC | 16.2717 | 24.9088 | 29.6993
2029 | NZWEM_PERC | Low Demand Growth+Expected Future Gas Supply+Increased Demand Response+Reduced Rankine Availability+Upgraded HVDC | 22.8021 | 35.1164 | 44.8595
2030 | NZWEM_PERC | Low Demand Growth+Expected Future Gas Supply+Increased Demand Response+Reduced Rankine Availability+Upgraded HVDC | 20.0413 | 34.6449 | 50.6627
2031 | NZWEM_PERC | Low Demand Growth+Expected Future Gas Supply+Increased Demand Response+Reduced Rankine Availability+Upgraded HVDC | 17.1269 | 31.4996 | 53.7874
2032 | NZWEM_PERC | Low Demand Growth+Expected Future Gas Supply+Increased Demand Response+Reduced Rankine Availability+Upgraded HVDC | 14.5881 | 29.1463 | 52.1809
2033 | NZWEM_PERC | Low Demand Growth+Expected Future Gas Supply+Increased Demand Response+Reduced Rankine Availability+Upgraded HVDC | 12.5729 | 26.9046 | 51.5311
2034 | NZWEM_PERC | Low Demand Growth+Expected Future Gas Supply+Increased Demand Response+Reduced Rankine Availability+Upgraded HVDC | 10.7828 | 25.3541 | 49.5752
2035 | NZWEM_PERC | Low Demand Growth+Expected Future Gas Supply+Increased Demand Response+Reduced Rankine Availability+Upgraded HVDC | 8.8274 | 23.1876 | 46.8838
2026 | NIWCM | Low Demand Growth+Expected Future Gas Supply+Increased Demand Response+Reduced Rankine Availability+Upgraded HVDC | 1312.2106 | 1313.0104 | 1313.0104
2027 | NIWCM | Low Demand Growth+Expected Future Gas Supply+Increased Demand Response+Reduced Rankine Availability+Upgraded HVDC | 1459.6952 | 1480.091 | 1484.6275
2028 | NIWCM | Low Demand Growth+Expected Future Gas Supply+Increased Demand Response+Reduced Rankine Availability+Upgraded HVDC | 1596.1139 | 2135.685 | 2166.8445
2029 | NIWCM | Low Demand Growth+Expected Future Gas Supply+Increased Demand Response+Reduced Rankine Availability+Upgraded HVDC | 1592.1577 | 2360.8998 | 2562.5481
2030 | NIWCM | Low Demand Growth+Expected Future Gas Supply+Increased Demand Response+Reduced Rankine Availability+Upgraded HVDC | 1496.8302 | 2348.9441 | 2696.5802
2031 | NIWCM | Low Demand Growth+Expected Future Gas Supply+Increased Demand Response+Reduced Rankine Availability+Upgraded HVDC | 1418.5768 | 2413.7302 | 2974.5059
2032 | NIWCM | Low Demand Growth+Expected Future Gas Supply+Increased Demand Response+Reduced Rankine Availability+Upgraded HVDC | 1300.7914 | 2314.209 | 2947.2604
2033 | NIWCM | Low Demand Growth+Expected Future Gas Supply+Increased Demand Response+Reduced Rankine Availability+Upgraded HVDC | 1192.0456 | 2205.0598 | 2943.305
2034 | NIWCM | Low Demand Growth+Expected Future Gas Supply+Increased Demand Response+Reduced Rankine Availability+Upgraded HVDC | 1090.2871 | 2144.2831 | 2994.9556
2035 | NIWCM | Low Demand Growth+Expected Future Gas Supply+Increased Demand Response+Reduced Rankine Availability+Upgraded HVDC | 971.2425 | 2035.1957 | 2923.6128
2026 | SIWEM_PERC | Low Demand Growth+Expected Future Gas Supply+Increased Demand Response+Reduced Rankine Availability+Upgraded HVDC | 57.443 | 57.443 | 57.443
2027 | SIWEM_PERC | Low Demand Growth+Expected Future Gas Supply+Increased Demand Response+Reduced Rankine Availability+Upgraded HVDC | 49.8386 | 55.2394 | 56.173
2028 | SIWEM_PERC | Low Demand Growth+Expected Future Gas Supply+Increased Demand Response+Reduced Rankine Availability+Upgraded HVDC | 43.041 | 66.8448 | 79.8886
2029 | SIWEM_PERC | Low Demand Growth+Expected Future Gas Supply+Increased Demand Response+Reduced Rankine Availability+Upgraded HVDC | 60.3401 | 90.6294 | 107.5163
2030 | SIWEM_PERC | Low Demand Growth+Expected Future Gas Supply+Increased Demand Response+Reduced Rankine Availability+Upgraded HVDC | 52.9602 | 88.8152 | 111.4796
2031 | SIWEM_PERC | Low Demand Growth+Expected Future Gas Supply+Increased Demand Response+Reduced Rankine Availability+Upgraded HVDC | 45.1825 | 82.6846 | 112.4554
2032 | SIWEM_PERC | Low Demand Growth+Expected Future Gas Supply+Increased Demand Response+Reduced Rankine Availability+Upgraded HVDC | 38.2095 | 76.5391 | 108.8764
2033 | SIWEM_PERC | Low Demand Growth+Expected Future Gas Supply+Increased Demand Response+Reduced Rankine Availability+Upgraded HVDC | 32.6934 | 70.7485 | 105.7919
2034 | SIWEM_PERC | Low Demand Growth+Expected Future Gas Supply+Increased Demand Response+Reduced Rankine Availability+Upgraded HVDC | 27.8239 | 66.7741 | 102.8781
2035 | SIWEM_PERC | Low Demand Growth+Expected Future Gas Supply+Increased Demand Response+Reduced Rankine Availability+Upgraded HVDC | 22.5053 | 61.2561 | 99.2001
2026 | NZWEM_PERC | Low Demand Growth+Expected Future Gas Supply+Increased Demand Response+Reduced Rankine Availability+Upgraded HVDC+Low Wind & Solar | 20.4447 | 20.499 | 20.499
2027 | NZWEM_PERC | Low Demand Growth+Expected Future Gas Supply+Increased Demand Response+Reduced Rankine Availability+Upgraded HVDC+Low Wind & Solar | 17.2576 | 19.0209 | 19.3257
2028 | NZWEM_PERC | Low Demand Growth+Expected Future Gas Supply+Increased Demand Response+Reduced Rankine Availability+Upgraded HVDC+Low Wind & Solar | 14.7306 | 22.5253 | 26.8485
2029 | NZWEM_PERC | Low Demand Growth+Expected Future Gas Supply+Increased Demand Response+Reduced Rankine Availability+Upgraded HVDC+Low Wind & Solar | 21.2306 | 32.3438 | 41.1366
2030 | NZWEM_PERC | Low Demand Growth+Expected Future Gas Supply+Increased Demand Response+Reduced Rankine Availability+Upgraded HVDC+Low Wind & Solar | 18.4964 | 31.7312 | 46.2283
2031 | NZWEM_PERC | Low Demand Growth+Expected Future Gas Supply+Increased Demand Response+Reduced Rankine Availability+Upgraded HVDC+Low Wind & Solar | 15.6169 | 28.652 | 48.8066
2032 | NZWEM_PERC | Low Demand Growth+Expected Future Gas Supply+Increased Demand Response+Reduced Rankine Availability+Upgraded HVDC+Low Wind & Solar | 13.1039 | 26.3052 | 47.173
2033 | NZWEM_PERC | Low Demand Growth+Expected Future Gas Supply+Increased Demand Response+Reduced Rankine Availability+Upgraded HVDC+Low Wind & Solar | 11.1118 | 24.1077 | 46.4109
2034 | NZWEM_PERC | Low Demand Growth+Expected Future Gas Supply+Increased Demand Response+Reduced Rankine Availability+Upgraded HVDC+Low Wind & Solar | 9.3457 | 22.6033 | 44.5393
2035 | NZWEM_PERC | Low Demand Growth+Expected Future Gas Supply+Increased Demand Response+Reduced Rankine Availability+Upgraded HVDC+Low Wind & Solar | 7.4214 | 20.4964 | 41.957
2026 | NIWCM | Low Demand Growth+Expected Future Gas Supply+Increased Demand Response+Reduced Rankine Availability+Upgraded HVDC+Low Wind & Solar | 1312.2106 | 1313.0104 | 1313.0104
2027 | NIWCM | Low Demand Growth+Expected Future Gas Supply+Increased Demand Response+Reduced Rankine Availability+Upgraded HVDC+Low Wind & Solar | 1459.6952 | 1480.091 | 1484.6275
2028 | NIWCM | Low Demand Growth+Expected Future Gas Supply+Increased Demand Response+Reduced Rankine Availability+Upgraded HVDC+Low Wind & Solar | 1596.1139 | 2135.685 | 2166.8445
2029 | NIWCM | Low Demand Growth+Expected Future Gas Supply+Increased Demand Response+Reduced Rankine Availability+Upgraded HVDC+Low Wind & Solar | 1592.1577 | 2360.8998 | 2562.5481
2030 | NIWCM | Low Demand Growth+Expected Future Gas Supply+Increased Demand Response+Reduced Rankine Availability+Upgraded HVDC+Low Wind & Solar | 1496.8302 | 2348.9441 | 2696.5802
2031 | NIWCM | Low Demand Growth+Expected Future Gas Supply+Increased Demand Response+Reduced Rankine Availability+Upgraded HVDC+Low Wind & Solar | 1418.5768 | 2413.7302 | 2974.5059
2032 | NIWCM | Low Demand Growth+Expected Future Gas Supply+Increased Demand Response+Reduced Rankine Availability+Upgraded HVDC+Low Wind & Solar | 1300.7914 | 2314.209 | 2947.2604
2033 | NIWCM | Low Demand Growth+Expected Future Gas Supply+Increased Demand Response+Reduced Rankine Availability+Upgraded HVDC+Low Wind & Solar | 1192.0456 | 2205.0598 | 2943.305
2034 | NIWCM | Low Demand Growth+Expected Future Gas Supply+Increased Demand Response+Reduced Rankine Availability+Upgraded HVDC+Low Wind & Solar | 1090.2871 | 2144.2831 | 2994.9556
2035 | NIWCM | Low Demand Growth+Expected Future Gas Supply+Increased Demand Response+Reduced Rankine Availability+Upgraded HVDC+Low Wind & Solar | 971.2425 | 2035.1957 | 2923.6128
2026 | SIWEM_PERC | Low Demand Growth+Expected Future Gas Supply+Increased Demand Response+Reduced Rankine Availability+Upgraded HVDC+Low Wind & Solar | 54.9387 | 55.0894 | 55.0894
2027 | SIWEM_PERC | Low Demand Growth+Expected Future Gas Supply+Increased Demand Response+Reduced Rankine Availability+Upgraded HVDC+Low Wind & Solar | 45.878 | 50.752 | 51.5946
2028 | SIWEM_PERC | Low Demand Growth+Expected Future Gas Supply+Increased Demand Response+Reduced Rankine Availability+Upgraded HVDC+Low Wind & Solar | 38.7938 | 60.2759 | 72.1906
2029 | SIWEM_PERC | Low Demand Growth+Expected Future Gas Supply+Increased Demand Response+Reduced Rankine Availability+Upgraded HVDC+Low Wind & Solar | 56.3084 | 85.25 | 103.4505
2030 | SIWEM_PERC | Low Demand Growth+Expected Future Gas Supply+Increased Demand Response+Reduced Rankine Availability+Upgraded HVDC+Low Wind & Solar | 48.894 | 83.2765 | 106.6951
2031 | SIWEM_PERC | Low Demand Growth+Expected Future Gas Supply+Increased Demand Response+Reduced Rankine Availability+Upgraded HVDC+Low Wind & Solar | 41.0434 | 75.3512 | 107.2416
2032 | SIWEM_PERC | Low Demand Growth+Expected Future Gas Supply+Increased Demand Response+Reduced Rankine Availability+Upgraded HVDC+Low Wind & Solar | 34.1426 | 69.2289 | 103.7535
2033 | SIWEM_PERC | Low Demand Growth+Expected Future Gas Supply+Increased Demand Response+Reduced Rankine Availability+Upgraded HVDC+Low Wind & Solar | 28.689 | 63.5507 | 100.7478
2034 | SIWEM_PERC | Low Demand Growth+Expected Future Gas Supply+Increased Demand Response+Reduced Rankine Availability+Upgraded HVDC+Low Wind & Solar | 23.879 | 59.6832 | 97.9089
2035 | SIWEM_PERC | Low Demand Growth+Expected Future Gas Supply+Increased Demand Response+Reduced Rankine Availability+Upgraded HVDC+Low Wind & Solar | 18.6349 | 54.299 | 94.3247
2026 | NZWEM_PERC | Low Demand Growth+Expected Future Gas Supply+Increased Demand Response+Reduced Rankine Availability+Upgraded HVDC+Constrained Operational Capacity | 21.707 | 21.7671 | 21.7671
2027 | NZWEM_PERC | Low Demand Growth+Expected Future Gas Supply+Increased Demand Response+Reduced Rankine Availability+Upgraded HVDC+Constrained Operational Capacity | 18.6904 | 20.6443 | 20.9821
2028 | NZWEM_PERC | Low Demand Growth+Expected Future Gas Supply+Increased Demand Response+Reduced Rankine Availability+Upgraded HVDC+Constrained Operational Capacity | 16.2717 | 24.9088 | 29.6993
2029 | NZWEM_PERC | Low Demand Growth+Expected Future Gas Supply+Increased Demand Response+Reduced Rankine Availability+Upgraded HVDC+Constrained Operational Capacity | 22.8021 | 35.1164 | 44.8595
2030 | NZWEM_PERC | Low Demand Growth+Expected Future Gas Supply+Increased Demand Response+Reduced Rankine Availability+Upgraded HVDC+Constrained Operational Capacity | 20.0413 | 34.6449 | 50.6627
2031 | NZWEM_PERC | Low Demand Growth+Expected Future Gas Supply+Increased Demand Response+Reduced Rankine Availability+Upgraded HVDC+Constrained Operational Capacity | 17.1269 | 31.4996 | 53.7874
2032 | NZWEM_PERC | Low Demand Growth+Expected Future Gas Supply+Increased Demand Response+Reduced Rankine Availability+Upgraded HVDC+Constrained Operational Capacity | 14.5881 | 29.1463 | 52.1809
2033 | NZWEM_PERC | Low Demand Growth+Expected Future Gas Supply+Increased Demand Response+Reduced Rankine Availability+Upgraded HVDC+Constrained Operational Capacity | 12.5729 | 26.9046 | 51.5311
2034 | NZWEM_PERC | Low Demand Growth+Expected Future Gas Supply+Increased Demand Response+Reduced Rankine Availability+Upgraded HVDC+Constrained Operational Capacity | 10.7828 | 25.3541 | 49.5752
2035 | NZWEM_PERC | Low Demand Growth+Expected Future Gas Supply+Increased Demand Response+Reduced Rankine Availability+Upgraded HVDC+Constrained Operational Capacity | 8.8274 | 23.1876 | 46.8838
2026 | NIWCM | Low Demand Growth+Expected Future Gas Supply+Increased Demand Response+Reduced Rankine Availability+Upgraded HVDC+Constrained Operational Capacity | 755.6807 | 755.6807 | 755.6807
2027 | NIWCM | Low Demand Growth+Expected Future Gas Supply+Increased Demand Response+Reduced Rankine Availability+Upgraded HVDC+Constrained Operational Capacity | 871.2718 | 874.7761 | 874.7761
2028 | NIWCM | Low Demand Growth+Expected Future Gas Supply+Increased Demand Response+Reduced Rankine Availability+Upgraded HVDC+Constrained Operational Capacity | 986.508 | 1460.1905 | 1463.7607
2029 | NIWCM | Low Demand Growth+Expected Future Gas Supply+Increased Demand Response+Reduced Rankine Availability+Upgraded HVDC+Constrained Operational Capacity | 955.9719 | 1591.4682 | 1737.4933
2030 | NIWCM | Low Demand Growth+Expected Future Gas Supply+Increased Demand Response+Reduced Rankine Availability+Upgraded HVDC+Constrained Operational Capacity | 843.2095 | 1554.2908 | 1747.6043
2031 | NIWCM | Low Demand Growth+Expected Future Gas Supply+Increased Demand Response+Reduced Rankine Availability+Upgraded HVDC+Constrained Operational Capacity | 760.9969 | 1486.4893 | 1743.6454
2032 | NIWCM | Low Demand Growth+Expected Future Gas Supply+Increased Demand Response+Reduced Rankine Availability+Upgraded HVDC+Constrained Operational Capacity | 643.4725 | 1372.3652 | 1651.5803
2033 | NIWCM | Low Demand Growth+Expected Future Gas Supply+Increased Demand Response+Reduced Rankine Availability+Upgraded HVDC+Constrained Operational Capacity | 531.4627 | 1263.3137 | 1554.7204
2034 | NIWCM | Low Demand Growth+Expected Future Gas Supply+Increased Demand Response+Reduced Rankine Availability+Upgraded HVDC+Constrained Operational Capacity | 424.0914 | 1204.2755 | 1572.015
2035 | NIWCM | Low Demand Growth+Expected Future Gas Supply+Increased Demand Response+Reduced Rankine Availability+Upgraded HVDC+Constrained Operational Capacity | 302.088 | 1095.9986 | 1464.6413
2026 | SIWEM_PERC | Low Demand Growth+Expected Future Gas Supply+Increased Demand Response+Reduced Rankine Availability+Upgraded HVDC+Constrained Operational Capacity | 57.443 | 57.443 | 57.443
2027 | SIWEM_PERC | Low Demand Growth+Expected Future Gas Supply+Increased Demand Response+Reduced Rankine Availability+Upgraded HVDC+Constrained Operational Capacity | 49.8386 | 55.2394 | 56.173
2028 | SIWEM_PERC | Low Demand Growth+Expected Future Gas Supply+Increased Demand Response+Reduced Rankine Availability+Upgraded HVDC+Constrained Operational Capacity | 43.041 | 66.8448 | 79.8886
2029 | SIWEM_PERC | Low Demand Growth+Expected Future Gas Supply+Increased Demand Response+Reduced Rankine Availability+Upgraded HVDC+Constrained Operational Capacity | 60.3401 | 90.6294 | 107.5163
2030 | SIWEM_PERC | Low Demand Growth+Expected Future Gas Supply+Increased Demand Response+Reduced Rankine Availability+Upgraded HVDC+Constrained Operational Capacity | 52.9602 | 88.8152 | 111.4796
2031 | SIWEM_PERC | Low Demand Growth+Expected Future Gas Supply+Increased Demand Response+Reduced Rankine Availability+Upgraded HVDC+Constrained Operational Capacity | 45.1825 | 82.6846 | 112.4554
2032 | SIWEM_PERC | Low Demand Growth+Expected Future Gas Supply+Increased Demand Response+Reduced Rankine Availability+Upgraded HVDC+Constrained Operational Capacity | 38.2095 | 76.5391 | 108.8764
2033 | SIWEM_PERC | Low Demand Growth+Expected Future Gas Supply+Increased Demand Response+Reduced Rankine Availability+Upgraded HVDC+Constrained Operational Capacity | 32.6934 | 70.7485 | 105.7919
2034 | SIWEM_PERC | Low Demand Growth+Expected Future Gas Supply+Increased Demand Response+Reduced Rankine Availability+Upgraded HVDC+Constrained Operational Capacity | 27.8239 | 66.7741 | 102.8781
2035 | SIWEM_PERC | Low Demand Growth+Expected Future Gas Supply+Increased Demand Response+Reduced Rankine Availability+Upgraded HVDC+Constrained Operational Capacity | 22.5053 | 61.2561 | 99.2001
2026 | NZWEM_PERC | Low Demand Growth+Expected Future Gas Supply+Increased Demand Response+Reduced Rankine Availability+Upgraded HVDC+Constrained Operational Capacity+Low Wind & Solar | 20.4447 | 20.499 | 20.499
2027 | NZWEM_PERC | Low Demand Growth+Expected Future Gas Supply+Increased Demand Response+Reduced Rankine Availability+Upgraded HVDC+Constrained Operational Capacity+Low Wind & Solar | 17.2576 | 19.0209 | 19.3257
2028 | NZWEM_PERC | Low Demand Growth+Expected Future Gas Supply+Increased Demand Response+Reduced Rankine Availability+Upgraded HVDC+Constrained Operational Capacity+Low Wind & Solar | 14.7306 | 22.5253 | 26.8485
2029 | NZWEM_PERC | Low Demand Growth+Expected Future Gas Supply+Increased Demand Response+Reduced Rankine Availability+Upgraded HVDC+Constrained Operational Capacity+Low Wind & Solar | 21.2306 | 32.3438 | 41.1366
2030 | NZWEM_PERC | Low Demand Growth+Expected Future Gas Supply+Increased Demand Response+Reduced Rankine Availability+Upgraded HVDC+Constrained Operational Capacity+Low Wind & Solar | 18.4964 | 31.7312 | 46.2283
2031 | NZWEM_PERC | Low Demand Growth+Expected Future Gas Supply+Increased Demand Response+Reduced Rankine Availability+Upgraded HVDC+Constrained Operational Capacity+Low Wind & Solar | 15.6169 | 28.652 | 48.8066
2032 | NZWEM_PERC | Low Demand Growth+Expected Future Gas Supply+Increased Demand Response+Reduced Rankine Availability+Upgraded HVDC+Constrained Operational Capacity+Low Wind & Solar | 13.1039 | 26.3052 | 47.173
2033 | NZWEM_PERC | Low Demand Growth+Expected Future Gas Supply+Increased Demand Response+Reduced Rankine Availability+Upgraded HVDC+Constrained Operational Capacity+Low Wind & Solar | 11.1118 | 24.1077 | 46.4109
2034 | NZWEM_PERC | Low Demand Growth+Expected Future Gas Supply+Increased Demand Response+Reduced Rankine Availability+Upgraded HVDC+Constrained Operational Capacity+Low Wind & Solar | 9.3457 | 22.6033 | 44.5393
2035 | NZWEM_PERC | Low Demand Growth+Expected Future Gas Supply+Increased Demand Response+Reduced Rankine Availability+Upgraded HVDC+Constrained Operational Capacity+Low Wind & Solar | 7.4214 | 20.4964 | 41.957
2026 | NIWCM | Low Demand Growth+Expected Future Gas Supply+Increased Demand Response+Reduced Rankine Availability+Upgraded HVDC+Constrained Operational Capacity+Low Wind & Solar | 755.6807 | 755.6807 | 755.6807
2027 | NIWCM | Low Demand Growth+Expected Future Gas Supply+Increased Demand Response+Reduced Rankine Availability+Upgraded HVDC+Constrained Operational Capacity+Low Wind & Solar | 871.2718 | 874.7761 | 874.7761
2028 | NIWCM | Low Demand Growth+Expected Future Gas Supply+Increased Demand Response+Reduced Rankine Availability+Upgraded HVDC+Constrained Operational Capacity+Low Wind & Solar | 986.508 | 1460.1905 | 1463.7607
2029 | NIWCM | Low Demand Growth+Expected Future Gas Supply+Increased Demand Response+Reduced Rankine Availability+Upgraded HVDC+Constrained Operational Capacity+Low Wind & Solar | 955.9719 | 1591.4682 | 1737.4933
2030 | NIWCM | Low Demand Growth+Expected Future Gas Supply+Increased Demand Response+Reduced Rankine Availability+Upgraded HVDC+Constrained Operational Capacity+Low Wind & Solar | 843.2095 | 1554.2908 | 1747.6043
2031 | NIWCM | Low Demand Growth+Expected Future Gas Supply+Increased Demand Response+Reduced Rankine Availability+Upgraded HVDC+Constrained Operational Capacity+Low Wind & Solar | 760.9969 | 1486.4893 | 1743.6454
2032 | NIWCM | Low Demand Growth+Expected Future Gas Supply+Increased Demand Response+Reduced Rankine Availability+Upgraded HVDC+Constrained Operational Capacity+Low Wind & Solar | 643.4725 | 1372.3652 | 1651.5803
2033 | NIWCM | Low Demand Growth+Expected Future Gas Supply+Increased Demand Response+Reduced Rankine Availability+Upgraded HVDC+Constrained Operational Capacity+Low Wind & Solar | 531.4627 | 1263.3137 | 1554.7204
2034 | NIWCM | Low Demand Growth+Expected Future Gas Supply+Increased Demand Response+Reduced Rankine Availability+Upgraded HVDC+Constrained Operational Capacity+Low Wind & Solar | 424.0914 | 1204.2755 | 1572.015
2035 | NIWCM | Low Demand Growth+Expected Future Gas Supply+Increased Demand Response+Reduced Rankine Availability+Upgraded HVDC+Constrained Operational Capacity+Low Wind & Solar | 302.088 | 1095.9986 | 1464.6413
2026 | SIWEM_PERC | Low Demand Growth+Expected Future Gas Supply+Increased Demand Response+Reduced Rankine Availability+Upgraded HVDC+Constrained Operational Capacity+Low Wind & Solar | 54.9387 | 55.0894 | 55.0894
2027 | SIWEM_PERC | Low Demand Growth+Expected Future Gas Supply+Increased Demand Response+Reduced Rankine Availability+Upgraded HVDC+Constrained Operational Capacity+Low Wind & Solar | 45.878 | 50.752 | 51.5946
2028 | SIWEM_PERC | Low Demand Growth+Expected Future Gas Supply+Increased Demand Response+Reduced Rankine Availability+Upgraded HVDC+Constrained Operational Capacity+Low Wind & Solar | 38.7938 | 60.2759 | 72.1906
2029 | SIWEM_PERC | Low Demand Growth+Expected Future Gas Supply+Increased Demand Response+Reduced Rankine Availability+Upgraded HVDC+Constrained Operational Capacity+Low Wind & Solar | 56.3084 | 85.25 | 103.4505
2030 | SIWEM_PERC | Low Demand Growth+Expected Future Gas Supply+Increased Demand Response+Reduced Rankine Availability+Upgraded HVDC+Constrained Operational Capacity+Low Wind & Solar | 48.894 | 83.2765 | 106.6951
2031 | SIWEM_PERC | Low Demand Growth+Expected Future Gas Supply+Increased Demand Response+Reduced Rankine Availability+Upgraded HVDC+Constrained Operational Capacity+Low Wind & Solar | 41.0434 | 75.3512 | 107.2416
2032 | SIWEM_PERC | Low Demand Growth+Expected Future Gas Supply+Increased Demand Response+Reduced Rankine Availability+Upgraded HVDC+Constrained Operational Capacity+Low Wind & Solar | 34.1426 | 69.2289 | 103.7535
2033 | SIWEM_PERC | Low Demand Growth+Expected Future Gas Supply+Increased Demand Response+Reduced Rankine Availability+Upgraded HVDC+Constrained Operational Capacity+Low Wind & Solar | 28.689 | 63.5507 | 100.7478
2034 | SIWEM_PERC | Low Demand Growth+Expected Future Gas Supply+Increased Demand Response+Reduced Rankine Availability+Upgraded HVDC+Constrained Operational Capacity+Low Wind & Solar | 23.879 | 59.6832 | 97.9089
2035 | SIWEM_PERC | Low Demand Growth+Expected Future Gas Supply+Increased Demand Response+Reduced Rankine Availability+Upgraded HVDC+Constrained Operational Capacity+Low Wind & Solar | 18.6349 | 54.299 | 94.3247
2026 | NZWEM_PERC | Low Demand Growth+Expected Future Gas Supply+Increased Demand Response+Reduced Rankine Availability+Delayed Build | 16.8291 | 16.8291 | 16.8291
2027 | NZWEM_PERC | Low Demand Growth+Expected Future Gas Supply+Increased Demand Response+Reduced Rankine Availability+Delayed Build | 10.8523 | 11.0026 | 11.181
2028 | NZWEM_PERC | Low Demand Growth+Expected Future Gas Supply+Increased Demand Response+Reduced Rankine Availability+Delayed Build | 11.817 | 13.354 | 13.6885
2029 | NZWEM_PERC | Low Demand Growth+Expected Future Gas Supply+Increased Demand Response+Reduced Rankine Availability+Delayed Build | 21.5644 | 24.6329 | 25.586
2030 | NZWEM_PERC | Low Demand Growth+Expected Future Gas Supply+Increased Demand Response+Reduced Rankine Availability+Delayed Build | 20.0413 | 29.8496 | 38.1404
2031 | NZWEM_PERC | Low Demand Growth+Expected Future Gas Supply+Increased Demand Response+Reduced Rankine Availability+Delayed Build | 17.1269 | 30.0871 | 39.4483
2032 | NZWEM_PERC | Low Demand Growth+Expected Future Gas Supply+Increased Demand Response+Reduced Rankine Availability+Delayed Build | 14.5881 | 28.0693 | 43.4576
2033 | NZWEM_PERC | Low Demand Growth+Expected Future Gas Supply+Increased Demand Response+Reduced Rankine Availability+Delayed Build | 12.5729 | 25.941 | 47.5083
2034 | NZWEM_PERC | Low Demand Growth+Expected Future Gas Supply+Increased Demand Response+Reduced Rankine Availability+Delayed Build | 10.7828 | 24.3474 | 46.6503
2035 | NZWEM_PERC | Low Demand Growth+Expected Future Gas Supply+Increased Demand Response+Reduced Rankine Availability+Delayed Build | 8.8274 | 22.6176 | 46.3139
2026 | NIWCM | Low Demand Growth+Expected Future Gas Supply+Increased Demand Response+Reduced Rankine Availability+Delayed Build | 1053.1748 | 1053.1748 | 1053.1748
2027 | NIWCM | Low Demand Growth+Expected Future Gas Supply+Increased Demand Response+Reduced Rankine Availability+Delayed Build | 1088.1781 | 1090.048 | 1092.5205
2028 | NIWCM | Low Demand Growth+Expected Future Gas Supply+Increased Demand Response+Reduced Rankine Availability+Delayed Build | 1357.208 | 1371.8893 | 1376.4258
2029 | NIWCM | Low Demand Growth+Expected Future Gas Supply+Increased Demand Response+Reduced Rankine Availability+Delayed Build | 1397.8083 | 1508.0887 | 1521.681
2030 | NIWCM | Low Demand Growth+Expected Future Gas Supply+Increased Demand Response+Reduced Rankine Availability+Delayed Build | 1441.0537 | 2047.0653 | 2211.253
2031 | NIWCM | Low Demand Growth+Expected Future Gas Supply+Increased Demand Response+Reduced Rankine Availability+Delayed Build | 1345.4682 | 2191.4462 | 2412.7758
2032 | NIWCM | Low Demand Growth+Expected Future Gas Supply+Increased Demand Response+Reduced Rankine Availability+Delayed Build | 1227.9008 | 2118.2777 | 2485.1503
2033 | NIWCM | Low Demand Growth+Expected Future Gas Supply+Increased Demand Response+Reduced Rankine Availability+Delayed Build | 1192.033 | 2119.5272 | 2675.3634
2034 | NIWCM | Low Demand Growth+Expected Future Gas Supply+Increased Demand Response+Reduced Rankine Availability+Delayed Build | 1090.2897 | 2055.9664 | 2656.8468
2035 | NIWCM | Low Demand Growth+Expected Future Gas Supply+Increased Demand Response+Reduced Rankine Availability+Delayed Build | 971.2419 | 1980.4556 | 2670.5893
2026 | SIWEM_PERC | Low Demand Growth+Expected Future Gas Supply+Increased Demand Response+Reduced Rankine Availability+Delayed Build | 44.894 | 44.894 | 44.894
2027 | SIWEM_PERC | Low Demand Growth+Expected Future Gas Supply+Increased Demand Response+Reduced Rankine Availability+Delayed Build | 28.1728 | 28.5884 | 29.0815
2028 | SIWEM_PERC | Low Demand Growth+Expected Future Gas Supply+Increased Demand Response+Reduced Rankine Availability+Delayed Build | 30.7639 | 35 | 35.9219
2029 | SIWEM_PERC | Low Demand Growth+Expected Future Gas Supply+Increased Demand Response+Reduced Rankine Availability+Delayed Build | 52.4648 | 57.8548 | 57.8548
2030 | SIWEM_PERC | Low Demand Growth+Expected Future Gas Supply+Increased Demand Response+Reduced Rankine Availability+Delayed Build | 51.2814 | 64.7675 | 79.123
2031 | SIWEM_PERC | Low Demand Growth+Expected Future Gas Supply+Increased Demand Response+Reduced Rankine Availability+Delayed Build | 45.1825 | 61.2912 | 77.4643
2032 | SIWEM_PERC | Low Demand Growth+Expected Future Gas Supply+Increased Demand Response+Reduced Rankine Availability+Delayed Build | 38.2095 | 60.6371 | 82.4231
2033 | SIWEM_PERC | Low Demand Growth+Expected Future Gas Supply+Increased Demand Response+Reduced Rankine Availability+Delayed Build | 32.6934 | 58.2937 | 85.0325
2034 | SIWEM_PERC | Low Demand Growth+Expected Future Gas Supply+Increased Demand Response+Reduced Rankine Availability+Delayed Build | 27.8239 | 56.0858 | 82.4272
2035 | SIWEM_PERC | Low Demand Growth+Expected Future Gas Supply+Increased Demand Response+Reduced Rankine Availability+Delayed Build | 22.5053 | 53.2909 | 79.1352
2026 | NZWEM_PERC | Low Demand Growth+Expected Future Gas Supply+Increased Demand Response+Reduced Rankine Availability+Delayed Build+Low Wind & Solar | 15.8688 | 15.8688 | 15.8688
2027 | NZWEM_PERC | Low Demand Growth+Expected Future Gas Supply+Increased Demand Response+Reduced Rankine Availability+Delayed Build+Low Wind & Solar | 9.8353 | 9.9709 | 10.1319
2028 | NZWEM_PERC | Low Demand Growth+Expected Future Gas Supply+Increased Demand Response+Reduced Rankine Availability+Delayed Build+Low Wind & Solar | 10.5362 | 11.9233 | 12.2252
2029 | NZWEM_PERC | Low Demand Growth+Expected Future Gas Supply+Increased Demand Response+Reduced Rankine Availability+Delayed Build+Low Wind & Solar | 20.1136 | 22.8828 | 23.7429
2030 | NZWEM_PERC | Low Demand Growth+Expected Future Gas Supply+Increased Demand Response+Reduced Rankine Availability+Delayed Build+Low Wind & Solar | 18.4964 | 27.348 | 34.8302
2031 | NZWEM_PERC | Low Demand Growth+Expected Future Gas Supply+Increased Demand Response+Reduced Rankine Availability+Delayed Build+Low Wind & Solar | 15.6169 | 27.3131 | 35.7612
2032 | NZWEM_PERC | Low Demand Growth+Expected Future Gas Supply+Increased Demand Response+Reduced Rankine Availability+Delayed Build+Low Wind & Solar | 13.1039 | 25.2701 | 39.1975
2033 | NZWEM_PERC | Low Demand Growth+Expected Future Gas Supply+Increased Demand Response+Reduced Rankine Availability+Delayed Build+Low Wind & Solar | 11.1118 | 23.1855 | 42.6885
2034 | NZWEM_PERC | Low Demand Growth+Expected Future Gas Supply+Increased Demand Response+Reduced Rankine Availability+Delayed Build+Low Wind & Solar | 9.3457 | 21.5966 | 41.8015
2035 | NZWEM_PERC | Low Demand Growth+Expected Future Gas Supply+Increased Demand Response+Reduced Rankine Availability+Delayed Build+Low Wind & Solar | 7.4214 | 19.9264 | 41.3871
2026 | NIWCM | Low Demand Growth+Expected Future Gas Supply+Increased Demand Response+Reduced Rankine Availability+Delayed Build+Low Wind & Solar | 1053.1748 | 1053.1748 | 1053.1748
2027 | NIWCM | Low Demand Growth+Expected Future Gas Supply+Increased Demand Response+Reduced Rankine Availability+Delayed Build+Low Wind & Solar | 1088.1781 | 1090.048 | 1092.5205
2028 | NIWCM | Low Demand Growth+Expected Future Gas Supply+Increased Demand Response+Reduced Rankine Availability+Delayed Build+Low Wind & Solar | 1357.208 | 1371.8893 | 1376.4258
2029 | NIWCM | Low Demand Growth+Expected Future Gas Supply+Increased Demand Response+Reduced Rankine Availability+Delayed Build+Low Wind & Solar | 1397.8083 | 1508.0887 | 1521.681
2030 | NIWCM | Low Demand Growth+Expected Future Gas Supply+Increased Demand Response+Reduced Rankine Availability+Delayed Build+Low Wind & Solar | 1441.0537 | 2047.0653 | 2211.253
2031 | NIWCM | Low Demand Growth+Expected Future Gas Supply+Increased Demand Response+Reduced Rankine Availability+Delayed Build+Low Wind & Solar | 1345.4682 | 2191.4462 | 2412.7758
2032 | NIWCM | Low Demand Growth+Expected Future Gas Supply+Increased Demand Response+Reduced Rankine Availability+Delayed Build+Low Wind & Solar | 1227.9008 | 2118.2777 | 2485.1503
2033 | NIWCM | Low Demand Growth+Expected Future Gas Supply+Increased Demand Response+Reduced Rankine Availability+Delayed Build+Low Wind & Solar | 1192.033 | 2119.5272 | 2675.3634
2034 | NIWCM | Low Demand Growth+Expected Future Gas Supply+Increased Demand Response+Reduced Rankine Availability+Delayed Build+Low Wind & Solar | 1090.2897 | 2055.9664 | 2656.8468
2035 | NIWCM | Low Demand Growth+Expected Future Gas Supply+Increased Demand Response+Reduced Rankine Availability+Delayed Build+Low Wind & Solar | 971.2419 | 1980.4556 | 2670.5893
2026 | SIWEM_PERC | Low Demand Growth+Expected Future Gas Supply+Increased Demand Response+Reduced Rankine Availability+Delayed Build+Low Wind & Solar | 42.2261 | 42.2261 | 42.2261
2027 | SIWEM_PERC | Low Demand Growth+Expected Future Gas Supply+Increased Demand Response+Reduced Rankine Availability+Delayed Build+Low Wind & Solar | 26.0896 | 26.1581 | 26.1818
2028 | SIWEM_PERC | Low Demand Growth+Expected Future Gas Supply+Increased Demand Response+Reduced Rankine Availability+Delayed Build+Low Wind & Solar | 27.675 | 31.057 | 31.889
2029 | SIWEM_PERC | Low Demand Growth+Expected Future Gas Supply+Increased Demand Response+Reduced Rankine Availability+Delayed Build+Low Wind & Solar | 51.5833 | 56.4476 | 56.4476
2030 | SIWEM_PERC | Low Demand Growth+Expected Future Gas Supply+Increased Demand Response+Reduced Rankine Availability+Delayed Build+Low Wind & Solar | 48.894 | 62.3997 | 75.3551
2031 | SIWEM_PERC | Low Demand Growth+Expected Future Gas Supply+Increased Demand Response+Reduced Rankine Availability+Delayed Build+Low Wind & Solar | 41.0434 | 58.9748 | 73.5704
2032 | SIWEM_PERC | Low Demand Growth+Expected Future Gas Supply+Increased Demand Response+Reduced Rankine Availability+Delayed Build+Low Wind & Solar | 34.1426 | 58.1629 | 77.824
2033 | SIWEM_PERC | Low Demand Growth+Expected Future Gas Supply+Increased Demand Response+Reduced Rankine Availability+Delayed Build+Low Wind & Solar | 28.689 | 55.8575 | 79.9883
2034 | SIWEM_PERC | Low Demand Growth+Expected Future Gas Supply+Increased Demand Response+Reduced Rankine Availability+Delayed Build+Low Wind & Solar | 23.879 | 53.6858 | 77.458
2035 | SIWEM_PERC | Low Demand Growth+Expected Future Gas Supply+Increased Demand Response+Reduced Rankine Availability+Delayed Build+Low Wind & Solar | 18.6349 | 50.9362 | 74.2598
2026 | NZWEM_PERC | Low Demand Growth+Expected Future Gas Supply+Increased Demand Response+Reduced Rankine Availability+Delayed Build+Constrained Operational Capacity | 16.8291 | 16.8291 | 16.8291
2027 | NZWEM_PERC | Low Demand Growth+Expected Future Gas Supply+Increased Demand Response+Reduced Rankine Availability+Delayed Build+Constrained Operational Capacity | 10.8523 | 11.0026 | 11.181
2028 | NZWEM_PERC | Low Demand Growth+Expected Future Gas Supply+Increased Demand Response+Reduced Rankine Availability+Delayed Build+Constrained Operational Capacity | 11.817 | 13.354 | 13.6885
2029 | NZWEM_PERC | Low Demand Growth+Expected Future Gas Supply+Increased Demand Response+Reduced Rankine Availability+Delayed Build+Constrained Operational Capacity | 21.5644 | 24.6329 | 25.586
2030 | NZWEM_PERC | Low Demand Growth+Expected Future Gas Supply+Increased Demand Response+Reduced Rankine Availability+Delayed Build+Constrained Operational Capacity | 20.0413 | 29.8496 | 38.1404
2031 | NZWEM_PERC | Low Demand Growth+Expected Future Gas Supply+Increased Demand Response+Reduced Rankine Availability+Delayed Build+Constrained Operational Capacity | 17.1269 | 30.0871 | 39.4483
2032 | NZWEM_PERC | Low Demand Growth+Expected Future Gas Supply+Increased Demand Response+Reduced Rankine Availability+Delayed Build+Constrained Operational Capacity | 14.5881 | 28.0693 | 43.4576
2033 | NZWEM_PERC | Low Demand Growth+Expected Future Gas Supply+Increased Demand Response+Reduced Rankine Availability+Delayed Build+Constrained Operational Capacity | 12.5729 | 25.941 | 47.5083
2034 | NZWEM_PERC | Low Demand Growth+Expected Future Gas Supply+Increased Demand Response+Reduced Rankine Availability+Delayed Build+Constrained Operational Capacity | 10.7828 | 24.3474 | 46.6503
2035 | NZWEM_PERC | Low Demand Growth+Expected Future Gas Supply+Increased Demand Response+Reduced Rankine Availability+Delayed Build+Constrained Operational Capacity | 8.8274 | 22.6176 | 46.3139
2026 | NIWCM | Low Demand Growth+Expected Future Gas Supply+Increased Demand Response+Reduced Rankine Availability+Delayed Build+Constrained Operational Capacity | 531.3464 | 531.3464 | 531.3464
2027 | NIWCM | Low Demand Growth+Expected Future Gas Supply+Increased Demand Response+Reduced Rankine Availability+Delayed Build+Constrained Operational Capacity | 558.0602 | 558.0602 | 558.0602
2028 | NIWCM | Low Demand Growth+Expected Future Gas Supply+Increased Demand Response+Reduced Rankine Availability+Delayed Build+Constrained Operational Capacity | 777.5357 | 777.5357 | 777.5357
2029 | NIWCM | Low Demand Growth+Expected Future Gas Supply+Increased Demand Response+Reduced Rankine Availability+Delayed Build+Constrained Operational Capacity | 776.6493 | 858.505 | 858.505
2030 | NIWCM | Low Demand Growth+Expected Future Gas Supply+Increased Demand Response+Reduced Rankine Availability+Delayed Build+Constrained Operational Capacity | 787.433 | 1288.9047 | 1400.3312
2031 | NIWCM | Low Demand Growth+Expected Future Gas Supply+Increased Demand Response+Reduced Rankine Availability+Delayed Build+Constrained Operational Capacity | 688.0455 | 1329.1832 | 1482.5602
2032 | NIWCM | Low Demand Growth+Expected Future Gas Supply+Increased Demand Response+Reduced Rankine Availability+Delayed Build+Constrained Operational Capacity | 570.5373 | 1260.6492 | 1466.6186
2033 | NIWCM | Low Demand Growth+Expected Future Gas Supply+Increased Demand Response+Reduced Rankine Availability+Delayed Build+Constrained Operational Capacity | 531.4618 | 1232.8532 | 1492.6593
2034 | NIWCM | Low Demand Growth+Expected Future Gas Supply+Increased Demand Response+Reduced Rankine Availability+Delayed Build+Constrained Operational Capacity | 424.0916 | 1134.1839 | 1414.744
2035 | NIWCM | Low Demand Growth+Expected Future Gas Supply+Increased Demand Response+Reduced Rankine Availability+Delayed Build+Constrained Operational Capacity | 302.0879 | 1043.6678 | 1335.0673
2026 | SIWEM_PERC | Low Demand Growth+Expected Future Gas Supply+Increased Demand Response+Reduced Rankine Availability+Delayed Build+Constrained Operational Capacity | 44.894 | 44.894 | 44.894
2027 | SIWEM_PERC | Low Demand Growth+Expected Future Gas Supply+Increased Demand Response+Reduced Rankine Availability+Delayed Build+Constrained Operational Capacity | 28.1728 | 28.5884 | 29.0815
2028 | SIWEM_PERC | Low Demand Growth+Expected Future Gas Supply+Increased Demand Response+Reduced Rankine Availability+Delayed Build+Constrained Operational Capacity | 30.7639 | 35 | 35.9219
2029 | SIWEM_PERC | Low Demand Growth+Expected Future Gas Supply+Increased Demand Response+Reduced Rankine Availability+Delayed Build+Constrained Operational Capacity | 52.4648 | 57.8548 | 57.8548
2030 | SIWEM_PERC | Low Demand Growth+Expected Future Gas Supply+Increased Demand Response+Reduced Rankine Availability+Delayed Build+Constrained Operational Capacity | 51.2814 | 64.7675 | 79.123
2031 | SIWEM_PERC | Low Demand Growth+Expected Future Gas Supply+Increased Demand Response+Reduced Rankine Availability+Delayed Build+Constrained Operational Capacity | 45.1825 | 61.2912 | 77.4643
2032 | SIWEM_PERC | Low Demand Growth+Expected Future Gas Supply+Increased Demand Response+Reduced Rankine Availability+Delayed Build+Constrained Operational Capacity | 38.2095 | 60.6371 | 82.4231
2033 | SIWEM_PERC | Low Demand Growth+Expected Future Gas Supply+Increased Demand Response+Reduced Rankine Availability+Delayed Build+Constrained Operational Capacity | 32.6934 | 58.2937 | 85.0325
2034 | SIWEM_PERC | Low Demand Growth+Expected Future Gas Supply+Increased Demand Response+Reduced Rankine Availability+Delayed Build+Constrained Operational Capacity | 27.8239 | 56.0858 | 82.4272
2035 | SIWEM_PERC | Low Demand Growth+Expected Future Gas Supply+Increased Demand Response+Reduced Rankine Availability+Delayed Build+Constrained Operational Capacity | 22.5053 | 53.2909 | 79.1352
2026 | NZWEM_PERC | Low Demand Growth+Expected Future Gas Supply+Increased Demand Response+Reduced Rankine Availability+Delayed Build+Constrained Operational Capacity+Low Wind & Solar | 15.8688 | 15.8688 | 15.8688
2027 | NZWEM_PERC | Low Demand Growth+Expected Future Gas Supply+Increased Demand Response+Reduced Rankine Availability+Delayed Build+Constrained Operational Capacity+Low Wind & Solar | 9.8353 | 9.9709 | 10.1319
2028 | NZWEM_PERC | Low Demand Growth+Expected Future Gas Supply+Increased Demand Response+Reduced Rankine Availability+Delayed Build+Constrained Operational Capacity+Low Wind & Solar | 10.5362 | 11.9233 | 12.2252
2029 | NZWEM_PERC | Low Demand Growth+Expected Future Gas Supply+Increased Demand Response+Reduced Rankine Availability+Delayed Build+Constrained Operational Capacity+Low Wind & Solar | 20.1136 | 22.8828 | 23.7429
2030 | NZWEM_PERC | Low Demand Growth+Expected Future Gas Supply+Increased Demand Response+Reduced Rankine Availability+Delayed Build+Constrained Operational Capacity+Low Wind & Solar | 18.4964 | 27.348 | 34.8302
2031 | NZWEM_PERC | Low Demand Growth+Expected Future Gas Supply+Increased Demand Response+Reduced Rankine Availability+Delayed Build+Constrained Operational Capacity+Low Wind & Solar | 15.6169 | 27.3131 | 35.7612
2032 | NZWEM_PERC | Low Demand Growth+Expected Future Gas Supply+Increased Demand Response+Reduced Rankine Availability+Delayed Build+Constrained Operational Capacity+Low Wind & Solar | 13.1039 | 25.2701 | 39.1975
2033 | NZWEM_PERC | Low Demand Growth+Expected Future Gas Supply+Increased Demand Response+Reduced Rankine Availability+Delayed Build+Constrained Operational Capacity+Low Wind & Solar | 11.1118 | 23.1855 | 42.6885
2034 | NZWEM_PERC | Low Demand Growth+Expected Future Gas Supply+Increased Demand Response+Reduced Rankine Availability+Delayed Build+Constrained Operational Capacity+Low Wind & Solar | 9.3457 | 21.5966 | 41.8015
2035 | NZWEM_PERC | Low Demand Growth+Expected Future Gas Supply+Increased Demand Response+Reduced Rankine Availability+Delayed Build+Constrained Operational Capacity+Low Wind & Solar | 7.4214 | 19.9264 | 41.3871
2026 | NIWCM | Low Demand Growth+Expected Future Gas Supply+Increased Demand Response+Reduced Rankine Availability+Delayed Build+Constrained Operational Capacity+Low Wind & Solar | 531.3464 | 531.3464 | 531.3464
2027 | NIWCM | Low Demand Growth+Expected Future Gas Supply+Increased Demand Response+Reduced Rankine Availability+Delayed Build+Constrained Operational Capacity+Low Wind & Solar | 558.0602 | 558.0602 | 558.0602
2028 | NIWCM | Low Demand Growth+Expected Future Gas Supply+Increased Demand Response+Reduced Rankine Availability+Delayed Build+Constrained Operational Capacity+Low Wind & Solar | 777.5357 | 777.5357 | 777.5357
2029 | NIWCM | Low Demand Growth+Expected Future Gas Supply+Increased Demand Response+Reduced Rankine Availability+Delayed Build+Constrained Operational Capacity+Low Wind & Solar | 776.6493 | 858.505 | 858.505
2030 | NIWCM | Low Demand Growth+Expected Future Gas Supply+Increased Demand Response+Reduced Rankine Availability+Delayed Build+Constrained Operational Capacity+Low Wind & Solar | 787.433 | 1288.9047 | 1400.3312
2031 | NIWCM | Low Demand Growth+Expected Future Gas Supply+Increased Demand Response+Reduced Rankine Availability+Delayed Build+Constrained Operational Capacity+Low Wind & Solar | 688.0455 | 1329.1832 | 1482.5602
2032 | NIWCM | Low Demand Growth+Expected Future Gas Supply+Increased Demand Response+Reduced Rankine Availability+Delayed Build+Constrained Operational Capacity+Low Wind & Solar | 570.5373 | 1260.6492 | 1466.6186
2033 | NIWCM | Low Demand Growth+Expected Future Gas Supply+Increased Demand Response+Reduced Rankine Availability+Delayed Build+Constrained Operational Capacity+Low Wind & Solar | 531.4618 | 1232.8532 | 1492.6593
2034 | NIWCM | Low Demand Growth+Expected Future Gas Supply+Increased Demand Response+Reduced Rankine Availability+Delayed Build+Constrained Operational Capacity+Low Wind & Solar | 424.0916 | 1134.1839 | 1414.744
2035 | NIWCM | Low Demand Growth+Expected Future Gas Supply+Increased Demand Response+Reduced Rankine Availability+Delayed Build+Constrained Operational Capacity+Low Wind & Solar | 302.0879 | 1043.6678 | 1335.0673
2026 | SIWEM_PERC | Low Demand Growth+Expected Future Gas Supply+Increased Demand Response+Reduced Rankine Availability+Delayed Build+Constrained Operational Capacity+Low Wind & Solar | 42.2261 | 42.2261 | 42.2261
2027 | SIWEM_PERC | Low Demand Growth+Expected Future Gas Supply+Increased Demand Response+Reduced Rankine Availability+Delayed Build+Constrained Operational Capacity+Low Wind & Solar | 26.0896 | 26.1581 | 26.1818
2028 | SIWEM_PERC | Low Demand Growth+Expected Future Gas Supply+Increased Demand Response+Reduced Rankine Availability+Delayed Build+Constrained Operational Capacity+Low Wind & Solar | 27.675 | 31.057 | 31.889
2029 | SIWEM_PERC | Low Demand Growth+Expected Future Gas Supply+Increased Demand Response+Reduced Rankine Availability+Delayed Build+Constrained Operational Capacity+Low Wind & Solar | 51.5833 | 56.4476 | 56.4476
2030 | SIWEM_PERC | Low Demand Growth+Expected Future Gas Supply+Increased Demand Response+Reduced Rankine Availability+Delayed Build+Constrained Operational Capacity+Low Wind & Solar | 48.894 | 62.3997 | 75.3551
2031 | SIWEM_PERC | Low Demand Growth+Expected Future Gas Supply+Increased Demand Response+Reduced Rankine Availability+Delayed Build+Constrained Operational Capacity+Low Wind & Solar | 41.0434 | 58.9748 | 73.5704
2032 | SIWEM_PERC | Low Demand Growth+Expected Future Gas Supply+Increased Demand Response+Reduced Rankine Availability+Delayed Build+Constrained Operational Capacity+Low Wind & Solar | 34.1426 | 58.1629 | 77.824
2033 | SIWEM_PERC | Low Demand Growth+Expected Future Gas Supply+Increased Demand Response+Reduced Rankine Availability+Delayed Build+Constrained Operational Capacity+Low Wind & Solar | 28.689 | 55.8575 | 79.9883
2034 | SIWEM_PERC | Low Demand Growth+Expected Future Gas Supply+Increased Demand Response+Reduced Rankine Availability+Delayed Build+Constrained Operational Capacity+Low Wind & Solar | 23.879 | 53.6858 | 77.458
2035 | SIWEM_PERC | Low Demand Growth+Expected Future Gas Supply+Increased Demand Response+Reduced Rankine Availability+Delayed Build+Constrained Operational Capacity+Low Wind & Solar | 18.6349 | 50.9362 | 74.2598
2026 | NZWEM_PERC | Low Demand Growth+Expected Future Gas Supply+Increased Demand Response+Reduced Rankine Availability+Delayed Build+Upgraded HVDC | 16.8291 | 16.8291 | 16.8291
2027 | NZWEM_PERC | Low Demand Growth+Expected Future Gas Supply+Increased Demand Response+Reduced Rankine Availability+Delayed Build+Upgraded HVDC | 10.8523 | 11.0026 | 11.181
2028 | NZWEM_PERC | Low Demand Growth+Expected Future Gas Supply+Increased Demand Response+Reduced Rankine Availability+Delayed Build+Upgraded HVDC | 11.817 | 13.354 | 13.6885
2029 | NZWEM_PERC | Low Demand Growth+Expected Future Gas Supply+Increased Demand Response+Reduced Rankine Availability+Delayed Build+Upgraded HVDC | 21.5644 | 24.6329 | 25.586
2030 | NZWEM_PERC | Low Demand Growth+Expected Future Gas Supply+Increased Demand Response+Reduced Rankine Availability+Delayed Build+Upgraded HVDC | 20.0413 | 29.8496 | 38.1404
2031 | NZWEM_PERC | Low Demand Growth+Expected Future Gas Supply+Increased Demand Response+Reduced Rankine Availability+Delayed Build+Upgraded HVDC | 17.1269 | 30.0871 | 39.4483
2032 | NZWEM_PERC | Low Demand Growth+Expected Future Gas Supply+Increased Demand Response+Reduced Rankine Availability+Delayed Build+Upgraded HVDC | 14.5881 | 28.0693 | 43.4576
2033 | NZWEM_PERC | Low Demand Growth+Expected Future Gas Supply+Increased Demand Response+Reduced Rankine Availability+Delayed Build+Upgraded HVDC | 12.5729 | 25.941 | 47.5083
2034 | NZWEM_PERC | Low Demand Growth+Expected Future Gas Supply+Increased Demand Response+Reduced Rankine Availability+Delayed Build+Upgraded HVDC | 10.7828 | 24.3474 | 46.6503
2035 | NZWEM_PERC | Low Demand Growth+Expected Future Gas Supply+Increased Demand Response+Reduced Rankine Availability+Delayed Build+Upgraded HVDC | 8.8274 | 22.6176 | 46.3139
2026 | NIWCM | Low Demand Growth+Expected Future Gas Supply+Increased Demand Response+Reduced Rankine Availability+Delayed Build+Upgraded HVDC | 1053.1748 | 1053.1748 | 1053.1748
2027 | NIWCM | Low Demand Growth+Expected Future Gas Supply+Increased Demand Response+Reduced Rankine Availability+Delayed Build+Upgraded HVDC | 1088.1781 | 1090.048 | 1092.5205
2028 | NIWCM | Low Demand Growth+Expected Future Gas Supply+Increased Demand Response+Reduced Rankine Availability+Delayed Build+Upgraded HVDC | 1357.208 | 1371.8893 | 1376.4258
2029 | NIWCM | Low Demand Growth+Expected Future Gas Supply+Increased Demand Response+Reduced Rankine Availability+Delayed Build+Upgraded HVDC | 1397.8083 | 1508.0887 | 1521.681
2030 | NIWCM | Low Demand Growth+Expected Future Gas Supply+Increased Demand Response+Reduced Rankine Availability+Delayed Build+Upgraded HVDC | 1441.0537 | 2047.0653 | 2211.253
2031 | NIWCM | Low Demand Growth+Expected Future Gas Supply+Increased Demand Response+Reduced Rankine Availability+Delayed Build+Upgraded HVDC | 1345.6383 | 2246.6017 | 2536.1671
2032 | NIWCM | Low Demand Growth+Expected Future Gas Supply+Increased Demand Response+Reduced Rankine Availability+Delayed Build+Upgraded HVDC | 1227.8529 | 2187.9013 | 2608.6502
2033 | NIWCM | Low Demand Growth+Expected Future Gas Supply+Increased Demand Response+Reduced Rankine Availability+Delayed Build+Upgraded HVDC | 1192.0456 | 2160.0206 | 2798.8633
2034 | NIWCM | Low Demand Growth+Expected Future Gas Supply+Increased Demand Response+Reduced Rankine Availability+Delayed Build+Upgraded HVDC | 1090.2871 | 2074.1939 | 2780.4374
2035 | NIWCM | Low Demand Growth+Expected Future Gas Supply+Increased Demand Response+Reduced Rankine Availability+Delayed Build+Upgraded HVDC | 971.2425 | 1982.8637 | 2794.0518
2026 | SIWEM_PERC | Low Demand Growth+Expected Future Gas Supply+Increased Demand Response+Reduced Rankine Availability+Delayed Build+Upgraded HVDC | 44.894 | 44.894 | 44.894
2027 | SIWEM_PERC | Low Demand Growth+Expected Future Gas Supply+Increased Demand Response+Reduced Rankine Availability+Delayed Build+Upgraded HVDC | 28.1728 | 28.5884 | 29.0815
2028 | SIWEM_PERC | Low Demand Growth+Expected Future Gas Supply+Increased Demand Response+Reduced Rankine Availability+Delayed Build+Upgraded HVDC | 30.7639 | 35 | 35.9219
2029 | SIWEM_PERC | Low Demand Growth+Expected Future Gas Supply+Increased Demand Response+Reduced Rankine Availability+Delayed Build+Upgraded HVDC | 57.0632 | 65.2293 | 67.616
2030 | SIWEM_PERC | Low Demand Growth+Expected Future Gas Supply+Increased Demand Response+Reduced Rankine Availability+Delayed Build+Upgraded HVDC | 52.9602 | 78.6251 | 100.5836
2031 | SIWEM_PERC | Low Demand Growth+Expected Future Gas Supply+Increased Demand Response+Reduced Rankine Availability+Delayed Build+Upgraded HVDC | 45.1825 | 78.9738 | 98.922
2032 | SIWEM_PERC | Low Demand Growth+Expected Future Gas Supply+Increased Demand Response+Reduced Rankine Availability+Delayed Build+Upgraded HVDC | 38.2095 | 73.8517 | 103.5064
2033 | SIWEM_PERC | Low Demand Growth+Expected Future Gas Supply+Increased Demand Response+Reduced Rankine Availability+Delayed Build+Upgraded HVDC | 32.6934 | 68.3438 | 105.7919
2034 | SIWEM_PERC | Low Demand Growth+Expected Future Gas Supply+Increased Demand Response+Reduced Rankine Availability+Delayed Build+Upgraded HVDC | 27.8239 | 64.2577 | 102.8781
2035 | SIWEM_PERC | Low Demand Growth+Expected Future Gas Supply+Increased Demand Response+Reduced Rankine Availability+Delayed Build+Upgraded HVDC | 22.5053 | 59.8272 | 99.2001
2026 | NZWEM_PERC | Low Demand Growth+Expected Future Gas Supply+Increased Demand Response+Reduced Rankine Availability+Delayed Build+Upgraded HVDC+Low Wind & Solar | 15.8688 | 15.8688 | 15.8688
2027 | NZWEM_PERC | Low Demand Growth+Expected Future Gas Supply+Increased Demand Response+Reduced Rankine Availability+Delayed Build+Upgraded HVDC+Low Wind & Solar | 9.8353 | 9.9709 | 10.1319
2028 | NZWEM_PERC | Low Demand Growth+Expected Future Gas Supply+Increased Demand Response+Reduced Rankine Availability+Delayed Build+Upgraded HVDC+Low Wind & Solar | 10.5362 | 11.9233 | 12.2252
2029 | NZWEM_PERC | Low Demand Growth+Expected Future Gas Supply+Increased Demand Response+Reduced Rankine Availability+Delayed Build+Upgraded HVDC+Low Wind & Solar | 20.1136 | 22.8828 | 23.7429
2030 | NZWEM_PERC | Low Demand Growth+Expected Future Gas Supply+Increased Demand Response+Reduced Rankine Availability+Delayed Build+Upgraded HVDC+Low Wind & Solar | 18.4964 | 27.348 | 34.8302
2031 | NZWEM_PERC | Low Demand Growth+Expected Future Gas Supply+Increased Demand Response+Reduced Rankine Availability+Delayed Build+Upgraded HVDC+Low Wind & Solar | 15.6169 | 27.3131 | 35.7612
2032 | NZWEM_PERC | Low Demand Growth+Expected Future Gas Supply+Increased Demand Response+Reduced Rankine Availability+Delayed Build+Upgraded HVDC+Low Wind & Solar | 13.1039 | 25.2701 | 39.1975
2033 | NZWEM_PERC | Low Demand Growth+Expected Future Gas Supply+Increased Demand Response+Reduced Rankine Availability+Delayed Build+Upgraded HVDC+Low Wind & Solar | 11.1118 | 23.1855 | 42.6885
2034 | NZWEM_PERC | Low Demand Growth+Expected Future Gas Supply+Increased Demand Response+Reduced Rankine Availability+Delayed Build+Upgraded HVDC+Low Wind & Solar | 9.3457 | 21.5966 | 41.8015
2035 | NZWEM_PERC | Low Demand Growth+Expected Future Gas Supply+Increased Demand Response+Reduced Rankine Availability+Delayed Build+Upgraded HVDC+Low Wind & Solar | 7.4214 | 19.9264 | 41.3871
2026 | NIWCM | Low Demand Growth+Expected Future Gas Supply+Increased Demand Response+Reduced Rankine Availability+Delayed Build+Upgraded HVDC+Low Wind & Solar | 1053.1748 | 1053.1748 | 1053.1748
2027 | NIWCM | Low Demand Growth+Expected Future Gas Supply+Increased Demand Response+Reduced Rankine Availability+Delayed Build+Upgraded HVDC+Low Wind & Solar | 1088.1781 | 1090.048 | 1092.5205
2028 | NIWCM | Low Demand Growth+Expected Future Gas Supply+Increased Demand Response+Reduced Rankine Availability+Delayed Build+Upgraded HVDC+Low Wind & Solar | 1357.208 | 1371.8893 | 1376.4258
2029 | NIWCM | Low Demand Growth+Expected Future Gas Supply+Increased Demand Response+Reduced Rankine Availability+Delayed Build+Upgraded HVDC+Low Wind & Solar | 1397.8083 | 1508.0887 | 1521.681
2030 | NIWCM | Low Demand Growth+Expected Future Gas Supply+Increased Demand Response+Reduced Rankine Availability+Delayed Build+Upgraded HVDC+Low Wind & Solar | 1441.0537 | 2047.0653 | 2211.253
2031 | NIWCM | Low Demand Growth+Expected Future Gas Supply+Increased Demand Response+Reduced Rankine Availability+Delayed Build+Upgraded HVDC+Low Wind & Solar | 1345.6383 | 2246.6017 | 2536.1671
2032 | NIWCM | Low Demand Growth+Expected Future Gas Supply+Increased Demand Response+Reduced Rankine Availability+Delayed Build+Upgraded HVDC+Low Wind & Solar | 1227.8529 | 2187.9013 | 2608.6502
2033 | NIWCM | Low Demand Growth+Expected Future Gas Supply+Increased Demand Response+Reduced Rankine Availability+Delayed Build+Upgraded HVDC+Low Wind & Solar | 1192.0456 | 2160.0206 | 2798.8633
2034 | NIWCM | Low Demand Growth+Expected Future Gas Supply+Increased Demand Response+Reduced Rankine Availability+Delayed Build+Upgraded HVDC+Low Wind & Solar | 1090.2871 | 2074.1939 | 2780.4374
2035 | NIWCM | Low Demand Growth+Expected Future Gas Supply+Increased Demand Response+Reduced Rankine Availability+Delayed Build+Upgraded HVDC+Low Wind & Solar | 971.2425 | 1982.8637 | 2794.0518
2026 | SIWEM_PERC | Low Demand Growth+Expected Future Gas Supply+Increased Demand Response+Reduced Rankine Availability+Delayed Build+Upgraded HVDC+Low Wind & Solar | 42.2261 | 42.2261 | 42.2261
2027 | SIWEM_PERC | Low Demand Growth+Expected Future Gas Supply+Increased Demand Response+Reduced Rankine Availability+Delayed Build+Upgraded HVDC+Low Wind & Solar | 26.0896 | 26.1581 | 26.1818
2028 | SIWEM_PERC | Low Demand Growth+Expected Future Gas Supply+Increased Demand Response+Reduced Rankine Availability+Delayed Build+Upgraded HVDC+Low Wind & Solar | 27.675 | 31.057 | 31.889
2029 | SIWEM_PERC | Low Demand Growth+Expected Future Gas Supply+Increased Demand Response+Reduced Rankine Availability+Delayed Build+Upgraded HVDC+Low Wind & Solar | 53.3512 | 60.7207 | 62.8746
2030 | SIWEM_PERC | Low Demand Growth+Expected Future Gas Supply+Increased Demand Response+Reduced Rankine Availability+Delayed Build+Upgraded HVDC+Low Wind & Solar | 48.894 | 72.1751 | 91.9918
2031 | SIWEM_PERC | Low Demand Growth+Expected Future Gas Supply+Increased Demand Response+Reduced Rankine Availability+Delayed Build+Upgraded HVDC+Low Wind & Solar | 41.0434 | 71.8422 | 94.2351
2032 | SIWEM_PERC | Low Demand Growth+Expected Future Gas Supply+Increased Demand Response+Reduced Rankine Availability+Delayed Build+Upgraded HVDC+Low Wind & Solar | 34.1426 | 66.6463 | 98.9073
2033 | SIWEM_PERC | Low Demand Growth+Expected Future Gas Supply+Increased Demand Response+Reduced Rankine Availability+Delayed Build+Upgraded HVDC+Low Wind & Solar | 28.689 | 61.249 | 100.7478
2034 | SIWEM_PERC | Low Demand Growth+Expected Future Gas Supply+Increased Demand Response+Reduced Rankine Availability+Delayed Build+Upgraded HVDC+Low Wind & Solar | 23.879 | 57.1668 | 97.9089
2035 | SIWEM_PERC | Low Demand Growth+Expected Future Gas Supply+Increased Demand Response+Reduced Rankine Availability+Delayed Build+Upgraded HVDC+Low Wind & Solar | 18.6349 | 52.8702 | 94.3247
2026 | NZWEM_PERC | Low Demand Growth+Expected Future Gas Supply+Increased Demand Response+Reduced Rankine Availability+Delayed Build+Upgraded HVDC+Constrained Operational Capacity | 16.8291 | 16.8291 | 16.8291
2027 | NZWEM_PERC | Low Demand Growth+Expected Future Gas Supply+Increased Demand Response+Reduced Rankine Availability+Delayed Build+Upgraded HVDC+Constrained Operational Capacity | 10.8523 | 11.0026 | 11.181
2028 | NZWEM_PERC | Low Demand Growth+Expected Future Gas Supply+Increased Demand Response+Reduced Rankine Availability+Delayed Build+Upgraded HVDC+Constrained Operational Capacity | 11.817 | 13.354 | 13.6885
2029 | NZWEM_PERC | Low Demand Growth+Expected Future Gas Supply+Increased Demand Response+Reduced Rankine Availability+Delayed Build+Upgraded HVDC+Constrained Operational Capacity | 21.5644 | 24.6329 | 25.586
2030 | NZWEM_PERC | Low Demand Growth+Expected Future Gas Supply+Increased Demand Response+Reduced Rankine Availability+Delayed Build+Upgraded HVDC+Constrained Operational Capacity | 20.0413 | 29.8496 | 38.1404
2031 | NZWEM_PERC | Low Demand Growth+Expected Future Gas Supply+Increased Demand Response+Reduced Rankine Availability+Delayed Build+Upgraded HVDC+Constrained Operational Capacity | 17.1269 | 30.0871 | 39.4483
2032 | NZWEM_PERC | Low Demand Growth+Expected Future Gas Supply+Increased Demand Response+Reduced Rankine Availability+Delayed Build+Upgraded HVDC+Constrained Operational Capacity | 14.5881 | 28.0693 | 43.4576
2033 | NZWEM_PERC | Low Demand Growth+Expected Future Gas Supply+Increased Demand Response+Reduced Rankine Availability+Delayed Build+Upgraded HVDC+Constrained Operational Capacity | 12.5729 | 25.941 | 47.5083
2034 | NZWEM_PERC | Low Demand Growth+Expected Future Gas Supply+Increased Demand Response+Reduced Rankine Availability+Delayed Build+Upgraded HVDC+Constrained Operational Capacity | 10.7828 | 24.3474 | 46.6503
2035 | NZWEM_PERC | Low Demand Growth+Expected Future Gas Supply+Increased Demand Response+Reduced Rankine Availability+Delayed Build+Upgraded HVDC+Constrained Operational Capacity | 8.8274 | 22.6176 | 46.3139
2026 | NIWCM | Low Demand Growth+Expected Future Gas Supply+Increased Demand Response+Reduced Rankine Availability+Delayed Build+Upgraded HVDC+Constrained Operational Capacity | 531.3464 | 531.3464 | 531.3464
2027 | NIWCM | Low Demand Growth+Expected Future Gas Supply+Increased Demand Response+Reduced Rankine Availability+Delayed Build+Upgraded HVDC+Constrained Operational Capacity | 558.0602 | 558.0602 | 558.0602
2028 | NIWCM | Low Demand Growth+Expected Future Gas Supply+Increased Demand Response+Reduced Rankine Availability+Delayed Build+Upgraded HVDC+Constrained Operational Capacity | 777.5357 | 777.5357 | 777.5357
2029 | NIWCM | Low Demand Growth+Expected Future Gas Supply+Increased Demand Response+Reduced Rankine Availability+Delayed Build+Upgraded HVDC+Constrained Operational Capacity | 776.6493 | 858.505 | 858.505
2030 | NIWCM | Low Demand Growth+Expected Future Gas Supply+Increased Demand Response+Reduced Rankine Availability+Delayed Build+Upgraded HVDC+Constrained Operational Capacity | 787.433 | 1288.9047 | 1400.3312
2031 | NIWCM | Low Demand Growth+Expected Future Gas Supply+Increased Demand Response+Reduced Rankine Availability+Delayed Build+Upgraded HVDC+Constrained Operational Capacity | 688.0584 | 1329.1385 | 1482.6596
2032 | NIWCM | Low Demand Growth+Expected Future Gas Supply+Increased Demand Response+Reduced Rankine Availability+Delayed Build+Upgraded HVDC+Constrained Operational Capacity | 570.534 | 1260.6375 | 1466.7678
2033 | NIWCM | Low Demand Growth+Expected Future Gas Supply+Increased Demand Response+Reduced Rankine Availability+Delayed Build+Upgraded HVDC+Constrained Operational Capacity | 531.4627 | 1232.8545 | 1492.8087
2034 | NIWCM | Low Demand Growth+Expected Future Gas Supply+Increased Demand Response+Reduced Rankine Availability+Delayed Build+Upgraded HVDC+Constrained Operational Capacity | 424.0914 | 1134.1863 | 1414.6968
2035 | NIWCM | Low Demand Growth+Expected Future Gas Supply+Increased Demand Response+Reduced Rankine Availability+Delayed Build+Upgraded HVDC+Constrained Operational Capacity | 302.088 | 1043.6666 | 1335.0803
2026 | SIWEM_PERC | Low Demand Growth+Expected Future Gas Supply+Increased Demand Response+Reduced Rankine Availability+Delayed Build+Upgraded HVDC+Constrained Operational Capacity | 44.894 | 44.894 | 44.894
2027 | SIWEM_PERC | Low Demand Growth+Expected Future Gas Supply+Increased Demand Response+Reduced Rankine Availability+Delayed Build+Upgraded HVDC+Constrained Operational Capacity | 28.1728 | 28.5884 | 29.0815
2028 | SIWEM_PERC | Low Demand Growth+Expected Future Gas Supply+Increased Demand Response+Reduced Rankine Availability+Delayed Build+Upgraded HVDC+Constrained Operational Capacity | 30.7639 | 35 | 35.9219
2029 | SIWEM_PERC | Low Demand Growth+Expected Future Gas Supply+Increased Demand Response+Reduced Rankine Availability+Delayed Build+Upgraded HVDC+Constrained Operational Capacity | 57.0632 | 65.2293 | 67.616
2030 | SIWEM_PERC | Low Demand Growth+Expected Future Gas Supply+Increased Demand Response+Reduced Rankine Availability+Delayed Build+Upgraded HVDC+Constrained Operational Capacity | 52.9602 | 78.6251 | 100.5836
2031 | SIWEM_PERC | Low Demand Growth+Expected Future Gas Supply+Increased Demand Response+Reduced Rankine Availability+Delayed Build+Upgraded HVDC+Constrained Operational Capacity | 45.1825 | 78.9738 | 98.922
2032 | SIWEM_PERC | Low Demand Growth+Expected Future Gas Supply+Increased Demand Response+Reduced Rankine Availability+Delayed Build+Upgraded HVDC+Constrained Operational Capacity | 38.2095 | 73.8517 | 103.5064
2033 | SIWEM_PERC | Low Demand Growth+Expected Future Gas Supply+Increased Demand Response+Reduced Rankine Availability+Delayed Build+Upgraded HVDC+Constrained Operational Capacity | 32.6934 | 68.3438 | 105.7919
2034 | SIWEM_PERC | Low Demand Growth+Expected Future Gas Supply+Increased Demand Response+Reduced Rankine Availability+Delayed Build+Upgraded HVDC+Constrained Operational Capacity | 27.8239 | 64.2577 | 102.8781
2035 | SIWEM_PERC | Low Demand Growth+Expected Future Gas Supply+Increased Demand Response+Reduced Rankine Availability+Delayed Build+Upgraded HVDC+Constrained Operational Capacity | 22.5053 | 59.8272 | 99.2001
2026 | NZWEM_PERC | Low Demand Growth+Expected Future Gas Supply+Increased Demand Response+Reduced Rankine Availability+Delayed Build+Upgraded HVDC+Constrained Operational Capacity+Low Wind & Solar | 15.8688 | 15.8688 | 15.8688
2027 | NZWEM_PERC | Low Demand Growth+Expected Future Gas Supply+Increased Demand Response+Reduced Rankine Availability+Delayed Build+Upgraded HVDC+Constrained Operational Capacity+Low Wind & Solar | 9.8353 | 9.9709 | 10.1319
2028 | NZWEM_PERC | Low Demand Growth+Expected Future Gas Supply+Increased Demand Response+Reduced Rankine Availability+Delayed Build+Upgraded HVDC+Constrained Operational Capacity+Low Wind & Solar | 10.5362 | 11.9233 | 12.2252
2029 | NZWEM_PERC | Low Demand Growth+Expected Future Gas Supply+Increased Demand Response+Reduced Rankine Availability+Delayed Build+Upgraded HVDC+Constrained Operational Capacity+Low Wind & Solar | 20.1136 | 22.8828 | 23.7429
2030 | NZWEM_PERC | Low Demand Growth+Expected Future Gas Supply+Increased Demand Response+Reduced Rankine Availability+Delayed Build+Upgraded HVDC+Constrained Operational Capacity+Low Wind & Solar | 18.4964 | 27.348 | 34.8302
2031 | NZWEM_PERC | Low Demand Growth+Expected Future Gas Supply+Increased Demand Response+Reduced Rankine Availability+Delayed Build+Upgraded HVDC+Constrained Operational Capacity+Low Wind & Solar | 15.6169 | 27.3131 | 35.7612
2032 | NZWEM_PERC | Low Demand Growth+Expected Future Gas Supply+Increased Demand Response+Reduced Rankine Availability+Delayed Build+Upgraded HVDC+Constrained Operational Capacity+Low Wind & Solar | 13.1039 | 25.2701 | 39.1975
2033 | NZWEM_PERC | Low Demand Growth+Expected Future Gas Supply+Increased Demand Response+Reduced Rankine Availability+Delayed Build+Upgraded HVDC+Constrained Operational Capacity+Low Wind & Solar | 11.1118 | 23.1855 | 42.6885
2034 | NZWEM_PERC | Low Demand Growth+Expected Future Gas Supply+Increased Demand Response+Reduced Rankine Availability+Delayed Build+Upgraded HVDC+Constrained Operational Capacity+Low Wind & Solar | 9.3457 | 21.5966 | 41.8015
2035 | NZWEM_PERC | Low Demand Growth+Expected Future Gas Supply+Increased Demand Response+Reduced Rankine Availability+Delayed Build+Upgraded HVDC+Constrained Operational Capacity+Low Wind & Solar | 7.4214 | 19.9264 | 41.3871
2026 | NIWCM | Low Demand Growth+Expected Future Gas Supply+Increased Demand Response+Reduced Rankine Availability+Delayed Build+Upgraded HVDC+Constrained Operational Capacity+Low Wind & Solar | 531.3464 | 531.3464 | 531.3464
2027 | NIWCM | Low Demand Growth+Expected Future Gas Supply+Increased Demand Response+Reduced Rankine Availability+Delayed Build+Upgraded HVDC+Constrained Operational Capacity+Low Wind & Solar | 558.0602 | 558.0602 | 558.0602
2028 | NIWCM | Low Demand Growth+Expected Future Gas Supply+Increased Demand Response+Reduced Rankine Availability+Delayed Build+Upgraded HVDC+Constrained Operational Capacity+Low Wind & Solar | 777.5357 | 777.5357 | 777.5357
2029 | NIWCM | Low Demand Growth+Expected Future Gas Supply+Increased Demand Response+Reduced Rankine Availability+Delayed Build+Upgraded HVDC+Constrained Operational Capacity+Low Wind & Solar | 776.6493 | 858.505 | 858.505
2030 | NIWCM | Low Demand Growth+Expected Future Gas Supply+Increased Demand Response+Reduced Rankine Availability+Delayed Build+Upgraded HVDC+Constrained Operational Capacity+Low Wind & Solar | 787.433 | 1288.9047 | 1400.3312
2031 | NIWCM | Low Demand Growth+Expected Future Gas Supply+Increased Demand Response+Reduced Rankine Availability+Delayed Build+Upgraded HVDC+Constrained Operational Capacity+Low Wind & Solar | 688.0584 | 1329.1385 | 1482.6596
2032 | NIWCM | Low Demand Growth+Expected Future Gas Supply+Increased Demand Response+Reduced Rankine Availability+Delayed Build+Upgraded HVDC+Constrained Operational Capacity+Low Wind & Solar | 570.534 | 1260.6375 | 1466.7678
2033 | NIWCM | Low Demand Growth+Expected Future Gas Supply+Increased Demand Response+Reduced Rankine Availability+Delayed Build+Upgraded HVDC+Constrained Operational Capacity+Low Wind & Solar | 531.4627 | 1232.8545 | 1492.8087
2034 | NIWCM | Low Demand Growth+Expected Future Gas Supply+Increased Demand Response+Reduced Rankine Availability+Delayed Build+Upgraded HVDC+Constrained Operational Capacity+Low Wind & Solar | 424.0914 | 1134.1863 | 1414.6968
2035 | NIWCM | Low Demand Growth+Expected Future Gas Supply+Increased Demand Response+Reduced Rankine Availability+Delayed Build+Upgraded HVDC+Constrained Operational Capacity+Low Wind & Solar | 302.088 | 1043.6666 | 1335.0803
2026 | SIWEM_PERC | Low Demand Growth+Expected Future Gas Supply+Increased Demand Response+Reduced Rankine Availability+Delayed Build+Upgraded HVDC+Constrained Operational Capacity+Low Wind & Solar | 42.2261 | 42.2261 | 42.2261
2027 | SIWEM_PERC | Low Demand Growth+Expected Future Gas Supply+Increased Demand Response+Reduced Rankine Availability+Delayed Build+Upgraded HVDC+Constrained Operational Capacity+Low Wind & Solar | 26.0896 | 26.1581 | 26.1818
2028 | SIWEM_PERC | Low Demand Growth+Expected Future Gas Supply+Increased Demand Response+Reduced Rankine Availability+Delayed Build+Upgraded HVDC+Constrained Operational Capacity+Low Wind & Solar | 27.675 | 31.057 | 31.889
2029 | SIWEM_PERC | Low Demand Growth+Expected Future Gas Supply+Increased Demand Response+Reduced Rankine Availability+Delayed Build+Upgraded HVDC+Constrained Operational Capacity+Low Wind & Solar | 53.3512 | 60.7207 | 62.8746
2030 | SIWEM_PERC | Low Demand Growth+Expected Future Gas Supply+Increased Demand Response+Reduced Rankine Availability+Delayed Build+Upgraded HVDC+Constrained Operational Capacity+Low Wind & Solar | 48.894 | 72.1751 | 91.9918
2031 | SIWEM_PERC | Low Demand Growth+Expected Future Gas Supply+Increased Demand Response+Reduced Rankine Availability+Delayed Build+Upgraded HVDC+Constrained Operational Capacity+Low Wind & Solar | 41.0434 | 71.8422 | 94.2351
2032 | SIWEM_PERC | Low Demand Growth+Expected Future Gas Supply+Increased Demand Response+Reduced Rankine Availability+Delayed Build+Upgraded HVDC+Constrained Operational Capacity+Low Wind & Solar | 34.1426 | 66.6463 | 98.9073
2033 | SIWEM_PERC | Low Demand Growth+Expected Future Gas Supply+Increased Demand Response+Reduced Rankine Availability+Delayed Build+Upgraded HVDC+Constrained Operational Capacity+Low Wind & Solar | 28.689 | 61.249 | 100.7478
2034 | SIWEM_PERC | Low Demand Growth+Expected Future Gas Supply+Increased Demand Response+Reduced Rankine Availability+Delayed Build+Upgraded HVDC+Constrained Operational Capacity+Low Wind & Solar | 23.879 | 57.1668 | 97.9089
2035 | SIWEM_PERC | Low Demand Growth+Expected Future Gas Supply+Increased Demand Response+Reduced Rankine Availability+Delayed Build+Upgraded HVDC+Constrained Operational Capacity+Low Wind & Solar | 18.6349 | 52.8702 | 94.3247
2026 | NZWEM_PERC | Low Demand Growth+High Gas Supply | 25.4328 | 25.4927 | 25.4927
2027 | NZWEM_PERC | Low Demand Growth+High Gas Supply | 26.7248 | 28.6687 | 29.0047
2028 | NZWEM_PERC | Low Demand Growth+High Gas Supply | 26.9411 | 35.5342 | 40.3002
2029 | NZWEM_PERC | Low Demand Growth+High Gas Supply | 32.2114 | 44.4628 | 54.1561
2030 | NZWEM_PERC | Low Demand Growth+High Gas Supply | 30.1027 | 44.6318 | 60.5679
2031 | NZWEM_PERC | Low Demand Growth+High Gas Supply | 27.3047 | 41.6041 | 63.7782
2032 | NZWEM_PERC | Low Demand Growth+High Gas Supply | 25.321 | 39.8049 | 62.722
2033 | NZWEM_PERC | Low Demand Growth+High Gas Supply | 23.5553 | 37.8138 | 62.3147
2034 | NZWEM_PERC | Low Demand Growth+High Gas Supply | 21.731 | 36.228 | 60.3255
2035 | NZWEM_PERC | Low Demand Growth+High Gas Supply | 19.3123 | 33.5993 | 57.1746
2026 | NIWCM | Low Demand Growth+High Gas Supply | 1191.4351 | 1192.2349 | 1192.2349
2027 | NIWCM | Low Demand Growth+High Gas Supply | 1557.5564 | 1585.4149 | 1589.9514
2028 | NIWCM | Low Demand Growth+High Gas Supply | 1691.982 | 2252.2616 | 2291.2072
2029 | NIWCM | Low Demand Growth+High Gas Supply | 1669.9339 | 2480.1561 | 2697.8453
2030 | NIWCM | Low Demand Growth+High Gas Supply | 1553.9546 | 2464.6366 | 2829.8835
2031 | NIWCM | Low Demand Growth+High Gas Supply | 1467.1153 | 2424.3154 | 2981.1502
2032 | NIWCM | Low Demand Growth+High Gas Supply | 1346.0248 | 2344.8036 | 2951.5172
2033 | NIWCM | Low Demand Growth+High Gas Supply | 1230.5606 | 2244.2983 | 2945.4076
2034 | NIWCM | Low Demand Growth+High Gas Supply | 1119.9072 | 2183.9982 | 2988.5705
2035 | NIWCM | Low Demand Growth+High Gas Supply | 994.219 | 2073.4482 | 2903.1288
2026 | SIWEM_PERC | Low Demand Growth+High Gas Supply | 55.9618 | 55.9618 | 55.9618
2027 | SIWEM_PERC | Low Demand Growth+High Gas Supply | 54.8105 | 57.5499 | 57.5499
2028 | SIWEM_PERC | Low Demand Growth+High Gas Supply | 54.8446 | 68.665 | 76.4172
2029 | SIWEM_PERC | Low Demand Growth+High Gas Supply | 52.7546 | 66.3794 | 83.0811
2030 | SIWEM_PERC | Low Demand Growth+High Gas Supply | 49.4932 | 64.9092 | 87.3057
2031 | SIWEM_PERC | Low Demand Growth+High Gas Supply | 46.22 | 61.2884 | 88.5761
2032 | SIWEM_PERC | Low Demand Growth+High Gas Supply | 43.6965 | 58.492 | 85.2852
2033 | SIWEM_PERC | Low Demand Growth+High Gas Supply | 41.5279 | 56.0874 | 82.4535
2034 | SIWEM_PERC | Low Demand Growth+High Gas Supply | 39.4885 | 53.8235 | 79.7831
2035 | SIWEM_PERC | Low Demand Growth+High Gas Supply | 36.9082 | 50.9627 | 76.4144
2026 | NZWEM_PERC | Low Demand Growth+High Gas Supply+Low Wind & Solar | 24.177 | 24.231 | 24.231
2027 | NZWEM_PERC | Low Demand Growth+High Gas Supply+Low Wind & Solar | 25.2992 | 27.0535 | 27.3568
2028 | NZWEM_PERC | Low Demand Growth+High Gas Supply+Low Wind & Solar | 25.4079 | 33.1629 | 37.464
2029 | NZWEM_PERC | Low Demand Growth+High Gas Supply+Low Wind & Solar | 30.6478 | 41.7044 | 50.4522
2030 | NZWEM_PERC | Low Demand Growth+High Gas Supply+Low Wind & Solar | 28.5657 | 41.733 | 56.1561
2031 | NZWEM_PERC | Low Demand Growth+High Gas Supply+Low Wind & Solar | 25.8025 | 38.771 | 58.8228
2032 | NZWEM_PERC | Low Demand Growth+High Gas Supply+Low Wind & Solar | 23.8443 | 36.9783 | 57.7396
2033 | NZWEM_PERC | Low Demand Growth+High Gas Supply+Low Wind & Solar | 22.1016 | 35.0312 | 57.2206
2034 | NZWEM_PERC | Low Demand Growth+High Gas Supply+Low Wind & Solar | 20.3012 | 33.4912 | 55.3153
2035 | NZWEM_PERC | Low Demand Growth+High Gas Supply+Low Wind & Solar | 17.9135 | 30.9218 | 52.273
2026 | NIWCM | Low Demand Growth+High Gas Supply+Low Wind & Solar | 1191.4351 | 1192.2349 | 1192.2349
2027 | NIWCM | Low Demand Growth+High Gas Supply+Low Wind & Solar | 1557.5564 | 1585.4149 | 1589.9514
2028 | NIWCM | Low Demand Growth+High Gas Supply+Low Wind & Solar | 1691.982 | 2252.2616 | 2291.2072
2029 | NIWCM | Low Demand Growth+High Gas Supply+Low Wind & Solar | 1669.9339 | 2480.1561 | 2697.8453
2030 | NIWCM | Low Demand Growth+High Gas Supply+Low Wind & Solar | 1553.9546 | 2464.6366 | 2829.8835
2031 | NIWCM | Low Demand Growth+High Gas Supply+Low Wind & Solar | 1467.1153 | 2424.3154 | 2981.1502
2032 | NIWCM | Low Demand Growth+High Gas Supply+Low Wind & Solar | 1346.0248 | 2344.8036 | 2951.5172
2033 | NIWCM | Low Demand Growth+High Gas Supply+Low Wind & Solar | 1230.5606 | 2244.2983 | 2945.4076
2034 | NIWCM | Low Demand Growth+High Gas Supply+Low Wind & Solar | 1119.9072 | 2183.9982 | 2988.5705
2035 | NIWCM | Low Demand Growth+High Gas Supply+Low Wind & Solar | 994.219 | 2073.4482 | 2903.1288
2026 | SIWEM_PERC | Low Demand Growth+High Gas Supply+Low Wind & Solar | 55.1095 | 55.1095 | 55.1095
2027 | SIWEM_PERC | Low Demand Growth+High Gas Supply+Low Wind & Solar | 53.9143 | 56.3865 | 56.3865
2028 | SIWEM_PERC | Low Demand Growth+High Gas Supply+Low Wind & Solar | 53.7661 | 66.2385 | 73.2346
2029 | SIWEM_PERC | Low Demand Growth+High Gas Supply+Low Wind & Solar | 51.6913 | 63.9873 | 79.06
2030 | SIWEM_PERC | Low Demand Growth+High Gas Supply+Low Wind & Solar | 48.4532 | 62.3656 | 82.5777
2031 | SIWEM_PERC | Low Demand Growth+High Gas Supply+Low Wind & Solar | 45.2034 | 58.8022 | 83.4284
2032 | SIWEM_PERC | Low Demand Growth+High Gas Supply+Low Wind & Solar | 42.6984 | 56.0508 | 80.2308
2033 | SIWEM_PERC | Low Demand Growth+High Gas Supply+Low Wind & Solar | 40.5456 | 53.6851 | 77.4796
2034 | SIWEM_PERC | Low Demand Growth+High Gas Supply+Low Wind & Solar | 38.5214 | 51.4583 | 74.8859
2035 | SIWEM_PERC | Low Demand Growth+High Gas Supply+Low Wind & Solar | 35.96 | 48.6438 | 71.6131
2026 | NZWEM_PERC | Low Demand Growth+High Gas Supply+Constrained Operational Capacity | 25.4328 | 25.4927 | 25.4927
2027 | NZWEM_PERC | Low Demand Growth+High Gas Supply+Constrained Operational Capacity | 26.7248 | 28.6687 | 29.0047
2028 | NZWEM_PERC | Low Demand Growth+High Gas Supply+Constrained Operational Capacity | 26.9411 | 35.5342 | 40.3002
2029 | NZWEM_PERC | Low Demand Growth+High Gas Supply+Constrained Operational Capacity | 32.2114 | 44.4628 | 54.1561
2030 | NZWEM_PERC | Low Demand Growth+High Gas Supply+Constrained Operational Capacity | 30.1027 | 44.6318 | 60.5679
2031 | NZWEM_PERC | Low Demand Growth+High Gas Supply+Constrained Operational Capacity | 27.3047 | 41.6041 | 63.7782
2032 | NZWEM_PERC | Low Demand Growth+High Gas Supply+Constrained Operational Capacity | 25.321 | 39.8049 | 62.722
2033 | NZWEM_PERC | Low Demand Growth+High Gas Supply+Constrained Operational Capacity | 23.5553 | 37.8138 | 62.3147
2034 | NZWEM_PERC | Low Demand Growth+High Gas Supply+Constrained Operational Capacity | 21.731 | 36.228 | 60.3255
2035 | NZWEM_PERC | Low Demand Growth+High Gas Supply+Constrained Operational Capacity | 19.3123 | 33.5993 | 57.1746
2026 | NIWCM | Low Demand Growth+High Gas Supply+Constrained Operational Capacity | 604.1196 | 604.1196 | 604.1196
2027 | NIWCM | Low Demand Growth+High Gas Supply+Constrained Operational Capacity | 939.6101 | 943.4979 | 943.4979
2028 | NIWCM | Low Demand Growth+High Gas Supply+Constrained Operational Capacity | 1048.7594 | 1536.2788 | 1543.3608
2029 | NIWCM | Low Demand Growth+High Gas Supply+Constrained Operational Capacity | 1012.8328 | 1654.2944 | 1807.2858
2030 | NIWCM | Low Demand Growth+High Gas Supply+Constrained Operational Capacity | 896.6462 | 1614.0679 | 1819.7647
2031 | NIWCM | Low Demand Growth+High Gas Supply+Constrained Operational Capacity | 805.9979 | 1535.3563 | 1795.1785
2032 | NIWCM | Low Demand Growth+High Gas Supply+Constrained Operational Capacity | 678.4312 | 1417.616 | 1697.9734
2033 | NIWCM | Low Demand Growth+High Gas Supply+Constrained Operational Capacity | 561.367 | 1303.4536 | 1596.4557
2034 | NIWCM | Low Demand Growth+High Gas Supply+Constrained Operational Capacity | 450.0023 | 1235.557 | 1610.6233
2035 | NIWCM | Low Demand Growth+High Gas Supply+Constrained Operational Capacity | 322.0374 | 1119.3844 | 1495.5036
2026 | SIWEM_PERC | Low Demand Growth+High Gas Supply+Constrained Operational Capacity | 55.9618 | 55.9618 | 55.9618
2027 | SIWEM_PERC | Low Demand Growth+High Gas Supply+Constrained Operational Capacity | 54.8105 | 57.5499 | 57.5499
2028 | SIWEM_PERC | Low Demand Growth+High Gas Supply+Constrained Operational Capacity | 54.8446 | 68.665 | 76.4172
2029 | SIWEM_PERC | Low Demand Growth+High Gas Supply+Constrained Operational Capacity | 52.7546 | 66.3794 | 83.0811
2030 | SIWEM_PERC | Low Demand Growth+High Gas Supply+Constrained Operational Capacity | 49.4932 | 64.9092 | 87.3057
2031 | SIWEM_PERC | Low Demand Growth+High Gas Supply+Constrained Operational Capacity | 46.22 | 61.2884 | 88.5761
2032 | SIWEM_PERC | Low Demand Growth+High Gas Supply+Constrained Operational Capacity | 43.6965 | 58.492 | 85.2852
2033 | SIWEM_PERC | Low Demand Growth+High Gas Supply+Constrained Operational Capacity | 41.5279 | 56.0874 | 82.4535
2034 | SIWEM_PERC | Low Demand Growth+High Gas Supply+Constrained Operational Capacity | 39.4885 | 53.8235 | 79.7831
2035 | SIWEM_PERC | Low Demand Growth+High Gas Supply+Constrained Operational Capacity | 36.9082 | 50.9627 | 76.4144
2026 | NZWEM_PERC | Low Demand Growth+High Gas Supply+Constrained Operational Capacity+Low Wind & Solar | 24.177 | 24.231 | 24.231
2027 | NZWEM_PERC | Low Demand Growth+High Gas Supply+Constrained Operational Capacity+Low Wind & Solar | 25.2992 | 27.0535 | 27.3568
2028 | NZWEM_PERC | Low Demand Growth+High Gas Supply+Constrained Operational Capacity+Low Wind & Solar | 25.4079 | 33.1629 | 37.464
2029 | NZWEM_PERC | Low Demand Growth+High Gas Supply+Constrained Operational Capacity+Low Wind & Solar | 30.6478 | 41.7044 | 50.4522
2030 | NZWEM_PERC | Low Demand Growth+High Gas Supply+Constrained Operational Capacity+Low Wind & Solar | 28.5657 | 41.733 | 56.1561
2031 | NZWEM_PERC | Low Demand Growth+High Gas Supply+Constrained Operational Capacity+Low Wind & Solar | 25.8025 | 38.771 | 58.8228
2032 | NZWEM_PERC | Low Demand Growth+High Gas Supply+Constrained Operational Capacity+Low Wind & Solar | 23.8443 | 36.9783 | 57.7396
2033 | NZWEM_PERC | Low Demand Growth+High Gas Supply+Constrained Operational Capacity+Low Wind & Solar | 22.1016 | 35.0312 | 57.2206
2034 | NZWEM_PERC | Low Demand Growth+High Gas Supply+Constrained Operational Capacity+Low Wind & Solar | 20.3012 | 33.4912 | 55.3153
2035 | NZWEM_PERC | Low Demand Growth+High Gas Supply+Constrained Operational Capacity+Low Wind & Solar | 17.9135 | 30.9218 | 52.273
2026 | NIWCM | Low Demand Growth+High Gas Supply+Constrained Operational Capacity+Low Wind & Solar | 604.1196 | 604.1196 | 604.1196
2027 | NIWCM | Low Demand Growth+High Gas Supply+Constrained Operational Capacity+Low Wind & Solar | 939.6101 | 943.4979 | 943.4979
2028 | NIWCM | Low Demand Growth+High Gas Supply+Constrained Operational Capacity+Low Wind & Solar | 1048.7594 | 1536.2788 | 1543.3608
2029 | NIWCM | Low Demand Growth+High Gas Supply+Constrained Operational Capacity+Low Wind & Solar | 1012.8328 | 1654.2944 | 1807.2858
2030 | NIWCM | Low Demand Growth+High Gas Supply+Constrained Operational Capacity+Low Wind & Solar | 896.6462 | 1614.0679 | 1819.7647
2031 | NIWCM | Low Demand Growth+High Gas Supply+Constrained Operational Capacity+Low Wind & Solar | 805.9979 | 1535.3563 | 1795.1785
2032 | NIWCM | Low Demand Growth+High Gas Supply+Constrained Operational Capacity+Low Wind & Solar | 678.4312 | 1417.616 | 1697.9734
2033 | NIWCM | Low Demand Growth+High Gas Supply+Constrained Operational Capacity+Low Wind & Solar | 561.367 | 1303.4536 | 1596.4557
2034 | NIWCM | Low Demand Growth+High Gas Supply+Constrained Operational Capacity+Low Wind & Solar | 450.0023 | 1235.557 | 1610.6233
2035 | NIWCM | Low Demand Growth+High Gas Supply+Constrained Operational Capacity+Low Wind & Solar | 322.0374 | 1119.3844 | 1495.5036
2026 | SIWEM_PERC | Low Demand Growth+High Gas Supply+Constrained Operational Capacity+Low Wind & Solar | 55.1095 | 55.1095 | 55.1095
2027 | SIWEM_PERC | Low Demand Growth+High Gas Supply+Constrained Operational Capacity+Low Wind & Solar | 53.9143 | 56.3865 | 56.3865
2028 | SIWEM_PERC | Low Demand Growth+High Gas Supply+Constrained Operational Capacity+Low Wind & Solar | 53.7661 | 66.2385 | 73.2346
2029 | SIWEM_PERC | Low Demand Growth+High Gas Supply+Constrained Operational Capacity+Low Wind & Solar | 51.6913 | 63.9873 | 79.06
2030 | SIWEM_PERC | Low Demand Growth+High Gas Supply+Constrained Operational Capacity+Low Wind & Solar | 48.4532 | 62.3656 | 82.5777
2031 | SIWEM_PERC | Low Demand Growth+High Gas Supply+Constrained Operational Capacity+Low Wind & Solar | 45.2034 | 58.8022 | 83.4284
2032 | SIWEM_PERC | Low Demand Growth+High Gas Supply+Constrained Operational Capacity+Low Wind & Solar | 42.6984 | 56.0508 | 80.2308
2033 | SIWEM_PERC | Low Demand Growth+High Gas Supply+Constrained Operational Capacity+Low Wind & Solar | 40.5456 | 53.6851 | 77.4796
2034 | SIWEM_PERC | Low Demand Growth+High Gas Supply+Constrained Operational Capacity+Low Wind & Solar | 38.5214 | 51.4583 | 74.8859
2035 | SIWEM_PERC | Low Demand Growth+High Gas Supply+Constrained Operational Capacity+Low Wind & Solar | 35.96 | 48.6438 | 71.6131
2026 | NZWEM_PERC | Low Demand Growth+High Gas Supply+Upgraded HVDC | 25.4328 | 25.4927 | 25.4927
2027 | NZWEM_PERC | Low Demand Growth+High Gas Supply+Upgraded HVDC | 26.7248 | 28.6687 | 29.0047
2028 | NZWEM_PERC | Low Demand Growth+High Gas Supply+Upgraded HVDC | 26.9411 | 35.5342 | 40.3002
2029 | NZWEM_PERC | Low Demand Growth+High Gas Supply+Upgraded HVDC | 32.2114 | 44.4628 | 54.1561
2030 | NZWEM_PERC | Low Demand Growth+High Gas Supply+Upgraded HVDC | 30.1027 | 44.6318 | 60.5679
2031 | NZWEM_PERC | Low Demand Growth+High Gas Supply+Upgraded HVDC | 27.3047 | 41.6041 | 63.7782
2032 | NZWEM_PERC | Low Demand Growth+High Gas Supply+Upgraded HVDC | 25.321 | 39.8049 | 62.722
2033 | NZWEM_PERC | Low Demand Growth+High Gas Supply+Upgraded HVDC | 23.5553 | 37.8138 | 62.3147
2034 | NZWEM_PERC | Low Demand Growth+High Gas Supply+Upgraded HVDC | 21.731 | 36.228 | 60.3255
2035 | NZWEM_PERC | Low Demand Growth+High Gas Supply+Upgraded HVDC | 19.3123 | 33.5993 | 57.1746
2026 | NIWCM | Low Demand Growth+High Gas Supply+Upgraded HVDC | 1191.4351 | 1192.2349 | 1192.2349
2027 | NIWCM | Low Demand Growth+High Gas Supply+Upgraded HVDC | 1557.5564 | 1585.4149 | 1589.9514
2028 | NIWCM | Low Demand Growth+High Gas Supply+Upgraded HVDC | 1691.982 | 2252.2616 | 2291.2072
2029 | NIWCM | Low Demand Growth+High Gas Supply+Upgraded HVDC | 1669.9339 | 2480.1561 | 2697.8453
2030 | NIWCM | Low Demand Growth+High Gas Supply+Upgraded HVDC | 1553.9546 | 2464.6366 | 2829.8835
2031 | NIWCM | Low Demand Growth+High Gas Supply+Upgraded HVDC | 1467.1283 | 2462.403 | 3104.6501
2032 | NIWCM | Low Demand Growth+High Gas Supply+Upgraded HVDC | 1346.0214 | 2356.9675 | 3075.1526
2033 | NIWCM | Low Demand Growth+High Gas Supply+Upgraded HVDC | 1230.5615 | 2244.3003 | 3068.7788
2034 | NIWCM | Low Demand Growth+High Gas Supply+Upgraded HVDC | 1119.9069 | 2184.0843 | 3118.3237
2035 | NIWCM | Low Demand Growth+High Gas Supply+Upgraded HVDC | 994.2191 | 2073.4321 | 3027.3933
2026 | SIWEM_PERC | Low Demand Growth+High Gas Supply+Upgraded HVDC | 55.9618 | 55.9618 | 55.9618
2027 | SIWEM_PERC | Low Demand Growth+High Gas Supply+Upgraded HVDC | 70.5779 | 75.6922 | 76.534
2028 | SIWEM_PERC | Low Demand Growth+High Gas Supply+Upgraded HVDC | 70.8552 | 91.1421 | 98.8943
2029 | SIWEM_PERC | Low Demand Growth+High Gas Supply+Upgraded HVDC | 74.9137 | 88.5385 | 105.2402
2030 | SIWEM_PERC | Low Demand Growth+High Gas Supply+Upgraded HVDC | 71.1674 | 86.5834 | 108.9799
2031 | SIWEM_PERC | Low Demand Growth+High Gas Supply+Upgraded HVDC | 67.4056 | 82.474 | 109.7617
2032 | SIWEM_PERC | Low Demand Growth+High Gas Supply+Upgraded HVDC | 64.4983 | 79.2937 | 106.087
2033 | SIWEM_PERC | Low Demand Growth+High Gas Supply+Upgraded HVDC | 60.3844 | 76.5575 | 102.9236
2034 | SIWEM_PERC | Low Demand Growth+High Gas Supply+Upgraded HVDC | 55.6883 | 73.978 | 99.9376
2035 | SIWEM_PERC | Low Demand Growth+High Gas Supply+Upgraded HVDC | 49.4941 | 70.723 | 96.1747
2026 | NZWEM_PERC | Low Demand Growth+High Gas Supply+Upgraded HVDC+Low Wind & Solar | 24.177 | 24.231 | 24.231
2027 | NZWEM_PERC | Low Demand Growth+High Gas Supply+Upgraded HVDC+Low Wind & Solar | 25.2992 | 27.0535 | 27.3568
2028 | NZWEM_PERC | Low Demand Growth+High Gas Supply+Upgraded HVDC+Low Wind & Solar | 25.4079 | 33.1629 | 37.464
2029 | NZWEM_PERC | Low Demand Growth+High Gas Supply+Upgraded HVDC+Low Wind & Solar | 30.6478 | 41.7044 | 50.4522
2030 | NZWEM_PERC | Low Demand Growth+High Gas Supply+Upgraded HVDC+Low Wind & Solar | 28.5657 | 41.733 | 56.1561
2031 | NZWEM_PERC | Low Demand Growth+High Gas Supply+Upgraded HVDC+Low Wind & Solar | 25.8025 | 38.771 | 58.8228
2032 | NZWEM_PERC | Low Demand Growth+High Gas Supply+Upgraded HVDC+Low Wind & Solar | 23.8443 | 36.9783 | 57.7396
2033 | NZWEM_PERC | Low Demand Growth+High Gas Supply+Upgraded HVDC+Low Wind & Solar | 22.1016 | 35.0312 | 57.2206
2034 | NZWEM_PERC | Low Demand Growth+High Gas Supply+Upgraded HVDC+Low Wind & Solar | 20.3012 | 33.4912 | 55.3153
2035 | NZWEM_PERC | Low Demand Growth+High Gas Supply+Upgraded HVDC+Low Wind & Solar | 17.9135 | 30.9218 | 52.273
2026 | NIWCM | Low Demand Growth+High Gas Supply+Upgraded HVDC+Low Wind & Solar | 1191.4351 | 1192.2349 | 1192.2349
2027 | NIWCM | Low Demand Growth+High Gas Supply+Upgraded HVDC+Low Wind & Solar | 1557.5564 | 1585.4149 | 1589.9514
2028 | NIWCM | Low Demand Growth+High Gas Supply+Upgraded HVDC+Low Wind & Solar | 1691.982 | 2252.2616 | 2291.2072
2029 | NIWCM | Low Demand Growth+High Gas Supply+Upgraded HVDC+Low Wind & Solar | 1669.9339 | 2480.1561 | 2697.8453
2030 | NIWCM | Low Demand Growth+High Gas Supply+Upgraded HVDC+Low Wind & Solar | 1553.9546 | 2464.6366 | 2829.8835
2031 | NIWCM | Low Demand Growth+High Gas Supply+Upgraded HVDC+Low Wind & Solar | 1467.1283 | 2462.403 | 3104.6501
2032 | NIWCM | Low Demand Growth+High Gas Supply+Upgraded HVDC+Low Wind & Solar | 1346.0214 | 2356.9675 | 3075.1526
2033 | NIWCM | Low Demand Growth+High Gas Supply+Upgraded HVDC+Low Wind & Solar | 1230.5615 | 2244.3003 | 3068.7788
2034 | NIWCM | Low Demand Growth+High Gas Supply+Upgraded HVDC+Low Wind & Solar | 1119.9069 | 2184.0843 | 3118.3237
2035 | NIWCM | Low Demand Growth+High Gas Supply+Upgraded HVDC+Low Wind & Solar | 994.2191 | 2073.4321 | 3027.3933
2026 | SIWEM_PERC | Low Demand Growth+High Gas Supply+Upgraded HVDC+Low Wind & Solar | 55.1095 | 55.1095 | 55.1095
2027 | SIWEM_PERC | Low Demand Growth+High Gas Supply+Upgraded HVDC+Low Wind & Solar | 66.9267 | 71.5422 | 72.302
2028 | SIWEM_PERC | Low Demand Growth+High Gas Supply+Upgraded HVDC+Low Wind & Solar | 66.9314 | 87.4048 | 95.7117
2029 | SIWEM_PERC | Low Demand Growth+High Gas Supply+Upgraded HVDC+Low Wind & Solar | 73.8504 | 86.1464 | 101.2191
2030 | SIWEM_PERC | Low Demand Growth+High Gas Supply+Upgraded HVDC+Low Wind & Solar | 70.1275 | 84.0398 | 104.2519
2031 | SIWEM_PERC | Low Demand Growth+High Gas Supply+Upgraded HVDC+Low Wind & Solar | 66.3891 | 79.9878 | 104.614
2032 | SIWEM_PERC | Low Demand Growth+High Gas Supply+Upgraded HVDC+Low Wind & Solar | 61.2809 | 76.8526 | 101.0326
2033 | SIWEM_PERC | Low Demand Growth+High Gas Supply+Upgraded HVDC+Low Wind & Solar | 56.7009 | 74.1552 | 97.9498
2034 | SIWEM_PERC | Low Demand Growth+High Gas Supply+Upgraded HVDC+Low Wind & Solar | 52.0615 | 71.6128 | 95.0404
2035 | SIWEM_PERC | Low Demand Growth+High Gas Supply+Upgraded HVDC+Low Wind & Solar | 45.9383 | 68.404 | 91.3733
2026 | NZWEM_PERC | Low Demand Growth+High Gas Supply+Upgraded HVDC+Constrained Operational Capacity | 25.4328 | 25.4927 | 25.4927
2027 | NZWEM_PERC | Low Demand Growth+High Gas Supply+Upgraded HVDC+Constrained Operational Capacity | 26.7248 | 28.6687 | 29.0047
2028 | NZWEM_PERC | Low Demand Growth+High Gas Supply+Upgraded HVDC+Constrained Operational Capacity | 26.9411 | 35.5342 | 40.3002
2029 | NZWEM_PERC | Low Demand Growth+High Gas Supply+Upgraded HVDC+Constrained Operational Capacity | 32.2114 | 44.4628 | 54.1561
2030 | NZWEM_PERC | Low Demand Growth+High Gas Supply+Upgraded HVDC+Constrained Operational Capacity | 30.1027 | 44.6318 | 60.5679
2031 | NZWEM_PERC | Low Demand Growth+High Gas Supply+Upgraded HVDC+Constrained Operational Capacity | 27.3047 | 41.6041 | 63.7782
2032 | NZWEM_PERC | Low Demand Growth+High Gas Supply+Upgraded HVDC+Constrained Operational Capacity | 25.321 | 39.8049 | 62.722
2033 | NZWEM_PERC | Low Demand Growth+High Gas Supply+Upgraded HVDC+Constrained Operational Capacity | 23.5553 | 37.8138 | 62.3147
2034 | NZWEM_PERC | Low Demand Growth+High Gas Supply+Upgraded HVDC+Constrained Operational Capacity | 21.731 | 36.228 | 60.3255
2035 | NZWEM_PERC | Low Demand Growth+High Gas Supply+Upgraded HVDC+Constrained Operational Capacity | 19.3123 | 33.5993 | 57.1746
2026 | NIWCM | Low Demand Growth+High Gas Supply+Upgraded HVDC+Constrained Operational Capacity | 604.1196 | 604.1196 | 604.1196
2027 | NIWCM | Low Demand Growth+High Gas Supply+Upgraded HVDC+Constrained Operational Capacity | 939.6101 | 943.4979 | 943.4979
2028 | NIWCM | Low Demand Growth+High Gas Supply+Upgraded HVDC+Constrained Operational Capacity | 1048.7594 | 1536.2788 | 1543.3608
2029 | NIWCM | Low Demand Growth+High Gas Supply+Upgraded HVDC+Constrained Operational Capacity | 1012.8328 | 1654.2944 | 1807.2858
2030 | NIWCM | Low Demand Growth+High Gas Supply+Upgraded HVDC+Constrained Operational Capacity | 896.6462 | 1614.0679 | 1819.7647
2031 | NIWCM | Low Demand Growth+High Gas Supply+Upgraded HVDC+Constrained Operational Capacity | 805.9988 | 1535.3629 | 1795.3
2032 | NIWCM | Low Demand Growth+High Gas Supply+Upgraded HVDC+Constrained Operational Capacity | 678.431 | 1417.6133 | 1697.9495
2033 | NIWCM | Low Demand Growth+High Gas Supply+Upgraded HVDC+Constrained Operational Capacity | 561.3671 | 1303.4543 | 1596.4621
2034 | NIWCM | Low Demand Growth+High Gas Supply+Upgraded HVDC+Constrained Operational Capacity | 450.0023 | 1235.5568 | 1610.6209
2035 | NIWCM | Low Demand Growth+High Gas Supply+Upgraded HVDC+Constrained Operational Capacity | 322.0374 | 1119.3844 | 1495.5043
2026 | SIWEM_PERC | Low Demand Growth+High Gas Supply+Upgraded HVDC+Constrained Operational Capacity | 55.9618 | 55.9618 | 55.9618
2027 | SIWEM_PERC | Low Demand Growth+High Gas Supply+Upgraded HVDC+Constrained Operational Capacity | 70.5779 | 75.6922 | 76.534
2028 | SIWEM_PERC | Low Demand Growth+High Gas Supply+Upgraded HVDC+Constrained Operational Capacity | 70.8552 | 91.1421 | 98.8943
2029 | SIWEM_PERC | Low Demand Growth+High Gas Supply+Upgraded HVDC+Constrained Operational Capacity | 74.9137 | 88.5385 | 105.2402
2030 | SIWEM_PERC | Low Demand Growth+High Gas Supply+Upgraded HVDC+Constrained Operational Capacity | 71.1674 | 86.5834 | 108.9799
2031 | SIWEM_PERC | Low Demand Growth+High Gas Supply+Upgraded HVDC+Constrained Operational Capacity | 67.4056 | 82.474 | 109.7617
2032 | SIWEM_PERC | Low Demand Growth+High Gas Supply+Upgraded HVDC+Constrained Operational Capacity | 64.4983 | 79.2937 | 106.087
2033 | SIWEM_PERC | Low Demand Growth+High Gas Supply+Upgraded HVDC+Constrained Operational Capacity | 60.3844 | 76.5575 | 102.9236
2034 | SIWEM_PERC | Low Demand Growth+High Gas Supply+Upgraded HVDC+Constrained Operational Capacity | 55.6883 | 73.978 | 99.9376
2035 | SIWEM_PERC | Low Demand Growth+High Gas Supply+Upgraded HVDC+Constrained Operational Capacity | 49.4941 | 70.723 | 96.1747
2026 | NZWEM_PERC | Low Demand Growth+High Gas Supply+Upgraded HVDC+Constrained Operational Capacity+Low Wind & Solar | 24.177 | 24.231 | 24.231
2027 | NZWEM_PERC | Low Demand Growth+High Gas Supply+Upgraded HVDC+Constrained Operational Capacity+Low Wind & Solar | 25.2992 | 27.0535 | 27.3568
2028 | NZWEM_PERC | Low Demand Growth+High Gas Supply+Upgraded HVDC+Constrained Operational Capacity+Low Wind & Solar | 25.4079 | 33.1629 | 37.464
2029 | NZWEM_PERC | Low Demand Growth+High Gas Supply+Upgraded HVDC+Constrained Operational Capacity+Low Wind & Solar | 30.6478 | 41.7044 | 50.4522
2030 | NZWEM_PERC | Low Demand Growth+High Gas Supply+Upgraded HVDC+Constrained Operational Capacity+Low Wind & Solar | 28.5657 | 41.733 | 56.1561
2031 | NZWEM_PERC | Low Demand Growth+High Gas Supply+Upgraded HVDC+Constrained Operational Capacity+Low Wind & Solar | 25.8025 | 38.771 | 58.8228
2032 | NZWEM_PERC | Low Demand Growth+High Gas Supply+Upgraded HVDC+Constrained Operational Capacity+Low Wind & Solar | 23.8443 | 36.9783 | 57.7396
2033 | NZWEM_PERC | Low Demand Growth+High Gas Supply+Upgraded HVDC+Constrained Operational Capacity+Low Wind & Solar | 22.1016 | 35.0312 | 57.2206
2034 | NZWEM_PERC | Low Demand Growth+High Gas Supply+Upgraded HVDC+Constrained Operational Capacity+Low Wind & Solar | 20.3012 | 33.4912 | 55.3153
2035 | NZWEM_PERC | Low Demand Growth+High Gas Supply+Upgraded HVDC+Constrained Operational Capacity+Low Wind & Solar | 17.9135 | 30.9218 | 52.273
2026 | NIWCM | Low Demand Growth+High Gas Supply+Upgraded HVDC+Constrained Operational Capacity+Low Wind & Solar | 604.1196 | 604.1196 | 604.1196
2027 | NIWCM | Low Demand Growth+High Gas Supply+Upgraded HVDC+Constrained Operational Capacity+Low Wind & Solar | 939.6101 | 943.4979 | 943.4979
2028 | NIWCM | Low Demand Growth+High Gas Supply+Upgraded HVDC+Constrained Operational Capacity+Low Wind & Solar | 1048.7594 | 1536.2788 | 1543.3608
2029 | NIWCM | Low Demand Growth+High Gas Supply+Upgraded HVDC+Constrained Operational Capacity+Low Wind & Solar | 1012.8328 | 1654.2944 | 1807.2858
2030 | NIWCM | Low Demand Growth+High Gas Supply+Upgraded HVDC+Constrained Operational Capacity+Low Wind & Solar | 896.6462 | 1614.0679 | 1819.7647
2031 | NIWCM | Low Demand Growth+High Gas Supply+Upgraded HVDC+Constrained Operational Capacity+Low Wind & Solar | 805.9988 | 1535.3629 | 1795.3
2032 | NIWCM | Low Demand Growth+High Gas Supply+Upgraded HVDC+Constrained Operational Capacity+Low Wind & Solar | 678.431 | 1417.6133 | 1697.9495
2033 | NIWCM | Low Demand Growth+High Gas Supply+Upgraded HVDC+Constrained Operational Capacity+Low Wind & Solar | 561.3671 | 1303.4543 | 1596.4621
2034 | NIWCM | Low Demand Growth+High Gas Supply+Upgraded HVDC+Constrained Operational Capacity+Low Wind & Solar | 450.0023 | 1235.5568 | 1610.6209
2035 | NIWCM | Low Demand Growth+High Gas Supply+Upgraded HVDC+Constrained Operational Capacity+Low Wind & Solar | 322.0374 | 1119.3844 | 1495.5043
2026 | SIWEM_PERC | Low Demand Growth+High Gas Supply+Upgraded HVDC+Constrained Operational Capacity+Low Wind & Solar | 55.1095 | 55.1095 | 55.1095
2027 | SIWEM_PERC | Low Demand Growth+High Gas Supply+Upgraded HVDC+Constrained Operational Capacity+Low Wind & Solar | 66.9267 | 71.5422 | 72.302
2028 | SIWEM_PERC | Low Demand Growth+High Gas Supply+Upgraded HVDC+Constrained Operational Capacity+Low Wind & Solar | 66.9314 | 87.4048 | 95.7117
2029 | SIWEM_PERC | Low Demand Growth+High Gas Supply+Upgraded HVDC+Constrained Operational Capacity+Low Wind & Solar | 73.8504 | 86.1464 | 101.2191
2030 | SIWEM_PERC | Low Demand Growth+High Gas Supply+Upgraded HVDC+Constrained Operational Capacity+Low Wind & Solar | 70.1275 | 84.0398 | 104.2519
2031 | SIWEM_PERC | Low Demand Growth+High Gas Supply+Upgraded HVDC+Constrained Operational Capacity+Low Wind & Solar | 66.3891 | 79.9878 | 104.614
2032 | SIWEM_PERC | Low Demand Growth+High Gas Supply+Upgraded HVDC+Constrained Operational Capacity+Low Wind & Solar | 61.2809 | 76.8526 | 101.0326
2033 | SIWEM_PERC | Low Demand Growth+High Gas Supply+Upgraded HVDC+Constrained Operational Capacity+Low Wind & Solar | 56.7009 | 74.1552 | 97.9498
2034 | SIWEM_PERC | Low Demand Growth+High Gas Supply+Upgraded HVDC+Constrained Operational Capacity+Low Wind & Solar | 52.0615 | 71.6128 | 95.0404
2035 | SIWEM_PERC | Low Demand Growth+High Gas Supply+Upgraded HVDC+Constrained Operational Capacity+Low Wind & Solar | 45.9383 | 68.404 | 91.3733
2026 | NZWEM_PERC | Low Demand Growth+High Gas Supply+Delayed Build | 20.5799 | 20.5799 | 20.5799
2027 | NZWEM_PERC | Low Demand Growth+High Gas Supply+Delayed Build | 18.9266 | 19.0762 | 19.2537
2028 | NZWEM_PERC | Low Demand Growth+High Gas Supply+Delayed Build | 22.5092 | 24.0384 | 24.3712
2029 | NZWEM_PERC | Low Demand Growth+High Gas Supply+Delayed Build | 30.98 | 34.0328 | 34.981
2030 | NZWEM_PERC | Low Demand Growth+High Gas Supply+Delayed Build | 30.1027 | 39.861 | 48.1095
2031 | NZWEM_PERC | Low Demand Growth+High Gas Supply+Delayed Build | 27.3047 | 40.1989 | 49.5123
2032 | NZWEM_PERC | Low Demand Growth+High Gas Supply+Delayed Build | 25.321 | 38.7333 | 54.0432
2033 | NZWEM_PERC | Low Demand Growth+High Gas Supply+Delayed Build | 23.5553 | 36.8552 | 58.3124
2034 | NZWEM_PERC | Low Demand Growth+High Gas Supply+Delayed Build | 21.731 | 35.2264 | 57.4155
2035 | NZWEM_PERC | Low Demand Growth+High Gas Supply+Delayed Build | 19.3123 | 33.0322 | 56.6075
2026 | NIWCM | Low Demand Growth+High Gas Supply+Delayed Build | 906.8546 | 906.8546 | 906.8546
2027 | NIWCM | Low Demand Growth+High Gas Supply+Delayed Build | 1161.9847 | 1163.9836 | 1166.4561
2028 | NIWCM | Low Demand Growth+High Gas Supply+Delayed Build | 1440.6233 | 1459.8351 | 1464.3716
2029 | NIWCM | Low Demand Growth+High Gas Supply+Delayed Build | 1465.9933 | 1588.6796 | 1602.2719
2030 | NIWCM | Low Demand Growth+High Gas Supply+Delayed Build | 1498.1781 | 2161.9592 | 2331.4701
2031 | NIWCM | Low Demand Growth+High Gas Supply+Delayed Build | 1394.1768 | 2287.273 | 2520.2302
2032 | NIWCM | Low Demand Growth+High Gas Supply+Delayed Build | 1273.0863 | 2218.4959 | 2612.907
2033 | NIWCM | Low Demand Growth+High Gas Supply+Delayed Build | 1230.5606 | 2199.2591 | 2800.9659
2034 | NIWCM | Low Demand Growth+High Gas Supply+Delayed Build | 1119.9072 | 2113.909 | 2774.0523
2035 | NIWCM | Low Demand Growth+High Gas Supply+Delayed Build | 994.219 | 2021.1162 | 2773.5678
2026 | SIWEM_PERC | Low Demand Growth+High Gas Supply+Delayed Build | 50.7882 | 50.7882 | 50.7882
2027 | SIWEM_PERC | Low Demand Growth+High Gas Supply+Delayed Build | 50.6734 | 50.9775 | 50.9775
2028 | SIWEM_PERC | Low Demand Growth+High Gas Supply+Delayed Build | 52.3936 | 54.4724 | 54.4724
2029 | SIWEM_PERC | Low Demand Growth+High Gas Supply+Delayed Build | 50.7926 | 56.1235 | 56.1235
2030 | SIWEM_PERC | Low Demand Growth+High Gas Supply+Delayed Build | 49.4932 | 62.8199 | 77.0058
2031 | SIWEM_PERC | Low Demand Growth+High Gas Supply+Delayed Build | 46.22 | 59.2463 | 75.2142
2032 | SIWEM_PERC | Low Demand Growth+High Gas Supply+Delayed Build | 43.6965 | 58.492 | 79.987
2033 | SIWEM_PERC | Low Demand Growth+High Gas Supply+Delayed Build | 41.5279 | 56.0874 | 82.4535
2034 | SIWEM_PERC | Low Demand Growth+High Gas Supply+Delayed Build | 39.4885 | 53.8235 | 79.7831
2035 | SIWEM_PERC | Low Demand Growth+High Gas Supply+Delayed Build | 36.9082 | 50.9627 | 76.4144
2026 | NZWEM_PERC | Low Demand Growth+High Gas Supply+Delayed Build+Low Wind & Solar | 19.6245 | 19.6245 | 19.6245
2027 | NZWEM_PERC | Low Demand Growth+High Gas Supply+Delayed Build+Low Wind & Solar | 17.9148 | 18.0498 | 18.21
2028 | NZWEM_PERC | Low Demand Growth+High Gas Supply+Delayed Build+Low Wind & Solar | 21.2349 | 22.615 | 22.9153
2029 | NZWEM_PERC | Low Demand Growth+High Gas Supply+Delayed Build+Low Wind & Solar | 29.5365 | 32.2916 | 33.1473
2030 | NZWEM_PERC | Low Demand Growth+High Gas Supply+Delayed Build+Low Wind & Solar | 28.5657 | 37.3721 | 44.8161
2031 | NZWEM_PERC | Low Demand Growth+High Gas Supply+Delayed Build+Low Wind & Solar | 25.8025 | 37.439 | 45.844
2032 | NZWEM_PERC | Low Demand Growth+High Gas Supply+Delayed Build+Low Wind & Solar | 23.8443 | 35.9485 | 49.8048
2033 | NZWEM_PERC | Low Demand Growth+High Gas Supply+Delayed Build+Low Wind & Solar | 22.1016 | 34.1136 | 53.5171
2034 | NZWEM_PERC | Low Demand Growth+High Gas Supply+Delayed Build+Low Wind & Solar | 20.3012 | 32.4896 | 52.5914
2035 | NZWEM_PERC | Low Demand Growth+High Gas Supply+Delayed Build+Low Wind & Solar | 17.9135 | 30.3547 | 51.7059
2026 | NIWCM | Low Demand Growth+High Gas Supply+Delayed Build+Low Wind & Solar | 906.8546 | 906.8546 | 906.8546
2027 | NIWCM | Low Demand Growth+High Gas Supply+Delayed Build+Low Wind & Solar | 1161.9847 | 1163.9836 | 1166.4561
2028 | NIWCM | Low Demand Growth+High Gas Supply+Delayed Build+Low Wind & Solar | 1440.6233 | 1459.8351 | 1464.3716
2029 | NIWCM | Low Demand Growth+High Gas Supply+Delayed Build+Low Wind & Solar | 1465.9933 | 1588.6796 | 1602.2719
2030 | NIWCM | Low Demand Growth+High Gas Supply+Delayed Build+Low Wind & Solar | 1498.1781 | 2161.9592 | 2331.4701
2031 | NIWCM | Low Demand Growth+High Gas Supply+Delayed Build+Low Wind & Solar | 1394.1768 | 2287.273 | 2520.2302
2032 | NIWCM | Low Demand Growth+High Gas Supply+Delayed Build+Low Wind & Solar | 1273.0863 | 2218.4959 | 2612.907
2033 | NIWCM | Low Demand Growth+High Gas Supply+Delayed Build+Low Wind & Solar | 1230.5606 | 2199.2591 | 2800.9659
2034 | NIWCM | Low Demand Growth+High Gas Supply+Delayed Build+Low Wind & Solar | 1119.9072 | 2113.909 | 2774.0523
2035 | NIWCM | Low Demand Growth+High Gas Supply+Delayed Build+Low Wind & Solar | 994.219 | 2021.1162 | 2773.5678
2026 | SIWEM_PERC | Low Demand Growth+High Gas Supply+Delayed Build+Low Wind & Solar | 50.4405 | 50.4405 | 50.4405
2027 | SIWEM_PERC | Low Demand Growth+High Gas Supply+Delayed Build+Low Wind & Solar | 47.8901 | 48.2614 | 48.7021
2028 | SIWEM_PERC | Low Demand Growth+High Gas Supply+Delayed Build+Low Wind & Solar | 51.5541 | 53.4302 | 53.4302
2029 | SIWEM_PERC | Low Demand Growth+High Gas Supply+Delayed Build+Low Wind & Solar | 49.9207 | 54.7316 | 54.7316
2030 | SIWEM_PERC | Low Demand Growth+High Gas Supply+Delayed Build+Low Wind & Solar | 48.4532 | 60.4801 | 73.2824
2031 | SIWEM_PERC | Low Demand Growth+High Gas Supply+Delayed Build+Low Wind & Solar | 45.2034 | 56.9592 | 71.3698
2032 | SIWEM_PERC | Low Demand Growth+High Gas Supply+Delayed Build+Low Wind & Solar | 42.6984 | 56.0508 | 75.4493
2033 | SIWEM_PERC | Low Demand Growth+High Gas Supply+Delayed Build+Low Wind & Solar | 40.5456 | 53.6851 | 77.4796
2034 | SIWEM_PERC | Low Demand Growth+High Gas Supply+Delayed Build+Low Wind & Solar | 38.5214 | 51.4583 | 74.8859
2035 | SIWEM_PERC | Low Demand Growth+High Gas Supply+Delayed Build+Low Wind & Solar | 35.96 | 48.6438 | 71.6131
2026 | NZWEM_PERC | Low Demand Growth+High Gas Supply+Delayed Build+Constrained Operational Capacity | 20.5799 | 20.5799 | 20.5799
2027 | NZWEM_PERC | Low Demand Growth+High Gas Supply+Delayed Build+Constrained Operational Capacity | 18.9266 | 19.0762 | 19.2537
2028 | NZWEM_PERC | Low Demand Growth+High Gas Supply+Delayed Build+Constrained Operational Capacity | 22.5092 | 24.0384 | 24.3712
2029 | NZWEM_PERC | Low Demand Growth+High Gas Supply+Delayed Build+Constrained Operational Capacity | 30.98 | 34.0328 | 34.981
2030 | NZWEM_PERC | Low Demand Growth+High Gas Supply+Delayed Build+Constrained Operational Capacity | 30.1027 | 39.861 | 48.1095
2031 | NZWEM_PERC | Low Demand Growth+High Gas Supply+Delayed Build+Constrained Operational Capacity | 27.3047 | 40.1989 | 49.5123
2032 | NZWEM_PERC | Low Demand Growth+High Gas Supply+Delayed Build+Constrained Operational Capacity | 25.321 | 38.7333 | 54.0432
2033 | NZWEM_PERC | Low Demand Growth+High Gas Supply+Delayed Build+Constrained Operational Capacity | 23.5553 | 36.8552 | 58.3124
2034 | NZWEM_PERC | Low Demand Growth+High Gas Supply+Delayed Build+Constrained Operational Capacity | 21.731 | 35.2264 | 57.4155
2035 | NZWEM_PERC | Low Demand Growth+High Gas Supply+Delayed Build+Constrained Operational Capacity | 19.3123 | 33.0322 | 56.6075
2026 | NIWCM | Low Demand Growth+High Gas Supply+Delayed Build+Constrained Operational Capacity | 373.5029 | 373.5029 | 373.5029
2027 | NIWCM | Low Demand Growth+High Gas Supply+Delayed Build+Constrained Operational Capacity | 622.7638 | 622.7638 | 622.7638
2028 | NIWCM | Low Demand Growth+High Gas Supply+Delayed Build+Constrained Operational Capacity | 839.2329 | 839.2329 | 839.2329
2029 | NIWCM | Low Demand Growth+High Gas Supply+Delayed Build+Constrained Operational Capacity | 833.4055 | 915.296 | 915.296
2030 | NIWCM | Low Demand Growth+High Gas Supply+Delayed Build+Constrained Operational Capacity | 840.8697 | 1342.2895 | 1454.8857
2031 | NIWCM | Low Demand Growth+High Gas Supply+Delayed Build+Constrained Operational Capacity | 733.0594 | 1378.029 | 1531.3215
2032 | NIWCM | Low Demand Growth+High Gas Supply+Delayed Build+Constrained Operational Capacity | 605.4927 | 1305.8883 | 1511.764
2033 | NIWCM | Low Demand Growth+High Gas Supply+Delayed Build+Constrained Operational Capacity | 561.367 | 1272.9944 | 1534.544
2034 | NIWCM | Low Demand Growth+High Gas Supply+Delayed Build+Constrained Operational Capacity | 450.0023 | 1165.4678 | 1453.3051
2035 | NIWCM | Low Demand Growth+High Gas Supply+Delayed Build+Constrained Operational Capacity | 322.0374 | 1067.0524 | 1365.9426
2026 | SIWEM_PERC | Low Demand Growth+High Gas Supply+Delayed Build+Constrained Operational Capacity | 50.7882 | 50.7882 | 50.7882
2027 | SIWEM_PERC | Low Demand Growth+High Gas Supply+Delayed Build+Constrained Operational Capacity | 50.6734 | 50.9775 | 50.9775
2028 | SIWEM_PERC | Low Demand Growth+High Gas Supply+Delayed Build+Constrained Operational Capacity | 52.3936 | 54.4724 | 54.4724
2029 | SIWEM_PERC | Low Demand Growth+High Gas Supply+Delayed Build+Constrained Operational Capacity | 50.7926 | 56.1235 | 56.1235
2030 | SIWEM_PERC | Low Demand Growth+High Gas Supply+Delayed Build+Constrained Operational Capacity | 49.4932 | 62.8199 | 77.0058
2031 | SIWEM_PERC | Low Demand Growth+High Gas Supply+Delayed Build+Constrained Operational Capacity | 46.22 | 59.2463 | 75.2142
2032 | SIWEM_PERC | Low Demand Growth+High Gas Supply+Delayed Build+Constrained Operational Capacity | 43.6965 | 58.492 | 79.987
2033 | SIWEM_PERC | Low Demand Growth+High Gas Supply+Delayed Build+Constrained Operational Capacity | 41.5279 | 56.0874 | 82.4535
2034 | SIWEM_PERC | Low Demand Growth+High Gas Supply+Delayed Build+Constrained Operational Capacity | 39.4885 | 53.8235 | 79.7831
2035 | SIWEM_PERC | Low Demand Growth+High Gas Supply+Delayed Build+Constrained Operational Capacity | 36.9082 | 50.9627 | 76.4144
2026 | NZWEM_PERC | Low Demand Growth+High Gas Supply+Delayed Build+Constrained Operational Capacity+Low Wind & Solar | 19.6245 | 19.6245 | 19.6245
2027 | NZWEM_PERC | Low Demand Growth+High Gas Supply+Delayed Build+Constrained Operational Capacity+Low Wind & Solar | 17.9148 | 18.0498 | 18.21
2028 | NZWEM_PERC | Low Demand Growth+High Gas Supply+Delayed Build+Constrained Operational Capacity+Low Wind & Solar | 21.2349 | 22.615 | 22.9153
2029 | NZWEM_PERC | Low Demand Growth+High Gas Supply+Delayed Build+Constrained Operational Capacity+Low Wind & Solar | 29.5365 | 32.2916 | 33.1473
2030 | NZWEM_PERC | Low Demand Growth+High Gas Supply+Delayed Build+Constrained Operational Capacity+Low Wind & Solar | 28.5657 | 37.3721 | 44.8161
2031 | NZWEM_PERC | Low Demand Growth+High Gas Supply+Delayed Build+Constrained Operational Capacity+Low Wind & Solar | 25.8025 | 37.439 | 45.844
2032 | NZWEM_PERC | Low Demand Growth+High Gas Supply+Delayed Build+Constrained Operational Capacity+Low Wind & Solar | 23.8443 | 35.9485 | 49.8048
2033 | NZWEM_PERC | Low Demand Growth+High Gas Supply+Delayed Build+Constrained Operational Capacity+Low Wind & Solar | 22.1016 | 34.1136 | 53.5171
2034 | NZWEM_PERC | Low Demand Growth+High Gas Supply+Delayed Build+Constrained Operational Capacity+Low Wind & Solar | 20.3012 | 32.4896 | 52.5914
2035 | NZWEM_PERC | Low Demand Growth+High Gas Supply+Delayed Build+Constrained Operational Capacity+Low Wind & Solar | 17.9135 | 30.3547 | 51.7059
2026 | NIWCM | Low Demand Growth+High Gas Supply+Delayed Build+Constrained Operational Capacity+Low Wind & Solar | 373.5029 | 373.5029 | 373.5029
2027 | NIWCM | Low Demand Growth+High Gas Supply+Delayed Build+Constrained Operational Capacity+Low Wind & Solar | 622.7638 | 622.7638 | 622.7638
2028 | NIWCM | Low Demand Growth+High Gas Supply+Delayed Build+Constrained Operational Capacity+Low Wind & Solar | 839.2329 | 839.2329 | 839.2329
2029 | NIWCM | Low Demand Growth+High Gas Supply+Delayed Build+Constrained Operational Capacity+Low Wind & Solar | 833.4055 | 915.296 | 915.296
2030 | NIWCM | Low Demand Growth+High Gas Supply+Delayed Build+Constrained Operational Capacity+Low Wind & Solar | 840.8697 | 1342.2895 | 1454.8857
2031 | NIWCM | Low Demand Growth+High Gas Supply+Delayed Build+Constrained Operational Capacity+Low Wind & Solar | 733.0594 | 1378.029 | 1531.3215
2032 | NIWCM | Low Demand Growth+High Gas Supply+Delayed Build+Constrained Operational Capacity+Low Wind & Solar | 605.4927 | 1305.8883 | 1511.764
2033 | NIWCM | Low Demand Growth+High Gas Supply+Delayed Build+Constrained Operational Capacity+Low Wind & Solar | 561.367 | 1272.9944 | 1534.544
2034 | NIWCM | Low Demand Growth+High Gas Supply+Delayed Build+Constrained Operational Capacity+Low Wind & Solar | 450.0023 | 1165.4678 | 1453.3051
2035 | NIWCM | Low Demand Growth+High Gas Supply+Delayed Build+Constrained Operational Capacity+Low Wind & Solar | 322.0374 | 1067.0524 | 1365.9426
2026 | SIWEM_PERC | Low Demand Growth+High Gas Supply+Delayed Build+Constrained Operational Capacity+Low Wind & Solar | 50.4405 | 50.4405 | 50.4405
2027 | SIWEM_PERC | Low Demand Growth+High Gas Supply+Delayed Build+Constrained Operational Capacity+Low Wind & Solar | 47.8901 | 48.2614 | 48.7021
2028 | SIWEM_PERC | Low Demand Growth+High Gas Supply+Delayed Build+Constrained Operational Capacity+Low Wind & Solar | 51.5541 | 53.4302 | 53.4302
2029 | SIWEM_PERC | Low Demand Growth+High Gas Supply+Delayed Build+Constrained Operational Capacity+Low Wind & Solar | 49.9207 | 54.7316 | 54.7316
2030 | SIWEM_PERC | Low Demand Growth+High Gas Supply+Delayed Build+Constrained Operational Capacity+Low Wind & Solar | 48.4532 | 60.4801 | 73.2824
2031 | SIWEM_PERC | Low Demand Growth+High Gas Supply+Delayed Build+Constrained Operational Capacity+Low Wind & Solar | 45.2034 | 56.9592 | 71.3698
2032 | SIWEM_PERC | Low Demand Growth+High Gas Supply+Delayed Build+Constrained Operational Capacity+Low Wind & Solar | 42.6984 | 56.0508 | 75.4493
2033 | SIWEM_PERC | Low Demand Growth+High Gas Supply+Delayed Build+Constrained Operational Capacity+Low Wind & Solar | 40.5456 | 53.6851 | 77.4796
2034 | SIWEM_PERC | Low Demand Growth+High Gas Supply+Delayed Build+Constrained Operational Capacity+Low Wind & Solar | 38.5214 | 51.4583 | 74.8859
2035 | SIWEM_PERC | Low Demand Growth+High Gas Supply+Delayed Build+Constrained Operational Capacity+Low Wind & Solar | 35.96 | 48.6438 | 71.6131
2026 | NZWEM_PERC | Low Demand Growth+High Gas Supply+Delayed Build+Upgraded HVDC | 20.5799 | 20.5799 | 20.5799
2027 | NZWEM_PERC | Low Demand Growth+High Gas Supply+Delayed Build+Upgraded HVDC | 18.9266 | 19.0762 | 19.2537
2028 | NZWEM_PERC | Low Demand Growth+High Gas Supply+Delayed Build+Upgraded HVDC | 22.5092 | 24.0384 | 24.3712
2029 | NZWEM_PERC | Low Demand Growth+High Gas Supply+Delayed Build+Upgraded HVDC | 30.98 | 34.0328 | 34.981
2030 | NZWEM_PERC | Low Demand Growth+High Gas Supply+Delayed Build+Upgraded HVDC | 30.1027 | 39.861 | 48.1095
2031 | NZWEM_PERC | Low Demand Growth+High Gas Supply+Delayed Build+Upgraded HVDC | 27.3047 | 40.1989 | 49.5123
2032 | NZWEM_PERC | Low Demand Growth+High Gas Supply+Delayed Build+Upgraded HVDC | 25.321 | 38.7333 | 54.0432
2033 | NZWEM_PERC | Low Demand Growth+High Gas Supply+Delayed Build+Upgraded HVDC | 23.5553 | 36.8552 | 58.3124
2034 | NZWEM_PERC | Low Demand Growth+High Gas Supply+Delayed Build+Upgraded HVDC | 21.731 | 35.2264 | 57.4155
2035 | NZWEM_PERC | Low Demand Growth+High Gas Supply+Delayed Build+Upgraded HVDC | 19.3123 | 33.0322 | 56.6075
2026 | NIWCM | Low Demand Growth+High Gas Supply+Delayed Build+Upgraded HVDC | 906.8546 | 906.8546 | 906.8546
2027 | NIWCM | Low Demand Growth+High Gas Supply+Delayed Build+Upgraded HVDC | 1161.9847 | 1163.9836 | 1166.4561
2028 | NIWCM | Low Demand Growth+High Gas Supply+Delayed Build+Upgraded HVDC | 1440.6233 | 1459.8351 | 1464.3716
2029 | NIWCM | Low Demand Growth+High Gas Supply+Delayed Build+Upgraded HVDC | 1465.9933 | 1588.6796 | 1602.2719
2030 | NIWCM | Low Demand Growth+High Gas Supply+Delayed Build+Upgraded HVDC | 1498.1781 | 2161.9592 | 2331.4701
2031 | NIWCM | Low Demand Growth+High Gas Supply+Delayed Build+Upgraded HVDC | 1394.1898 | 2292.0689 | 2626.0636
2032 | NIWCM | Low Demand Growth+High Gas Supply+Delayed Build+Upgraded HVDC | 1273.0829 | 2230.6598 | 2736.2786
2033 | NIWCM | Low Demand Growth+High Gas Supply+Delayed Build+Upgraded HVDC | 1230.5615 | 2199.2611 | 2924.3371
2034 | NIWCM | Low Demand Growth+High Gas Supply+Delayed Build+Upgraded HVDC | 1119.9069 | 2113.9951 | 2903.8055
2035 | NIWCM | Low Demand Growth+High Gas Supply+Delayed Build+Upgraded HVDC | 994.2191 | 2021.1001 | 2897.8323
2026 | SIWEM_PERC | Low Demand Growth+High Gas Supply+Delayed Build+Upgraded HVDC | 50.7882 | 50.7882 | 50.7882
2027 | SIWEM_PERC | Low Demand Growth+High Gas Supply+Delayed Build+Upgraded HVDC | 50.6734 | 51.0753 | 51.5199
2028 | SIWEM_PERC | Low Demand Growth+High Gas Supply+Delayed Build+Upgraded HVDC | 59.5725 | 63.5757 | 64.4065
2029 | SIWEM_PERC | Low Demand Growth+High Gas Supply+Delayed Build+Upgraded HVDC | 72.9516 | 78.2825 | 78.2825
2030 | SIWEM_PERC | Low Demand Growth+High Gas Supply+Delayed Build+Upgraded HVDC | 71.1674 | 84.4942 | 98.68
2031 | SIWEM_PERC | Low Demand Growth+High Gas Supply+Delayed Build+Upgraded HVDC | 67.4056 | 80.4319 | 96.3999
2032 | SIWEM_PERC | Low Demand Growth+High Gas Supply+Delayed Build+Upgraded HVDC | 64.4983 | 79.2937 | 100.7887
2033 | SIWEM_PERC | Low Demand Growth+High Gas Supply+Delayed Build+Upgraded HVDC | 60.3844 | 76.5575 | 102.9236
2034 | SIWEM_PERC | Low Demand Growth+High Gas Supply+Delayed Build+Upgraded HVDC | 55.6883 | 73.978 | 99.9376
2035 | SIWEM_PERC | Low Demand Growth+High Gas Supply+Delayed Build+Upgraded HVDC | 49.4941 | 70.723 | 96.1747
2026 | NZWEM_PERC | Low Demand Growth+High Gas Supply+Delayed Build+Upgraded HVDC+Low Wind & Solar | 19.6245 | 19.6245 | 19.6245
2027 | NZWEM_PERC | Low Demand Growth+High Gas Supply+Delayed Build+Upgraded HVDC+Low Wind & Solar | 17.9148 | 18.0498 | 18.21
2028 | NZWEM_PERC | Low Demand Growth+High Gas Supply+Delayed Build+Upgraded HVDC+Low Wind & Solar | 21.2349 | 22.615 | 22.9153
2029 | NZWEM_PERC | Low Demand Growth+High Gas Supply+Delayed Build+Upgraded HVDC+Low Wind & Solar | 29.5365 | 32.2916 | 33.1473
2030 | NZWEM_PERC | Low Demand Growth+High Gas Supply+Delayed Build+Upgraded HVDC+Low Wind & Solar | 28.5657 | 37.3721 | 44.8161
2031 | NZWEM_PERC | Low Demand Growth+High Gas Supply+Delayed Build+Upgraded HVDC+Low Wind & Solar | 25.8025 | 37.439 | 45.844
2032 | NZWEM_PERC | Low Demand Growth+High Gas Supply+Delayed Build+Upgraded HVDC+Low Wind & Solar | 23.8443 | 35.9485 | 49.8048
2033 | NZWEM_PERC | Low Demand Growth+High Gas Supply+Delayed Build+Upgraded HVDC+Low Wind & Solar | 22.1016 | 34.1136 | 53.5171
2034 | NZWEM_PERC | Low Demand Growth+High Gas Supply+Delayed Build+Upgraded HVDC+Low Wind & Solar | 20.3012 | 32.4896 | 52.5914
2035 | NZWEM_PERC | Low Demand Growth+High Gas Supply+Delayed Build+Upgraded HVDC+Low Wind & Solar | 17.9135 | 30.3547 | 51.7059
2026 | NIWCM | Low Demand Growth+High Gas Supply+Delayed Build+Upgraded HVDC+Low Wind & Solar | 906.8546 | 906.8546 | 906.8546
2027 | NIWCM | Low Demand Growth+High Gas Supply+Delayed Build+Upgraded HVDC+Low Wind & Solar | 1161.9847 | 1163.9836 | 1166.4561
2028 | NIWCM | Low Demand Growth+High Gas Supply+Delayed Build+Upgraded HVDC+Low Wind & Solar | 1440.6233 | 1459.8351 | 1464.3716
2029 | NIWCM | Low Demand Growth+High Gas Supply+Delayed Build+Upgraded HVDC+Low Wind & Solar | 1465.9933 | 1588.6796 | 1602.2719
2030 | NIWCM | Low Demand Growth+High Gas Supply+Delayed Build+Upgraded HVDC+Low Wind & Solar | 1498.1781 | 2161.9592 | 2331.4701
2031 | NIWCM | Low Demand Growth+High Gas Supply+Delayed Build+Upgraded HVDC+Low Wind & Solar | 1394.1898 | 2292.0689 | 2626.0636
2032 | NIWCM | Low Demand Growth+High Gas Supply+Delayed Build+Upgraded HVDC+Low Wind & Solar | 1273.0829 | 2230.6598 | 2736.2786
2033 | NIWCM | Low Demand Growth+High Gas Supply+Delayed Build+Upgraded HVDC+Low Wind & Solar | 1230.5615 | 2199.2611 | 2924.3371
2034 | NIWCM | Low Demand Growth+High Gas Supply+Delayed Build+Upgraded HVDC+Low Wind & Solar | 1119.9069 | 2113.9951 | 2903.8055
2035 | NIWCM | Low Demand Growth+High Gas Supply+Delayed Build+Upgraded HVDC+Low Wind & Solar | 994.2191 | 2021.1001 | 2897.8323
2026 | SIWEM_PERC | Low Demand Growth+High Gas Supply+Delayed Build+Upgraded HVDC+Low Wind & Solar | 50.4405 | 50.4405 | 50.4405
2027 | SIWEM_PERC | Low Demand Growth+High Gas Supply+Delayed Build+Upgraded HVDC+Low Wind & Solar | 47.8901 | 48.2614 | 48.7021
2028 | SIWEM_PERC | Low Demand Growth+High Gas Supply+Delayed Build+Upgraded HVDC+Low Wind & Solar | 56.3166 | 59.9293 | 60.679
2029 | SIWEM_PERC | Low Demand Growth+High Gas Supply+Delayed Build+Upgraded HVDC+Low Wind & Solar | 72.0798 | 76.8907 | 76.8907
2030 | SIWEM_PERC | Low Demand Growth+High Gas Supply+Delayed Build+Upgraded HVDC+Low Wind & Solar | 70.1275 | 82.1544 | 94.9566
2031 | SIWEM_PERC | Low Demand Growth+High Gas Supply+Delayed Build+Upgraded HVDC+Low Wind & Solar | 66.3891 | 78.1448 | 92.5554
2032 | SIWEM_PERC | Low Demand Growth+High Gas Supply+Delayed Build+Upgraded HVDC+Low Wind & Solar | 61.2809 | 76.8526 | 96.2511
2033 | SIWEM_PERC | Low Demand Growth+High Gas Supply+Delayed Build+Upgraded HVDC+Low Wind & Solar | 56.7009 | 74.1552 | 97.9498
2034 | SIWEM_PERC | Low Demand Growth+High Gas Supply+Delayed Build+Upgraded HVDC+Low Wind & Solar | 52.0615 | 71.6128 | 95.0404
2035 | SIWEM_PERC | Low Demand Growth+High Gas Supply+Delayed Build+Upgraded HVDC+Low Wind & Solar | 45.9383 | 68.404 | 91.3733
2026 | NZWEM_PERC | Low Demand Growth+High Gas Supply+Delayed Build+Upgraded HVDC+Constrained Operational Capacity | 20.5799 | 20.5799 | 20.5799
2027 | NZWEM_PERC | Low Demand Growth+High Gas Supply+Delayed Build+Upgraded HVDC+Constrained Operational Capacity | 18.9266 | 19.0762 | 19.2537
2028 | NZWEM_PERC | Low Demand Growth+High Gas Supply+Delayed Build+Upgraded HVDC+Constrained Operational Capacity | 22.5092 | 24.0384 | 24.3712
2029 | NZWEM_PERC | Low Demand Growth+High Gas Supply+Delayed Build+Upgraded HVDC+Constrained Operational Capacity | 30.98 | 34.0328 | 34.981
2030 | NZWEM_PERC | Low Demand Growth+High Gas Supply+Delayed Build+Upgraded HVDC+Constrained Operational Capacity | 30.1027 | 39.861 | 48.1095
2031 | NZWEM_PERC | Low Demand Growth+High Gas Supply+Delayed Build+Upgraded HVDC+Constrained Operational Capacity | 27.3047 | 40.1989 | 49.5123
2032 | NZWEM_PERC | Low Demand Growth+High Gas Supply+Delayed Build+Upgraded HVDC+Constrained Operational Capacity | 25.321 | 38.7333 | 54.0432
2033 | NZWEM_PERC | Low Demand Growth+High Gas Supply+Delayed Build+Upgraded HVDC+Constrained Operational Capacity | 23.5553 | 36.8552 | 58.3124
2034 | NZWEM_PERC | Low Demand Growth+High Gas Supply+Delayed Build+Upgraded HVDC+Constrained Operational Capacity | 21.731 | 35.2264 | 57.4155
2035 | NZWEM_PERC | Low Demand Growth+High Gas Supply+Delayed Build+Upgraded HVDC+Constrained Operational Capacity | 19.3123 | 33.0322 | 56.6075
2026 | NIWCM | Low Demand Growth+High Gas Supply+Delayed Build+Upgraded HVDC+Constrained Operational Capacity | 373.5029 | 373.5029 | 373.5029
2027 | NIWCM | Low Demand Growth+High Gas Supply+Delayed Build+Upgraded HVDC+Constrained Operational Capacity | 622.7638 | 622.7638 | 622.7638
2028 | NIWCM | Low Demand Growth+High Gas Supply+Delayed Build+Upgraded HVDC+Constrained Operational Capacity | 839.2329 | 839.2329 | 839.2329
2029 | NIWCM | Low Demand Growth+High Gas Supply+Delayed Build+Upgraded HVDC+Constrained Operational Capacity | 833.4055 | 915.296 | 915.296
2030 | NIWCM | Low Demand Growth+High Gas Supply+Delayed Build+Upgraded HVDC+Constrained Operational Capacity | 840.8697 | 1342.2895 | 1454.8857
2031 | NIWCM | Low Demand Growth+High Gas Supply+Delayed Build+Upgraded HVDC+Constrained Operational Capacity | 733.0603 | 1378.0255 | 1531.3255
2032 | NIWCM | Low Demand Growth+High Gas Supply+Delayed Build+Upgraded HVDC+Constrained Operational Capacity | 605.4925 | 1305.8856 | 1511.777
2033 | NIWCM | Low Demand Growth+High Gas Supply+Delayed Build+Upgraded HVDC+Constrained Operational Capacity | 561.3671 | 1272.9951 | 1534.5504
2034 | NIWCM | Low Demand Growth+High Gas Supply+Delayed Build+Upgraded HVDC+Constrained Operational Capacity | 450.0023 | 1165.4676 | 1453.3027
2035 | NIWCM | Low Demand Growth+High Gas Supply+Delayed Build+Upgraded HVDC+Constrained Operational Capacity | 322.0374 | 1067.0524 | 1365.9433
2026 | SIWEM_PERC | Low Demand Growth+High Gas Supply+Delayed Build+Upgraded HVDC+Constrained Operational Capacity | 50.7882 | 50.7882 | 50.7882
2027 | SIWEM_PERC | Low Demand Growth+High Gas Supply+Delayed Build+Upgraded HVDC+Constrained Operational Capacity | 50.6734 | 51.0753 | 51.5199
2028 | SIWEM_PERC | Low Demand Growth+High Gas Supply+Delayed Build+Upgraded HVDC+Constrained Operational Capacity | 59.5725 | 63.5757 | 64.4065
2029 | SIWEM_PERC | Low Demand Growth+High Gas Supply+Delayed Build+Upgraded HVDC+Constrained Operational Capacity | 72.9516 | 78.2825 | 78.2825
2030 | SIWEM_PERC | Low Demand Growth+High Gas Supply+Delayed Build+Upgraded HVDC+Constrained Operational Capacity | 71.1674 | 84.4942 | 98.68
2031 | SIWEM_PERC | Low Demand Growth+High Gas Supply+Delayed Build+Upgraded HVDC+Constrained Operational Capacity | 67.4056 | 80.4319 | 96.3999
2032 | SIWEM_PERC | Low Demand Growth+High Gas Supply+Delayed Build+Upgraded HVDC+Constrained Operational Capacity | 64.4983 | 79.2937 | 100.7887
2033 | SIWEM_PERC | Low Demand Growth+High Gas Supply+Delayed Build+Upgraded HVDC+Constrained Operational Capacity | 60.3844 | 76.5575 | 102.9236
2034 | SIWEM_PERC | Low Demand Growth+High Gas Supply+Delayed Build+Upgraded HVDC+Constrained Operational Capacity | 55.6883 | 73.978 | 99.9376
2035 | SIWEM_PERC | Low Demand Growth+High Gas Supply+Delayed Build+Upgraded HVDC+Constrained Operational Capacity | 49.4941 | 70.723 | 96.1747
2026 | NZWEM_PERC | Low Demand Growth+High Gas Supply+Delayed Build+Upgraded HVDC+Constrained Operational Capacity+Low Wind & Solar | 19.6245 | 19.6245 | 19.6245
2027 | NZWEM_PERC | Low Demand Growth+High Gas Supply+Delayed Build+Upgraded HVDC+Constrained Operational Capacity+Low Wind & Solar | 17.9148 | 18.0498 | 18.21
2028 | NZWEM_PERC | Low Demand Growth+High Gas Supply+Delayed Build+Upgraded HVDC+Constrained Operational Capacity+Low Wind & Solar | 21.2349 | 22.615 | 22.9153
2029 | NZWEM_PERC | Low Demand Growth+High Gas Supply+Delayed Build+Upgraded HVDC+Constrained Operational Capacity+Low Wind & Solar | 29.5365 | 32.2916 | 33.1473
2030 | NZWEM_PERC | Low Demand Growth+High Gas Supply+Delayed Build+Upgraded HVDC+Constrained Operational Capacity+Low Wind & Solar | 28.5657 | 37.3721 | 44.8161
2031 | NZWEM_PERC | Low Demand Growth+High Gas Supply+Delayed Build+Upgraded HVDC+Constrained Operational Capacity+Low Wind & Solar | 25.8025 | 37.439 | 45.844
2032 | NZWEM_PERC | Low Demand Growth+High Gas Supply+Delayed Build+Upgraded HVDC+Constrained Operational Capacity+Low Wind & Solar | 23.8443 | 35.9485 | 49.8048
2033 | NZWEM_PERC | Low Demand Growth+High Gas Supply+Delayed Build+Upgraded HVDC+Constrained Operational Capacity+Low Wind & Solar | 22.1016 | 34.1136 | 53.5171
2034 | NZWEM_PERC | Low Demand Growth+High Gas Supply+Delayed Build+Upgraded HVDC+Constrained Operational Capacity+Low Wind & Solar | 20.3012 | 32.4896 | 52.5914
2035 | NZWEM_PERC | Low Demand Growth+High Gas Supply+Delayed Build+Upgraded HVDC+Constrained Operational Capacity+Low Wind & Solar | 17.9135 | 30.3547 | 51.7059
2026 | NIWCM | Low Demand Growth+High Gas Supply+Delayed Build+Upgraded HVDC+Constrained Operational Capacity+Low Wind & Solar | 373.5029 | 373.5029 | 373.5029
2027 | NIWCM | Low Demand Growth+High Gas Supply+Delayed Build+Upgraded HVDC+Constrained Operational Capacity+Low Wind & Solar | 622.7638 | 622.7638 | 622.7638
2028 | NIWCM | Low Demand Growth+High Gas Supply+Delayed Build+Upgraded HVDC+Constrained Operational Capacity+Low Wind & Solar | 839.2329 | 839.2329 | 839.2329
2029 | NIWCM | Low Demand Growth+High Gas Supply+Delayed Build+Upgraded HVDC+Constrained Operational Capacity+Low Wind & Solar | 833.4055 | 915.296 | 915.296
2030 | NIWCM | Low Demand Growth+High Gas Supply+Delayed Build+Upgraded HVDC+Constrained Operational Capacity+Low Wind & Solar | 840.8697 | 1342.2895 | 1454.8857
2031 | NIWCM | Low Demand Growth+High Gas Supply+Delayed Build+Upgraded HVDC+Constrained Operational Capacity+Low Wind & Solar | 733.0603 | 1378.0255 | 1531.3255
2032 | NIWCM | Low Demand Growth+High Gas Supply+Delayed Build+Upgraded HVDC+Constrained Operational Capacity+Low Wind & Solar | 605.4925 | 1305.8856 | 1511.777
2033 | NIWCM | Low Demand Growth+High Gas Supply+Delayed Build+Upgraded HVDC+Constrained Operational Capacity+Low Wind & Solar | 561.3671 | 1272.9951 | 1534.5504
2034 | NIWCM | Low Demand Growth+High Gas Supply+Delayed Build+Upgraded HVDC+Constrained Operational Capacity+Low Wind & Solar | 450.0023 | 1165.4676 | 1453.3027
2035 | NIWCM | Low Demand Growth+High Gas Supply+Delayed Build+Upgraded HVDC+Constrained Operational Capacity+Low Wind & Solar | 322.0374 | 1067.0524 | 1365.9433
2026 | SIWEM_PERC | Low Demand Growth+High Gas Supply+Delayed Build+Upgraded HVDC+Constrained Operational Capacity+Low Wind & Solar | 50.4405 | 50.4405 | 50.4405
2027 | SIWEM_PERC | Low Demand Growth+High Gas Supply+Delayed Build+Upgraded HVDC+Constrained Operational Capacity+Low Wind & Solar | 47.8901 | 48.2614 | 48.7021
2028 | SIWEM_PERC | Low Demand Growth+High Gas Supply+Delayed Build+Upgraded HVDC+Constrained Operational Capacity+Low Wind & Solar | 56.3166 | 59.9293 | 60.679
2029 | SIWEM_PERC | Low Demand Growth+High Gas Supply+Delayed Build+Upgraded HVDC+Constrained Operational Capacity+Low Wind & Solar | 72.0798 | 76.8907 | 76.8907
2030 | SIWEM_PERC | Low Demand Growth+High Gas Supply+Delayed Build+Upgraded HVDC+Constrained Operational Capacity+Low Wind & Solar | 70.1275 | 82.1544 | 94.9566
2031 | SIWEM_PERC | Low Demand Growth+High Gas Supply+Delayed Build+Upgraded HVDC+Constrained Operational Capacity+Low Wind & Solar | 66.3891 | 78.1448 | 92.5554
2032 | SIWEM_PERC | Low Demand Growth+High Gas Supply+Delayed Build+Upgraded HVDC+Constrained Operational Capacity+Low Wind & Solar | 61.2809 | 76.8526 | 96.2511
2033 | SIWEM_PERC | Low Demand Growth+High Gas Supply+Delayed Build+Upgraded HVDC+Constrained Operational Capacity+Low Wind & Solar | 56.7009 | 74.1552 | 97.9498
2034 | SIWEM_PERC | Low Demand Growth+High Gas Supply+Delayed Build+Upgraded HVDC+Constrained Operational Capacity+Low Wind & Solar | 52.0615 | 71.6128 | 95.0404
2035 | SIWEM_PERC | Low Demand Growth+High Gas Supply+Delayed Build+Upgraded HVDC+Constrained Operational Capacity+Low Wind & Solar | 45.9383 | 68.404 | 91.3733
2026 | NZWEM_PERC | Low Demand Growth+High Gas Supply+Reduced Rankine Availability | 21.086 | 21.1458 | 21.1458
2027 | NZWEM_PERC | Low Demand Growth+High Gas Supply+Reduced Rankine Availability | 18.0849 | 20.0287 | 20.3648
2028 | NZWEM_PERC | Low Demand Growth+High Gas Supply+Reduced Rankine Availability | 18.385 | 26.9781 | 31.7441
2029 | NZWEM_PERC | Low Demand Growth+High Gas Supply+Reduced Rankine Availability | 23.7532 | 36.0047 | 45.698
2030 | NZWEM_PERC | Low Demand Growth+High Gas Supply+Reduced Rankine Availability | 21.7878 | 36.3168 | 52.2529
2031 | NZWEM_PERC | Low Demand Growth+High Gas Supply+Reduced Rankine Availability | 19.1781 | 33.4775 | 55.6516
2032 | NZWEM_PERC | Low Demand Growth+High Gas Supply+Reduced Rankine Availability | 17.3327 | 31.8166 | 54.7337
2033 | NZWEM_PERC | Low Demand Growth+High Gas Supply+Reduced Rankine Availability | 15.6913 | 29.9499 | 54.4508
2034 | NZWEM_PERC | Low Demand Growth+High Gas Supply+Reduced Rankine Availability | 13.9965 | 28.4935 | 52.591
2035 | NZWEM_PERC | Low Demand Growth+High Gas Supply+Reduced Rankine Availability | 11.7454 | 26.0324 | 49.6077
2026 | NIWCM | Low Demand Growth+High Gas Supply+Reduced Rankine Availability | 1191.4351 | 1192.2349 | 1192.2349
2027 | NIWCM | Low Demand Growth+High Gas Supply+Reduced Rankine Availability | 1327.1564 | 1355.0149 | 1359.5514
2028 | NIWCM | Low Demand Growth+High Gas Supply+Reduced Rankine Availability | 1461.582 | 2021.8616 | 2060.8072
2029 | NIWCM | Low Demand Growth+High Gas Supply+Reduced Rankine Availability | 1439.5339 | 2249.7561 | 2467.4453
2030 | NIWCM | Low Demand Growth+High Gas Supply+Reduced Rankine Availability | 1323.5546 | 2234.2366 | 2599.4835
2031 | NIWCM | Low Demand Growth+High Gas Supply+Reduced Rankine Availability | 1236.7153 | 2193.9154 | 2750.7502
2032 | NIWCM | Low Demand Growth+High Gas Supply+Reduced Rankine Availability | 1115.6248 | 2114.4036 | 2721.1172
2033 | NIWCM | Low Demand Growth+High Gas Supply+Reduced Rankine Availability | 1000.1606 | 2013.8983 | 2715.0076
2034 | NIWCM | Low Demand Growth+High Gas Supply+Reduced Rankine Availability | 889.5072 | 1953.5982 | 2758.1705
2035 | NIWCM | Low Demand Growth+High Gas Supply+Reduced Rankine Availability | 763.819 | 1843.0482 | 2672.7288
2026 | SIWEM_PERC | Low Demand Growth+High Gas Supply+Reduced Rankine Availability | 55.9618 | 55.9618 | 55.9618
2027 | SIWEM_PERC | Low Demand Growth+High Gas Supply+Reduced Rankine Availability | 48.3579 | 53.7053 | 54.6297
2028 | SIWEM_PERC | Low Demand Growth+High Gas Supply+Reduced Rankine Availability | 48.9715 | 68.665 | 76.4172
2029 | SIWEM_PERC | Low Demand Growth+High Gas Supply+Reduced Rankine Availability | 52.7546 | 66.3794 | 83.0811
2030 | SIWEM_PERC | Low Demand Growth+High Gas Supply+Reduced Rankine Availability | 49.4932 | 64.9092 | 87.3057
2031 | SIWEM_PERC | Low Demand Growth+High Gas Supply+Reduced Rankine Availability | 46.22 | 61.2884 | 88.5761
2032 | SIWEM_PERC | Low Demand Growth+High Gas Supply+Reduced Rankine Availability | 43.6965 | 58.492 | 85.2852
2033 | SIWEM_PERC | Low Demand Growth+High Gas Supply+Reduced Rankine Availability | 40.8743 | 56.0874 | 82.4535
2034 | SIWEM_PERC | Low Demand Growth+High Gas Supply+Reduced Rankine Availability | 36.2468 | 53.8235 | 79.7831
2035 | SIWEM_PERC | Low Demand Growth+High Gas Supply+Reduced Rankine Availability | 30.1095 | 50.9627 | 76.4144
2026 | NZWEM_PERC | Low Demand Growth+High Gas Supply+Reduced Rankine Availability+Low Wind & Solar | 19.8302 | 19.8842 | 19.8842
2027 | NZWEM_PERC | Low Demand Growth+High Gas Supply+Reduced Rankine Availability+Low Wind & Solar | 16.6593 | 18.4136 | 18.7169
2028 | NZWEM_PERC | Low Demand Growth+High Gas Supply+Reduced Rankine Availability+Low Wind & Solar | 16.8518 | 24.6067 | 28.9079
2029 | NZWEM_PERC | Low Demand Growth+High Gas Supply+Reduced Rankine Availability+Low Wind & Solar | 22.1897 | 33.2462 | 41.9941
2030 | NZWEM_PERC | Low Demand Growth+High Gas Supply+Reduced Rankine Availability+Low Wind & Solar | 20.2507 | 33.418 | 47.8411
2031 | NZWEM_PERC | Low Demand Growth+High Gas Supply+Reduced Rankine Availability+Low Wind & Solar | 17.6758 | 30.6444 | 50.6961
2032 | NZWEM_PERC | Low Demand Growth+High Gas Supply+Reduced Rankine Availability+Low Wind & Solar | 15.856 | 28.99 | 49.7514
2033 | NZWEM_PERC | Low Demand Growth+High Gas Supply+Reduced Rankine Availability+Low Wind & Solar | 14.2376 | 27.1672 | 49.3567
2034 | NZWEM_PERC | Low Demand Growth+High Gas Supply+Reduced Rankine Availability+Low Wind & Solar | 12.5668 | 25.7567 | 47.5808
2035 | NZWEM_PERC | Low Demand Growth+High Gas Supply+Reduced Rankine Availability+Low Wind & Solar | 10.3466 | 23.3549 | 44.7061
2026 | NIWCM | Low Demand Growth+High Gas Supply+Reduced Rankine Availability+Low Wind & Solar | 1191.4351 | 1192.2349 | 1192.2349
2027 | NIWCM | Low Demand Growth+High Gas Supply+Reduced Rankine Availability+Low Wind & Solar | 1327.1564 | 1355.0149 | 1359.5514
2028 | NIWCM | Low Demand Growth+High Gas Supply+Reduced Rankine Availability+Low Wind & Solar | 1461.582 | 2021.8616 | 2060.8072
2029 | NIWCM | Low Demand Growth+High Gas Supply+Reduced Rankine Availability+Low Wind & Solar | 1439.5339 | 2249.7561 | 2467.4453
2030 | NIWCM | Low Demand Growth+High Gas Supply+Reduced Rankine Availability+Low Wind & Solar | 1323.5546 | 2234.2366 | 2599.4835
2031 | NIWCM | Low Demand Growth+High Gas Supply+Reduced Rankine Availability+Low Wind & Solar | 1236.7153 | 2193.9154 | 2750.7502
2032 | NIWCM | Low Demand Growth+High Gas Supply+Reduced Rankine Availability+Low Wind & Solar | 1115.6248 | 2114.4036 | 2721.1172
2033 | NIWCM | Low Demand Growth+High Gas Supply+Reduced Rankine Availability+Low Wind & Solar | 1000.1606 | 2013.8983 | 2715.0076
2034 | NIWCM | Low Demand Growth+High Gas Supply+Reduced Rankine Availability+Low Wind & Solar | 889.5072 | 1953.5982 | 2758.1705
2035 | NIWCM | Low Demand Growth+High Gas Supply+Reduced Rankine Availability+Low Wind & Solar | 763.819 | 1843.0482 | 2672.7288
2026 | SIWEM_PERC | Low Demand Growth+High Gas Supply+Reduced Rankine Availability+Low Wind & Solar | 53.481 | 53.6304 | 53.6304
2027 | SIWEM_PERC | Low Demand Growth+High Gas Supply+Reduced Rankine Availability+Low Wind & Solar | 44.4364 | 49.2622 | 50.0965
2028 | SIWEM_PERC | Low Demand Growth+High Gas Supply+Reduced Rankine Availability+Low Wind & Solar | 44.7685 | 66.027 | 73.2346
2029 | SIWEM_PERC | Low Demand Growth+High Gas Supply+Reduced Rankine Availability+Low Wind & Solar | 51.6913 | 63.9873 | 79.06
2030 | SIWEM_PERC | Low Demand Growth+High Gas Supply+Reduced Rankine Availability+Low Wind & Solar | 48.4532 | 62.3656 | 82.5777
2031 | SIWEM_PERC | Low Demand Growth+High Gas Supply+Reduced Rankine Availability+Low Wind & Solar | 45.2034 | 58.8022 | 83.4284
2032 | SIWEM_PERC | Low Demand Growth+High Gas Supply+Reduced Rankine Availability+Low Wind & Solar | 41.3978 | 56.0508 | 80.2308
2033 | SIWEM_PERC | Low Demand Growth+High Gas Supply+Reduced Rankine Availability+Low Wind & Solar | 36.9257 | 53.6851 | 77.4796
2034 | SIWEM_PERC | Low Demand Growth+High Gas Supply+Reduced Rankine Availability+Low Wind & Solar | 32.3591 | 51.4583 | 74.8859
2035 | SIWEM_PERC | Low Demand Growth+High Gas Supply+Reduced Rankine Availability+Low Wind & Solar | 26.2978 | 48.6438 | 71.6131
2026 | NZWEM_PERC | Low Demand Growth+High Gas Supply+Reduced Rankine Availability+Constrained Operational Capacity | 21.086 | 21.1458 | 21.1458
2027 | NZWEM_PERC | Low Demand Growth+High Gas Supply+Reduced Rankine Availability+Constrained Operational Capacity | 18.0849 | 20.0287 | 20.3648
2028 | NZWEM_PERC | Low Demand Growth+High Gas Supply+Reduced Rankine Availability+Constrained Operational Capacity | 18.385 | 26.9781 | 31.7441
2029 | NZWEM_PERC | Low Demand Growth+High Gas Supply+Reduced Rankine Availability+Constrained Operational Capacity | 23.7532 | 36.0047 | 45.698
2030 | NZWEM_PERC | Low Demand Growth+High Gas Supply+Reduced Rankine Availability+Constrained Operational Capacity | 21.7878 | 36.3168 | 52.2529
2031 | NZWEM_PERC | Low Demand Growth+High Gas Supply+Reduced Rankine Availability+Constrained Operational Capacity | 19.1781 | 33.4775 | 55.6516
2032 | NZWEM_PERC | Low Demand Growth+High Gas Supply+Reduced Rankine Availability+Constrained Operational Capacity | 17.3327 | 31.8166 | 54.7337
2033 | NZWEM_PERC | Low Demand Growth+High Gas Supply+Reduced Rankine Availability+Constrained Operational Capacity | 15.6913 | 29.9499 | 54.4508
2034 | NZWEM_PERC | Low Demand Growth+High Gas Supply+Reduced Rankine Availability+Constrained Operational Capacity | 13.9965 | 28.4935 | 52.591
2035 | NZWEM_PERC | Low Demand Growth+High Gas Supply+Reduced Rankine Availability+Constrained Operational Capacity | 11.7454 | 26.0324 | 49.6077
2026 | NIWCM | Low Demand Growth+High Gas Supply+Reduced Rankine Availability+Constrained Operational Capacity | 604.1196 | 604.1196 | 604.1196
2027 | NIWCM | Low Demand Growth+High Gas Supply+Reduced Rankine Availability+Constrained Operational Capacity | 709.2101 | 713.0979 | 713.0979
2028 | NIWCM | Low Demand Growth+High Gas Supply+Reduced Rankine Availability+Constrained Operational Capacity | 818.3594 | 1305.8788 | 1312.9608
2029 | NIWCM | Low Demand Growth+High Gas Supply+Reduced Rankine Availability+Constrained Operational Capacity | 782.4328 | 1423.8944 | 1576.8858
2030 | NIWCM | Low Demand Growth+High Gas Supply+Reduced Rankine Availability+Constrained Operational Capacity | 666.2462 | 1383.6679 | 1589.3647
2031 | NIWCM | Low Demand Growth+High Gas Supply+Reduced Rankine Availability+Constrained Operational Capacity | 575.5979 | 1304.9563 | 1564.7785
2032 | NIWCM | Low Demand Growth+High Gas Supply+Reduced Rankine Availability+Constrained Operational Capacity | 448.0312 | 1187.216 | 1467.5734
2033 | NIWCM | Low Demand Growth+High Gas Supply+Reduced Rankine Availability+Constrained Operational Capacity | 330.967 | 1073.0536 | 1366.0557
2034 | NIWCM | Low Demand Growth+High Gas Supply+Reduced Rankine Availability+Constrained Operational Capacity | 219.6023 | 1005.157 | 1380.2233
2035 | NIWCM | Low Demand Growth+High Gas Supply+Reduced Rankine Availability+Constrained Operational Capacity | 91.6374 | 888.9844 | 1265.1036
2026 | SIWEM_PERC | Low Demand Growth+High Gas Supply+Reduced Rankine Availability+Constrained Operational Capacity | 55.9618 | 55.9618 | 55.9618
2027 | SIWEM_PERC | Low Demand Growth+High Gas Supply+Reduced Rankine Availability+Constrained Operational Capacity | 48.3579 | 53.7053 | 54.6297
2028 | SIWEM_PERC | Low Demand Growth+High Gas Supply+Reduced Rankine Availability+Constrained Operational Capacity | 48.9715 | 68.665 | 76.4172
2029 | SIWEM_PERC | Low Demand Growth+High Gas Supply+Reduced Rankine Availability+Constrained Operational Capacity | 52.7546 | 66.3794 | 83.0811
2030 | SIWEM_PERC | Low Demand Growth+High Gas Supply+Reduced Rankine Availability+Constrained Operational Capacity | 49.4932 | 64.9092 | 87.3057
2031 | SIWEM_PERC | Low Demand Growth+High Gas Supply+Reduced Rankine Availability+Constrained Operational Capacity | 46.22 | 61.2884 | 88.5761
2032 | SIWEM_PERC | Low Demand Growth+High Gas Supply+Reduced Rankine Availability+Constrained Operational Capacity | 43.6965 | 58.492 | 85.2852
2033 | SIWEM_PERC | Low Demand Growth+High Gas Supply+Reduced Rankine Availability+Constrained Operational Capacity | 40.8743 | 56.0874 | 82.4535
2034 | SIWEM_PERC | Low Demand Growth+High Gas Supply+Reduced Rankine Availability+Constrained Operational Capacity | 36.2468 | 53.8235 | 79.7831
2035 | SIWEM_PERC | Low Demand Growth+High Gas Supply+Reduced Rankine Availability+Constrained Operational Capacity | 30.1095 | 50.9627 | 76.4144
2026 | NZWEM_PERC | Low Demand Growth+High Gas Supply+Reduced Rankine Availability+Constrained Operational Capacity+Low Wind & Solar | 19.8302 | 19.8842 | 19.8842
2027 | NZWEM_PERC | Low Demand Growth+High Gas Supply+Reduced Rankine Availability+Constrained Operational Capacity+Low Wind & Solar | 16.6593 | 18.4136 | 18.7169
2028 | NZWEM_PERC | Low Demand Growth+High Gas Supply+Reduced Rankine Availability+Constrained Operational Capacity+Low Wind & Solar | 16.8518 | 24.6067 | 28.9079
2029 | NZWEM_PERC | Low Demand Growth+High Gas Supply+Reduced Rankine Availability+Constrained Operational Capacity+Low Wind & Solar | 22.1897 | 33.2462 | 41.9941
2030 | NZWEM_PERC | Low Demand Growth+High Gas Supply+Reduced Rankine Availability+Constrained Operational Capacity+Low Wind & Solar | 20.2507 | 33.418 | 47.8411
2031 | NZWEM_PERC | Low Demand Growth+High Gas Supply+Reduced Rankine Availability+Constrained Operational Capacity+Low Wind & Solar | 17.6758 | 30.6444 | 50.6961
2032 | NZWEM_PERC | Low Demand Growth+High Gas Supply+Reduced Rankine Availability+Constrained Operational Capacity+Low Wind & Solar | 15.856 | 28.99 | 49.7514
2033 | NZWEM_PERC | Low Demand Growth+High Gas Supply+Reduced Rankine Availability+Constrained Operational Capacity+Low Wind & Solar | 14.2376 | 27.1672 | 49.3567
2034 | NZWEM_PERC | Low Demand Growth+High Gas Supply+Reduced Rankine Availability+Constrained Operational Capacity+Low Wind & Solar | 12.5668 | 25.7567 | 47.5808
2035 | NZWEM_PERC | Low Demand Growth+High Gas Supply+Reduced Rankine Availability+Constrained Operational Capacity+Low Wind & Solar | 10.3466 | 23.3549 | 44.7061
2026 | NIWCM | Low Demand Growth+High Gas Supply+Reduced Rankine Availability+Constrained Operational Capacity+Low Wind & Solar | 604.1196 | 604.1196 | 604.1196
2027 | NIWCM | Low Demand Growth+High Gas Supply+Reduced Rankine Availability+Constrained Operational Capacity+Low Wind & Solar | 709.2101 | 713.0979 | 713.0979
2028 | NIWCM | Low Demand Growth+High Gas Supply+Reduced Rankine Availability+Constrained Operational Capacity+Low Wind & Solar | 818.3594 | 1305.8788 | 1312.9608
2029 | NIWCM | Low Demand Growth+High Gas Supply+Reduced Rankine Availability+Constrained Operational Capacity+Low Wind & Solar | 782.4328 | 1423.8944 | 1576.8858
2030 | NIWCM | Low Demand Growth+High Gas Supply+Reduced Rankine Availability+Constrained Operational Capacity+Low Wind & Solar | 666.2462 | 1383.6679 | 1589.3647
2031 | NIWCM | Low Demand Growth+High Gas Supply+Reduced Rankine Availability+Constrained Operational Capacity+Low Wind & Solar | 575.5979 | 1304.9563 | 1564.7785
2032 | NIWCM | Low Demand Growth+High Gas Supply+Reduced Rankine Availability+Constrained Operational Capacity+Low Wind & Solar | 448.0312 | 1187.216 | 1467.5734
2033 | NIWCM | Low Demand Growth+High Gas Supply+Reduced Rankine Availability+Constrained Operational Capacity+Low Wind & Solar | 330.967 | 1073.0536 | 1366.0557
2034 | NIWCM | Low Demand Growth+High Gas Supply+Reduced Rankine Availability+Constrained Operational Capacity+Low Wind & Solar | 219.6023 | 1005.157 | 1380.2233
2035 | NIWCM | Low Demand Growth+High Gas Supply+Reduced Rankine Availability+Constrained Operational Capacity+Low Wind & Solar | 91.6374 | 888.9844 | 1265.1036
2026 | SIWEM_PERC | Low Demand Growth+High Gas Supply+Reduced Rankine Availability+Constrained Operational Capacity+Low Wind & Solar | 53.481 | 53.6304 | 53.6304
2027 | SIWEM_PERC | Low Demand Growth+High Gas Supply+Reduced Rankine Availability+Constrained Operational Capacity+Low Wind & Solar | 44.4364 | 49.2622 | 50.0965
2028 | SIWEM_PERC | Low Demand Growth+High Gas Supply+Reduced Rankine Availability+Constrained Operational Capacity+Low Wind & Solar | 44.7685 | 66.027 | 73.2346
2029 | SIWEM_PERC | Low Demand Growth+High Gas Supply+Reduced Rankine Availability+Constrained Operational Capacity+Low Wind & Solar | 51.6913 | 63.9873 | 79.06
2030 | SIWEM_PERC | Low Demand Growth+High Gas Supply+Reduced Rankine Availability+Constrained Operational Capacity+Low Wind & Solar | 48.4532 | 62.3656 | 82.5777
2031 | SIWEM_PERC | Low Demand Growth+High Gas Supply+Reduced Rankine Availability+Constrained Operational Capacity+Low Wind & Solar | 45.2034 | 58.8022 | 83.4284
2032 | SIWEM_PERC | Low Demand Growth+High Gas Supply+Reduced Rankine Availability+Constrained Operational Capacity+Low Wind & Solar | 41.3978 | 56.0508 | 80.2308
2033 | SIWEM_PERC | Low Demand Growth+High Gas Supply+Reduced Rankine Availability+Constrained Operational Capacity+Low Wind & Solar | 36.9257 | 53.6851 | 77.4796
2034 | SIWEM_PERC | Low Demand Growth+High Gas Supply+Reduced Rankine Availability+Constrained Operational Capacity+Low Wind & Solar | 32.3591 | 51.4583 | 74.8859
2035 | SIWEM_PERC | Low Demand Growth+High Gas Supply+Reduced Rankine Availability+Constrained Operational Capacity+Low Wind & Solar | 26.2978 | 48.6438 | 71.6131
2026 | NZWEM_PERC | Low Demand Growth+High Gas Supply+Reduced Rankine Availability+Upgraded HVDC | 21.086 | 21.1458 | 21.1458
2027 | NZWEM_PERC | Low Demand Growth+High Gas Supply+Reduced Rankine Availability+Upgraded HVDC | 18.0849 | 20.0287 | 20.3648
2028 | NZWEM_PERC | Low Demand Growth+High Gas Supply+Reduced Rankine Availability+Upgraded HVDC | 18.385 | 26.9781 | 31.7441
2029 | NZWEM_PERC | Low Demand Growth+High Gas Supply+Reduced Rankine Availability+Upgraded HVDC | 23.7532 | 36.0047 | 45.698
2030 | NZWEM_PERC | Low Demand Growth+High Gas Supply+Reduced Rankine Availability+Upgraded HVDC | 21.7878 | 36.3168 | 52.2529
2031 | NZWEM_PERC | Low Demand Growth+High Gas Supply+Reduced Rankine Availability+Upgraded HVDC | 19.1781 | 33.4775 | 55.6516
2032 | NZWEM_PERC | Low Demand Growth+High Gas Supply+Reduced Rankine Availability+Upgraded HVDC | 17.3327 | 31.8166 | 54.7337
2033 | NZWEM_PERC | Low Demand Growth+High Gas Supply+Reduced Rankine Availability+Upgraded HVDC | 15.6913 | 29.9499 | 54.4508
2034 | NZWEM_PERC | Low Demand Growth+High Gas Supply+Reduced Rankine Availability+Upgraded HVDC | 13.9965 | 28.4935 | 52.591
2035 | NZWEM_PERC | Low Demand Growth+High Gas Supply+Reduced Rankine Availability+Upgraded HVDC | 11.7454 | 26.0324 | 49.6077
2026 | NIWCM | Low Demand Growth+High Gas Supply+Reduced Rankine Availability+Upgraded HVDC | 1191.4351 | 1192.2349 | 1192.2349
2027 | NIWCM | Low Demand Growth+High Gas Supply+Reduced Rankine Availability+Upgraded HVDC | 1327.1564 | 1355.0149 | 1359.5514
2028 | NIWCM | Low Demand Growth+High Gas Supply+Reduced Rankine Availability+Upgraded HVDC | 1461.582 | 2021.8616 | 2060.8072
2029 | NIWCM | Low Demand Growth+High Gas Supply+Reduced Rankine Availability+Upgraded HVDC | 1439.5339 | 2249.7561 | 2467.4453
2030 | NIWCM | Low Demand Growth+High Gas Supply+Reduced Rankine Availability+Upgraded HVDC | 1323.5546 | 2234.2366 | 2599.4835
2031 | NIWCM | Low Demand Growth+High Gas Supply+Reduced Rankine Availability+Upgraded HVDC | 1236.7283 | 2232.003 | 2874.2501
2032 | NIWCM | Low Demand Growth+High Gas Supply+Reduced Rankine Availability+Upgraded HVDC | 1115.6214 | 2126.5675 | 2844.7526
2033 | NIWCM | Low Demand Growth+High Gas Supply+Reduced Rankine Availability+Upgraded HVDC | 1000.1615 | 2013.9003 | 2838.3788
2034 | NIWCM | Low Demand Growth+High Gas Supply+Reduced Rankine Availability+Upgraded HVDC | 889.5069 | 1953.6843 | 2887.9237
2035 | NIWCM | Low Demand Growth+High Gas Supply+Reduced Rankine Availability+Upgraded HVDC | 763.8191 | 1843.0321 | 2796.9933
2026 | SIWEM_PERC | Low Demand Growth+High Gas Supply+Reduced Rankine Availability+Upgraded HVDC | 55.9618 | 55.9618 | 55.9618
2027 | SIWEM_PERC | Low Demand Growth+High Gas Supply+Reduced Rankine Availability+Upgraded HVDC | 48.3579 | 53.7053 | 54.6297
2028 | SIWEM_PERC | Low Demand Growth+High Gas Supply+Reduced Rankine Availability+Upgraded HVDC | 48.9715 | 72.1824 | 84.7726
2029 | SIWEM_PERC | Low Demand Growth+High Gas Supply+Reduced Rankine Availability+Upgraded HVDC | 62.509 | 88.5385 | 105.2402
2030 | SIWEM_PERC | Low Demand Growth+High Gas Supply+Reduced Rankine Availability+Upgraded HVDC | 56.995 | 86.5834 | 108.9799
2031 | SIWEM_PERC | Low Demand Growth+High Gas Supply+Reduced Rankine Availability+Upgraded HVDC | 50.1606 | 82.474 | 109.7617
2032 | SIWEM_PERC | Low Demand Growth+High Gas Supply+Reduced Rankine Availability+Upgraded HVDC | 45.2573 | 79.2937 | 106.087
2033 | SIWEM_PERC | Low Demand Growth+High Gas Supply+Reduced Rankine Availability+Upgraded HVDC | 40.8743 | 76.5575 | 102.9236
2034 | SIWEM_PERC | Low Demand Growth+High Gas Supply+Reduced Rankine Availability+Upgraded HVDC | 36.2468 | 73.7142 | 99.9376
2035 | SIWEM_PERC | Low Demand Growth+High Gas Supply+Reduced Rankine Availability+Upgraded HVDC | 30.1095 | 67.4259 | 96.1747
2026 | NZWEM_PERC | Low Demand Growth+High Gas Supply+Reduced Rankine Availability+Upgraded HVDC+Low Wind & Solar | 19.8302 | 19.8842 | 19.8842
2027 | NZWEM_PERC | Low Demand Growth+High Gas Supply+Reduced Rankine Availability+Upgraded HVDC+Low Wind & Solar | 16.6593 | 18.4136 | 18.7169
2028 | NZWEM_PERC | Low Demand Growth+High Gas Supply+Reduced Rankine Availability+Upgraded HVDC+Low Wind & Solar | 16.8518 | 24.6067 | 28.9079
2029 | NZWEM_PERC | Low Demand Growth+High Gas Supply+Reduced Rankine Availability+Upgraded HVDC+Low Wind & Solar | 22.1897 | 33.2462 | 41.9941
2030 | NZWEM_PERC | Low Demand Growth+High Gas Supply+Reduced Rankine Availability+Upgraded HVDC+Low Wind & Solar | 20.2507 | 33.418 | 47.8411
2031 | NZWEM_PERC | Low Demand Growth+High Gas Supply+Reduced Rankine Availability+Upgraded HVDC+Low Wind & Solar | 17.6758 | 30.6444 | 50.6961
2032 | NZWEM_PERC | Low Demand Growth+High Gas Supply+Reduced Rankine Availability+Upgraded HVDC+Low Wind & Solar | 15.856 | 28.99 | 49.7514
2033 | NZWEM_PERC | Low Demand Growth+High Gas Supply+Reduced Rankine Availability+Upgraded HVDC+Low Wind & Solar | 14.2376 | 27.1672 | 49.3567
2034 | NZWEM_PERC | Low Demand Growth+High Gas Supply+Reduced Rankine Availability+Upgraded HVDC+Low Wind & Solar | 12.5668 | 25.7567 | 47.5808
2035 | NZWEM_PERC | Low Demand Growth+High Gas Supply+Reduced Rankine Availability+Upgraded HVDC+Low Wind & Solar | 10.3466 | 23.3549 | 44.7061
2026 | NIWCM | Low Demand Growth+High Gas Supply+Reduced Rankine Availability+Upgraded HVDC+Low Wind & Solar | 1191.4351 | 1192.2349 | 1192.2349
2027 | NIWCM | Low Demand Growth+High Gas Supply+Reduced Rankine Availability+Upgraded HVDC+Low Wind & Solar | 1327.1564 | 1355.0149 | 1359.5514
2028 | NIWCM | Low Demand Growth+High Gas Supply+Reduced Rankine Availability+Upgraded HVDC+Low Wind & Solar | 1461.582 | 2021.8616 | 2060.8072
2029 | NIWCM | Low Demand Growth+High Gas Supply+Reduced Rankine Availability+Upgraded HVDC+Low Wind & Solar | 1439.5339 | 2249.7561 | 2467.4453
2030 | NIWCM | Low Demand Growth+High Gas Supply+Reduced Rankine Availability+Upgraded HVDC+Low Wind & Solar | 1323.5546 | 2234.2366 | 2599.4835
2031 | NIWCM | Low Demand Growth+High Gas Supply+Reduced Rankine Availability+Upgraded HVDC+Low Wind & Solar | 1236.7283 | 2232.003 | 2874.2501
2032 | NIWCM | Low Demand Growth+High Gas Supply+Reduced Rankine Availability+Upgraded HVDC+Low Wind & Solar | 1115.6214 | 2126.5675 | 2844.7526
2033 | NIWCM | Low Demand Growth+High Gas Supply+Reduced Rankine Availability+Upgraded HVDC+Low Wind & Solar | 1000.1615 | 2013.9003 | 2838.3788
2034 | NIWCM | Low Demand Growth+High Gas Supply+Reduced Rankine Availability+Upgraded HVDC+Low Wind & Solar | 889.5069 | 1953.6843 | 2887.9237
2035 | NIWCM | Low Demand Growth+High Gas Supply+Reduced Rankine Availability+Upgraded HVDC+Low Wind & Solar | 763.8191 | 1843.0321 | 2796.9933
2026 | SIWEM_PERC | Low Demand Growth+High Gas Supply+Reduced Rankine Availability+Upgraded HVDC+Low Wind & Solar | 53.481 | 53.6304 | 53.6304
2027 | SIWEM_PERC | Low Demand Growth+High Gas Supply+Reduced Rankine Availability+Upgraded HVDC+Low Wind & Solar | 44.4364 | 49.2622 | 50.0965
2028 | SIWEM_PERC | Low Demand Growth+High Gas Supply+Reduced Rankine Availability+Upgraded HVDC+Low Wind & Solar | 44.7685 | 66.027 | 77.4082
2029 | SIWEM_PERC | Low Demand Growth+High Gas Supply+Reduced Rankine Availability+Upgraded HVDC+Low Wind & Solar | 58.5215 | 86.1464 | 101.2191
2030 | SIWEM_PERC | Low Demand Growth+High Gas Supply+Reduced Rankine Availability+Upgraded HVDC+Low Wind & Solar | 53.0948 | 84.0398 | 104.2519
2031 | SIWEM_PERC | Low Demand Growth+High Gas Supply+Reduced Rankine Availability+Upgraded HVDC+Low Wind & Solar | 46.3483 | 79.6896 | 104.614
2032 | SIWEM_PERC | Low Demand Growth+High Gas Supply+Reduced Rankine Availability+Upgraded HVDC+Low Wind & Solar | 41.3978 | 75.2072 | 101.0326
2033 | SIWEM_PERC | Low Demand Growth+High Gas Supply+Reduced Rankine Availability+Upgraded HVDC+Low Wind & Solar | 36.9257 | 70.4052 | 97.9498
2034 | SIWEM_PERC | Low Demand Growth+High Gas Supply+Reduced Rankine Availability+Upgraded HVDC+Low Wind & Solar | 32.3591 | 66.7261 | 95.0404
2035 | SIWEM_PERC | Low Demand Growth+High Gas Supply+Reduced Rankine Availability+Upgraded HVDC+Low Wind & Solar | 26.2978 | 60.5745 | 91.3733
2026 | NZWEM_PERC | Low Demand Growth+High Gas Supply+Reduced Rankine Availability+Upgraded HVDC+Constrained Operational Capacity | 21.086 | 21.1458 | 21.1458
2027 | NZWEM_PERC | Low Demand Growth+High Gas Supply+Reduced Rankine Availability+Upgraded HVDC+Constrained Operational Capacity | 18.0849 | 20.0287 | 20.3648
2028 | NZWEM_PERC | Low Demand Growth+High Gas Supply+Reduced Rankine Availability+Upgraded HVDC+Constrained Operational Capacity | 18.385 | 26.9781 | 31.7441
2029 | NZWEM_PERC | Low Demand Growth+High Gas Supply+Reduced Rankine Availability+Upgraded HVDC+Constrained Operational Capacity | 23.7532 | 36.0047 | 45.698
2030 | NZWEM_PERC | Low Demand Growth+High Gas Supply+Reduced Rankine Availability+Upgraded HVDC+Constrained Operational Capacity | 21.7878 | 36.3168 | 52.2529
2031 | NZWEM_PERC | Low Demand Growth+High Gas Supply+Reduced Rankine Availability+Upgraded HVDC+Constrained Operational Capacity | 19.1781 | 33.4775 | 55.6516
2032 | NZWEM_PERC | Low Demand Growth+High Gas Supply+Reduced Rankine Availability+Upgraded HVDC+Constrained Operational Capacity | 17.3327 | 31.8166 | 54.7337
2033 | NZWEM_PERC | Low Demand Growth+High Gas Supply+Reduced Rankine Availability+Upgraded HVDC+Constrained Operational Capacity | 15.6913 | 29.9499 | 54.4508
2034 | NZWEM_PERC | Low Demand Growth+High Gas Supply+Reduced Rankine Availability+Upgraded HVDC+Constrained Operational Capacity | 13.9965 | 28.4935 | 52.591
2035 | NZWEM_PERC | Low Demand Growth+High Gas Supply+Reduced Rankine Availability+Upgraded HVDC+Constrained Operational Capacity | 11.7454 | 26.0324 | 49.6077
2026 | NIWCM | Low Demand Growth+High Gas Supply+Reduced Rankine Availability+Upgraded HVDC+Constrained Operational Capacity | 604.1196 | 604.1196 | 604.1196
2027 | NIWCM | Low Demand Growth+High Gas Supply+Reduced Rankine Availability+Upgraded HVDC+Constrained Operational Capacity | 709.2101 | 713.0979 | 713.0979
2028 | NIWCM | Low Demand Growth+High Gas Supply+Reduced Rankine Availability+Upgraded HVDC+Constrained Operational Capacity | 818.3594 | 1305.8788 | 1312.9608
2029 | NIWCM | Low Demand Growth+High Gas Supply+Reduced Rankine Availability+Upgraded HVDC+Constrained Operational Capacity | 782.4328 | 1423.8944 | 1576.8858
2030 | NIWCM | Low Demand Growth+High Gas Supply+Reduced Rankine Availability+Upgraded HVDC+Constrained Operational Capacity | 666.2462 | 1383.6679 | 1589.3647
2031 | NIWCM | Low Demand Growth+High Gas Supply+Reduced Rankine Availability+Upgraded HVDC+Constrained Operational Capacity | 575.5988 | 1304.9629 | 1564.9
2032 | NIWCM | Low Demand Growth+High Gas Supply+Reduced Rankine Availability+Upgraded HVDC+Constrained Operational Capacity | 448.031 | 1187.2133 | 1467.5495
2033 | NIWCM | Low Demand Growth+High Gas Supply+Reduced Rankine Availability+Upgraded HVDC+Constrained Operational Capacity | 330.9671 | 1073.0543 | 1366.0621
2034 | NIWCM | Low Demand Growth+High Gas Supply+Reduced Rankine Availability+Upgraded HVDC+Constrained Operational Capacity | 219.6023 | 1005.1568 | 1380.2209
2035 | NIWCM | Low Demand Growth+High Gas Supply+Reduced Rankine Availability+Upgraded HVDC+Constrained Operational Capacity | 91.6374 | 888.9844 | 1265.1043
2026 | SIWEM_PERC | Low Demand Growth+High Gas Supply+Reduced Rankine Availability+Upgraded HVDC+Constrained Operational Capacity | 55.9618 | 55.9618 | 55.9618
2027 | SIWEM_PERC | Low Demand Growth+High Gas Supply+Reduced Rankine Availability+Upgraded HVDC+Constrained Operational Capacity | 48.3579 | 53.7053 | 54.6297
2028 | SIWEM_PERC | Low Demand Growth+High Gas Supply+Reduced Rankine Availability+Upgraded HVDC+Constrained Operational Capacity | 48.9715 | 72.1824 | 84.7726
2029 | SIWEM_PERC | Low Demand Growth+High Gas Supply+Reduced Rankine Availability+Upgraded HVDC+Constrained Operational Capacity | 62.509 | 88.5385 | 105.2402
2030 | SIWEM_PERC | Low Demand Growth+High Gas Supply+Reduced Rankine Availability+Upgraded HVDC+Constrained Operational Capacity | 56.995 | 86.5834 | 108.9799
2031 | SIWEM_PERC | Low Demand Growth+High Gas Supply+Reduced Rankine Availability+Upgraded HVDC+Constrained Operational Capacity | 50.1606 | 82.474 | 109.7617
2032 | SIWEM_PERC | Low Demand Growth+High Gas Supply+Reduced Rankine Availability+Upgraded HVDC+Constrained Operational Capacity | 45.2573 | 79.2937 | 106.087
2033 | SIWEM_PERC | Low Demand Growth+High Gas Supply+Reduced Rankine Availability+Upgraded HVDC+Constrained Operational Capacity | 40.8743 | 76.5575 | 102.9236
2034 | SIWEM_PERC | Low Demand Growth+High Gas Supply+Reduced Rankine Availability+Upgraded HVDC+Constrained Operational Capacity | 36.2468 | 73.7142 | 99.9376
2035 | SIWEM_PERC | Low Demand Growth+High Gas Supply+Reduced Rankine Availability+Upgraded HVDC+Constrained Operational Capacity | 30.1095 | 67.4259 | 96.1747
2026 | NZWEM_PERC | Low Demand Growth+High Gas Supply+Reduced Rankine Availability+Upgraded HVDC+Constrained Operational Capacity+Low Wind & Solar | 19.8302 | 19.8842 | 19.8842
2027 | NZWEM_PERC | Low Demand Growth+High Gas Supply+Reduced Rankine Availability+Upgraded HVDC+Constrained Operational Capacity+Low Wind & Solar | 16.6593 | 18.4136 | 18.7169
2028 | NZWEM_PERC | Low Demand Growth+High Gas Supply+Reduced Rankine Availability+Upgraded HVDC+Constrained Operational Capacity+Low Wind & Solar | 16.8518 | 24.6067 | 28.9079
2029 | NZWEM_PERC | Low Demand Growth+High Gas Supply+Reduced Rankine Availability+Upgraded HVDC+Constrained Operational Capacity+Low Wind & Solar | 22.1897 | 33.2462 | 41.9941
2030 | NZWEM_PERC | Low Demand Growth+High Gas Supply+Reduced Rankine Availability+Upgraded HVDC+Constrained Operational Capacity+Low Wind & Solar | 20.2507 | 33.418 | 47.8411
2031 | NZWEM_PERC | Low Demand Growth+High Gas Supply+Reduced Rankine Availability+Upgraded HVDC+Constrained Operational Capacity+Low Wind & Solar | 17.6758 | 30.6444 | 50.6961
2032 | NZWEM_PERC | Low Demand Growth+High Gas Supply+Reduced Rankine Availability+Upgraded HVDC+Constrained Operational Capacity+Low Wind & Solar | 15.856 | 28.99 | 49.7514
2033 | NZWEM_PERC | Low Demand Growth+High Gas Supply+Reduced Rankine Availability+Upgraded HVDC+Constrained Operational Capacity+Low Wind & Solar | 14.2376 | 27.1672 | 49.3567
2034 | NZWEM_PERC | Low Demand Growth+High Gas Supply+Reduced Rankine Availability+Upgraded HVDC+Constrained Operational Capacity+Low Wind & Solar | 12.5668 | 25.7567 | 47.5808
2035 | NZWEM_PERC | Low Demand Growth+High Gas Supply+Reduced Rankine Availability+Upgraded HVDC+Constrained Operational Capacity+Low Wind & Solar | 10.3466 | 23.3549 | 44.7061
2026 | NIWCM | Low Demand Growth+High Gas Supply+Reduced Rankine Availability+Upgraded HVDC+Constrained Operational Capacity+Low Wind & Solar | 604.1196 | 604.1196 | 604.1196
2027 | NIWCM | Low Demand Growth+High Gas Supply+Reduced Rankine Availability+Upgraded HVDC+Constrained Operational Capacity+Low Wind & Solar | 709.2101 | 713.0979 | 713.0979
2028 | NIWCM | Low Demand Growth+High Gas Supply+Reduced Rankine Availability+Upgraded HVDC+Constrained Operational Capacity+Low Wind & Solar | 818.3594 | 1305.8788 | 1312.9608
2029 | NIWCM | Low Demand Growth+High Gas Supply+Reduced Rankine Availability+Upgraded HVDC+Constrained Operational Capacity+Low Wind & Solar | 782.4328 | 1423.8944 | 1576.8858
2030 | NIWCM | Low Demand Growth+High Gas Supply+Reduced Rankine Availability+Upgraded HVDC+Constrained Operational Capacity+Low Wind & Solar | 666.2462 | 1383.6679 | 1589.3647
2031 | NIWCM | Low Demand Growth+High Gas Supply+Reduced Rankine Availability+Upgraded HVDC+Constrained Operational Capacity+Low Wind & Solar | 575.5988 | 1304.9629 | 1564.9
2032 | NIWCM | Low Demand Growth+High Gas Supply+Reduced Rankine Availability+Upgraded HVDC+Constrained Operational Capacity+Low Wind & Solar | 448.031 | 1187.2133 | 1467.5495
2033 | NIWCM | Low Demand Growth+High Gas Supply+Reduced Rankine Availability+Upgraded HVDC+Constrained Operational Capacity+Low Wind & Solar | 330.9671 | 1073.0543 | 1366.0621
2034 | NIWCM | Low Demand Growth+High Gas Supply+Reduced Rankine Availability+Upgraded HVDC+Constrained Operational Capacity+Low Wind & Solar | 219.6023 | 1005.1568 | 1380.2209
2035 | NIWCM | Low Demand Growth+High Gas Supply+Reduced Rankine Availability+Upgraded HVDC+Constrained Operational Capacity+Low Wind & Solar | 91.6374 | 888.9844 | 1265.1043
2026 | SIWEM_PERC | Low Demand Growth+High Gas Supply+Reduced Rankine Availability+Upgraded HVDC+Constrained Operational Capacity+Low Wind & Solar | 53.481 | 53.6304 | 53.6304
2027 | SIWEM_PERC | Low Demand Growth+High Gas Supply+Reduced Rankine Availability+Upgraded HVDC+Constrained Operational Capacity+Low Wind & Solar | 44.4364 | 49.2622 | 50.0965
2028 | SIWEM_PERC | Low Demand Growth+High Gas Supply+Reduced Rankine Availability+Upgraded HVDC+Constrained Operational Capacity+Low Wind & Solar | 44.7685 | 66.027 | 77.4082
2029 | SIWEM_PERC | Low Demand Growth+High Gas Supply+Reduced Rankine Availability+Upgraded HVDC+Constrained Operational Capacity+Low Wind & Solar | 58.5215 | 86.1464 | 101.2191
2030 | SIWEM_PERC | Low Demand Growth+High Gas Supply+Reduced Rankine Availability+Upgraded HVDC+Constrained Operational Capacity+Low Wind & Solar | 53.0948 | 84.0398 | 104.2519
2031 | SIWEM_PERC | Low Demand Growth+High Gas Supply+Reduced Rankine Availability+Upgraded HVDC+Constrained Operational Capacity+Low Wind & Solar | 46.3483 | 79.6896 | 104.614
2032 | SIWEM_PERC | Low Demand Growth+High Gas Supply+Reduced Rankine Availability+Upgraded HVDC+Constrained Operational Capacity+Low Wind & Solar | 41.3978 | 75.2072 | 101.0326
2033 | SIWEM_PERC | Low Demand Growth+High Gas Supply+Reduced Rankine Availability+Upgraded HVDC+Constrained Operational Capacity+Low Wind & Solar | 36.9257 | 70.4052 | 97.9498
2034 | SIWEM_PERC | Low Demand Growth+High Gas Supply+Reduced Rankine Availability+Upgraded HVDC+Constrained Operational Capacity+Low Wind & Solar | 32.3591 | 66.7261 | 95.0404
2035 | SIWEM_PERC | Low Demand Growth+High Gas Supply+Reduced Rankine Availability+Upgraded HVDC+Constrained Operational Capacity+Low Wind & Solar | 26.2978 | 60.5745 | 91.3733
2026 | NZWEM_PERC | Low Demand Growth+High Gas Supply+Reduced Rankine Availability+Delayed Build | 16.2331 | 16.2331 | 16.2331
2027 | NZWEM_PERC | Low Demand Growth+High Gas Supply+Reduced Rankine Availability+Delayed Build | 10.2867 | 10.4363 | 10.6137
2028 | NZWEM_PERC | Low Demand Growth+High Gas Supply+Reduced Rankine Availability+Delayed Build | 13.953 | 15.4822 | 15.815
2029 | NZWEM_PERC | Low Demand Growth+High Gas Supply+Reduced Rankine Availability+Delayed Build | 22.5218 | 25.5747 | 26.5229
2030 | NZWEM_PERC | Low Demand Growth+High Gas Supply+Reduced Rankine Availability+Delayed Build | 21.7878 | 31.546 | 39.7945
2031 | NZWEM_PERC | Low Demand Growth+High Gas Supply+Reduced Rankine Availability+Delayed Build | 19.1781 | 32.0722 | 41.3856
2032 | NZWEM_PERC | Low Demand Growth+High Gas Supply+Reduced Rankine Availability+Delayed Build | 17.3327 | 30.7451 | 46.0549
2033 | NZWEM_PERC | Low Demand Growth+High Gas Supply+Reduced Rankine Availability+Delayed Build | 15.6913 | 28.9912 | 50.4484
2034 | NZWEM_PERC | Low Demand Growth+High Gas Supply+Reduced Rankine Availability+Delayed Build | 13.9965 | 27.492 | 49.6811
2035 | NZWEM_PERC | Low Demand Growth+High Gas Supply+Reduced Rankine Availability+Delayed Build | 11.7454 | 25.4653 | 49.0407
2026 | NIWCM | Low Demand Growth+High Gas Supply+Reduced Rankine Availability+Delayed Build | 906.8546 | 906.8546 | 906.8546
2027 | NIWCM | Low Demand Growth+High Gas Supply+Reduced Rankine Availability+Delayed Build | 931.5847 | 933.5836 | 936.0561
2028 | NIWCM | Low Demand Growth+High Gas Supply+Reduced Rankine Availability+Delayed Build | 1210.2233 | 1229.4351 | 1233.9716
2029 | NIWCM | Low Demand Growth+High Gas Supply+Reduced Rankine Availability+Delayed Build | 1235.5933 | 1358.2796 | 1371.8719
2030 | NIWCM | Low Demand Growth+High Gas Supply+Reduced Rankine Availability+Delayed Build | 1267.7781 | 1931.5592 | 2101.0701
2031 | NIWCM | Low Demand Growth+High Gas Supply+Reduced Rankine Availability+Delayed Build | 1163.7768 | 2056.873 | 2289.8302
2032 | NIWCM | Low Demand Growth+High Gas Supply+Reduced Rankine Availability+Delayed Build | 1042.6863 | 1988.0959 | 2382.507
2033 | NIWCM | Low Demand Growth+High Gas Supply+Reduced Rankine Availability+Delayed Build | 1000.1606 | 1968.8591 | 2570.5659
2034 | NIWCM | Low Demand Growth+High Gas Supply+Reduced Rankine Availability+Delayed Build | 889.5072 | 1883.509 | 2543.6523
2035 | NIWCM | Low Demand Growth+High Gas Supply+Reduced Rankine Availability+Delayed Build | 763.819 | 1790.7162 | 2543.1678
2026 | SIWEM_PERC | Low Demand Growth+High Gas Supply+Reduced Rankine Availability+Delayed Build | 43.5308 | 43.5308 | 43.5308
2027 | SIWEM_PERC | Low Demand Growth+High Gas Supply+Reduced Rankine Availability+Delayed Build | 26.9062 | 27.3176 | 27.8059
2028 | SIWEM_PERC | Low Demand Growth+High Gas Supply+Reduced Rankine Availability+Delayed Build | 36.8222 | 41.0142 | 41.9265
2029 | SIWEM_PERC | Low Demand Growth+High Gas Supply+Reduced Rankine Availability+Delayed Build | 50.7926 | 56.1235 | 56.1235
2030 | SIWEM_PERC | Low Demand Growth+High Gas Supply+Reduced Rankine Availability+Delayed Build | 49.4932 | 62.8199 | 77.0058
2031 | SIWEM_PERC | Low Demand Growth+High Gas Supply+Reduced Rankine Availability+Delayed Build | 46.22 | 59.2463 | 75.2142
2032 | SIWEM_PERC | Low Demand Growth+High Gas Supply+Reduced Rankine Availability+Delayed Build | 43.6965 | 58.492 | 79.987
2033 | SIWEM_PERC | Low Demand Growth+High Gas Supply+Reduced Rankine Availability+Delayed Build | 40.8743 | 56.0874 | 82.4535
2034 | SIWEM_PERC | Low Demand Growth+High Gas Supply+Reduced Rankine Availability+Delayed Build | 36.2468 | 53.8235 | 79.7831
2035 | SIWEM_PERC | Low Demand Growth+High Gas Supply+Reduced Rankine Availability+Delayed Build | 30.1095 | 50.9627 | 76.4144
2026 | NZWEM_PERC | Low Demand Growth+High Gas Supply+Reduced Rankine Availability+Delayed Build+Low Wind & Solar | 15.2777 | 15.2777 | 15.2777
2027 | NZWEM_PERC | Low Demand Growth+High Gas Supply+Reduced Rankine Availability+Delayed Build+Low Wind & Solar | 9.2749 | 9.4099 | 9.5701
2028 | NZWEM_PERC | Low Demand Growth+High Gas Supply+Reduced Rankine Availability+Delayed Build+Low Wind & Solar | 12.6788 | 14.0588 | 14.3592
2029 | NZWEM_PERC | Low Demand Growth+High Gas Supply+Reduced Rankine Availability+Delayed Build+Low Wind & Solar | 21.0784 | 23.8335 | 24.6892
2030 | NZWEM_PERC | Low Demand Growth+High Gas Supply+Reduced Rankine Availability+Delayed Build+Low Wind & Solar | 20.2507 | 29.0571 | 36.5011
2031 | NZWEM_PERC | Low Demand Growth+High Gas Supply+Reduced Rankine Availability+Delayed Build+Low Wind & Solar | 17.6758 | 29.3123 | 37.7174
2032 | NZWEM_PERC | Low Demand Growth+High Gas Supply+Reduced Rankine Availability+Delayed Build+Low Wind & Solar | 15.856 | 27.9603 | 41.8166
2033 | NZWEM_PERC | Low Demand Growth+High Gas Supply+Reduced Rankine Availability+Delayed Build+Low Wind & Solar | 14.2376 | 26.2497 | 45.6532
2034 | NZWEM_PERC | Low Demand Growth+High Gas Supply+Reduced Rankine Availability+Delayed Build+Low Wind & Solar | 12.5668 | 24.7552 | 44.857
2035 | NZWEM_PERC | Low Demand Growth+High Gas Supply+Reduced Rankine Availability+Delayed Build+Low Wind & Solar | 10.3466 | 22.7878 | 44.139
2026 | NIWCM | Low Demand Growth+High Gas Supply+Reduced Rankine Availability+Delayed Build+Low Wind & Solar | 906.8546 | 906.8546 | 906.8546
2027 | NIWCM | Low Demand Growth+High Gas Supply+Reduced Rankine Availability+Delayed Build+Low Wind & Solar | 931.5847 | 933.5836 | 936.0561
2028 | NIWCM | Low Demand Growth+High Gas Supply+Reduced Rankine Availability+Delayed Build+Low Wind & Solar | 1210.2233 | 1229.4351 | 1233.9716
2029 | NIWCM | Low Demand Growth+High Gas Supply+Reduced Rankine Availability+Delayed Build+Low Wind & Solar | 1235.5933 | 1358.2796 | 1371.8719
2030 | NIWCM | Low Demand Growth+High Gas Supply+Reduced Rankine Availability+Delayed Build+Low Wind & Solar | 1267.7781 | 1931.5592 | 2101.0701
2031 | NIWCM | Low Demand Growth+High Gas Supply+Reduced Rankine Availability+Delayed Build+Low Wind & Solar | 1163.7768 | 2056.873 | 2289.8302
2032 | NIWCM | Low Demand Growth+High Gas Supply+Reduced Rankine Availability+Delayed Build+Low Wind & Solar | 1042.6863 | 1988.0959 | 2382.507
2033 | NIWCM | Low Demand Growth+High Gas Supply+Reduced Rankine Availability+Delayed Build+Low Wind & Solar | 1000.1606 | 1968.8591 | 2570.5659
2034 | NIWCM | Low Demand Growth+High Gas Supply+Reduced Rankine Availability+Delayed Build+Low Wind & Solar | 889.5072 | 1883.509 | 2543.6523
2035 | NIWCM | Low Demand Growth+High Gas Supply+Reduced Rankine Availability+Delayed Build+Low Wind & Solar | 763.819 | 1790.7162 | 2543.1678
2026 | SIWEM_PERC | Low Demand Growth+High Gas Supply+Reduced Rankine Availability+Delayed Build+Low Wind & Solar | 40.888 | 40.888 | 40.888
2027 | SIWEM_PERC | Low Demand Growth+High Gas Supply+Reduced Rankine Availability+Delayed Build+Low Wind & Solar | 24.8436 | 24.9114 | 24.9348
2028 | SIWEM_PERC | Low Demand Growth+High Gas Supply+Reduced Rankine Availability+Delayed Build+Low Wind & Solar | 33.3292 | 37.1123 | 37.9356
2029 | SIWEM_PERC | Low Demand Growth+High Gas Supply+Reduced Rankine Availability+Delayed Build+Low Wind & Solar | 49.9207 | 54.7316 | 54.7316
2030 | SIWEM_PERC | Low Demand Growth+High Gas Supply+Reduced Rankine Availability+Delayed Build+Low Wind & Solar | 48.4532 | 60.4801 | 73.2824
2031 | SIWEM_PERC | Low Demand Growth+High Gas Supply+Reduced Rankine Availability+Delayed Build+Low Wind & Solar | 45.2034 | 56.9592 | 71.3698
2032 | SIWEM_PERC | Low Demand Growth+High Gas Supply+Reduced Rankine Availability+Delayed Build+Low Wind & Solar | 41.3978 | 56.0508 | 75.4493
2033 | SIWEM_PERC | Low Demand Growth+High Gas Supply+Reduced Rankine Availability+Delayed Build+Low Wind & Solar | 36.9257 | 53.6851 | 77.4796
2034 | SIWEM_PERC | Low Demand Growth+High Gas Supply+Reduced Rankine Availability+Delayed Build+Low Wind & Solar | 32.3591 | 51.4583 | 74.8859
2035 | SIWEM_PERC | Low Demand Growth+High Gas Supply+Reduced Rankine Availability+Delayed Build+Low Wind & Solar | 26.2978 | 48.6438 | 71.6131
2026 | NZWEM_PERC | Low Demand Growth+High Gas Supply+Reduced Rankine Availability+Delayed Build+Constrained Operational Capacity | 16.2331 | 16.2331 | 16.2331
2027 | NZWEM_PERC | Low Demand Growth+High Gas Supply+Reduced Rankine Availability+Delayed Build+Constrained Operational Capacity | 10.2867 | 10.4363 | 10.6137
2028 | NZWEM_PERC | Low Demand Growth+High Gas Supply+Reduced Rankine Availability+Delayed Build+Constrained Operational Capacity | 13.953 | 15.4822 | 15.815
2029 | NZWEM_PERC | Low Demand Growth+High Gas Supply+Reduced Rankine Availability+Delayed Build+Constrained Operational Capacity | 22.5218 | 25.5747 | 26.5229
2030 | NZWEM_PERC | Low Demand Growth+High Gas Supply+Reduced Rankine Availability+Delayed Build+Constrained Operational Capacity | 21.7878 | 31.546 | 39.7945
2031 | NZWEM_PERC | Low Demand Growth+High Gas Supply+Reduced Rankine Availability+Delayed Build+Constrained Operational Capacity | 19.1781 | 32.0722 | 41.3856
2032 | NZWEM_PERC | Low Demand Growth+High Gas Supply+Reduced Rankine Availability+Delayed Build+Constrained Operational Capacity | 17.3327 | 30.7451 | 46.0549
2033 | NZWEM_PERC | Low Demand Growth+High Gas Supply+Reduced Rankine Availability+Delayed Build+Constrained Operational Capacity | 15.6913 | 28.9912 | 50.4484
2034 | NZWEM_PERC | Low Demand Growth+High Gas Supply+Reduced Rankine Availability+Delayed Build+Constrained Operational Capacity | 13.9965 | 27.492 | 49.6811
2035 | NZWEM_PERC | Low Demand Growth+High Gas Supply+Reduced Rankine Availability+Delayed Build+Constrained Operational Capacity | 11.7454 | 25.4653 | 49.0407
2026 | NIWCM | Low Demand Growth+High Gas Supply+Reduced Rankine Availability+Delayed Build+Constrained Operational Capacity | 373.5029 | 373.5029 | 373.5029
2027 | NIWCM | Low Demand Growth+High Gas Supply+Reduced Rankine Availability+Delayed Build+Constrained Operational Capacity | 392.3638 | 392.3638 | 392.3638
2028 | NIWCM | Low Demand Growth+High Gas Supply+Reduced Rankine Availability+Delayed Build+Constrained Operational Capacity | 608.8329 | 608.8329 | 608.8329
2029 | NIWCM | Low Demand Growth+High Gas Supply+Reduced Rankine Availability+Delayed Build+Constrained Operational Capacity | 603.0055 | 684.896 | 684.896
2030 | NIWCM | Low Demand Growth+High Gas Supply+Reduced Rankine Availability+Delayed Build+Constrained Operational Capacity | 610.4697 | 1111.8895 | 1224.4857
2031 | NIWCM | Low Demand Growth+High Gas Supply+Reduced Rankine Availability+Delayed Build+Constrained Operational Capacity | 502.6594 | 1147.629 | 1300.9215
2032 | NIWCM | Low Demand Growth+High Gas Supply+Reduced Rankine Availability+Delayed Build+Constrained Operational Capacity | 375.0927 | 1075.4883 | 1281.364
2033 | NIWCM | Low Demand Growth+High Gas Supply+Reduced Rankine Availability+Delayed Build+Constrained Operational Capacity | 330.967 | 1042.5944 | 1304.144
2034 | NIWCM | Low Demand Growth+High Gas Supply+Reduced Rankine Availability+Delayed Build+Constrained Operational Capacity | 219.6023 | 935.0678 | 1222.9051
2035 | NIWCM | Low Demand Growth+High Gas Supply+Reduced Rankine Availability+Delayed Build+Constrained Operational Capacity | 91.6374 | 836.6524 | 1135.5426
2026 | SIWEM_PERC | Low Demand Growth+High Gas Supply+Reduced Rankine Availability+Delayed Build+Constrained Operational Capacity | 43.5308 | 43.5308 | 43.5308
2027 | SIWEM_PERC | Low Demand Growth+High Gas Supply+Reduced Rankine Availability+Delayed Build+Constrained Operational Capacity | 26.9062 | 27.3176 | 27.8059
2028 | SIWEM_PERC | Low Demand Growth+High Gas Supply+Reduced Rankine Availability+Delayed Build+Constrained Operational Capacity | 36.8222 | 41.0142 | 41.9265
2029 | SIWEM_PERC | Low Demand Growth+High Gas Supply+Reduced Rankine Availability+Delayed Build+Constrained Operational Capacity | 50.7926 | 56.1235 | 56.1235
2030 | SIWEM_PERC | Low Demand Growth+High Gas Supply+Reduced Rankine Availability+Delayed Build+Constrained Operational Capacity | 49.4932 | 62.8199 | 77.0058
2031 | SIWEM_PERC | Low Demand Growth+High Gas Supply+Reduced Rankine Availability+Delayed Build+Constrained Operational Capacity | 46.22 | 59.2463 | 75.2142
2032 | SIWEM_PERC | Low Demand Growth+High Gas Supply+Reduced Rankine Availability+Delayed Build+Constrained Operational Capacity | 43.6965 | 58.492 | 79.987
2033 | SIWEM_PERC | Low Demand Growth+High Gas Supply+Reduced Rankine Availability+Delayed Build+Constrained Operational Capacity | 40.8743 | 56.0874 | 82.4535
2034 | SIWEM_PERC | Low Demand Growth+High Gas Supply+Reduced Rankine Availability+Delayed Build+Constrained Operational Capacity | 36.2468 | 53.8235 | 79.7831
2035 | SIWEM_PERC | Low Demand Growth+High Gas Supply+Reduced Rankine Availability+Delayed Build+Constrained Operational Capacity | 30.1095 | 50.9627 | 76.4144
2026 | NZWEM_PERC | Low Demand Growth+High Gas Supply+Reduced Rankine Availability+Delayed Build+Constrained Operational Capacity+Low Wind & Solar | 15.2777 | 15.2777 | 15.2777
2027 | NZWEM_PERC | Low Demand Growth+High Gas Supply+Reduced Rankine Availability+Delayed Build+Constrained Operational Capacity+Low Wind & Solar | 9.2749 | 9.4099 | 9.5701
2028 | NZWEM_PERC | Low Demand Growth+High Gas Supply+Reduced Rankine Availability+Delayed Build+Constrained Operational Capacity+Low Wind & Solar | 12.6788 | 14.0588 | 14.3592
2029 | NZWEM_PERC | Low Demand Growth+High Gas Supply+Reduced Rankine Availability+Delayed Build+Constrained Operational Capacity+Low Wind & Solar | 21.0784 | 23.8335 | 24.6892
2030 | NZWEM_PERC | Low Demand Growth+High Gas Supply+Reduced Rankine Availability+Delayed Build+Constrained Operational Capacity+Low Wind & Solar | 20.2507 | 29.0571 | 36.5011
2031 | NZWEM_PERC | Low Demand Growth+High Gas Supply+Reduced Rankine Availability+Delayed Build+Constrained Operational Capacity+Low Wind & Solar | 17.6758 | 29.3123 | 37.7174
2032 | NZWEM_PERC | Low Demand Growth+High Gas Supply+Reduced Rankine Availability+Delayed Build+Constrained Operational Capacity+Low Wind & Solar | 15.856 | 27.9603 | 41.8166
2033 | NZWEM_PERC | Low Demand Growth+High Gas Supply+Reduced Rankine Availability+Delayed Build+Constrained Operational Capacity+Low Wind & Solar | 14.2376 | 26.2497 | 45.6532
2034 | NZWEM_PERC | Low Demand Growth+High Gas Supply+Reduced Rankine Availability+Delayed Build+Constrained Operational Capacity+Low Wind & Solar | 12.5668 | 24.7552 | 44.857
2035 | NZWEM_PERC | Low Demand Growth+High Gas Supply+Reduced Rankine Availability+Delayed Build+Constrained Operational Capacity+Low Wind & Solar | 10.3466 | 22.7878 | 44.139
2026 | NIWCM | Low Demand Growth+High Gas Supply+Reduced Rankine Availability+Delayed Build+Constrained Operational Capacity+Low Wind & Solar | 373.5029 | 373.5029 | 373.5029
2027 | NIWCM | Low Demand Growth+High Gas Supply+Reduced Rankine Availability+Delayed Build+Constrained Operational Capacity+Low Wind & Solar | 392.3638 | 392.3638 | 392.3638
2028 | NIWCM | Low Demand Growth+High Gas Supply+Reduced Rankine Availability+Delayed Build+Constrained Operational Capacity+Low Wind & Solar | 608.8329 | 608.8329 | 608.8329
2029 | NIWCM | Low Demand Growth+High Gas Supply+Reduced Rankine Availability+Delayed Build+Constrained Operational Capacity+Low Wind & Solar | 603.0055 | 684.896 | 684.896
2030 | NIWCM | Low Demand Growth+High Gas Supply+Reduced Rankine Availability+Delayed Build+Constrained Operational Capacity+Low Wind & Solar | 610.4697 | 1111.8895 | 1224.4857
2031 | NIWCM | Low Demand Growth+High Gas Supply+Reduced Rankine Availability+Delayed Build+Constrained Operational Capacity+Low Wind & Solar | 502.6594 | 1147.629 | 1300.9215
2032 | NIWCM | Low Demand Growth+High Gas Supply+Reduced Rankine Availability+Delayed Build+Constrained Operational Capacity+Low Wind & Solar | 375.0927 | 1075.4883 | 1281.364
2033 | NIWCM | Low Demand Growth+High Gas Supply+Reduced Rankine Availability+Delayed Build+Constrained Operational Capacity+Low Wind & Solar | 330.967 | 1042.5944 | 1304.144
2034 | NIWCM | Low Demand Growth+High Gas Supply+Reduced Rankine Availability+Delayed Build+Constrained Operational Capacity+Low Wind & Solar | 219.6023 | 935.0678 | 1222.9051
2035 | NIWCM | Low Demand Growth+High Gas Supply+Reduced Rankine Availability+Delayed Build+Constrained Operational Capacity+Low Wind & Solar | 91.6374 | 836.6524 | 1135.5426
2026 | SIWEM_PERC | Low Demand Growth+High Gas Supply+Reduced Rankine Availability+Delayed Build+Constrained Operational Capacity+Low Wind & Solar | 40.888 | 40.888 | 40.888
2027 | SIWEM_PERC | Low Demand Growth+High Gas Supply+Reduced Rankine Availability+Delayed Build+Constrained Operational Capacity+Low Wind & Solar | 24.8436 | 24.9114 | 24.9348
2028 | SIWEM_PERC | Low Demand Growth+High Gas Supply+Reduced Rankine Availability+Delayed Build+Constrained Operational Capacity+Low Wind & Solar | 33.3292 | 37.1123 | 37.9356
2029 | SIWEM_PERC | Low Demand Growth+High Gas Supply+Reduced Rankine Availability+Delayed Build+Constrained Operational Capacity+Low Wind & Solar | 49.9207 | 54.7316 | 54.7316
2030 | SIWEM_PERC | Low Demand Growth+High Gas Supply+Reduced Rankine Availability+Delayed Build+Constrained Operational Capacity+Low Wind & Solar | 48.4532 | 60.4801 | 73.2824
2031 | SIWEM_PERC | Low Demand Growth+High Gas Supply+Reduced Rankine Availability+Delayed Build+Constrained Operational Capacity+Low Wind & Solar | 45.2034 | 56.9592 | 71.3698
2032 | SIWEM_PERC | Low Demand Growth+High Gas Supply+Reduced Rankine Availability+Delayed Build+Constrained Operational Capacity+Low Wind & Solar | 41.3978 | 56.0508 | 75.4493
2033 | SIWEM_PERC | Low Demand Growth+High Gas Supply+Reduced Rankine Availability+Delayed Build+Constrained Operational Capacity+Low Wind & Solar | 36.9257 | 53.6851 | 77.4796
2034 | SIWEM_PERC | Low Demand Growth+High Gas Supply+Reduced Rankine Availability+Delayed Build+Constrained Operational Capacity+Low Wind & Solar | 32.3591 | 51.4583 | 74.8859
2035 | SIWEM_PERC | Low Demand Growth+High Gas Supply+Reduced Rankine Availability+Delayed Build+Constrained Operational Capacity+Low Wind & Solar | 26.2978 | 48.6438 | 71.6131
2026 | NZWEM_PERC | Low Demand Growth+High Gas Supply+Reduced Rankine Availability+Delayed Build+Upgraded HVDC | 16.2331 | 16.2331 | 16.2331
2027 | NZWEM_PERC | Low Demand Growth+High Gas Supply+Reduced Rankine Availability+Delayed Build+Upgraded HVDC | 10.2867 | 10.4363 | 10.6137
2028 | NZWEM_PERC | Low Demand Growth+High Gas Supply+Reduced Rankine Availability+Delayed Build+Upgraded HVDC | 13.953 | 15.4822 | 15.815
2029 | NZWEM_PERC | Low Demand Growth+High Gas Supply+Reduced Rankine Availability+Delayed Build+Upgraded HVDC | 22.5218 | 25.5747 | 26.5229
2030 | NZWEM_PERC | Low Demand Growth+High Gas Supply+Reduced Rankine Availability+Delayed Build+Upgraded HVDC | 21.7878 | 31.546 | 39.7945
2031 | NZWEM_PERC | Low Demand Growth+High Gas Supply+Reduced Rankine Availability+Delayed Build+Upgraded HVDC | 19.1781 | 32.0722 | 41.3856
2032 | NZWEM_PERC | Low Demand Growth+High Gas Supply+Reduced Rankine Availability+Delayed Build+Upgraded HVDC | 17.3327 | 30.7451 | 46.0549
2033 | NZWEM_PERC | Low Demand Growth+High Gas Supply+Reduced Rankine Availability+Delayed Build+Upgraded HVDC | 15.6913 | 28.9912 | 50.4484
2034 | NZWEM_PERC | Low Demand Growth+High Gas Supply+Reduced Rankine Availability+Delayed Build+Upgraded HVDC | 13.9965 | 27.492 | 49.6811
2035 | NZWEM_PERC | Low Demand Growth+High Gas Supply+Reduced Rankine Availability+Delayed Build+Upgraded HVDC | 11.7454 | 25.4653 | 49.0407
2026 | NIWCM | Low Demand Growth+High Gas Supply+Reduced Rankine Availability+Delayed Build+Upgraded HVDC | 906.8546 | 906.8546 | 906.8546
2027 | NIWCM | Low Demand Growth+High Gas Supply+Reduced Rankine Availability+Delayed Build+Upgraded HVDC | 931.5847 | 933.5836 | 936.0561
2028 | NIWCM | Low Demand Growth+High Gas Supply+Reduced Rankine Availability+Delayed Build+Upgraded HVDC | 1210.2233 | 1229.4351 | 1233.9716
2029 | NIWCM | Low Demand Growth+High Gas Supply+Reduced Rankine Availability+Delayed Build+Upgraded HVDC | 1235.5933 | 1358.2796 | 1371.8719
2030 | NIWCM | Low Demand Growth+High Gas Supply+Reduced Rankine Availability+Delayed Build+Upgraded HVDC | 1267.7781 | 1931.5592 | 2101.0701
2031 | NIWCM | Low Demand Growth+High Gas Supply+Reduced Rankine Availability+Delayed Build+Upgraded HVDC | 1163.7898 | 2061.6689 | 2395.6636
2032 | NIWCM | Low Demand Growth+High Gas Supply+Reduced Rankine Availability+Delayed Build+Upgraded HVDC | 1042.6829 | 2000.2598 | 2505.8786
2033 | NIWCM | Low Demand Growth+High Gas Supply+Reduced Rankine Availability+Delayed Build+Upgraded HVDC | 1000.1615 | 1968.8611 | 2693.9371
2034 | NIWCM | Low Demand Growth+High Gas Supply+Reduced Rankine Availability+Delayed Build+Upgraded HVDC | 889.5069 | 1883.5951 | 2673.4055
2035 | NIWCM | Low Demand Growth+High Gas Supply+Reduced Rankine Availability+Delayed Build+Upgraded HVDC | 763.8191 | 1790.7001 | 2667.4323
2026 | SIWEM_PERC | Low Demand Growth+High Gas Supply+Reduced Rankine Availability+Delayed Build+Upgraded HVDC | 43.5308 | 43.5308 | 43.5308
2027 | SIWEM_PERC | Low Demand Growth+High Gas Supply+Reduced Rankine Availability+Delayed Build+Upgraded HVDC | 26.9062 | 27.3176 | 27.8059
2028 | SIWEM_PERC | Low Demand Growth+High Gas Supply+Reduced Rankine Availability+Delayed Build+Upgraded HVDC | 36.8222 | 41.0142 | 41.9265
2029 | SIWEM_PERC | Low Demand Growth+High Gas Supply+Reduced Rankine Availability+Delayed Build+Upgraded HVDC | 59.2681 | 67.3445 | 69.705
2030 | SIWEM_PERC | Low Demand Growth+High Gas Supply+Reduced Rankine Availability+Delayed Build+Upgraded HVDC | 56.995 | 82.3566 | 98.68
2031 | SIWEM_PERC | Low Demand Growth+High Gas Supply+Reduced Rankine Availability+Delayed Build+Upgraded HVDC | 50.1606 | 80.4319 | 96.3999
2032 | SIWEM_PERC | Low Demand Growth+High Gas Supply+Reduced Rankine Availability+Delayed Build+Upgraded HVDC | 45.2573 | 79.2937 | 100.7887
2033 | SIWEM_PERC | Low Demand Growth+High Gas Supply+Reduced Rankine Availability+Delayed Build+Upgraded HVDC | 40.8743 | 75.1315 | 102.9236
2034 | SIWEM_PERC | Low Demand Growth+High Gas Supply+Reduced Rankine Availability+Delayed Build+Upgraded HVDC | 36.2468 | 71.2343 | 99.9376
2035 | SIWEM_PERC | Low Demand Growth+High Gas Supply+Reduced Rankine Availability+Delayed Build+Upgraded HVDC | 30.1095 | 66.0187 | 96.1747
2026 | NZWEM_PERC | Low Demand Growth+High Gas Supply+Reduced Rankine Availability+Delayed Build+Upgraded HVDC+Low Wind & Solar | 15.2777 | 15.2777 | 15.2777
2027 | NZWEM_PERC | Low Demand Growth+High Gas Supply+Reduced Rankine Availability+Delayed Build+Upgraded HVDC+Low Wind & Solar | 9.2749 | 9.4099 | 9.5701
2028 | NZWEM_PERC | Low Demand Growth+High Gas Supply+Reduced Rankine Availability+Delayed Build+Upgraded HVDC+Low Wind & Solar | 12.6788 | 14.0588 | 14.3592
2029 | NZWEM_PERC | Low Demand Growth+High Gas Supply+Reduced Rankine Availability+Delayed Build+Upgraded HVDC+Low Wind & Solar | 21.0784 | 23.8335 | 24.6892
2030 | NZWEM_PERC | Low Demand Growth+High Gas Supply+Reduced Rankine Availability+Delayed Build+Upgraded HVDC+Low Wind & Solar | 20.2507 | 29.0571 | 36.5011
2031 | NZWEM_PERC | Low Demand Growth+High Gas Supply+Reduced Rankine Availability+Delayed Build+Upgraded HVDC+Low Wind & Solar | 17.6758 | 29.3123 | 37.7174
2032 | NZWEM_PERC | Low Demand Growth+High Gas Supply+Reduced Rankine Availability+Delayed Build+Upgraded HVDC+Low Wind & Solar | 15.856 | 27.9603 | 41.8166
2033 | NZWEM_PERC | Low Demand Growth+High Gas Supply+Reduced Rankine Availability+Delayed Build+Upgraded HVDC+Low Wind & Solar | 14.2376 | 26.2497 | 45.6532
2034 | NZWEM_PERC | Low Demand Growth+High Gas Supply+Reduced Rankine Availability+Delayed Build+Upgraded HVDC+Low Wind & Solar | 12.5668 | 24.7552 | 44.857
2035 | NZWEM_PERC | Low Demand Growth+High Gas Supply+Reduced Rankine Availability+Delayed Build+Upgraded HVDC+Low Wind & Solar | 10.3466 | 22.7878 | 44.139
2026 | NIWCM | Low Demand Growth+High Gas Supply+Reduced Rankine Availability+Delayed Build+Upgraded HVDC+Low Wind & Solar | 906.8546 | 906.8546 | 906.8546
2027 | NIWCM | Low Demand Growth+High Gas Supply+Reduced Rankine Availability+Delayed Build+Upgraded HVDC+Low Wind & Solar | 931.5847 | 933.5836 | 936.0561
2028 | NIWCM | Low Demand Growth+High Gas Supply+Reduced Rankine Availability+Delayed Build+Upgraded HVDC+Low Wind & Solar | 1210.2233 | 1229.4351 | 1233.9716
2029 | NIWCM | Low Demand Growth+High Gas Supply+Reduced Rankine Availability+Delayed Build+Upgraded HVDC+Low Wind & Solar | 1235.5933 | 1358.2796 | 1371.8719
2030 | NIWCM | Low Demand Growth+High Gas Supply+Reduced Rankine Availability+Delayed Build+Upgraded HVDC+Low Wind & Solar | 1267.7781 | 1931.5592 | 2101.0701
2031 | NIWCM | Low Demand Growth+High Gas Supply+Reduced Rankine Availability+Delayed Build+Upgraded HVDC+Low Wind & Solar | 1163.7898 | 2061.6689 | 2395.6636
2032 | NIWCM | Low Demand Growth+High Gas Supply+Reduced Rankine Availability+Delayed Build+Upgraded HVDC+Low Wind & Solar | 1042.6829 | 2000.2598 | 2505.8786
2033 | NIWCM | Low Demand Growth+High Gas Supply+Reduced Rankine Availability+Delayed Build+Upgraded HVDC+Low Wind & Solar | 1000.1615 | 1968.8611 | 2693.9371
2034 | NIWCM | Low Demand Growth+High Gas Supply+Reduced Rankine Availability+Delayed Build+Upgraded HVDC+Low Wind & Solar | 889.5069 | 1883.5951 | 2673.4055
2035 | NIWCM | Low Demand Growth+High Gas Supply+Reduced Rankine Availability+Delayed Build+Upgraded HVDC+Low Wind & Solar | 763.8191 | 1790.7001 | 2667.4323
2026 | SIWEM_PERC | Low Demand Growth+High Gas Supply+Reduced Rankine Availability+Delayed Build+Upgraded HVDC+Low Wind & Solar | 40.888 | 40.888 | 40.888
2027 | SIWEM_PERC | Low Demand Growth+High Gas Supply+Reduced Rankine Availability+Delayed Build+Upgraded HVDC+Low Wind & Solar | 24.8436 | 24.9114 | 24.9348
2028 | SIWEM_PERC | Low Demand Growth+High Gas Supply+Reduced Rankine Availability+Delayed Build+Upgraded HVDC+Low Wind & Solar | 33.3292 | 37.1123 | 37.9356
2029 | SIWEM_PERC | Low Demand Growth+High Gas Supply+Reduced Rankine Availability+Delayed Build+Upgraded HVDC+Low Wind & Solar | 55.5967 | 62.8854 | 65.0157
2030 | SIWEM_PERC | Low Demand Growth+High Gas Supply+Reduced Rankine Availability+Delayed Build+Upgraded HVDC+Low Wind & Solar | 53.0948 | 75.9828 | 94.9566
2031 | SIWEM_PERC | Low Demand Growth+High Gas Supply+Reduced Rankine Availability+Delayed Build+Upgraded HVDC+Low Wind & Solar | 46.3483 | 76.2251 | 92.5554
2032 | SIWEM_PERC | Low Demand Growth+High Gas Supply+Reduced Rankine Availability+Delayed Build+Upgraded HVDC+Low Wind & Solar | 41.3978 | 72.659 | 96.2511
2033 | SIWEM_PERC | Low Demand Growth+High Gas Supply+Reduced Rankine Availability+Delayed Build+Upgraded HVDC+Low Wind & Solar | 36.9257 | 68.1356 | 97.9498
2034 | SIWEM_PERC | Low Demand Growth+High Gas Supply+Reduced Rankine Availability+Delayed Build+Upgraded HVDC+Low Wind & Solar | 32.3591 | 64.2462 | 95.0404
2035 | SIWEM_PERC | Low Demand Growth+High Gas Supply+Reduced Rankine Availability+Delayed Build+Upgraded HVDC+Low Wind & Solar | 26.2978 | 59.1673 | 91.3733
2026 | NZWEM_PERC | Low Demand Growth+High Gas Supply+Reduced Rankine Availability+Delayed Build+Upgraded HVDC+Constrained Operational Capacity | 16.2331 | 16.2331 | 16.2331
2027 | NZWEM_PERC | Low Demand Growth+High Gas Supply+Reduced Rankine Availability+Delayed Build+Upgraded HVDC+Constrained Operational Capacity | 10.2867 | 10.4363 | 10.6137
2028 | NZWEM_PERC | Low Demand Growth+High Gas Supply+Reduced Rankine Availability+Delayed Build+Upgraded HVDC+Constrained Operational Capacity | 13.953 | 15.4822 | 15.815
2029 | NZWEM_PERC | Low Demand Growth+High Gas Supply+Reduced Rankine Availability+Delayed Build+Upgraded HVDC+Constrained Operational Capacity | 22.5218 | 25.5747 | 26.5229
2030 | NZWEM_PERC | Low Demand Growth+High Gas Supply+Reduced Rankine Availability+Delayed Build+Upgraded HVDC+Constrained Operational Capacity | 21.7878 | 31.546 | 39.7945
2031 | NZWEM_PERC | Low Demand Growth+High Gas Supply+Reduced Rankine Availability+Delayed Build+Upgraded HVDC+Constrained Operational Capacity | 19.1781 | 32.0722 | 41.3856
2032 | NZWEM_PERC | Low Demand Growth+High Gas Supply+Reduced Rankine Availability+Delayed Build+Upgraded HVDC+Constrained Operational Capacity | 17.3327 | 30.7451 | 46.0549
2033 | NZWEM_PERC | Low Demand Growth+High Gas Supply+Reduced Rankine Availability+Delayed Build+Upgraded HVDC+Constrained Operational Capacity | 15.6913 | 28.9912 | 50.4484
2034 | NZWEM_PERC | Low Demand Growth+High Gas Supply+Reduced Rankine Availability+Delayed Build+Upgraded HVDC+Constrained Operational Capacity | 13.9965 | 27.492 | 49.6811
2035 | NZWEM_PERC | Low Demand Growth+High Gas Supply+Reduced Rankine Availability+Delayed Build+Upgraded HVDC+Constrained Operational Capacity | 11.7454 | 25.4653 | 49.0407
2026 | NIWCM | Low Demand Growth+High Gas Supply+Reduced Rankine Availability+Delayed Build+Upgraded HVDC+Constrained Operational Capacity | 373.5029 | 373.5029 | 373.5029
2027 | NIWCM | Low Demand Growth+High Gas Supply+Reduced Rankine Availability+Delayed Build+Upgraded HVDC+Constrained Operational Capacity | 392.3638 | 392.3638 | 392.3638
2028 | NIWCM | Low Demand Growth+High Gas Supply+Reduced Rankine Availability+Delayed Build+Upgraded HVDC+Constrained Operational Capacity | 608.8329 | 608.8329 | 608.8329
2029 | NIWCM | Low Demand Growth+High Gas Supply+Reduced Rankine Availability+Delayed Build+Upgraded HVDC+Constrained Operational Capacity | 603.0055 | 684.896 | 684.896
2030 | NIWCM | Low Demand Growth+High Gas Supply+Reduced Rankine Availability+Delayed Build+Upgraded HVDC+Constrained Operational Capacity | 610.4697 | 1111.8895 | 1224.4857
2031 | NIWCM | Low Demand Growth+High Gas Supply+Reduced Rankine Availability+Delayed Build+Upgraded HVDC+Constrained Operational Capacity | 502.6603 | 1147.6255 | 1300.9255
2032 | NIWCM | Low Demand Growth+High Gas Supply+Reduced Rankine Availability+Delayed Build+Upgraded HVDC+Constrained Operational Capacity | 375.0925 | 1075.4856 | 1281.377
2033 | NIWCM | Low Demand Growth+High Gas Supply+Reduced Rankine Availability+Delayed Build+Upgraded HVDC+Constrained Operational Capacity | 330.9671 | 1042.5951 | 1304.1504
2034 | NIWCM | Low Demand Growth+High Gas Supply+Reduced Rankine Availability+Delayed Build+Upgraded HVDC+Constrained Operational Capacity | 219.6023 | 935.0676 | 1222.9027
2035 | NIWCM | Low Demand Growth+High Gas Supply+Reduced Rankine Availability+Delayed Build+Upgraded HVDC+Constrained Operational Capacity | 91.6374 | 836.6524 | 1135.5433
2026 | SIWEM_PERC | Low Demand Growth+High Gas Supply+Reduced Rankine Availability+Delayed Build+Upgraded HVDC+Constrained Operational Capacity | 43.5308 | 43.5308 | 43.5308
2027 | SIWEM_PERC | Low Demand Growth+High Gas Supply+Reduced Rankine Availability+Delayed Build+Upgraded HVDC+Constrained Operational Capacity | 26.9062 | 27.3176 | 27.8059
2028 | SIWEM_PERC | Low Demand Growth+High Gas Supply+Reduced Rankine Availability+Delayed Build+Upgraded HVDC+Constrained Operational Capacity | 36.8222 | 41.0142 | 41.9265
2029 | SIWEM_PERC | Low Demand Growth+High Gas Supply+Reduced Rankine Availability+Delayed Build+Upgraded HVDC+Constrained Operational Capacity | 59.2681 | 67.3445 | 69.705
2030 | SIWEM_PERC | Low Demand Growth+High Gas Supply+Reduced Rankine Availability+Delayed Build+Upgraded HVDC+Constrained Operational Capacity | 56.995 | 82.3566 | 98.68
2031 | SIWEM_PERC | Low Demand Growth+High Gas Supply+Reduced Rankine Availability+Delayed Build+Upgraded HVDC+Constrained Operational Capacity | 50.1606 | 80.4319 | 96.3999
2032 | SIWEM_PERC | Low Demand Growth+High Gas Supply+Reduced Rankine Availability+Delayed Build+Upgraded HVDC+Constrained Operational Capacity | 45.2573 | 79.2937 | 100.7887
2033 | SIWEM_PERC | Low Demand Growth+High Gas Supply+Reduced Rankine Availability+Delayed Build+Upgraded HVDC+Constrained Operational Capacity | 40.8743 | 75.1315 | 102.9236
2034 | SIWEM_PERC | Low Demand Growth+High Gas Supply+Reduced Rankine Availability+Delayed Build+Upgraded HVDC+Constrained Operational Capacity | 36.2468 | 71.2343 | 99.9376
2035 | SIWEM_PERC | Low Demand Growth+High Gas Supply+Reduced Rankine Availability+Delayed Build+Upgraded HVDC+Constrained Operational Capacity | 30.1095 | 66.0187 | 96.1747
2026 | NZWEM_PERC | Low Demand Growth+High Gas Supply+Reduced Rankine Availability+Delayed Build+Upgraded HVDC+Constrained Operational Capacity+Low Wind & Solar | 15.2777 | 15.2777 | 15.2777
2027 | NZWEM_PERC | Low Demand Growth+High Gas Supply+Reduced Rankine Availability+Delayed Build+Upgraded HVDC+Constrained Operational Capacity+Low Wind & Solar | 9.2749 | 9.4099 | 9.5701
2028 | NZWEM_PERC | Low Demand Growth+High Gas Supply+Reduced Rankine Availability+Delayed Build+Upgraded HVDC+Constrained Operational Capacity+Low Wind & Solar | 12.6788 | 14.0588 | 14.3592
2029 | NZWEM_PERC | Low Demand Growth+High Gas Supply+Reduced Rankine Availability+Delayed Build+Upgraded HVDC+Constrained Operational Capacity+Low Wind & Solar | 21.0784 | 23.8335 | 24.6892
2030 | NZWEM_PERC | Low Demand Growth+High Gas Supply+Reduced Rankine Availability+Delayed Build+Upgraded HVDC+Constrained Operational Capacity+Low Wind & Solar | 20.2507 | 29.0571 | 36.5011
2031 | NZWEM_PERC | Low Demand Growth+High Gas Supply+Reduced Rankine Availability+Delayed Build+Upgraded HVDC+Constrained Operational Capacity+Low Wind & Solar | 17.6758 | 29.3123 | 37.7174
2032 | NZWEM_PERC | Low Demand Growth+High Gas Supply+Reduced Rankine Availability+Delayed Build+Upgraded HVDC+Constrained Operational Capacity+Low Wind & Solar | 15.856 | 27.9603 | 41.8166
2033 | NZWEM_PERC | Low Demand Growth+High Gas Supply+Reduced Rankine Availability+Delayed Build+Upgraded HVDC+Constrained Operational Capacity+Low Wind & Solar | 14.2376 | 26.2497 | 45.6532
2034 | NZWEM_PERC | Low Demand Growth+High Gas Supply+Reduced Rankine Availability+Delayed Build+Upgraded HVDC+Constrained Operational Capacity+Low Wind & Solar | 12.5668 | 24.7552 | 44.857
2035 | NZWEM_PERC | Low Demand Growth+High Gas Supply+Reduced Rankine Availability+Delayed Build+Upgraded HVDC+Constrained Operational Capacity+Low Wind & Solar | 10.3466 | 22.7878 | 44.139
2026 | NIWCM | Low Demand Growth+High Gas Supply+Reduced Rankine Availability+Delayed Build+Upgraded HVDC+Constrained Operational Capacity+Low Wind & Solar | 373.5029 | 373.5029 | 373.5029
2027 | NIWCM | Low Demand Growth+High Gas Supply+Reduced Rankine Availability+Delayed Build+Upgraded HVDC+Constrained Operational Capacity+Low Wind & Solar | 392.3638 | 392.3638 | 392.3638
2028 | NIWCM | Low Demand Growth+High Gas Supply+Reduced Rankine Availability+Delayed Build+Upgraded HVDC+Constrained Operational Capacity+Low Wind & Solar | 608.8329 | 608.8329 | 608.8329
2029 | NIWCM | Low Demand Growth+High Gas Supply+Reduced Rankine Availability+Delayed Build+Upgraded HVDC+Constrained Operational Capacity+Low Wind & Solar | 603.0055 | 684.896 | 684.896
2030 | NIWCM | Low Demand Growth+High Gas Supply+Reduced Rankine Availability+Delayed Build+Upgraded HVDC+Constrained Operational Capacity+Low Wind & Solar | 610.4697 | 1111.8895 | 1224.4857
2031 | NIWCM | Low Demand Growth+High Gas Supply+Reduced Rankine Availability+Delayed Build+Upgraded HVDC+Constrained Operational Capacity+Low Wind & Solar | 502.6603 | 1147.6255 | 1300.9255
2032 | NIWCM | Low Demand Growth+High Gas Supply+Reduced Rankine Availability+Delayed Build+Upgraded HVDC+Constrained Operational Capacity+Low Wind & Solar | 375.0925 | 1075.4856 | 1281.377
2033 | NIWCM | Low Demand Growth+High Gas Supply+Reduced Rankine Availability+Delayed Build+Upgraded HVDC+Constrained Operational Capacity+Low Wind & Solar | 330.9671 | 1042.5951 | 1304.1504
2034 | NIWCM | Low Demand Growth+High Gas Supply+Reduced Rankine Availability+Delayed Build+Upgraded HVDC+Constrained Operational Capacity+Low Wind & Solar | 219.6023 | 935.0676 | 1222.9027
2035 | NIWCM | Low Demand Growth+High Gas Supply+Reduced Rankine Availability+Delayed Build+Upgraded HVDC+Constrained Operational Capacity+Low Wind & Solar | 91.6374 | 836.6524 | 1135.5433
2026 | SIWEM_PERC | Low Demand Growth+High Gas Supply+Reduced Rankine Availability+Delayed Build+Upgraded HVDC+Constrained Operational Capacity+Low Wind & Solar | 40.888 | 40.888 | 40.888
2027 | SIWEM_PERC | Low Demand Growth+High Gas Supply+Reduced Rankine Availability+Delayed Build+Upgraded HVDC+Constrained Operational Capacity+Low Wind & Solar | 24.8436 | 24.9114 | 24.9348
2028 | SIWEM_PERC | Low Demand Growth+High Gas Supply+Reduced Rankine Availability+Delayed Build+Upgraded HVDC+Constrained Operational Capacity+Low Wind & Solar | 33.3292 | 37.1123 | 37.9356
2029 | SIWEM_PERC | Low Demand Growth+High Gas Supply+Reduced Rankine Availability+Delayed Build+Upgraded HVDC+Constrained Operational Capacity+Low Wind & Solar | 55.5967 | 62.8854 | 65.0157
2030 | SIWEM_PERC | Low Demand Growth+High Gas Supply+Reduced Rankine Availability+Delayed Build+Upgraded HVDC+Constrained Operational Capacity+Low Wind & Solar | 53.0948 | 75.9828 | 94.9566
2031 | SIWEM_PERC | Low Demand Growth+High Gas Supply+Reduced Rankine Availability+Delayed Build+Upgraded HVDC+Constrained Operational Capacity+Low Wind & Solar | 46.3483 | 76.2251 | 92.5554
2032 | SIWEM_PERC | Low Demand Growth+High Gas Supply+Reduced Rankine Availability+Delayed Build+Upgraded HVDC+Constrained Operational Capacity+Low Wind & Solar | 41.3978 | 72.659 | 96.2511
2033 | SIWEM_PERC | Low Demand Growth+High Gas Supply+Reduced Rankine Availability+Delayed Build+Upgraded HVDC+Constrained Operational Capacity+Low Wind & Solar | 36.9257 | 68.1356 | 97.9498
2034 | SIWEM_PERC | Low Demand Growth+High Gas Supply+Reduced Rankine Availability+Delayed Build+Upgraded HVDC+Constrained Operational Capacity+Low Wind & Solar | 32.3591 | 64.2462 | 95.0404
2035 | SIWEM_PERC | Low Demand Growth+High Gas Supply+Reduced Rankine Availability+Delayed Build+Upgraded HVDC+Constrained Operational Capacity+Low Wind & Solar | 26.2978 | 59.1673 | 91.3733
2026 | NZWEM_PERC | Low Demand Growth+High Gas Supply+Increased Demand Response | 26.0761 | 26.1362 | 26.1362
2027 | NZWEM_PERC | Low Demand Growth+High Gas Supply+Increased Demand Response | 27.3747 | 29.3285 | 29.6663
2028 | NZWEM_PERC | Low Demand Growth+High Gas Supply+Increased Demand Response | 27.5921 | 36.2292 | 41.0197
2029 | NZWEM_PERC | Low Demand Growth+High Gas Supply+Increased Demand Response | 32.8894 | 45.2037 | 54.9467
2030 | NZWEM_PERC | Low Demand Growth+High Gas Supply+Increased Demand Response | 30.7699 | 45.3735 | 61.3913
2031 | NZWEM_PERC | Low Demand Growth+High Gas Supply+Increased Demand Response | 27.9576 | 42.3303 | 64.6181
2032 | NZWEM_PERC | Low Demand Growth+High Gas Supply+Increased Demand Response | 25.9636 | 40.5218 | 63.5564
2033 | NZWEM_PERC | Low Demand Growth+High Gas Supply+Increased Demand Response | 24.1889 | 38.5205 | 63.1471
2034 | NZWEM_PERC | Low Demand Growth+High Gas Supply+Increased Demand Response | 22.3553 | 36.9266 | 61.1477
2035 | NZWEM_PERC | Low Demand Growth+High Gas Supply+Increased Demand Response | 19.9242 | 34.2844 | 57.9806
2026 | NIWCM | Low Demand Growth+High Gas Supply+Increased Demand Response | 1312.2106 | 1313.0104 | 1313.0104
2027 | NIWCM | Low Demand Growth+High Gas Supply+Increased Demand Response | 1690.0952 | 1710.491 | 1715.0275
2028 | NIWCM | Low Demand Growth+High Gas Supply+Increased Demand Response | 1826.5139 | 2366.085 | 2397.2445
2029 | NIWCM | Low Demand Growth+High Gas Supply+Increased Demand Response | 1822.5577 | 2591.2998 | 2792.9481
2030 | NIWCM | Low Demand Growth+High Gas Supply+Increased Demand Response | 1727.2302 | 2579.3441 | 2926.9802
2031 | NIWCM | Low Demand Growth+High Gas Supply+Increased Demand Response | 1648.8067 | 2541.8346 | 3081.406
2032 | NIWCM | Low Demand Growth+High Gas Supply+Increased Demand Response | 1531.2393 | 2474.9854 | 3054.1605
2033 | NIWCM | Low Demand Growth+High Gas Supply+Increased Demand Response | 1422.433 | 2394.9664 | 3050.2051
2034 | NIWCM | Low Demand Growth+High Gas Supply+Increased Demand Response | 1320.6897 | 2356.4556 | 3101.765
2035 | NIWCM | Low Demand Growth+High Gas Supply+Increased Demand Response | 1201.6419 | 2263.1876 | 3030.5503
2026 | SIWEM_PERC | Low Demand Growth+High Gas Supply+Increased Demand Response | 57.443 | 57.443 | 57.443
2027 | SIWEM_PERC | Low Demand Growth+High Gas Supply+Increased Demand Response | 56.3556 | 59.1223 | 59.1223
2028 | SIWEM_PERC | Low Demand Growth+High Gas Supply+Increased Demand Response | 56.4733 | 70.4391 | 78.2728
2029 | SIWEM_PERC | Low Demand Growth+High Gas Supply+Increased Demand Response | 54.4486 | 68.2245 | 85.1114
2030 | SIWEM_PERC | Low Demand Growth+High Gas Supply+Increased Demand Response | 51.2814 | 66.8817 | 89.5461
2031 | SIWEM_PERC | Low Demand Growth+High Gas Supply+Increased Demand Response | 48.0977 | 63.3596 | 90.9977
2032 | SIWEM_PERC | Low Demand Growth+High Gas Supply+Increased Demand Response | 45.6415 | 60.6371 | 87.7931
2033 | SIWEM_PERC | Low Demand Growth+High Gas Supply+Increased Demand Response | 43.5283 | 58.2937 | 85.0325
2034 | SIWEM_PERC | Low Demand Growth+High Gas Supply+Increased Demand Response | 41.54 | 56.0858 | 82.4272
2035 | SIWEM_PERC | Low Demand Growth+High Gas Supply+Increased Demand Response | 39.0196 | 53.2909 | 79.1352
2026 | NZWEM_PERC | Low Demand Growth+High Gas Supply+Increased Demand Response+Low Wind & Solar | 24.8138 | 24.8681 | 24.8681
2027 | NZWEM_PERC | Low Demand Growth+High Gas Supply+Increased Demand Response+Low Wind & Solar | 25.9418 | 27.7051 | 28.0099
2028 | NZWEM_PERC | Low Demand Growth+High Gas Supply+Increased Demand Response+Low Wind & Solar | 26.051 | 33.8457 | 38.169
2029 | NZWEM_PERC | Low Demand Growth+High Gas Supply+Increased Demand Response+Low Wind & Solar | 31.3178 | 42.431 | 51.2238
2030 | NZWEM_PERC | Low Demand Growth+High Gas Supply+Increased Demand Response+Low Wind & Solar | 29.225 | 42.4598 | 56.9569
2031 | NZWEM_PERC | Low Demand Growth+High Gas Supply+Increased Demand Response+Low Wind & Solar | 26.4476 | 39.4827 | 59.6373
2032 | NZWEM_PERC | Low Demand Growth+High Gas Supply+Increased Demand Response+Low Wind & Solar | 24.4794 | 37.6807 | 58.5485
2033 | NZWEM_PERC | Low Demand Growth+High Gas Supply+Increased Demand Response+Low Wind & Solar | 22.7277 | 35.7237 | 58.0269
2034 | NZWEM_PERC | Low Demand Growth+High Gas Supply+Increased Demand Response+Low Wind & Solar | 20.9182 | 34.1757 | 56.1118
2035 | NZWEM_PERC | Low Demand Growth+High Gas Supply+Increased Demand Response+Low Wind & Solar | 18.5182 | 31.5932 | 53.0538
2026 | NIWCM | Low Demand Growth+High Gas Supply+Increased Demand Response+Low Wind & Solar | 1312.2106 | 1313.0104 | 1313.0104
2027 | NIWCM | Low Demand Growth+High Gas Supply+Increased Demand Response+Low Wind & Solar | 1690.0952 | 1710.491 | 1715.0275
2028 | NIWCM | Low Demand Growth+High Gas Supply+Increased Demand Response+Low Wind & Solar | 1826.5139 | 2366.085 | 2397.2445
2029 | NIWCM | Low Demand Growth+High Gas Supply+Increased Demand Response+Low Wind & Solar | 1822.5577 | 2591.2998 | 2792.9481
2030 | NIWCM | Low Demand Growth+High Gas Supply+Increased Demand Response+Low Wind & Solar | 1727.2302 | 2579.3441 | 2926.9802
2031 | NIWCM | Low Demand Growth+High Gas Supply+Increased Demand Response+Low Wind & Solar | 1648.8067 | 2541.8346 | 3081.406
2032 | NIWCM | Low Demand Growth+High Gas Supply+Increased Demand Response+Low Wind & Solar | 1531.2393 | 2474.9854 | 3054.1605
2033 | NIWCM | Low Demand Growth+High Gas Supply+Increased Demand Response+Low Wind & Solar | 1422.433 | 2394.9664 | 3050.2051
2034 | NIWCM | Low Demand Growth+High Gas Supply+Increased Demand Response+Low Wind & Solar | 1320.6897 | 2356.4556 | 3101.765
2035 | NIWCM | Low Demand Growth+High Gas Supply+Increased Demand Response+Low Wind & Solar | 1201.6419 | 2263.1876 | 3030.5503
2026 | SIWEM_PERC | Low Demand Growth+High Gas Supply+Increased Demand Response+Low Wind & Solar | 56.5826 | 56.5826 | 56.5826
2027 | SIWEM_PERC | Low Demand Growth+High Gas Supply+Increased Demand Response+Low Wind & Solar | 55.4505 | 57.9473 | 57.9473
2028 | SIWEM_PERC | Low Demand Growth+High Gas Supply+Increased Demand Response+Low Wind & Solar | 55.3834 | 67.9871 | 75.0567
2029 | SIWEM_PERC | Low Demand Growth+High Gas Supply+Increased Demand Response+Low Wind & Solar | 53.3736 | 65.8059 | 81.0457
2030 | SIWEM_PERC | Low Demand Growth+High Gas Supply+Increased Demand Response+Low Wind & Solar | 50.2289 | 64.3077 | 84.7616
2031 | SIWEM_PERC | Low Demand Growth+High Gas Supply+Increased Demand Response+Low Wind & Solar | 47.0681 | 60.8414 | 85.7839
2032 | SIWEM_PERC | Low Demand Growth+High Gas Supply+Increased Demand Response+Low Wind & Solar | 44.6298 | 58.1629 | 82.6702
2033 | SIWEM_PERC | Low Demand Growth+High Gas Supply+Increased Demand Response+Low Wind & Solar | 42.5323 | 55.8575 | 79.9883
2034 | SIWEM_PERC | Low Demand Growth+High Gas Supply+Increased Demand Response+Low Wind & Solar | 40.5587 | 53.6858 | 77.458
2035 | SIWEM_PERC | Low Demand Growth+High Gas Supply+Increased Demand Response+Low Wind & Solar | 38.0568 | 50.9362 | 74.2598
2026 | NZWEM_PERC | Low Demand Growth+High Gas Supply+Increased Demand Response+Constrained Operational Capacity | 26.0761 | 26.1362 | 26.1362
2027 | NZWEM_PERC | Low Demand Growth+High Gas Supply+Increased Demand Response+Constrained Operational Capacity | 27.3747 | 29.3285 | 29.6663
2028 | NZWEM_PERC | Low Demand Growth+High Gas Supply+Increased Demand Response+Constrained Operational Capacity | 27.5921 | 36.2292 | 41.0197
2029 | NZWEM_PERC | Low Demand Growth+High Gas Supply+Increased Demand Response+Constrained Operational Capacity | 32.8894 | 45.2037 | 54.9467
2030 | NZWEM_PERC | Low Demand Growth+High Gas Supply+Increased Demand Response+Constrained Operational Capacity | 30.7699 | 45.3735 | 61.3913
2031 | NZWEM_PERC | Low Demand Growth+High Gas Supply+Increased Demand Response+Constrained Operational Capacity | 27.9576 | 42.3303 | 64.6181
2032 | NZWEM_PERC | Low Demand Growth+High Gas Supply+Increased Demand Response+Constrained Operational Capacity | 25.9636 | 40.5218 | 63.5564
2033 | NZWEM_PERC | Low Demand Growth+High Gas Supply+Increased Demand Response+Constrained Operational Capacity | 24.1889 | 38.5205 | 63.1471
2034 | NZWEM_PERC | Low Demand Growth+High Gas Supply+Increased Demand Response+Constrained Operational Capacity | 22.3553 | 36.9266 | 61.1477
2035 | NZWEM_PERC | Low Demand Growth+High Gas Supply+Increased Demand Response+Constrained Operational Capacity | 19.9242 | 34.2844 | 57.9806
2026 | NIWCM | Low Demand Growth+High Gas Supply+Increased Demand Response+Constrained Operational Capacity | 755.6807 | 755.6807 | 755.6807
2027 | NIWCM | Low Demand Growth+High Gas Supply+Increased Demand Response+Constrained Operational Capacity | 1101.6718 | 1105.1761 | 1105.1761
2028 | NIWCM | Low Demand Growth+High Gas Supply+Increased Demand Response+Constrained Operational Capacity | 1216.908 | 1690.5905 | 1694.1607
2029 | NIWCM | Low Demand Growth+High Gas Supply+Increased Demand Response+Constrained Operational Capacity | 1186.3719 | 1821.8682 | 1967.8933
2030 | NIWCM | Low Demand Growth+High Gas Supply+Increased Demand Response+Constrained Operational Capacity | 1073.6095 | 1784.6908 | 1978.0043
2031 | NIWCM | Low Demand Growth+High Gas Supply+Increased Demand Response+Constrained Operational Capacity | 991.384 | 1716.8999 | 1968.1327
2032 | NIWCM | Low Demand Growth+High Gas Supply+Increased Demand Response+Constrained Operational Capacity | 873.8758 | 1602.7769 | 1882.4463
2033 | NIWCM | Low Demand Growth+High Gas Supply+Increased Demand Response+Constrained Operational Capacity | 761.8618 | 1493.7124 | 1784.971
2034 | NIWCM | Low Demand Growth+High Gas Supply+Increased Demand Response+Constrained Operational Capacity | 654.4916 | 1434.6731 | 1802.4622
2035 | NIWCM | Low Demand Growth+High Gas Supply+Increased Demand Response+Constrained Operational Capacity | 532.4879 | 1326.3998 | 1695.0283
2026 | SIWEM_PERC | Low Demand Growth+High Gas Supply+Increased Demand Response+Constrained Operational Capacity | 57.443 | 57.443 | 57.443
2027 | SIWEM_PERC | Low Demand Growth+High Gas Supply+Increased Demand Response+Constrained Operational Capacity | 56.3556 | 59.1223 | 59.1223
2028 | SIWEM_PERC | Low Demand Growth+High Gas Supply+Increased Demand Response+Constrained Operational Capacity | 56.4733 | 70.4391 | 78.2728
2029 | SIWEM_PERC | Low Demand Growth+High Gas Supply+Increased Demand Response+Constrained Operational Capacity | 54.4486 | 68.2245 | 85.1114
2030 | SIWEM_PERC | Low Demand Growth+High Gas Supply+Increased Demand Response+Constrained Operational Capacity | 51.2814 | 66.8817 | 89.5461
2031 | SIWEM_PERC | Low Demand Growth+High Gas Supply+Increased Demand Response+Constrained Operational Capacity | 48.0977 | 63.3596 | 90.9977
2032 | SIWEM_PERC | Low Demand Growth+High Gas Supply+Increased Demand Response+Constrained Operational Capacity | 45.6415 | 60.6371 | 87.7931
2033 | SIWEM_PERC | Low Demand Growth+High Gas Supply+Increased Demand Response+Constrained Operational Capacity | 43.5283 | 58.2937 | 85.0325
2034 | SIWEM_PERC | Low Demand Growth+High Gas Supply+Increased Demand Response+Constrained Operational Capacity | 41.54 | 56.0858 | 82.4272
2035 | SIWEM_PERC | Low Demand Growth+High Gas Supply+Increased Demand Response+Constrained Operational Capacity | 39.0196 | 53.2909 | 79.1352
2026 | NZWEM_PERC | Low Demand Growth+High Gas Supply+Increased Demand Response+Constrained Operational Capacity+Low Wind & Solar | 24.8138 | 24.8681 | 24.8681
2027 | NZWEM_PERC | Low Demand Growth+High Gas Supply+Increased Demand Response+Constrained Operational Capacity+Low Wind & Solar | 25.9418 | 27.7051 | 28.0099
2028 | NZWEM_PERC | Low Demand Growth+High Gas Supply+Increased Demand Response+Constrained Operational Capacity+Low Wind & Solar | 26.051 | 33.8457 | 38.169
2029 | NZWEM_PERC | Low Demand Growth+High Gas Supply+Increased Demand Response+Constrained Operational Capacity+Low Wind & Solar | 31.3178 | 42.431 | 51.2238
2030 | NZWEM_PERC | Low Demand Growth+High Gas Supply+Increased Demand Response+Constrained Operational Capacity+Low Wind & Solar | 29.225 | 42.4598 | 56.9569
2031 | NZWEM_PERC | Low Demand Growth+High Gas Supply+Increased Demand Response+Constrained Operational Capacity+Low Wind & Solar | 26.4476 | 39.4827 | 59.6373
2032 | NZWEM_PERC | Low Demand Growth+High Gas Supply+Increased Demand Response+Constrained Operational Capacity+Low Wind & Solar | 24.4794 | 37.6807 | 58.5485
2033 | NZWEM_PERC | Low Demand Growth+High Gas Supply+Increased Demand Response+Constrained Operational Capacity+Low Wind & Solar | 22.7277 | 35.7237 | 58.0269
2034 | NZWEM_PERC | Low Demand Growth+High Gas Supply+Increased Demand Response+Constrained Operational Capacity+Low Wind & Solar | 20.9182 | 34.1757 | 56.1118
2035 | NZWEM_PERC | Low Demand Growth+High Gas Supply+Increased Demand Response+Constrained Operational Capacity+Low Wind & Solar | 18.5182 | 31.5932 | 53.0538
2026 | NIWCM | Low Demand Growth+High Gas Supply+Increased Demand Response+Constrained Operational Capacity+Low Wind & Solar | 755.6807 | 755.6807 | 755.6807
2027 | NIWCM | Low Demand Growth+High Gas Supply+Increased Demand Response+Constrained Operational Capacity+Low Wind & Solar | 1101.6718 | 1105.1761 | 1105.1761
2028 | NIWCM | Low Demand Growth+High Gas Supply+Increased Demand Response+Constrained Operational Capacity+Low Wind & Solar | 1216.908 | 1690.5905 | 1694.1607
2029 | NIWCM | Low Demand Growth+High Gas Supply+Increased Demand Response+Constrained Operational Capacity+Low Wind & Solar | 1186.3719 | 1821.8682 | 1967.8933
2030 | NIWCM | Low Demand Growth+High Gas Supply+Increased Demand Response+Constrained Operational Capacity+Low Wind & Solar | 1073.6095 | 1784.6908 | 1978.0043
2031 | NIWCM | Low Demand Growth+High Gas Supply+Increased Demand Response+Constrained Operational Capacity+Low Wind & Solar | 991.384 | 1716.8999 | 1968.1327
2032 | NIWCM | Low Demand Growth+High Gas Supply+Increased Demand Response+Constrained Operational Capacity+Low Wind & Solar | 873.8758 | 1602.7769 | 1882.4463
2033 | NIWCM | Low Demand Growth+High Gas Supply+Increased Demand Response+Constrained Operational Capacity+Low Wind & Solar | 761.8618 | 1493.7124 | 1784.971
2034 | NIWCM | Low Demand Growth+High Gas Supply+Increased Demand Response+Constrained Operational Capacity+Low Wind & Solar | 654.4916 | 1434.6731 | 1802.4622
2035 | NIWCM | Low Demand Growth+High Gas Supply+Increased Demand Response+Constrained Operational Capacity+Low Wind & Solar | 532.4879 | 1326.3998 | 1695.0283
2026 | SIWEM_PERC | Low Demand Growth+High Gas Supply+Increased Demand Response+Constrained Operational Capacity+Low Wind & Solar | 56.5826 | 56.5826 | 56.5826
2027 | SIWEM_PERC | Low Demand Growth+High Gas Supply+Increased Demand Response+Constrained Operational Capacity+Low Wind & Solar | 55.4505 | 57.9473 | 57.9473
2028 | SIWEM_PERC | Low Demand Growth+High Gas Supply+Increased Demand Response+Constrained Operational Capacity+Low Wind & Solar | 55.3834 | 67.9871 | 75.0567
2029 | SIWEM_PERC | Low Demand Growth+High Gas Supply+Increased Demand Response+Constrained Operational Capacity+Low Wind & Solar | 53.3736 | 65.8059 | 81.0457
2030 | SIWEM_PERC | Low Demand Growth+High Gas Supply+Increased Demand Response+Constrained Operational Capacity+Low Wind & Solar | 50.2289 | 64.3077 | 84.7616
2031 | SIWEM_PERC | Low Demand Growth+High Gas Supply+Increased Demand Response+Constrained Operational Capacity+Low Wind & Solar | 47.0681 | 60.8414 | 85.7839
2032 | SIWEM_PERC | Low Demand Growth+High Gas Supply+Increased Demand Response+Constrained Operational Capacity+Low Wind & Solar | 44.6298 | 58.1629 | 82.6702
2033 | SIWEM_PERC | Low Demand Growth+High Gas Supply+Increased Demand Response+Constrained Operational Capacity+Low Wind & Solar | 42.5323 | 55.8575 | 79.9883
2034 | SIWEM_PERC | Low Demand Growth+High Gas Supply+Increased Demand Response+Constrained Operational Capacity+Low Wind & Solar | 40.5587 | 53.6858 | 77.458
2035 | SIWEM_PERC | Low Demand Growth+High Gas Supply+Increased Demand Response+Constrained Operational Capacity+Low Wind & Solar | 38.0568 | 50.9362 | 74.2598
2026 | NZWEM_PERC | Low Demand Growth+High Gas Supply+Increased Demand Response+Upgraded HVDC | 26.0761 | 26.1362 | 26.1362
2027 | NZWEM_PERC | Low Demand Growth+High Gas Supply+Increased Demand Response+Upgraded HVDC | 27.3747 | 29.3285 | 29.6663
2028 | NZWEM_PERC | Low Demand Growth+High Gas Supply+Increased Demand Response+Upgraded HVDC | 27.5921 | 36.2292 | 41.0197
2029 | NZWEM_PERC | Low Demand Growth+High Gas Supply+Increased Demand Response+Upgraded HVDC | 32.8894 | 45.2037 | 54.9467
2030 | NZWEM_PERC | Low Demand Growth+High Gas Supply+Increased Demand Response+Upgraded HVDC | 30.7699 | 45.3735 | 61.3913
2031 | NZWEM_PERC | Low Demand Growth+High Gas Supply+Increased Demand Response+Upgraded HVDC | 27.9576 | 42.3303 | 64.6181
2032 | NZWEM_PERC | Low Demand Growth+High Gas Supply+Increased Demand Response+Upgraded HVDC | 25.9636 | 40.5218 | 63.5564
2033 | NZWEM_PERC | Low Demand Growth+High Gas Supply+Increased Demand Response+Upgraded HVDC | 24.1889 | 38.5205 | 63.1471
2034 | NZWEM_PERC | Low Demand Growth+High Gas Supply+Increased Demand Response+Upgraded HVDC | 22.3553 | 36.9266 | 61.1477
2035 | NZWEM_PERC | Low Demand Growth+High Gas Supply+Increased Demand Response+Upgraded HVDC | 19.9242 | 34.2844 | 57.9806
2026 | NIWCM | Low Demand Growth+High Gas Supply+Increased Demand Response+Upgraded HVDC | 1312.2106 | 1313.0104 | 1313.0104
2027 | NIWCM | Low Demand Growth+High Gas Supply+Increased Demand Response+Upgraded HVDC | 1690.0952 | 1710.491 | 1715.0275
2028 | NIWCM | Low Demand Growth+High Gas Supply+Increased Demand Response+Upgraded HVDC | 1826.5139 | 2366.085 | 2397.2445
2029 | NIWCM | Low Demand Growth+High Gas Supply+Increased Demand Response+Upgraded HVDC | 1822.5577 | 2591.2998 | 2792.9481
2030 | NIWCM | Low Demand Growth+High Gas Supply+Increased Demand Response+Upgraded HVDC | 1727.2302 | 2579.3441 | 2926.9802
2031 | NIWCM | Low Demand Growth+High Gas Supply+Increased Demand Response+Upgraded HVDC | 1648.9768 | 2644.1302 | 3204.9059
2032 | NIWCM | Low Demand Growth+High Gas Supply+Increased Demand Response+Upgraded HVDC | 1531.1914 | 2544.609 | 3177.6604
2033 | NIWCM | Low Demand Growth+High Gas Supply+Increased Demand Response+Upgraded HVDC | 1422.4456 | 2435.4598 | 3173.705
2034 | NIWCM | Low Demand Growth+High Gas Supply+Increased Demand Response+Upgraded HVDC | 1320.6871 | 2374.6831 | 3225.3556
2035 | NIWCM | Low Demand Growth+High Gas Supply+Increased Demand Response+Upgraded HVDC | 1201.6425 | 2265.5957 | 3154.0128
2026 | SIWEM_PERC | Low Demand Growth+High Gas Supply+Increased Demand Response+Upgraded HVDC | 57.443 | 57.443 | 57.443
2027 | SIWEM_PERC | Low Demand Growth+High Gas Supply+Increased Demand Response+Upgraded HVDC | 72.2804 | 77.4457 | 78.296
2028 | SIWEM_PERC | Low Demand Growth+High Gas Supply+Increased Demand Response+Upgraded HVDC | 72.6523 | 93.1526 | 100.9863
2029 | SIWEM_PERC | Low Demand Growth+High Gas Supply+Increased Demand Response+Upgraded HVDC | 76.8534 | 90.6294 | 107.5163
2030 | SIWEM_PERC | Low Demand Growth+High Gas Supply+Increased Demand Response+Upgraded HVDC | 73.2148 | 88.8152 | 111.4796
2031 | SIWEM_PERC | Low Demand Growth+High Gas Supply+Increased Demand Response+Upgraded HVDC | 69.5553 | 84.8173 | 112.4554
2032 | SIWEM_PERC | Low Demand Growth+High Gas Supply+Increased Demand Response+Upgraded HVDC | 66.7248 | 81.7205 | 108.8764
2033 | SIWEM_PERC | Low Demand Growth+High Gas Supply+Increased Demand Response+Upgraded HVDC | 62.6515 | 79.0532 | 105.7919
2034 | SIWEM_PERC | Low Demand Growth+High Gas Supply+Increased Demand Response+Upgraded HVDC | 57.978 | 76.5367 | 102.8781
2035 | SIWEM_PERC | Low Demand Growth+High Gas Supply+Increased Demand Response+Upgraded HVDC | 51.7997 | 73.3559 | 99.2001
2026 | NZWEM_PERC | Low Demand Growth+High Gas Supply+Increased Demand Response+Upgraded HVDC+Low Wind & Solar | 24.8138 | 24.8681 | 24.8681
2027 | NZWEM_PERC | Low Demand Growth+High Gas Supply+Increased Demand Response+Upgraded HVDC+Low Wind & Solar | 25.9418 | 27.7051 | 28.0099
2028 | NZWEM_PERC | Low Demand Growth+High Gas Supply+Increased Demand Response+Upgraded HVDC+Low Wind & Solar | 26.051 | 33.8457 | 38.169
2029 | NZWEM_PERC | Low Demand Growth+High Gas Supply+Increased Demand Response+Upgraded HVDC+Low Wind & Solar | 31.3178 | 42.431 | 51.2238
2030 | NZWEM_PERC | Low Demand Growth+High Gas Supply+Increased Demand Response+Upgraded HVDC+Low Wind & Solar | 29.225 | 42.4598 | 56.9569
2031 | NZWEM_PERC | Low Demand Growth+High Gas Supply+Increased Demand Response+Upgraded HVDC+Low Wind & Solar | 26.4476 | 39.4827 | 59.6373
2032 | NZWEM_PERC | Low Demand Growth+High Gas Supply+Increased Demand Response+Upgraded HVDC+Low Wind & Solar | 24.4794 | 37.6807 | 58.5485
2033 | NZWEM_PERC | Low Demand Growth+High Gas Supply+Increased Demand Response+Upgraded HVDC+Low Wind & Solar | 22.7277 | 35.7237 | 58.0269
2034 | NZWEM_PERC | Low Demand Growth+High Gas Supply+Increased Demand Response+Upgraded HVDC+Low Wind & Solar | 20.9182 | 34.1757 | 56.1118
2035 | NZWEM_PERC | Low Demand Growth+High Gas Supply+Increased Demand Response+Upgraded HVDC+Low Wind & Solar | 18.5182 | 31.5932 | 53.0538
2026 | NIWCM | Low Demand Growth+High Gas Supply+Increased Demand Response+Upgraded HVDC+Low Wind & Solar | 1312.2106 | 1313.0104 | 1313.0104
2027 | NIWCM | Low Demand Growth+High Gas Supply+Increased Demand Response+Upgraded HVDC+Low Wind & Solar | 1690.0952 | 1710.491 | 1715.0275
2028 | NIWCM | Low Demand Growth+High Gas Supply+Increased Demand Response+Upgraded HVDC+Low Wind & Solar | 1826.5139 | 2366.085 | 2397.2445
2029 | NIWCM | Low Demand Growth+High Gas Supply+Increased Demand Response+Upgraded HVDC+Low Wind & Solar | 1822.5577 | 2591.2998 | 2792.9481
2030 | NIWCM | Low Demand Growth+High Gas Supply+Increased Demand Response+Upgraded HVDC+Low Wind & Solar | 1727.2302 | 2579.3441 | 2926.9802
2031 | NIWCM | Low Demand Growth+High Gas Supply+Increased Demand Response+Upgraded HVDC+Low Wind & Solar | 1648.9768 | 2644.1302 | 3204.9059
2032 | NIWCM | Low Demand Growth+High Gas Supply+Increased Demand Response+Upgraded HVDC+Low Wind & Solar | 1531.1914 | 2544.609 | 3177.6604
2033 | NIWCM | Low Demand Growth+High Gas Supply+Increased Demand Response+Upgraded HVDC+Low Wind & Solar | 1422.4456 | 2435.4598 | 3173.705
2034 | NIWCM | Low Demand Growth+High Gas Supply+Increased Demand Response+Upgraded HVDC+Low Wind & Solar | 1320.6871 | 2374.6831 | 3225.3556
2035 | NIWCM | Low Demand Growth+High Gas Supply+Increased Demand Response+Upgraded HVDC+Low Wind & Solar | 1201.6425 | 2265.5957 | 3154.0128
2026 | SIWEM_PERC | Low Demand Growth+High Gas Supply+Increased Demand Response+Upgraded HVDC+Low Wind & Solar | 56.5826 | 56.5826 | 56.5826
2027 | SIWEM_PERC | Low Demand Growth+High Gas Supply+Increased Demand Response+Upgraded HVDC+Low Wind & Solar | 68.5928 | 73.2543 | 74.0217
2028 | SIWEM_PERC | Low Demand Growth+High Gas Supply+Increased Demand Response+Upgraded HVDC+Low Wind & Solar | 68.6872 | 89.3759 | 97.7703
2029 | SIWEM_PERC | Low Demand Growth+High Gas Supply+Increased Demand Response+Upgraded HVDC+Low Wind & Solar | 75.7784 | 88.2107 | 103.4505
2030 | SIWEM_PERC | Low Demand Growth+High Gas Supply+Increased Demand Response+Upgraded HVDC+Low Wind & Solar | 72.1624 | 86.2412 | 106.6951
2031 | SIWEM_PERC | Low Demand Growth+High Gas Supply+Increased Demand Response+Upgraded HVDC+Low Wind & Solar | 68.5257 | 82.2991 | 107.2416
2032 | SIWEM_PERC | Low Demand Growth+High Gas Supply+Increased Demand Response+Upgraded HVDC+Low Wind & Solar | 63.4638 | 79.2462 | 103.7535
2033 | SIWEM_PERC | Low Demand Growth+High Gas Supply+Increased Demand Response+Upgraded HVDC+Low Wind & Solar | 58.9159 | 76.6169 | 100.7478
2034 | SIWEM_PERC | Low Demand Growth+High Gas Supply+Increased Demand Response+Upgraded HVDC+Low Wind & Solar | 54.2979 | 74.1367 | 97.9089
2035 | SIWEM_PERC | Low Demand Growth+High Gas Supply+Increased Demand Response+Upgraded HVDC+Low Wind & Solar | 48.189 | 71.0012 | 94.3247
2026 | NZWEM_PERC | Low Demand Growth+High Gas Supply+Increased Demand Response+Upgraded HVDC+Constrained Operational Capacity | 26.0761 | 26.1362 | 26.1362
2027 | NZWEM_PERC | Low Demand Growth+High Gas Supply+Increased Demand Response+Upgraded HVDC+Constrained Operational Capacity | 27.3747 | 29.3285 | 29.6663
2028 | NZWEM_PERC | Low Demand Growth+High Gas Supply+Increased Demand Response+Upgraded HVDC+Constrained Operational Capacity | 27.5921 | 36.2292 | 41.0197
2029 | NZWEM_PERC | Low Demand Growth+High Gas Supply+Increased Demand Response+Upgraded HVDC+Constrained Operational Capacity | 32.8894 | 45.2037 | 54.9467
2030 | NZWEM_PERC | Low Demand Growth+High Gas Supply+Increased Demand Response+Upgraded HVDC+Constrained Operational Capacity | 30.7699 | 45.3735 | 61.3913
2031 | NZWEM_PERC | Low Demand Growth+High Gas Supply+Increased Demand Response+Upgraded HVDC+Constrained Operational Capacity | 27.9576 | 42.3303 | 64.6181
2032 | NZWEM_PERC | Low Demand Growth+High Gas Supply+Increased Demand Response+Upgraded HVDC+Constrained Operational Capacity | 25.9636 | 40.5218 | 63.5564
2033 | NZWEM_PERC | Low Demand Growth+High Gas Supply+Increased Demand Response+Upgraded HVDC+Constrained Operational Capacity | 24.1889 | 38.5205 | 63.1471
2034 | NZWEM_PERC | Low Demand Growth+High Gas Supply+Increased Demand Response+Upgraded HVDC+Constrained Operational Capacity | 22.3553 | 36.9266 | 61.1477
2035 | NZWEM_PERC | Low Demand Growth+High Gas Supply+Increased Demand Response+Upgraded HVDC+Constrained Operational Capacity | 19.9242 | 34.2844 | 57.9806
2026 | NIWCM | Low Demand Growth+High Gas Supply+Increased Demand Response+Upgraded HVDC+Constrained Operational Capacity | 755.6807 | 755.6807 | 755.6807
2027 | NIWCM | Low Demand Growth+High Gas Supply+Increased Demand Response+Upgraded HVDC+Constrained Operational Capacity | 1101.6718 | 1105.1761 | 1105.1761
2028 | NIWCM | Low Demand Growth+High Gas Supply+Increased Demand Response+Upgraded HVDC+Constrained Operational Capacity | 1216.908 | 1690.5905 | 1694.1607
2029 | NIWCM | Low Demand Growth+High Gas Supply+Increased Demand Response+Upgraded HVDC+Constrained Operational Capacity | 1186.3719 | 1821.8682 | 1967.8933
2030 | NIWCM | Low Demand Growth+High Gas Supply+Increased Demand Response+Upgraded HVDC+Constrained Operational Capacity | 1073.6095 | 1784.6908 | 1978.0043
2031 | NIWCM | Low Demand Growth+High Gas Supply+Increased Demand Response+Upgraded HVDC+Constrained Operational Capacity | 991.3969 | 1716.8893 | 1974.0454
2032 | NIWCM | Low Demand Growth+High Gas Supply+Increased Demand Response+Upgraded HVDC+Constrained Operational Capacity | 873.8725 | 1602.7652 | 1881.9803
2033 | NIWCM | Low Demand Growth+High Gas Supply+Increased Demand Response+Upgraded HVDC+Constrained Operational Capacity | 761.8627 | 1493.7137 | 1785.1204
2034 | NIWCM | Low Demand Growth+High Gas Supply+Increased Demand Response+Upgraded HVDC+Constrained Operational Capacity | 654.4914 | 1434.6755 | 1802.415
2035 | NIWCM | Low Demand Growth+High Gas Supply+Increased Demand Response+Upgraded HVDC+Constrained Operational Capacity | 532.488 | 1326.3986 | 1695.0413
2026 | SIWEM_PERC | Low Demand Growth+High Gas Supply+Increased Demand Response+Upgraded HVDC+Constrained Operational Capacity | 57.443 | 57.443 | 57.443
2027 | SIWEM_PERC | Low Demand Growth+High Gas Supply+Increased Demand Response+Upgraded HVDC+Constrained Operational Capacity | 72.2804 | 77.4457 | 78.296
2028 | SIWEM_PERC | Low Demand Growth+High Gas Supply+Increased Demand Response+Upgraded HVDC+Constrained Operational Capacity | 72.6523 | 93.1526 | 100.9863
2029 | SIWEM_PERC | Low Demand Growth+High Gas Supply+Increased Demand Response+Upgraded HVDC+Constrained Operational Capacity | 76.8534 | 90.6294 | 107.5163
2030 | SIWEM_PERC | Low Demand Growth+High Gas Supply+Increased Demand Response+Upgraded HVDC+Constrained Operational Capacity | 73.2148 | 88.8152 | 111.4796
2031 | SIWEM_PERC | Low Demand Growth+High Gas Supply+Increased Demand Response+Upgraded HVDC+Constrained Operational Capacity | 69.5553 | 84.8173 | 112.4554
2032 | SIWEM_PERC | Low Demand Growth+High Gas Supply+Increased Demand Response+Upgraded HVDC+Constrained Operational Capacity | 66.7248 | 81.7205 | 108.8764
2033 | SIWEM_PERC | Low Demand Growth+High Gas Supply+Increased Demand Response+Upgraded HVDC+Constrained Operational Capacity | 62.6515 | 79.0532 | 105.7919
2034 | SIWEM_PERC | Low Demand Growth+High Gas Supply+Increased Demand Response+Upgraded HVDC+Constrained Operational Capacity | 57.978 | 76.5367 | 102.8781
2035 | SIWEM_PERC | Low Demand Growth+High Gas Supply+Increased Demand Response+Upgraded HVDC+Constrained Operational Capacity | 51.7997 | 73.3559 | 99.2001
2026 | NZWEM_PERC | Low Demand Growth+High Gas Supply+Increased Demand Response+Upgraded HVDC+Constrained Operational Capacity+Low Wind & Solar | 24.8138 | 24.8681 | 24.8681
2027 | NZWEM_PERC | Low Demand Growth+High Gas Supply+Increased Demand Response+Upgraded HVDC+Constrained Operational Capacity+Low Wind & Solar | 25.9418 | 27.7051 | 28.0099
2028 | NZWEM_PERC | Low Demand Growth+High Gas Supply+Increased Demand Response+Upgraded HVDC+Constrained Operational Capacity+Low Wind & Solar | 26.051 | 33.8457 | 38.169
2029 | NZWEM_PERC | Low Demand Growth+High Gas Supply+Increased Demand Response+Upgraded HVDC+Constrained Operational Capacity+Low Wind & Solar | 31.3178 | 42.431 | 51.2238
2030 | NZWEM_PERC | Low Demand Growth+High Gas Supply+Increased Demand Response+Upgraded HVDC+Constrained Operational Capacity+Low Wind & Solar | 29.225 | 42.4598 | 56.9569
2031 | NZWEM_PERC | Low Demand Growth+High Gas Supply+Increased Demand Response+Upgraded HVDC+Constrained Operational Capacity+Low Wind & Solar | 26.4476 | 39.4827 | 59.6373
2032 | NZWEM_PERC | Low Demand Growth+High Gas Supply+Increased Demand Response+Upgraded HVDC+Constrained Operational Capacity+Low Wind & Solar | 24.4794 | 37.6807 | 58.5485
2033 | NZWEM_PERC | Low Demand Growth+High Gas Supply+Increased Demand Response+Upgraded HVDC+Constrained Operational Capacity+Low Wind & Solar | 22.7277 | 35.7237 | 58.0269
2034 | NZWEM_PERC | Low Demand Growth+High Gas Supply+Increased Demand Response+Upgraded HVDC+Constrained Operational Capacity+Low Wind & Solar | 20.9182 | 34.1757 | 56.1118
2035 | NZWEM_PERC | Low Demand Growth+High Gas Supply+Increased Demand Response+Upgraded HVDC+Constrained Operational Capacity+Low Wind & Solar | 18.5182 | 31.5932 | 53.0538
2026 | NIWCM | Low Demand Growth+High Gas Supply+Increased Demand Response+Upgraded HVDC+Constrained Operational Capacity+Low Wind & Solar | 755.6807 | 755.6807 | 755.6807
2027 | NIWCM | Low Demand Growth+High Gas Supply+Increased Demand Response+Upgraded HVDC+Constrained Operational Capacity+Low Wind & Solar | 1101.6718 | 1105.1761 | 1105.1761
2028 | NIWCM | Low Demand Growth+High Gas Supply+Increased Demand Response+Upgraded HVDC+Constrained Operational Capacity+Low Wind & Solar | 1216.908 | 1690.5905 | 1694.1607
2029 | NIWCM | Low Demand Growth+High Gas Supply+Increased Demand Response+Upgraded HVDC+Constrained Operational Capacity+Low Wind & Solar | 1186.3719 | 1821.8682 | 1967.8933
2030 | NIWCM | Low Demand Growth+High Gas Supply+Increased Demand Response+Upgraded HVDC+Constrained Operational Capacity+Low Wind & Solar | 1073.6095 | 1784.6908 | 1978.0043
2031 | NIWCM | Low Demand Growth+High Gas Supply+Increased Demand Response+Upgraded HVDC+Constrained Operational Capacity+Low Wind & Solar | 991.3969 | 1716.8893 | 1974.0454
2032 | NIWCM | Low Demand Growth+High Gas Supply+Increased Demand Response+Upgraded HVDC+Constrained Operational Capacity+Low Wind & Solar | 873.8725 | 1602.7652 | 1881.9803
2033 | NIWCM | Low Demand Growth+High Gas Supply+Increased Demand Response+Upgraded HVDC+Constrained Operational Capacity+Low Wind & Solar | 761.8627 | 1493.7137 | 1785.1204
2034 | NIWCM | Low Demand Growth+High Gas Supply+Increased Demand Response+Upgraded HVDC+Constrained Operational Capacity+Low Wind & Solar | 654.4914 | 1434.6755 | 1802.415
2035 | NIWCM | Low Demand Growth+High Gas Supply+Increased Demand Response+Upgraded HVDC+Constrained Operational Capacity+Low Wind & Solar | 532.488 | 1326.3986 | 1695.0413
2026 | SIWEM_PERC | Low Demand Growth+High Gas Supply+Increased Demand Response+Upgraded HVDC+Constrained Operational Capacity+Low Wind & Solar | 56.5826 | 56.5826 | 56.5826
2027 | SIWEM_PERC | Low Demand Growth+High Gas Supply+Increased Demand Response+Upgraded HVDC+Constrained Operational Capacity+Low Wind & Solar | 68.5928 | 73.2543 | 74.0217
2028 | SIWEM_PERC | Low Demand Growth+High Gas Supply+Increased Demand Response+Upgraded HVDC+Constrained Operational Capacity+Low Wind & Solar | 68.6872 | 89.3759 | 97.7703
2029 | SIWEM_PERC | Low Demand Growth+High Gas Supply+Increased Demand Response+Upgraded HVDC+Constrained Operational Capacity+Low Wind & Solar | 75.7784 | 88.2107 | 103.4505
2030 | SIWEM_PERC | Low Demand Growth+High Gas Supply+Increased Demand Response+Upgraded HVDC+Constrained Operational Capacity+Low Wind & Solar | 72.1624 | 86.2412 | 106.6951
2031 | SIWEM_PERC | Low Demand Growth+High Gas Supply+Increased Demand Response+Upgraded HVDC+Constrained Operational Capacity+Low Wind & Solar | 68.5257 | 82.2991 | 107.2416
2032 | SIWEM_PERC | Low Demand Growth+High Gas Supply+Increased Demand Response+Upgraded HVDC+Constrained Operational Capacity+Low Wind & Solar | 63.4638 | 79.2462 | 103.7535
2033 | SIWEM_PERC | Low Demand Growth+High Gas Supply+Increased Demand Response+Upgraded HVDC+Constrained Operational Capacity+Low Wind & Solar | 58.9159 | 76.6169 | 100.7478
2034 | SIWEM_PERC | Low Demand Growth+High Gas Supply+Increased Demand Response+Upgraded HVDC+Constrained Operational Capacity+Low Wind & Solar | 54.2979 | 74.1367 | 97.9089
2035 | SIWEM_PERC | Low Demand Growth+High Gas Supply+Increased Demand Response+Upgraded HVDC+Constrained Operational Capacity+Low Wind & Solar | 48.189 | 71.0012 | 94.3247
2026 | NZWEM_PERC | Low Demand Growth+High Gas Supply+Increased Demand Response+Delayed Build | 21.1983 | 21.1983 | 21.1983
2027 | NZWEM_PERC | Low Demand Growth+High Gas Supply+Increased Demand Response+Delayed Build | 19.5365 | 19.6868 | 19.8652
2028 | NZWEM_PERC | Low Demand Growth+High Gas Supply+Increased Demand Response+Delayed Build | 23.1374 | 24.6745 | 25.009
2029 | NZWEM_PERC | Low Demand Growth+High Gas Supply+Increased Demand Response+Delayed Build | 31.6516 | 34.7201 | 35.6732
2030 | NZWEM_PERC | Low Demand Growth+High Gas Supply+Increased Demand Response+Delayed Build | 30.7699 | 40.5782 | 48.869
2031 | NZWEM_PERC | Low Demand Growth+High Gas Supply+Increased Demand Response+Delayed Build | 27.9576 | 40.9178 | 50.279
2032 | NZWEM_PERC | Low Demand Growth+High Gas Supply+Increased Demand Response+Delayed Build | 25.9636 | 39.4448 | 54.8331
2033 | NZWEM_PERC | Low Demand Growth+High Gas Supply+Increased Demand Response+Delayed Build | 24.1889 | 37.557 | 59.1242
2034 | NZWEM_PERC | Low Demand Growth+High Gas Supply+Increased Demand Response+Delayed Build | 22.3553 | 35.9199 | 58.2228
2035 | NZWEM_PERC | Low Demand Growth+High Gas Supply+Increased Demand Response+Delayed Build | 19.9242 | 33.7144 | 57.4106
2026 | NIWCM | Low Demand Growth+High Gas Supply+Increased Demand Response+Delayed Build | 1053.1748 | 1053.1748 | 1053.1748
2027 | NIWCM | Low Demand Growth+High Gas Supply+Increased Demand Response+Delayed Build | 1318.5781 | 1320.448 | 1322.9205
2028 | NIWCM | Low Demand Growth+High Gas Supply+Increased Demand Response+Delayed Build | 1587.608 | 1602.2893 | 1606.8258
2029 | NIWCM | Low Demand Growth+High Gas Supply+Increased Demand Response+Delayed Build | 1628.2083 | 1738.4887 | 1752.081
2030 | NIWCM | Low Demand Growth+High Gas Supply+Increased Demand Response+Delayed Build | 1671.4537 | 2277.4653 | 2441.653
2031 | NIWCM | Low Demand Growth+High Gas Supply+Increased Demand Response+Delayed Build | 1575.8682 | 2421.8462 | 2643.1758
2032 | NIWCM | Low Demand Growth+High Gas Supply+Increased Demand Response+Delayed Build | 1458.3008 | 2348.6777 | 2715.5503
2033 | NIWCM | Low Demand Growth+High Gas Supply+Increased Demand Response+Delayed Build | 1422.433 | 2349.9272 | 2905.7634
2034 | NIWCM | Low Demand Growth+High Gas Supply+Increased Demand Response+Delayed Build | 1320.6897 | 2286.3664 | 2887.2468
2035 | NIWCM | Low Demand Growth+High Gas Supply+Increased Demand Response+Delayed Build | 1201.6419 | 2210.8556 | 2900.9893
2026 | SIWEM_PERC | Low Demand Growth+High Gas Supply+Increased Demand Response+Delayed Build | 52.2203 | 52.2203 | 52.2203
2027 | SIWEM_PERC | Low Demand Growth+High Gas Supply+Increased Demand Response+Delayed Build | 52.1772 | 52.4844 | 52.4844
2028 | SIWEM_PERC | Low Demand Growth+High Gas Supply+Increased Demand Response+Delayed Build | 53.9965 | 56.0972 | 56.0972
2029 | SIWEM_PERC | Low Demand Growth+High Gas Supply+Increased Demand Response+Delayed Build | 52.4648 | 57.8548 | 57.8548
2030 | SIWEM_PERC | Low Demand Growth+High Gas Supply+Increased Demand Response+Delayed Build | 51.2814 | 64.7675 | 79.123
2031 | SIWEM_PERC | Low Demand Growth+High Gas Supply+Increased Demand Response+Delayed Build | 48.0977 | 61.2912 | 77.4643
2032 | SIWEM_PERC | Low Demand Growth+High Gas Supply+Increased Demand Response+Delayed Build | 45.6415 | 60.6371 | 82.4231
2033 | SIWEM_PERC | Low Demand Growth+High Gas Supply+Increased Demand Response+Delayed Build | 43.5283 | 58.2937 | 85.0325
2034 | SIWEM_PERC | Low Demand Growth+High Gas Supply+Increased Demand Response+Delayed Build | 41.54 | 56.0858 | 82.4272
2035 | SIWEM_PERC | Low Demand Growth+High Gas Supply+Increased Demand Response+Delayed Build | 39.0196 | 53.2909 | 79.1352
2026 | NZWEM_PERC | Low Demand Growth+High Gas Supply+Increased Demand Response+Delayed Build+Low Wind & Solar | 20.238 | 20.238 | 20.238
2027 | NZWEM_PERC | Low Demand Growth+High Gas Supply+Increased Demand Response+Delayed Build+Low Wind & Solar | 18.5195 | 18.6552 | 18.8162
2028 | NZWEM_PERC | Low Demand Growth+High Gas Supply+Increased Demand Response+Delayed Build+Low Wind & Solar | 21.8566 | 23.2438 | 23.5456
2029 | NZWEM_PERC | Low Demand Growth+High Gas Supply+Increased Demand Response+Delayed Build+Low Wind & Solar | 30.2008 | 32.97 | 33.8301
2030 | NZWEM_PERC | Low Demand Growth+High Gas Supply+Increased Demand Response+Delayed Build+Low Wind & Solar | 29.225 | 38.0766 | 45.5588
2031 | NZWEM_PERC | Low Demand Growth+High Gas Supply+Increased Demand Response+Delayed Build+Low Wind & Solar | 26.4476 | 38.1438 | 46.5919
2032 | NZWEM_PERC | Low Demand Growth+High Gas Supply+Increased Demand Response+Delayed Build+Low Wind & Solar | 24.4794 | 36.6457 | 50.5731
2033 | NZWEM_PERC | Low Demand Growth+High Gas Supply+Increased Demand Response+Delayed Build+Low Wind & Solar | 22.7277 | 34.8014 | 54.3044
2034 | NZWEM_PERC | Low Demand Growth+High Gas Supply+Increased Demand Response+Delayed Build+Low Wind & Solar | 20.9182 | 33.1691 | 53.374
2035 | NZWEM_PERC | Low Demand Growth+High Gas Supply+Increased Demand Response+Delayed Build+Low Wind & Solar | 18.5182 | 31.0232 | 52.4839
2026 | NIWCM | Low Demand Growth+High Gas Supply+Increased Demand Response+Delayed Build+Low Wind & Solar | 1053.1748 | 1053.1748 | 1053.1748
2027 | NIWCM | Low Demand Growth+High Gas Supply+Increased Demand Response+Delayed Build+Low Wind & Solar | 1318.5781 | 1320.448 | 1322.9205
2028 | NIWCM | Low Demand Growth+High Gas Supply+Increased Demand Response+Delayed Build+Low Wind & Solar | 1587.608 | 1602.2893 | 1606.8258
2029 | NIWCM | Low Demand Growth+High Gas Supply+Increased Demand Response+Delayed Build+Low Wind & Solar | 1628.2083 | 1738.4887 | 1752.081
2030 | NIWCM | Low Demand Growth+High Gas Supply+Increased Demand Response+Delayed Build+Low Wind & Solar | 1671.4537 | 2277.4653 | 2441.653
2031 | NIWCM | Low Demand Growth+High Gas Supply+Increased Demand Response+Delayed Build+Low Wind & Solar | 1575.8682 | 2421.8462 | 2643.1758
2032 | NIWCM | Low Demand Growth+High Gas Supply+Increased Demand Response+Delayed Build+Low Wind & Solar | 1458.3008 | 2348.6777 | 2715.5503
2033 | NIWCM | Low Demand Growth+High Gas Supply+Increased Demand Response+Delayed Build+Low Wind & Solar | 1422.433 | 2349.9272 | 2905.7634
2034 | NIWCM | Low Demand Growth+High Gas Supply+Increased Demand Response+Delayed Build+Low Wind & Solar | 1320.6897 | 2286.3664 | 2887.2468
2035 | NIWCM | Low Demand Growth+High Gas Supply+Increased Demand Response+Delayed Build+Low Wind & Solar | 1201.6419 | 2210.8556 | 2900.9893
2026 | SIWEM_PERC | Low Demand Growth+High Gas Supply+Increased Demand Response+Delayed Build+Low Wind & Solar | 51.8693 | 51.8693 | 51.8693
2027 | SIWEM_PERC | Low Demand Growth+High Gas Supply+Increased Demand Response+Delayed Build+Low Wind & Solar | 49.3662 | 49.7412 | 50.1862
2028 | SIWEM_PERC | Low Demand Growth+High Gas Supply+Increased Demand Response+Delayed Build+Low Wind & Solar | 53.1482 | 55.044 | 55.044
2029 | SIWEM_PERC | Low Demand Growth+High Gas Supply+Increased Demand Response+Delayed Build+Low Wind & Solar | 51.5833 | 56.4476 | 56.4476
2030 | SIWEM_PERC | Low Demand Growth+High Gas Supply+Increased Demand Response+Delayed Build+Low Wind & Solar | 50.2289 | 62.3997 | 75.3551
2031 | SIWEM_PERC | Low Demand Growth+High Gas Supply+Increased Demand Response+Delayed Build+Low Wind & Solar | 47.0681 | 58.9748 | 73.5704
2032 | SIWEM_PERC | Low Demand Growth+High Gas Supply+Increased Demand Response+Delayed Build+Low Wind & Solar | 44.6298 | 58.1629 | 77.824
2033 | SIWEM_PERC | Low Demand Growth+High Gas Supply+Increased Demand Response+Delayed Build+Low Wind & Solar | 42.5323 | 55.8575 | 79.9883
2034 | SIWEM_PERC | Low Demand Growth+High Gas Supply+Increased Demand Response+Delayed Build+Low Wind & Solar | 40.5587 | 53.6858 | 77.458
2035 | SIWEM_PERC | Low Demand Growth+High Gas Supply+Increased Demand Response+Delayed Build+Low Wind & Solar | 38.0568 | 50.9362 | 74.2598
2026 | NZWEM_PERC | Low Demand Growth+High Gas Supply+Increased Demand Response+Delayed Build+Constrained Operational Capacity | 21.1983 | 21.1983 | 21.1983
2027 | NZWEM_PERC | Low Demand Growth+High Gas Supply+Increased Demand Response+Delayed Build+Constrained Operational Capacity | 19.5365 | 19.6868 | 19.8652
2028 | NZWEM_PERC | Low Demand Growth+High Gas Supply+Increased Demand Response+Delayed Build+Constrained Operational Capacity | 23.1374 | 24.6745 | 25.009
2029 | NZWEM_PERC | Low Demand Growth+High Gas Supply+Increased Demand Response+Delayed Build+Constrained Operational Capacity | 31.6516 | 34.7201 | 35.6732
2030 | NZWEM_PERC | Low Demand Growth+High Gas Supply+Increased Demand Response+Delayed Build+Constrained Operational Capacity | 30.7699 | 40.5782 | 48.869
2031 | NZWEM_PERC | Low Demand Growth+High Gas Supply+Increased Demand Response+Delayed Build+Constrained Operational Capacity | 27.9576 | 40.9178 | 50.279
2032 | NZWEM_PERC | Low Demand Growth+High Gas Supply+Increased Demand Response+Delayed Build+Constrained Operational Capacity | 25.9636 | 39.4448 | 54.8331
2033 | NZWEM_PERC | Low Demand Growth+High Gas Supply+Increased Demand Response+Delayed Build+Constrained Operational Capacity | 24.1889 | 37.557 | 59.1242
2034 | NZWEM_PERC | Low Demand Growth+High Gas Supply+Increased Demand Response+Delayed Build+Constrained Operational Capacity | 22.3553 | 35.9199 | 58.2228
2035 | NZWEM_PERC | Low Demand Growth+High Gas Supply+Increased Demand Response+Delayed Build+Constrained Operational Capacity | 19.9242 | 33.7144 | 57.4106
2026 | NIWCM | Low Demand Growth+High Gas Supply+Increased Demand Response+Delayed Build+Constrained Operational Capacity | 531.3464 | 531.3464 | 531.3464
2027 | NIWCM | Low Demand Growth+High Gas Supply+Increased Demand Response+Delayed Build+Constrained Operational Capacity | 788.4602 | 788.4602 | 788.4602
2028 | NIWCM | Low Demand Growth+High Gas Supply+Increased Demand Response+Delayed Build+Constrained Operational Capacity | 1007.9357 | 1007.9357 | 1007.9357
2029 | NIWCM | Low Demand Growth+High Gas Supply+Increased Demand Response+Delayed Build+Constrained Operational Capacity | 1007.0493 | 1088.905 | 1088.905
2030 | NIWCM | Low Demand Growth+High Gas Supply+Increased Demand Response+Delayed Build+Constrained Operational Capacity | 1017.833 | 1519.3047 | 1630.7312
2031 | NIWCM | Low Demand Growth+High Gas Supply+Increased Demand Response+Delayed Build+Constrained Operational Capacity | 918.4455 | 1559.5832 | 1712.9602
2032 | NIWCM | Low Demand Growth+High Gas Supply+Increased Demand Response+Delayed Build+Constrained Operational Capacity | 800.9373 | 1491.0492 | 1697.0186
2033 | NIWCM | Low Demand Growth+High Gas Supply+Increased Demand Response+Delayed Build+Constrained Operational Capacity | 761.8618 | 1463.2532 | 1723.0593
2034 | NIWCM | Low Demand Growth+High Gas Supply+Increased Demand Response+Delayed Build+Constrained Operational Capacity | 654.4916 | 1364.5839 | 1645.144
2035 | NIWCM | Low Demand Growth+High Gas Supply+Increased Demand Response+Delayed Build+Constrained Operational Capacity | 532.4879 | 1274.0678 | 1565.4673
2026 | SIWEM_PERC | Low Demand Growth+High Gas Supply+Increased Demand Response+Delayed Build+Constrained Operational Capacity | 52.2203 | 52.2203 | 52.2203
2027 | SIWEM_PERC | Low Demand Growth+High Gas Supply+Increased Demand Response+Delayed Build+Constrained Operational Capacity | 52.1772 | 52.4844 | 52.4844
2028 | SIWEM_PERC | Low Demand Growth+High Gas Supply+Increased Demand Response+Delayed Build+Constrained Operational Capacity | 53.9965 | 56.0972 | 56.0972
2029 | SIWEM_PERC | Low Demand Growth+High Gas Supply+Increased Demand Response+Delayed Build+Constrained Operational Capacity | 52.4648 | 57.8548 | 57.8548
2030 | SIWEM_PERC | Low Demand Growth+High Gas Supply+Increased Demand Response+Delayed Build+Constrained Operational Capacity | 51.2814 | 64.7675 | 79.123
2031 | SIWEM_PERC | Low Demand Growth+High Gas Supply+Increased Demand Response+Delayed Build+Constrained Operational Capacity | 48.0977 | 61.2912 | 77.4643
2032 | SIWEM_PERC | Low Demand Growth+High Gas Supply+Increased Demand Response+Delayed Build+Constrained Operational Capacity | 45.6415 | 60.6371 | 82.4231
2033 | SIWEM_PERC | Low Demand Growth+High Gas Supply+Increased Demand Response+Delayed Build+Constrained Operational Capacity | 43.5283 | 58.2937 | 85.0325
2034 | SIWEM_PERC | Low Demand Growth+High Gas Supply+Increased Demand Response+Delayed Build+Constrained Operational Capacity | 41.54 | 56.0858 | 82.4272
2035 | SIWEM_PERC | Low Demand Growth+High Gas Supply+Increased Demand Response+Delayed Build+Constrained Operational Capacity | 39.0196 | 53.2909 | 79.1352
2026 | NZWEM_PERC | Low Demand Growth+High Gas Supply+Increased Demand Response+Delayed Build+Constrained Operational Capacity+Low Wind & Solar | 20.238 | 20.238 | 20.238
2027 | NZWEM_PERC | Low Demand Growth+High Gas Supply+Increased Demand Response+Delayed Build+Constrained Operational Capacity+Low Wind & Solar | 18.5195 | 18.6552 | 18.8162
2028 | NZWEM_PERC | Low Demand Growth+High Gas Supply+Increased Demand Response+Delayed Build+Constrained Operational Capacity+Low Wind & Solar | 21.8566 | 23.2438 | 23.5456
2029 | NZWEM_PERC | Low Demand Growth+High Gas Supply+Increased Demand Response+Delayed Build+Constrained Operational Capacity+Low Wind & Solar | 30.2008 | 32.97 | 33.8301
2030 | NZWEM_PERC | Low Demand Growth+High Gas Supply+Increased Demand Response+Delayed Build+Constrained Operational Capacity+Low Wind & Solar | 29.225 | 38.0766 | 45.5588
2031 | NZWEM_PERC | Low Demand Growth+High Gas Supply+Increased Demand Response+Delayed Build+Constrained Operational Capacity+Low Wind & Solar | 26.4476 | 38.1438 | 46.5919
2032 | NZWEM_PERC | Low Demand Growth+High Gas Supply+Increased Demand Response+Delayed Build+Constrained Operational Capacity+Low Wind & Solar | 24.4794 | 36.6457 | 50.5731
2033 | NZWEM_PERC | Low Demand Growth+High Gas Supply+Increased Demand Response+Delayed Build+Constrained Operational Capacity+Low Wind & Solar | 22.7277 | 34.8014 | 54.3044
2034 | NZWEM_PERC | Low Demand Growth+High Gas Supply+Increased Demand Response+Delayed Build+Constrained Operational Capacity+Low Wind & Solar | 20.9182 | 33.1691 | 53.374
2035 | NZWEM_PERC | Low Demand Growth+High Gas Supply+Increased Demand Response+Delayed Build+Constrained Operational Capacity+Low Wind & Solar | 18.5182 | 31.0232 | 52.4839
2026 | NIWCM | Low Demand Growth+High Gas Supply+Increased Demand Response+Delayed Build+Constrained Operational Capacity+Low Wind & Solar | 531.3464 | 531.3464 | 531.3464
2027 | NIWCM | Low Demand Growth+High Gas Supply+Increased Demand Response+Delayed Build+Constrained Operational Capacity+Low Wind & Solar | 788.4602 | 788.4602 | 788.4602
2028 | NIWCM | Low Demand Growth+High Gas Supply+Increased Demand Response+Delayed Build+Constrained Operational Capacity+Low Wind & Solar | 1007.9357 | 1007.9357 | 1007.9357
2029 | NIWCM | Low Demand Growth+High Gas Supply+Increased Demand Response+Delayed Build+Constrained Operational Capacity+Low Wind & Solar | 1007.0493 | 1088.905 | 1088.905
2030 | NIWCM | Low Demand Growth+High Gas Supply+Increased Demand Response+Delayed Build+Constrained Operational Capacity+Low Wind & Solar | 1017.833 | 1519.3047 | 1630.7312
2031 | NIWCM | Low Demand Growth+High Gas Supply+Increased Demand Response+Delayed Build+Constrained Operational Capacity+Low Wind & Solar | 918.4455 | 1559.5832 | 1712.9602
2032 | NIWCM | Low Demand Growth+High Gas Supply+Increased Demand Response+Delayed Build+Constrained Operational Capacity+Low Wind & Solar | 800.9373 | 1491.0492 | 1697.0186
2033 | NIWCM | Low Demand Growth+High Gas Supply+Increased Demand Response+Delayed Build+Constrained Operational Capacity+Low Wind & Solar | 761.8618 | 1463.2532 | 1723.0593
2034 | NIWCM | Low Demand Growth+High Gas Supply+Increased Demand Response+Delayed Build+Constrained Operational Capacity+Low Wind & Solar | 654.4916 | 1364.5839 | 1645.144
2035 | NIWCM | Low Demand Growth+High Gas Supply+Increased Demand Response+Delayed Build+Constrained Operational Capacity+Low Wind & Solar | 532.4879 | 1274.0678 | 1565.4673
2026 | SIWEM_PERC | Low Demand Growth+High Gas Supply+Increased Demand Response+Delayed Build+Constrained Operational Capacity+Low Wind & Solar | 51.8693 | 51.8693 | 51.8693
2027 | SIWEM_PERC | Low Demand Growth+High Gas Supply+Increased Demand Response+Delayed Build+Constrained Operational Capacity+Low Wind & Solar | 49.3662 | 49.7412 | 50.1862
2028 | SIWEM_PERC | Low Demand Growth+High Gas Supply+Increased Demand Response+Delayed Build+Constrained Operational Capacity+Low Wind & Solar | 53.1482 | 55.044 | 55.044
2029 | SIWEM_PERC | Low Demand Growth+High Gas Supply+Increased Demand Response+Delayed Build+Constrained Operational Capacity+Low Wind & Solar | 51.5833 | 56.4476 | 56.4476
2030 | SIWEM_PERC | Low Demand Growth+High Gas Supply+Increased Demand Response+Delayed Build+Constrained Operational Capacity+Low Wind & Solar | 50.2289 | 62.3997 | 75.3551
2031 | SIWEM_PERC | Low Demand Growth+High Gas Supply+Increased Demand Response+Delayed Build+Constrained Operational Capacity+Low Wind & Solar | 47.0681 | 58.9748 | 73.5704
2032 | SIWEM_PERC | Low Demand Growth+High Gas Supply+Increased Demand Response+Delayed Build+Constrained Operational Capacity+Low Wind & Solar | 44.6298 | 58.1629 | 77.824
2033 | SIWEM_PERC | Low Demand Growth+High Gas Supply+Increased Demand Response+Delayed Build+Constrained Operational Capacity+Low Wind & Solar | 42.5323 | 55.8575 | 79.9883
2034 | SIWEM_PERC | Low Demand Growth+High Gas Supply+Increased Demand Response+Delayed Build+Constrained Operational Capacity+Low Wind & Solar | 40.5587 | 53.6858 | 77.458
2035 | SIWEM_PERC | Low Demand Growth+High Gas Supply+Increased Demand Response+Delayed Build+Constrained Operational Capacity+Low Wind & Solar | 38.0568 | 50.9362 | 74.2598
2026 | NZWEM_PERC | Low Demand Growth+High Gas Supply+Increased Demand Response+Delayed Build+Upgraded HVDC | 21.1983 | 21.1983 | 21.1983
2027 | NZWEM_PERC | Low Demand Growth+High Gas Supply+Increased Demand Response+Delayed Build+Upgraded HVDC | 19.5365 | 19.6868 | 19.8652
2028 | NZWEM_PERC | Low Demand Growth+High Gas Supply+Increased Demand Response+Delayed Build+Upgraded HVDC | 23.1374 | 24.6745 | 25.009
2029 | NZWEM_PERC | Low Demand Growth+High Gas Supply+Increased Demand Response+Delayed Build+Upgraded HVDC | 31.6516 | 34.7201 | 35.6732
2030 | NZWEM_PERC | Low Demand Growth+High Gas Supply+Increased Demand Response+Delayed Build+Upgraded HVDC | 30.7699 | 40.5782 | 48.869
2031 | NZWEM_PERC | Low Demand Growth+High Gas Supply+Increased Demand Response+Delayed Build+Upgraded HVDC | 27.9576 | 40.9178 | 50.279
2032 | NZWEM_PERC | Low Demand Growth+High Gas Supply+Increased Demand Response+Delayed Build+Upgraded HVDC | 25.9636 | 39.4448 | 54.8331
2033 | NZWEM_PERC | Low Demand Growth+High Gas Supply+Increased Demand Response+Delayed Build+Upgraded HVDC | 24.1889 | 37.557 | 59.1242
2034 | NZWEM_PERC | Low Demand Growth+High Gas Supply+Increased Demand Response+Delayed Build+Upgraded HVDC | 22.3553 | 35.9199 | 58.2228
2035 | NZWEM_PERC | Low Demand Growth+High Gas Supply+Increased Demand Response+Delayed Build+Upgraded HVDC | 19.9242 | 33.7144 | 57.4106
2026 | NIWCM | Low Demand Growth+High Gas Supply+Increased Demand Response+Delayed Build+Upgraded HVDC | 1053.1748 | 1053.1748 | 1053.1748
2027 | NIWCM | Low Demand Growth+High Gas Supply+Increased Demand Response+Delayed Build+Upgraded HVDC | 1318.5781 | 1320.448 | 1322.9205
2028 | NIWCM | Low Demand Growth+High Gas Supply+Increased Demand Response+Delayed Build+Upgraded HVDC | 1587.608 | 1602.2893 | 1606.8258
2029 | NIWCM | Low Demand Growth+High Gas Supply+Increased Demand Response+Delayed Build+Upgraded HVDC | 1628.2083 | 1738.4887 | 1752.081
2030 | NIWCM | Low Demand Growth+High Gas Supply+Increased Demand Response+Delayed Build+Upgraded HVDC | 1671.4537 | 2277.4653 | 2441.653
2031 | NIWCM | Low Demand Growth+High Gas Supply+Increased Demand Response+Delayed Build+Upgraded HVDC | 1576.0383 | 2477.0017 | 2766.5671
2032 | NIWCM | Low Demand Growth+High Gas Supply+Increased Demand Response+Delayed Build+Upgraded HVDC | 1458.2529 | 2418.3013 | 2839.0502
2033 | NIWCM | Low Demand Growth+High Gas Supply+Increased Demand Response+Delayed Build+Upgraded HVDC | 1422.4456 | 2390.4206 | 3029.2633
2034 | NIWCM | Low Demand Growth+High Gas Supply+Increased Demand Response+Delayed Build+Upgraded HVDC | 1320.6871 | 2304.5939 | 3010.8374
2035 | NIWCM | Low Demand Growth+High Gas Supply+Increased Demand Response+Delayed Build+Upgraded HVDC | 1201.6425 | 2213.2637 | 3024.4518
2026 | SIWEM_PERC | Low Demand Growth+High Gas Supply+Increased Demand Response+Delayed Build+Upgraded HVDC | 52.2203 | 52.2203 | 52.2203
2027 | SIWEM_PERC | Low Demand Growth+High Gas Supply+Increased Demand Response+Delayed Build+Upgraded HVDC | 52.1772 | 52.5831 | 53.0322
2028 | SIWEM_PERC | Low Demand Growth+High Gas Supply+Increased Demand Response+Delayed Build+Upgraded HVDC | 61.2509 | 65.2962 | 66.1357
2029 | SIWEM_PERC | Low Demand Growth+High Gas Supply+Increased Demand Response+Delayed Build+Upgraded HVDC | 74.8696 | 80.2596 | 80.2596
2030 | SIWEM_PERC | Low Demand Growth+High Gas Supply+Increased Demand Response+Delayed Build+Upgraded HVDC | 73.2148 | 86.701 | 101.0565
2031 | SIWEM_PERC | Low Demand Growth+High Gas Supply+Increased Demand Response+Delayed Build+Upgraded HVDC | 69.5553 | 82.7489 | 98.922
2032 | SIWEM_PERC | Low Demand Growth+High Gas Supply+Increased Demand Response+Delayed Build+Upgraded HVDC | 66.7248 | 81.7205 | 103.5064
2033 | SIWEM_PERC | Low Demand Growth+High Gas Supply+Increased Demand Response+Delayed Build+Upgraded HVDC | 62.6515 | 79.0532 | 105.7919
2034 | SIWEM_PERC | Low Demand Growth+High Gas Supply+Increased Demand Response+Delayed Build+Upgraded HVDC | 57.978 | 76.5367 | 102.8781
2035 | SIWEM_PERC | Low Demand Growth+High Gas Supply+Increased Demand Response+Delayed Build+Upgraded HVDC | 51.7997 | 73.3559 | 99.2001
2026 | NZWEM_PERC | Low Demand Growth+High Gas Supply+Increased Demand Response+Delayed Build+Upgraded HVDC+Low Wind & Solar | 20.238 | 20.238 | 20.238
2027 | NZWEM_PERC | Low Demand Growth+High Gas Supply+Increased Demand Response+Delayed Build+Upgraded HVDC+Low Wind & Solar | 18.5195 | 18.6552 | 18.8162
2028 | NZWEM_PERC | Low Demand Growth+High Gas Supply+Increased Demand Response+Delayed Build+Upgraded HVDC+Low Wind & Solar | 21.8566 | 23.2438 | 23.5456
2029 | NZWEM_PERC | Low Demand Growth+High Gas Supply+Increased Demand Response+Delayed Build+Upgraded HVDC+Low Wind & Solar | 30.2008 | 32.97 | 33.8301
2030 | NZWEM_PERC | Low Demand Growth+High Gas Supply+Increased Demand Response+Delayed Build+Upgraded HVDC+Low Wind & Solar | 29.225 | 38.0766 | 45.5588
2031 | NZWEM_PERC | Low Demand Growth+High Gas Supply+Increased Demand Response+Delayed Build+Upgraded HVDC+Low Wind & Solar | 26.4476 | 38.1438 | 46.5919
2032 | NZWEM_PERC | Low Demand Growth+High Gas Supply+Increased Demand Response+Delayed Build+Upgraded HVDC+Low Wind & Solar | 24.4794 | 36.6457 | 50.5731
2033 | NZWEM_PERC | Low Demand Growth+High Gas Supply+Increased Demand Response+Delayed Build+Upgraded HVDC+Low Wind & Solar | 22.7277 | 34.8014 | 54.3044
2034 | NZWEM_PERC | Low Demand Growth+High Gas Supply+Increased Demand Response+Delayed Build+Upgraded HVDC+Low Wind & Solar | 20.9182 | 33.1691 | 53.374
2035 | NZWEM_PERC | Low Demand Growth+High Gas Supply+Increased Demand Response+Delayed Build+Upgraded HVDC+Low Wind & Solar | 18.5182 | 31.0232 | 52.4839
2026 | NIWCM | Low Demand Growth+High Gas Supply+Increased Demand Response+Delayed Build+Upgraded HVDC+Low Wind & Solar | 1053.1748 | 1053.1748 | 1053.1748
2027 | NIWCM | Low Demand Growth+High Gas Supply+Increased Demand Response+Delayed Build+Upgraded HVDC+Low Wind & Solar | 1318.5781 | 1320.448 | 1322.9205
2028 | NIWCM | Low Demand Growth+High Gas Supply+Increased Demand Response+Delayed Build+Upgraded HVDC+Low Wind & Solar | 1587.608 | 1602.2893 | 1606.8258
2029 | NIWCM | Low Demand Growth+High Gas Supply+Increased Demand Response+Delayed Build+Upgraded HVDC+Low Wind & Solar | 1628.2083 | 1738.4887 | 1752.081
2030 | NIWCM | Low Demand Growth+High Gas Supply+Increased Demand Response+Delayed Build+Upgraded HVDC+Low Wind & Solar | 1671.4537 | 2277.4653 | 2441.653
2031 | NIWCM | Low Demand Growth+High Gas Supply+Increased Demand Response+Delayed Build+Upgraded HVDC+Low Wind & Solar | 1576.0383 | 2477.0017 | 2766.5671
2032 | NIWCM | Low Demand Growth+High Gas Supply+Increased Demand Response+Delayed Build+Upgraded HVDC+Low Wind & Solar | 1458.2529 | 2418.3013 | 2839.0502
2033 | NIWCM | Low Demand Growth+High Gas Supply+Increased Demand Response+Delayed Build+Upgraded HVDC+Low Wind & Solar | 1422.4456 | 2390.4206 | 3029.2633
2034 | NIWCM | Low Demand Growth+High Gas Supply+Increased Demand Response+Delayed Build+Upgraded HVDC+Low Wind & Solar | 1320.6871 | 2304.5939 | 3010.8374
2035 | NIWCM | Low Demand Growth+High Gas Supply+Increased Demand Response+Delayed Build+Upgraded HVDC+Low Wind & Solar | 1201.6425 | 2213.2637 | 3024.4518
2026 | SIWEM_PERC | Low Demand Growth+High Gas Supply+Increased Demand Response+Delayed Build+Upgraded HVDC+Low Wind & Solar | 51.8693 | 51.8693 | 51.8693
2027 | SIWEM_PERC | Low Demand Growth+High Gas Supply+Increased Demand Response+Delayed Build+Upgraded HVDC+Low Wind & Solar | 49.3662 | 49.7412 | 50.1862
2028 | SIWEM_PERC | Low Demand Growth+High Gas Supply+Increased Demand Response+Delayed Build+Upgraded HVDC+Low Wind & Solar | 57.9608 | 61.6115 | 62.3691
2029 | SIWEM_PERC | Low Demand Growth+High Gas Supply+Increased Demand Response+Delayed Build+Upgraded HVDC+Low Wind & Solar | 73.9881 | 78.8524 | 78.8524
2030 | SIWEM_PERC | Low Demand Growth+High Gas Supply+Increased Demand Response+Delayed Build+Upgraded HVDC+Low Wind & Solar | 72.1624 | 84.3332 | 97.2886
2031 | SIWEM_PERC | Low Demand Growth+High Gas Supply+Increased Demand Response+Delayed Build+Upgraded HVDC+Low Wind & Solar | 68.5257 | 80.4325 | 95.0281
2032 | SIWEM_PERC | Low Demand Growth+High Gas Supply+Increased Demand Response+Delayed Build+Upgraded HVDC+Low Wind & Solar | 63.4638 | 79.2462 | 98.9073
2033 | SIWEM_PERC | Low Demand Growth+High Gas Supply+Increased Demand Response+Delayed Build+Upgraded HVDC+Low Wind & Solar | 58.9159 | 76.6169 | 100.7478
2034 | SIWEM_PERC | Low Demand Growth+High Gas Supply+Increased Demand Response+Delayed Build+Upgraded HVDC+Low Wind & Solar | 54.2979 | 74.1367 | 97.9089
2035 | SIWEM_PERC | Low Demand Growth+High Gas Supply+Increased Demand Response+Delayed Build+Upgraded HVDC+Low Wind & Solar | 48.189 | 71.0012 | 94.3247
2026 | NZWEM_PERC | Low Demand Growth+High Gas Supply+Increased Demand Response+Delayed Build+Upgraded HVDC+Constrained Operational Capacity | 21.1983 | 21.1983 | 21.1983
2027 | NZWEM_PERC | Low Demand Growth+High Gas Supply+Increased Demand Response+Delayed Build+Upgraded HVDC+Constrained Operational Capacity | 19.5365 | 19.6868 | 19.8652
2028 | NZWEM_PERC | Low Demand Growth+High Gas Supply+Increased Demand Response+Delayed Build+Upgraded HVDC+Constrained Operational Capacity | 23.1374 | 24.6745 | 25.009
2029 | NZWEM_PERC | Low Demand Growth+High Gas Supply+Increased Demand Response+Delayed Build+Upgraded HVDC+Constrained Operational Capacity | 31.6516 | 34.7201 | 35.6732
2030 | NZWEM_PERC | Low Demand Growth+High Gas Supply+Increased Demand Response+Delayed Build+Upgraded HVDC+Constrained Operational Capacity | 30.7699 | 40.5782 | 48.869
2031 | NZWEM_PERC | Low Demand Growth+High Gas Supply+Increased Demand Response+Delayed Build+Upgraded HVDC+Constrained Operational Capacity | 27.9576 | 40.9178 | 50.279
2032 | NZWEM_PERC | Low Demand Growth+High Gas Supply+Increased Demand Response+Delayed Build+Upgraded HVDC+Constrained Operational Capacity | 25.9636 | 39.4448 | 54.8331
2033 | NZWEM_PERC | Low Demand Growth+High Gas Supply+Increased Demand Response+Delayed Build+Upgraded HVDC+Constrained Operational Capacity | 24.1889 | 37.557 | 59.1242
2034 | NZWEM_PERC | Low Demand Growth+High Gas Supply+Increased Demand Response+Delayed Build+Upgraded HVDC+Constrained Operational Capacity | 22.3553 | 35.9199 | 58.2228
2035 | NZWEM_PERC | Low Demand Growth+High Gas Supply+Increased Demand Response+Delayed Build+Upgraded HVDC+Constrained Operational Capacity | 19.9242 | 33.7144 | 57.4106
2026 | NIWCM | Low Demand Growth+High Gas Supply+Increased Demand Response+Delayed Build+Upgraded HVDC+Constrained Operational Capacity | 531.3464 | 531.3464 | 531.3464
2027 | NIWCM | Low Demand Growth+High Gas Supply+Increased Demand Response+Delayed Build+Upgraded HVDC+Constrained Operational Capacity | 788.4602 | 788.4602 | 788.4602
2028 | NIWCM | Low Demand Growth+High Gas Supply+Increased Demand Response+Delayed Build+Upgraded HVDC+Constrained Operational Capacity | 1007.9357 | 1007.9357 | 1007.9357
2029 | NIWCM | Low Demand Growth+High Gas Supply+Increased Demand Response+Delayed Build+Upgraded HVDC+Constrained Operational Capacity | 1007.0493 | 1088.905 | 1088.905
2030 | NIWCM | Low Demand Growth+High Gas Supply+Increased Demand Response+Delayed Build+Upgraded HVDC+Constrained Operational Capacity | 1017.833 | 1519.3047 | 1630.7312
2031 | NIWCM | Low Demand Growth+High Gas Supply+Increased Demand Response+Delayed Build+Upgraded HVDC+Constrained Operational Capacity | 918.4584 | 1559.5385 | 1713.0596
2032 | NIWCM | Low Demand Growth+High Gas Supply+Increased Demand Response+Delayed Build+Upgraded HVDC+Constrained Operational Capacity | 800.934 | 1491.0375 | 1697.1678
2033 | NIWCM | Low Demand Growth+High Gas Supply+Increased Demand Response+Delayed Build+Upgraded HVDC+Constrained Operational Capacity | 761.8627 | 1463.2545 | 1723.2087
2034 | NIWCM | Low Demand Growth+High Gas Supply+Increased Demand Response+Delayed Build+Upgraded HVDC+Constrained Operational Capacity | 654.4914 | 1364.5863 | 1645.0968
2035 | NIWCM | Low Demand Growth+High Gas Supply+Increased Demand Response+Delayed Build+Upgraded HVDC+Constrained Operational Capacity | 532.488 | 1274.0666 | 1565.4803
2026 | SIWEM_PERC | Low Demand Growth+High Gas Supply+Increased Demand Response+Delayed Build+Upgraded HVDC+Constrained Operational Capacity | 52.2203 | 52.2203 | 52.2203
2027 | SIWEM_PERC | Low Demand Growth+High Gas Supply+Increased Demand Response+Delayed Build+Upgraded HVDC+Constrained Operational Capacity | 52.1772 | 52.5831 | 53.0322
2028 | SIWEM_PERC | Low Demand Growth+High Gas Supply+Increased Demand Response+Delayed Build+Upgraded HVDC+Constrained Operational Capacity | 61.2509 | 65.2962 | 66.1357
2029 | SIWEM_PERC | Low Demand Growth+High Gas Supply+Increased Demand Response+Delayed Build+Upgraded HVDC+Constrained Operational Capacity | 74.8696 | 80.2596 | 80.2596
2030 | SIWEM_PERC | Low Demand Growth+High Gas Supply+Increased Demand Response+Delayed Build+Upgraded HVDC+Constrained Operational Capacity | 73.2148 | 86.701 | 101.0565
2031 | SIWEM_PERC | Low Demand Growth+High Gas Supply+Increased Demand Response+Delayed Build+Upgraded HVDC+Constrained Operational Capacity | 69.5553 | 82.7489 | 98.922
2032 | SIWEM_PERC | Low Demand Growth+High Gas Supply+Increased Demand Response+Delayed Build+Upgraded HVDC+Constrained Operational Capacity | 66.7248 | 81.7205 | 103.5064
2033 | SIWEM_PERC | Low Demand Growth+High Gas Supply+Increased Demand Response+Delayed Build+Upgraded HVDC+Constrained Operational Capacity | 62.6515 | 79.0532 | 105.7919
2034 | SIWEM_PERC | Low Demand Growth+High Gas Supply+Increased Demand Response+Delayed Build+Upgraded HVDC+Constrained Operational Capacity | 57.978 | 76.5367 | 102.8781
2035 | SIWEM_PERC | Low Demand Growth+High Gas Supply+Increased Demand Response+Delayed Build+Upgraded HVDC+Constrained Operational Capacity | 51.7997 | 73.3559 | 99.2001
2026 | NZWEM_PERC | Low Demand Growth+High Gas Supply+Increased Demand Response+Delayed Build+Upgraded HVDC+Constrained Operational Capacity+Low Wind & Solar | 20.238 | 20.238 | 20.238
2027 | NZWEM_PERC | Low Demand Growth+High Gas Supply+Increased Demand Response+Delayed Build+Upgraded HVDC+Constrained Operational Capacity+Low Wind & Solar | 18.5195 | 18.6552 | 18.8162
2028 | NZWEM_PERC | Low Demand Growth+High Gas Supply+Increased Demand Response+Delayed Build+Upgraded HVDC+Constrained Operational Capacity+Low Wind & Solar | 21.8566 | 23.2438 | 23.5456
2029 | NZWEM_PERC | Low Demand Growth+High Gas Supply+Increased Demand Response+Delayed Build+Upgraded HVDC+Constrained Operational Capacity+Low Wind & Solar | 30.2008 | 32.97 | 33.8301
2030 | NZWEM_PERC | Low Demand Growth+High Gas Supply+Increased Demand Response+Delayed Build+Upgraded HVDC+Constrained Operational Capacity+Low Wind & Solar | 29.225 | 38.0766 | 45.5588
2031 | NZWEM_PERC | Low Demand Growth+High Gas Supply+Increased Demand Response+Delayed Build+Upgraded HVDC+Constrained Operational Capacity+Low Wind & Solar | 26.4476 | 38.1438 | 46.5919
2032 | NZWEM_PERC | Low Demand Growth+High Gas Supply+Increased Demand Response+Delayed Build+Upgraded HVDC+Constrained Operational Capacity+Low Wind & Solar | 24.4794 | 36.6457 | 50.5731
2033 | NZWEM_PERC | Low Demand Growth+High Gas Supply+Increased Demand Response+Delayed Build+Upgraded HVDC+Constrained Operational Capacity+Low Wind & Solar | 22.7277 | 34.8014 | 54.3044
2034 | NZWEM_PERC | Low Demand Growth+High Gas Supply+Increased Demand Response+Delayed Build+Upgraded HVDC+Constrained Operational Capacity+Low Wind & Solar | 20.9182 | 33.1691 | 53.374
2035 | NZWEM_PERC | Low Demand Growth+High Gas Supply+Increased Demand Response+Delayed Build+Upgraded HVDC+Constrained Operational Capacity+Low Wind & Solar | 18.5182 | 31.0232 | 52.4839
2026 | NIWCM | Low Demand Growth+High Gas Supply+Increased Demand Response+Delayed Build+Upgraded HVDC+Constrained Operational Capacity+Low Wind & Solar | 531.3464 | 531.3464 | 531.3464
2027 | NIWCM | Low Demand Growth+High Gas Supply+Increased Demand Response+Delayed Build+Upgraded HVDC+Constrained Operational Capacity+Low Wind & Solar | 788.4602 | 788.4602 | 788.4602
2028 | NIWCM | Low Demand Growth+High Gas Supply+Increased Demand Response+Delayed Build+Upgraded HVDC+Constrained Operational Capacity+Low Wind & Solar | 1007.9357 | 1007.9357 | 1007.9357
2029 | NIWCM | Low Demand Growth+High Gas Supply+Increased Demand Response+Delayed Build+Upgraded HVDC+Constrained Operational Capacity+Low Wind & Solar | 1007.0493 | 1088.905 | 1088.905
2030 | NIWCM | Low Demand Growth+High Gas Supply+Increased Demand Response+Delayed Build+Upgraded HVDC+Constrained Operational Capacity+Low Wind & Solar | 1017.833 | 1519.3047 | 1630.7312
2031 | NIWCM | Low Demand Growth+High Gas Supply+Increased Demand Response+Delayed Build+Upgraded HVDC+Constrained Operational Capacity+Low Wind & Solar | 918.4584 | 1559.5385 | 1713.0596
2032 | NIWCM | Low Demand Growth+High Gas Supply+Increased Demand Response+Delayed Build+Upgraded HVDC+Constrained Operational Capacity+Low Wind & Solar | 800.934 | 1491.0375 | 1697.1678
2033 | NIWCM | Low Demand Growth+High Gas Supply+Increased Demand Response+Delayed Build+Upgraded HVDC+Constrained Operational Capacity+Low Wind & Solar | 761.8627 | 1463.2545 | 1723.2087
2034 | NIWCM | Low Demand Growth+High Gas Supply+Increased Demand Response+Delayed Build+Upgraded HVDC+Constrained Operational Capacity+Low Wind & Solar | 654.4914 | 1364.5863 | 1645.0968
2035 | NIWCM | Low Demand Growth+High Gas Supply+Increased Demand Response+Delayed Build+Upgraded HVDC+Constrained Operational Capacity+Low Wind & Solar | 532.488 | 1274.0666 | 1565.4803
2026 | SIWEM_PERC | Low Demand Growth+High Gas Supply+Increased Demand Response+Delayed Build+Upgraded HVDC+Constrained Operational Capacity+Low Wind & Solar | 51.8693 | 51.8693 | 51.8693
2027 | SIWEM_PERC | Low Demand Growth+High Gas Supply+Increased Demand Response+Delayed Build+Upgraded HVDC+Constrained Operational Capacity+Low Wind & Solar | 49.3662 | 49.7412 | 50.1862
2028 | SIWEM_PERC | Low Demand Growth+High Gas Supply+Increased Demand Response+Delayed Build+Upgraded HVDC+Constrained Operational Capacity+Low Wind & Solar | 57.9608 | 61.6115 | 62.3691
2029 | SIWEM_PERC | Low Demand Growth+High Gas Supply+Increased Demand Response+Delayed Build+Upgraded HVDC+Constrained Operational Capacity+Low Wind & Solar | 73.9881 | 78.8524 | 78.8524
2030 | SIWEM_PERC | Low Demand Growth+High Gas Supply+Increased Demand Response+Delayed Build+Upgraded HVDC+Constrained Operational Capacity+Low Wind & Solar | 72.1624 | 84.3332 | 97.2886
2031 | SIWEM_PERC | Low Demand Growth+High Gas Supply+Increased Demand Response+Delayed Build+Upgraded HVDC+Constrained Operational Capacity+Low Wind & Solar | 68.5257 | 80.4325 | 95.0281
2032 | SIWEM_PERC | Low Demand Growth+High Gas Supply+Increased Demand Response+Delayed Build+Upgraded HVDC+Constrained Operational Capacity+Low Wind & Solar | 63.4638 | 79.2462 | 98.9073
2033 | SIWEM_PERC | Low Demand Growth+High Gas Supply+Increased Demand Response+Delayed Build+Upgraded HVDC+Constrained Operational Capacity+Low Wind & Solar | 58.9159 | 76.6169 | 100.7478
2034 | SIWEM_PERC | Low Demand Growth+High Gas Supply+Increased Demand Response+Delayed Build+Upgraded HVDC+Constrained Operational Capacity+Low Wind & Solar | 54.2979 | 74.1367 | 97.9089
2035 | SIWEM_PERC | Low Demand Growth+High Gas Supply+Increased Demand Response+Delayed Build+Upgraded HVDC+Constrained Operational Capacity+Low Wind & Solar | 48.189 | 71.0012 | 94.3247
2026 | NZWEM_PERC | Low Demand Growth+High Gas Supply+Increased Demand Response+Reduced Rankine Availability | 21.707 | 21.7671 | 21.7671
2027 | NZWEM_PERC | Low Demand Growth+High Gas Supply+Increased Demand Response+Reduced Rankine Availability | 18.6904 | 20.6443 | 20.9821
2028 | NZWEM_PERC | Low Demand Growth+High Gas Supply+Increased Demand Response+Reduced Rankine Availability | 18.9921 | 27.6292 | 32.4197
2029 | NZWEM_PERC | Low Demand Growth+High Gas Supply+Increased Demand Response+Reduced Rankine Availability | 24.3879 | 36.7022 | 46.4452
2030 | NZWEM_PERC | Low Demand Growth+High Gas Supply+Increased Demand Response+Reduced Rankine Availability | 22.4123 | 37.0158 | 53.0337
2031 | NZWEM_PERC | Low Demand Growth+High Gas Supply+Increased Demand Response+Reduced Rankine Availability | 19.7892 | 34.162 | 56.4498
2032 | NZWEM_PERC | Low Demand Growth+High Gas Supply+Increased Demand Response+Reduced Rankine Availability | 17.9344 | 32.4926 | 55.5272
2033 | NZWEM_PERC | Low Demand Growth+High Gas Supply+Increased Demand Response+Reduced Rankine Availability | 16.2846 | 30.6163 | 55.2428
2034 | NZWEM_PERC | Low Demand Growth+High Gas Supply+Increased Demand Response+Reduced Rankine Availability | 14.5811 | 29.1524 | 53.3736
2035 | NZWEM_PERC | Low Demand Growth+High Gas Supply+Increased Demand Response+Reduced Rankine Availability | 12.3185 | 26.6787 | 50.375
2026 | NIWCM | Low Demand Growth+High Gas Supply+Increased Demand Response+Reduced Rankine Availability | 1312.2106 | 1313.0104 | 1313.0104
2027 | NIWCM | Low Demand Growth+High Gas Supply+Increased Demand Response+Reduced Rankine Availability | 1459.6952 | 1480.091 | 1484.6275
2028 | NIWCM | Low Demand Growth+High Gas Supply+Increased Demand Response+Reduced Rankine Availability | 1596.1139 | 2135.685 | 2166.8445
2029 | NIWCM | Low Demand Growth+High Gas Supply+Increased Demand Response+Reduced Rankine Availability | 1592.1577 | 2360.8998 | 2562.5481
2030 | NIWCM | Low Demand Growth+High Gas Supply+Increased Demand Response+Reduced Rankine Availability | 1496.8302 | 2348.9441 | 2696.5802
2031 | NIWCM | Low Demand Growth+High Gas Supply+Increased Demand Response+Reduced Rankine Availability | 1418.4067 | 2311.4346 | 2851.006
2032 | NIWCM | Low Demand Growth+High Gas Supply+Increased Demand Response+Reduced Rankine Availability | 1300.8393 | 2244.5854 | 2823.7605
2033 | NIWCM | Low Demand Growth+High Gas Supply+Increased Demand Response+Reduced Rankine Availability | 1192.033 | 2164.5664 | 2819.8051
2034 | NIWCM | Low Demand Growth+High Gas Supply+Increased Demand Response+Reduced Rankine Availability | 1090.2897 | 2126.0556 | 2871.365
2035 | NIWCM | Low Demand Growth+High Gas Supply+Increased Demand Response+Reduced Rankine Availability | 971.2419 | 2032.7876 | 2800.1503
2026 | SIWEM_PERC | Low Demand Growth+High Gas Supply+Increased Demand Response+Reduced Rankine Availability | 57.443 | 57.443 | 57.443
2027 | SIWEM_PERC | Low Demand Growth+High Gas Supply+Increased Demand Response+Reduced Rankine Availability | 49.8386 | 55.2394 | 56.173
2028 | SIWEM_PERC | Low Demand Growth+High Gas Supply+Increased Demand Response+Reduced Rankine Availability | 50.5384 | 70.4391 | 78.2728
2029 | SIWEM_PERC | Low Demand Growth+High Gas Supply+Increased Demand Response+Reduced Rankine Availability | 54.4486 | 68.2245 | 85.1114
2030 | SIWEM_PERC | Low Demand Growth+High Gas Supply+Increased Demand Response+Reduced Rankine Availability | 51.2814 | 66.8817 | 89.5461
2031 | SIWEM_PERC | Low Demand Growth+High Gas Supply+Increased Demand Response+Reduced Rankine Availability | 48.0977 | 63.3596 | 90.9977
2032 | SIWEM_PERC | Low Demand Growth+High Gas Supply+Increased Demand Response+Reduced Rankine Availability | 45.6415 | 60.6371 | 87.7931
2033 | SIWEM_PERC | Low Demand Growth+High Gas Supply+Increased Demand Response+Reduced Rankine Availability | 42.8656 | 58.2937 | 85.0325
2034 | SIWEM_PERC | Low Demand Growth+High Gas Supply+Increased Demand Response+Reduced Rankine Availability | 38.2506 | 56.0858 | 82.4272
2035 | SIWEM_PERC | Low Demand Growth+High Gas Supply+Increased Demand Response+Reduced Rankine Availability | 32.1161 | 53.2909 | 79.1352
2026 | NZWEM_PERC | Low Demand Growth+High Gas Supply+Increased Demand Response+Reduced Rankine Availability+Low Wind & Solar | 20.4447 | 20.499 | 20.499
2027 | NZWEM_PERC | Low Demand Growth+High Gas Supply+Increased Demand Response+Reduced Rankine Availability+Low Wind & Solar | 17.2576 | 19.0209 | 19.3257
2028 | NZWEM_PERC | Low Demand Growth+High Gas Supply+Increased Demand Response+Reduced Rankine Availability+Low Wind & Solar | 17.451 | 25.2457 | 29.5689
2029 | NZWEM_PERC | Low Demand Growth+High Gas Supply+Increased Demand Response+Reduced Rankine Availability+Low Wind & Solar | 22.8163 | 33.9295 | 42.7223
2030 | NZWEM_PERC | Low Demand Growth+High Gas Supply+Increased Demand Response+Reduced Rankine Availability+Low Wind & Solar | 20.8674 | 34.1022 | 48.5993
2031 | NZWEM_PERC | Low Demand Growth+High Gas Supply+Increased Demand Response+Reduced Rankine Availability+Low Wind & Solar | 18.2793 | 31.3143 | 51.4689
2032 | NZWEM_PERC | Low Demand Growth+High Gas Supply+Increased Demand Response+Reduced Rankine Availability+Low Wind & Solar | 16.4502 | 29.6515 | 50.5193
2033 | NZWEM_PERC | Low Demand Growth+High Gas Supply+Increased Demand Response+Reduced Rankine Availability+Low Wind & Solar | 14.8235 | 27.8194 | 50.1226
2034 | NZWEM_PERC | Low Demand Growth+High Gas Supply+Increased Demand Response+Reduced Rankine Availability+Low Wind & Solar | 13.144 | 26.4016 | 48.3376
2035 | NZWEM_PERC | Low Demand Growth+High Gas Supply+Increased Demand Response+Reduced Rankine Availability+Low Wind & Solar | 10.9125 | 23.9875 | 45.4482
2026 | NIWCM | Low Demand Growth+High Gas Supply+Increased Demand Response+Reduced Rankine Availability+Low Wind & Solar | 1312.2106 | 1313.0104 | 1313.0104
2027 | NIWCM | Low Demand Growth+High Gas Supply+Increased Demand Response+Reduced Rankine Availability+Low Wind & Solar | 1459.6952 | 1480.091 | 1484.6275
2028 | NIWCM | Low Demand Growth+High Gas Supply+Increased Demand Response+Reduced Rankine Availability+Low Wind & Solar | 1596.1139 | 2135.685 | 2166.8445
2029 | NIWCM | Low Demand Growth+High Gas Supply+Increased Demand Response+Reduced Rankine Availability+Low Wind & Solar | 1592.1577 | 2360.8998 | 2562.5481
2030 | NIWCM | Low Demand Growth+High Gas Supply+Increased Demand Response+Reduced Rankine Availability+Low Wind & Solar | 1496.8302 | 2348.9441 | 2696.5802
2031 | NIWCM | Low Demand Growth+High Gas Supply+Increased Demand Response+Reduced Rankine Availability+Low Wind & Solar | 1418.4067 | 2311.4346 | 2851.006
2032 | NIWCM | Low Demand Growth+High Gas Supply+Increased Demand Response+Reduced Rankine Availability+Low Wind & Solar | 1300.8393 | 2244.5854 | 2823.7605
2033 | NIWCM | Low Demand Growth+High Gas Supply+Increased Demand Response+Reduced Rankine Availability+Low Wind & Solar | 1192.033 | 2164.5664 | 2819.8051
2034 | NIWCM | Low Demand Growth+High Gas Supply+Increased Demand Response+Reduced Rankine Availability+Low Wind & Solar | 1090.2897 | 2126.0556 | 2871.365
2035 | NIWCM | Low Demand Growth+High Gas Supply+Increased Demand Response+Reduced Rankine Availability+Low Wind & Solar | 971.2419 | 2032.7876 | 2800.1503
2026 | SIWEM_PERC | Low Demand Growth+High Gas Supply+Increased Demand Response+Reduced Rankine Availability+Low Wind & Solar | 54.9387 | 55.0894 | 55.0894
2027 | SIWEM_PERC | Low Demand Growth+High Gas Supply+Increased Demand Response+Reduced Rankine Availability+Low Wind & Solar | 45.878 | 50.752 | 51.5946
2028 | SIWEM_PERC | Low Demand Growth+High Gas Supply+Increased Demand Response+Reduced Rankine Availability+Low Wind & Solar | 46.2912 | 67.7733 | 75.0567
2029 | SIWEM_PERC | Low Demand Growth+High Gas Supply+Increased Demand Response+Reduced Rankine Availability+Low Wind & Solar | 53.3736 | 65.8059 | 81.0457
2030 | SIWEM_PERC | Low Demand Growth+High Gas Supply+Increased Demand Response+Reduced Rankine Availability+Low Wind & Solar | 50.2289 | 64.3077 | 84.7616
2031 | SIWEM_PERC | Low Demand Growth+High Gas Supply+Increased Demand Response+Reduced Rankine Availability+Low Wind & Solar | 47.0681 | 60.8414 | 85.7839
2032 | SIWEM_PERC | Low Demand Growth+High Gas Supply+Increased Demand Response+Reduced Rankine Availability+Low Wind & Solar | 43.3117 | 58.1629 | 82.6702
2033 | SIWEM_PERC | Low Demand Growth+High Gas Supply+Increased Demand Response+Reduced Rankine Availability+Low Wind & Solar | 38.8612 | 55.8575 | 79.9883
2034 | SIWEM_PERC | Low Demand Growth+High Gas Supply+Increased Demand Response+Reduced Rankine Availability+Low Wind & Solar | 34.3057 | 53.6858 | 77.458
2035 | SIWEM_PERC | Low Demand Growth+High Gas Supply+Increased Demand Response+Reduced Rankine Availability+Low Wind & Solar | 28.2456 | 50.9362 | 74.2598
2026 | NZWEM_PERC | Low Demand Growth+High Gas Supply+Increased Demand Response+Reduced Rankine Availability+Constrained Operational Capacity | 21.707 | 21.7671 | 21.7671
2027 | NZWEM_PERC | Low Demand Growth+High Gas Supply+Increased Demand Response+Reduced Rankine Availability+Constrained Operational Capacity | 18.6904 | 20.6443 | 20.9821
2028 | NZWEM_PERC | Low Demand Growth+High Gas Supply+Increased Demand Response+Reduced Rankine Availability+Constrained Operational Capacity | 18.9921 | 27.6292 | 32.4197
2029 | NZWEM_PERC | Low Demand Growth+High Gas Supply+Increased Demand Response+Reduced Rankine Availability+Constrained Operational Capacity | 24.3879 | 36.7022 | 46.4452
2030 | NZWEM_PERC | Low Demand Growth+High Gas Supply+Increased Demand Response+Reduced Rankine Availability+Constrained Operational Capacity | 22.4123 | 37.0158 | 53.0337
2031 | NZWEM_PERC | Low Demand Growth+High Gas Supply+Increased Demand Response+Reduced Rankine Availability+Constrained Operational Capacity | 19.7892 | 34.162 | 56.4498
2032 | NZWEM_PERC | Low Demand Growth+High Gas Supply+Increased Demand Response+Reduced Rankine Availability+Constrained Operational Capacity | 17.9344 | 32.4926 | 55.5272
2033 | NZWEM_PERC | Low Demand Growth+High Gas Supply+Increased Demand Response+Reduced Rankine Availability+Constrained Operational Capacity | 16.2846 | 30.6163 | 55.2428
2034 | NZWEM_PERC | Low Demand Growth+High Gas Supply+Increased Demand Response+Reduced Rankine Availability+Constrained Operational Capacity | 14.5811 | 29.1524 | 53.3736
2035 | NZWEM_PERC | Low Demand Growth+High Gas Supply+Increased Demand Response+Reduced Rankine Availability+Constrained Operational Capacity | 12.3185 | 26.6787 | 50.375
2026 | NIWCM | Low Demand Growth+High Gas Supply+Increased Demand Response+Reduced Rankine Availability+Constrained Operational Capacity | 755.6807 | 755.6807 | 755.6807
2027 | NIWCM | Low Demand Growth+High Gas Supply+Increased Demand Response+Reduced Rankine Availability+Constrained Operational Capacity | 871.2718 | 874.7761 | 874.7761
2028 | NIWCM | Low Demand Growth+High Gas Supply+Increased Demand Response+Reduced Rankine Availability+Constrained Operational Capacity | 986.508 | 1460.1905 | 1463.7607
2029 | NIWCM | Low Demand Growth+High Gas Supply+Increased Demand Response+Reduced Rankine Availability+Constrained Operational Capacity | 955.9719 | 1591.4682 | 1737.4933
2030 | NIWCM | Low Demand Growth+High Gas Supply+Increased Demand Response+Reduced Rankine Availability+Constrained Operational Capacity | 843.2095 | 1554.2908 | 1747.6043
2031 | NIWCM | Low Demand Growth+High Gas Supply+Increased Demand Response+Reduced Rankine Availability+Constrained Operational Capacity | 760.984 | 1486.4999 | 1737.7327
2032 | NIWCM | Low Demand Growth+High Gas Supply+Increased Demand Response+Reduced Rankine Availability+Constrained Operational Capacity | 643.4758 | 1372.3769 | 1652.0463
2033 | NIWCM | Low Demand Growth+High Gas Supply+Increased Demand Response+Reduced Rankine Availability+Constrained Operational Capacity | 531.4618 | 1263.3124 | 1554.571
2034 | NIWCM | Low Demand Growth+High Gas Supply+Increased Demand Response+Reduced Rankine Availability+Constrained Operational Capacity | 424.0916 | 1204.2731 | 1572.0622
2035 | NIWCM | Low Demand Growth+High Gas Supply+Increased Demand Response+Reduced Rankine Availability+Constrained Operational Capacity | 302.0879 | 1095.9998 | 1464.6283
2026 | SIWEM_PERC | Low Demand Growth+High Gas Supply+Increased Demand Response+Reduced Rankine Availability+Constrained Operational Capacity | 57.443 | 57.443 | 57.443
2027 | SIWEM_PERC | Low Demand Growth+High Gas Supply+Increased Demand Response+Reduced Rankine Availability+Constrained Operational Capacity | 49.8386 | 55.2394 | 56.173
2028 | SIWEM_PERC | Low Demand Growth+High Gas Supply+Increased Demand Response+Reduced Rankine Availability+Constrained Operational Capacity | 50.5384 | 70.4391 | 78.2728
2029 | SIWEM_PERC | Low Demand Growth+High Gas Supply+Increased Demand Response+Reduced Rankine Availability+Constrained Operational Capacity | 54.4486 | 68.2245 | 85.1114
2030 | SIWEM_PERC | Low Demand Growth+High Gas Supply+Increased Demand Response+Reduced Rankine Availability+Constrained Operational Capacity | 51.2814 | 66.8817 | 89.5461
2031 | SIWEM_PERC | Low Demand Growth+High Gas Supply+Increased Demand Response+Reduced Rankine Availability+Constrained Operational Capacity | 48.0977 | 63.3596 | 90.9977
2032 | SIWEM_PERC | Low Demand Growth+High Gas Supply+Increased Demand Response+Reduced Rankine Availability+Constrained Operational Capacity | 45.6415 | 60.6371 | 87.7931
2033 | SIWEM_PERC | Low Demand Growth+High Gas Supply+Increased Demand Response+Reduced Rankine Availability+Constrained Operational Capacity | 42.8656 | 58.2937 | 85.0325
2034 | SIWEM_PERC | Low Demand Growth+High Gas Supply+Increased Demand Response+Reduced Rankine Availability+Constrained Operational Capacity | 38.2506 | 56.0858 | 82.4272
2035 | SIWEM_PERC | Low Demand Growth+High Gas Supply+Increased Demand Response+Reduced Rankine Availability+Constrained Operational Capacity | 32.1161 | 53.2909 | 79.1352
2026 | NZWEM_PERC | Low Demand Growth+High Gas Supply+Increased Demand Response+Reduced Rankine Availability+Constrained Operational Capacity+Low Wind & Solar | 20.4447 | 20.499 | 20.499
2027 | NZWEM_PERC | Low Demand Growth+High Gas Supply+Increased Demand Response+Reduced Rankine Availability+Constrained Operational Capacity+Low Wind & Solar | 17.2576 | 19.0209 | 19.3257
2028 | NZWEM_PERC | Low Demand Growth+High Gas Supply+Increased Demand Response+Reduced Rankine Availability+Constrained Operational Capacity+Low Wind & Solar | 17.451 | 25.2457 | 29.5689
2029 | NZWEM_PERC | Low Demand Growth+High Gas Supply+Increased Demand Response+Reduced Rankine Availability+Constrained Operational Capacity+Low Wind & Solar | 22.8163 | 33.9295 | 42.7223
2030 | NZWEM_PERC | Low Demand Growth+High Gas Supply+Increased Demand Response+Reduced Rankine Availability+Constrained Operational Capacity+Low Wind & Solar | 20.8674 | 34.1022 | 48.5993
2031 | NZWEM_PERC | Low Demand Growth+High Gas Supply+Increased Demand Response+Reduced Rankine Availability+Constrained Operational Capacity+Low Wind & Solar | 18.2793 | 31.3143 | 51.4689
2032 | NZWEM_PERC | Low Demand Growth+High Gas Supply+Increased Demand Response+Reduced Rankine Availability+Constrained Operational Capacity+Low Wind & Solar | 16.4502 | 29.6515 | 50.5193
2033 | NZWEM_PERC | Low Demand Growth+High Gas Supply+Increased Demand Response+Reduced Rankine Availability+Constrained Operational Capacity+Low Wind & Solar | 14.8235 | 27.8194 | 50.1226
2034 | NZWEM_PERC | Low Demand Growth+High Gas Supply+Increased Demand Response+Reduced Rankine Availability+Constrained Operational Capacity+Low Wind & Solar | 13.144 | 26.4016 | 48.3376
2035 | NZWEM_PERC | Low Demand Growth+High Gas Supply+Increased Demand Response+Reduced Rankine Availability+Constrained Operational Capacity+Low Wind & Solar | 10.9125 | 23.9875 | 45.4482
2026 | NIWCM | Low Demand Growth+High Gas Supply+Increased Demand Response+Reduced Rankine Availability+Constrained Operational Capacity+Low Wind & Solar | 755.6807 | 755.6807 | 755.6807
2027 | NIWCM | Low Demand Growth+High Gas Supply+Increased Demand Response+Reduced Rankine Availability+Constrained Operational Capacity+Low Wind & Solar | 871.2718 | 874.7761 | 874.7761
2028 | NIWCM | Low Demand Growth+High Gas Supply+Increased Demand Response+Reduced Rankine Availability+Constrained Operational Capacity+Low Wind & Solar | 986.508 | 1460.1905 | 1463.7607
2029 | NIWCM | Low Demand Growth+High Gas Supply+Increased Demand Response+Reduced Rankine Availability+Constrained Operational Capacity+Low Wind & Solar | 955.9719 | 1591.4682 | 1737.4933
2030 | NIWCM | Low Demand Growth+High Gas Supply+Increased Demand Response+Reduced Rankine Availability+Constrained Operational Capacity+Low Wind & Solar | 843.2095 | 1554.2908 | 1747.6043
2031 | NIWCM | Low Demand Growth+High Gas Supply+Increased Demand Response+Reduced Rankine Availability+Constrained Operational Capacity+Low Wind & Solar | 760.984 | 1486.4999 | 1737.7327
2032 | NIWCM | Low Demand Growth+High Gas Supply+Increased Demand Response+Reduced Rankine Availability+Constrained Operational Capacity+Low Wind & Solar | 643.4758 | 1372.3769 | 1652.0463
2033 | NIWCM | Low Demand Growth+High Gas Supply+Increased Demand Response+Reduced Rankine Availability+Constrained Operational Capacity+Low Wind & Solar | 531.4618 | 1263.3124 | 1554.571
2034 | NIWCM | Low Demand Growth+High Gas Supply+Increased Demand Response+Reduced Rankine Availability+Constrained Operational Capacity+Low Wind & Solar | 424.0916 | 1204.2731 | 1572.0622
2035 | NIWCM | Low Demand Growth+High Gas Supply+Increased Demand Response+Reduced Rankine Availability+Constrained Operational Capacity+Low Wind & Solar | 302.0879 | 1095.9998 | 1464.6283
2026 | SIWEM_PERC | Low Demand Growth+High Gas Supply+Increased Demand Response+Reduced Rankine Availability+Constrained Operational Capacity+Low Wind & Solar | 54.9387 | 55.0894 | 55.0894
2027 | SIWEM_PERC | Low Demand Growth+High Gas Supply+Increased Demand Response+Reduced Rankine Availability+Constrained Operational Capacity+Low Wind & Solar | 45.878 | 50.752 | 51.5946
2028 | SIWEM_PERC | Low Demand Growth+High Gas Supply+Increased Demand Response+Reduced Rankine Availability+Constrained Operational Capacity+Low Wind & Solar | 46.2912 | 67.7733 | 75.0567
2029 | SIWEM_PERC | Low Demand Growth+High Gas Supply+Increased Demand Response+Reduced Rankine Availability+Constrained Operational Capacity+Low Wind & Solar | 53.3736 | 65.8059 | 81.0457
2030 | SIWEM_PERC | Low Demand Growth+High Gas Supply+Increased Demand Response+Reduced Rankine Availability+Constrained Operational Capacity+Low Wind & Solar | 50.2289 | 64.3077 | 84.7616
2031 | SIWEM_PERC | Low Demand Growth+High Gas Supply+Increased Demand Response+Reduced Rankine Availability+Constrained Operational Capacity+Low Wind & Solar | 47.0681 | 60.8414 | 85.7839
2032 | SIWEM_PERC | Low Demand Growth+High Gas Supply+Increased Demand Response+Reduced Rankine Availability+Constrained Operational Capacity+Low Wind & Solar | 43.3117 | 58.1629 | 82.6702
2033 | SIWEM_PERC | Low Demand Growth+High Gas Supply+Increased Demand Response+Reduced Rankine Availability+Constrained Operational Capacity+Low Wind & Solar | 38.8612 | 55.8575 | 79.9883
2034 | SIWEM_PERC | Low Demand Growth+High Gas Supply+Increased Demand Response+Reduced Rankine Availability+Constrained Operational Capacity+Low Wind & Solar | 34.3057 | 53.6858 | 77.458
2035 | SIWEM_PERC | Low Demand Growth+High Gas Supply+Increased Demand Response+Reduced Rankine Availability+Constrained Operational Capacity+Low Wind & Solar | 28.2456 | 50.9362 | 74.2598
2026 | NZWEM_PERC | Low Demand Growth+High Gas Supply+Increased Demand Response+Reduced Rankine Availability+Upgraded HVDC | 21.707 | 21.7671 | 21.7671
2027 | NZWEM_PERC | Low Demand Growth+High Gas Supply+Increased Demand Response+Reduced Rankine Availability+Upgraded HVDC | 18.6904 | 20.6443 | 20.9821
2028 | NZWEM_PERC | Low Demand Growth+High Gas Supply+Increased Demand Response+Reduced Rankine Availability+Upgraded HVDC | 18.9921 | 27.6292 | 32.4197
2029 | NZWEM_PERC | Low Demand Growth+High Gas Supply+Increased Demand Response+Reduced Rankine Availability+Upgraded HVDC | 24.3879 | 36.7022 | 46.4452
2030 | NZWEM_PERC | Low Demand Growth+High Gas Supply+Increased Demand Response+Reduced Rankine Availability+Upgraded HVDC | 22.4123 | 37.0158 | 53.0337
2031 | NZWEM_PERC | Low Demand Growth+High Gas Supply+Increased Demand Response+Reduced Rankine Availability+Upgraded HVDC | 19.7892 | 34.162 | 56.4498
2032 | NZWEM_PERC | Low Demand Growth+High Gas Supply+Increased Demand Response+Reduced Rankine Availability+Upgraded HVDC | 17.9344 | 32.4926 | 55.5272
2033 | NZWEM_PERC | Low Demand Growth+High Gas Supply+Increased Demand Response+Reduced Rankine Availability+Upgraded HVDC | 16.2846 | 30.6163 | 55.2428
2034 | NZWEM_PERC | Low Demand Growth+High Gas Supply+Increased Demand Response+Reduced Rankine Availability+Upgraded HVDC | 14.5811 | 29.1524 | 53.3736
2035 | NZWEM_PERC | Low Demand Growth+High Gas Supply+Increased Demand Response+Reduced Rankine Availability+Upgraded HVDC | 12.3185 | 26.6787 | 50.375
2026 | NIWCM | Low Demand Growth+High Gas Supply+Increased Demand Response+Reduced Rankine Availability+Upgraded HVDC | 1312.2106 | 1313.0104 | 1313.0104
2027 | NIWCM | Low Demand Growth+High Gas Supply+Increased Demand Response+Reduced Rankine Availability+Upgraded HVDC | 1459.6952 | 1480.091 | 1484.6275
2028 | NIWCM | Low Demand Growth+High Gas Supply+Increased Demand Response+Reduced Rankine Availability+Upgraded HVDC | 1596.1139 | 2135.685 | 2166.8445
2029 | NIWCM | Low Demand Growth+High Gas Supply+Increased Demand Response+Reduced Rankine Availability+Upgraded HVDC | 1592.1577 | 2360.8998 | 2562.5481
2030 | NIWCM | Low Demand Growth+High Gas Supply+Increased Demand Response+Reduced Rankine Availability+Upgraded HVDC | 1496.8302 | 2348.9441 | 2696.5802
2031 | NIWCM | Low Demand Growth+High Gas Supply+Increased Demand Response+Reduced Rankine Availability+Upgraded HVDC | 1418.5768 | 2413.7302 | 2974.5059
2032 | NIWCM | Low Demand Growth+High Gas Supply+Increased Demand Response+Reduced Rankine Availability+Upgraded HVDC | 1300.7914 | 2314.209 | 2947.2604
2033 | NIWCM | Low Demand Growth+High Gas Supply+Increased Demand Response+Reduced Rankine Availability+Upgraded HVDC | 1192.0456 | 2205.0598 | 2943.305
2034 | NIWCM | Low Demand Growth+High Gas Supply+Increased Demand Response+Reduced Rankine Availability+Upgraded HVDC | 1090.2871 | 2144.2831 | 2994.9556
2035 | NIWCM | Low Demand Growth+High Gas Supply+Increased Demand Response+Reduced Rankine Availability+Upgraded HVDC | 971.2425 | 2035.1957 | 2923.6128
2026 | SIWEM_PERC | Low Demand Growth+High Gas Supply+Increased Demand Response+Reduced Rankine Availability+Upgraded HVDC | 57.443 | 57.443 | 57.443
2027 | SIWEM_PERC | Low Demand Growth+High Gas Supply+Increased Demand Response+Reduced Rankine Availability+Upgraded HVDC | 49.8386 | 55.2394 | 56.173
2028 | SIWEM_PERC | Low Demand Growth+High Gas Supply+Increased Demand Response+Reduced Rankine Availability+Upgraded HVDC | 50.5384 | 73.9934 | 86.7161
2029 | SIWEM_PERC | Low Demand Growth+High Gas Supply+Increased Demand Response+Reduced Rankine Availability+Upgraded HVDC | 64.3112 | 90.6294 | 107.5163
2030 | SIWEM_PERC | Low Demand Growth+High Gas Supply+Increased Demand Response+Reduced Rankine Availability+Upgraded HVDC | 58.8729 | 88.8152 | 111.4796
2031 | SIWEM_PERC | Low Demand Growth+High Gas Supply+Increased Demand Response+Reduced Rankine Availability+Upgraded HVDC | 52.0889 | 84.8173 | 112.4554
2032 | SIWEM_PERC | Low Demand Growth+High Gas Supply+Increased Demand Response+Reduced Rankine Availability+Upgraded HVDC | 47.2233 | 81.7205 | 108.8764
2033 | SIWEM_PERC | Low Demand Growth+High Gas Supply+Increased Demand Response+Reduced Rankine Availability+Upgraded HVDC | 42.8656 | 79.0532 | 105.7919
2034 | SIWEM_PERC | Low Demand Growth+High Gas Supply+Increased Demand Response+Reduced Rankine Availability+Upgraded HVDC | 38.2506 | 76.2691 | 102.8781
2035 | SIWEM_PERC | Low Demand Growth+High Gas Supply+Increased Demand Response+Reduced Rankine Availability+Upgraded HVDC | 32.1161 | 70.008 | 99.2001
2026 | NZWEM_PERC | Low Demand Growth+High Gas Supply+Increased Demand Response+Reduced Rankine Availability+Upgraded HVDC+Low Wind & Solar | 20.4447 | 20.499 | 20.499
2027 | NZWEM_PERC | Low Demand Growth+High Gas Supply+Increased Demand Response+Reduced Rankine Availability+Upgraded HVDC+Low Wind & Solar | 17.2576 | 19.0209 | 19.3257
2028 | NZWEM_PERC | Low Demand Growth+High Gas Supply+Increased Demand Response+Reduced Rankine Availability+Upgraded HVDC+Low Wind & Solar | 17.451 | 25.2457 | 29.5689
2029 | NZWEM_PERC | Low Demand Growth+High Gas Supply+Increased Demand Response+Reduced Rankine Availability+Upgraded HVDC+Low Wind & Solar | 22.8163 | 33.9295 | 42.7223
2030 | NZWEM_PERC | Low Demand Growth+High Gas Supply+Increased Demand Response+Reduced Rankine Availability+Upgraded HVDC+Low Wind & Solar | 20.8674 | 34.1022 | 48.5993
2031 | NZWEM_PERC | Low Demand Growth+High Gas Supply+Increased Demand Response+Reduced Rankine Availability+Upgraded HVDC+Low Wind & Solar | 18.2793 | 31.3143 | 51.4689
2032 | NZWEM_PERC | Low Demand Growth+High Gas Supply+Increased Demand Response+Reduced Rankine Availability+Upgraded HVDC+Low Wind & Solar | 16.4502 | 29.6515 | 50.5193
2033 | NZWEM_PERC | Low Demand Growth+High Gas Supply+Increased Demand Response+Reduced Rankine Availability+Upgraded HVDC+Low Wind & Solar | 14.8235 | 27.8194 | 50.1226
2034 | NZWEM_PERC | Low Demand Growth+High Gas Supply+Increased Demand Response+Reduced Rankine Availability+Upgraded HVDC+Low Wind & Solar | 13.144 | 26.4016 | 48.3376
2035 | NZWEM_PERC | Low Demand Growth+High Gas Supply+Increased Demand Response+Reduced Rankine Availability+Upgraded HVDC+Low Wind & Solar | 10.9125 | 23.9875 | 45.4482