## Contents
SDDP and Optgen inputs for BBI modelling
This workbook was automatically generated from the git repository for market model inputs - do not edit by hand
git-url: | ssh://git@gitlab.apps.transpower.co.nz:7999/gim/market-modelling/master-inputs/master_model_inputs.git
branch: | master
commit: | 0b859108
commit date: | Thu Jun 4 18:48:44 2026 +1200
1a. HVDC transmission losses - existing
1b. HVDC transmission losses - after 2028 reactive support investment
1c. HVDC transmission losses - after 2032 cable replacement
2a. Existing thermal generators
2b. Decommissioning of thermal generators
2c. Weekly cogeneration
2d. Fuel price
2e. Gas contract price
2f. Gas contract price for Environmental scenario
2g. Gas contract availability for Constraint scenario
2h. Gas contract availability for Environmental scenario
2i. Gas contract availability for Growth scenario
2j. Gas contract availability for Innovation scenario
2k. Gas contract availability for Reference scenario
2l. Potential future thermal generators
3a. Existing hydro generators
3b. Minimum outflow constraint
3c. Potential future hydro generators
4a. Existing geothermal generators
4b. Potential future geothermal generators
5a. Existing wind plants
5b. Wind plant repowering
5c. Potential future wind plants
5d. Target mean capacity factors for wind generation regions
6a. Existing solar plants
6b. Potential future solar plants
7a. Existing grid-scale battery plants
7b. Potential future grid-scale battery plants
8a. Forecast ETS carbon price
8b. CO2eq emission from geothermal plants with low reinjection
8c. CO2eq emission from geothermal plants with medium reinjection
8d. CO2eq emission from geothermal plants with high reinjection
9a. Chronological capital costs for the Constraint scenario
9b. Chronological capital costs for the Environmental scenario
9c. Chronological capital costs for the Growth scenario
9d. Chronological capital costs for the Innovation scenario
9e. Chronological capital costs for the Reference scenario
9f. Chronological fixed operating and maintenance costs for the Constraint scenario
9g. Chronological fixed operating and maintenance costs for the Environmental scenario
9h. Chronological fixed operating and maintenance costs for the Growth scenario
9i. Chronological fixed operating and maintenance costs for the Innovation scenario
9j. Chronological fixed operating and maintenance costs for the Reference scenario
10. Committed projects

## 1a. HVDC losses
1a. HVDC transmission losses - existing |  |  |  | Back to contents
Flow North (MW) | Loss North (%) | Flow South (MW) | Loss South (%)
0 - 50 | 0.23 | 0 - 50 | 0.23
50 - 100 | 0.69 | 50 - 100 | 0.7
100 - 150 | 1.14 | 100 - 150 | 1.17
150 - 200 | 1.6 | 150 - 200 | 1.64
200 - 250 | 2.06 | 200 - 250 | 2.11
250 - 300 | 2.51 | 250 - 300 | 2.57
300 - 350 | 2.97 | 300 - 350 | 3.04
350 - 400 | 3.43 | 350 - 400 | 3.51
400 - 450 | 3.89 | 400 - 450 | 3.98
450 - 500 | 4.34 | 450 - 500 | 4.45
500 - 550 | 4.8 | 500 - 550 | 4.92
550 - 600 | 5.26 | 550 - 600 | 5.38
600 - 650 | 5.71 | 600 - 650 | 5.85
650 - 700 | 6.17 | 650 - 700 | 6.32
700 - 750 | 6.63 | 700 - 750 | 6.79
750 - 800 | 7.09 | 750 - 762 | 7.08
800 - 850 | 7.54
850 - 900 | 8
900 - 950 | 8.46
950 - 1000 | 8.91
1000 - 1050 | 9.54
1050 - 1071 | 10.24

## 1b. HVDC losses 1200MW
1b. HVDC transmission losses - after 2028 reactive support investment |  |  |  | Back to contents
Flow North (MW) | Loss North (%) | Flow South (MW) | Loss South (%)
0 - 50 | 0.23 | 0 - 50 | 0.23
50 - 100 | 0.69 | 50 - 100 | 0.7
100 - 150 | 1.14 | 100 - 150 | 1.17
150 - 200 | 1.6 | 150 - 200 | 1.64
200 - 250 | 2.06 | 200 - 250 | 2.11
250 - 300 | 2.51 | 250 - 300 | 2.57
300 - 350 | 2.97 | 300 - 350 | 3.04
350 - 400 | 3.43 | 350 - 400 | 3.51
400 - 450 | 3.89 | 400 - 450 | 3.98
450 - 500 | 4.34 | 450 - 500 | 4.45
500 - 550 | 4.8 | 500 - 550 | 4.92
550 - 600 | 5.26 | 550 - 600 | 5.38
600 - 650 | 5.71 | 600 - 650 | 5.85
650 - 700 | 6.17 | 650 - 700 | 6.32
700 - 750 | 6.63 | 700 - 750 | 6.79
750 - 800 | 7.09 | 750 - 800 | 7.26
800 - 850 | 7.54 | 800 - 850 | 7.72
850 - 900 | 8 | 850 - 900 | 8.19
900 - 950 | 8.46 | 900 - 950 | 8.66
950 - 1000 | 8.91
1000 - 1050 | 9.54
1050 - 1100 | 10.53
1100 - 1150 | 11.53
1150 - 1200 | 12.52

## 1c. HVDC losses 1400MW
1c. HVDC transmission losses - after 2032 cable replacement |  |  |  | Back to contents
Flow North (MW) | Loss North (%) | Flow South (MW) | Loss South (%)
0 - 50 | 0.23 | 0 - 50 | 0.23
50 - 100 | 0.68 | 50 - 100 | 0.69
100 - 150 | 1.13 | 100 - 150 | 1.16
150 - 200 | 1.58 | 150 - 200 | 1.62
200 - 250 | 2.03 | 200 - 250 | 2.08
250 - 300 | 2.49 | 250 - 300 | 2.55
300 - 350 | 2.94 | 300 - 350 | 3.01
350 - 400 | 3.39 | 350 - 400 | 3.47
400 - 450 | 3.84 | 400 - 450 | 3.93
450 - 500 | 4.29 | 450 - 500 | 4.4
500 - 550 | 4.75 | 500 - 550 | 4.86
550 - 600 | 5.2 | 550 - 600 | 5.32
600 - 650 | 5.65 | 600 - 650 | 5.78
650 - 700 | 6.1 | 650 - 700 | 6.25
700 - 750 | 6.55 | 700 - 750 | 6.71
750 - 800 | 7.01 | 750 - 800 | 7.17
800 - 850 | 7.46 | 800 - 850 | 7.64
850 - 900 | 7.91 | 850 - 900 | 8.1
900 - 950 | 8.36 | 900 - 950 | 8.56
950 - 1000 | 8.82
1000 - 1050 | 9.27
1050 - 1100 | 9.72
1100 - 1150 | 10.17
1150 - 1200 | 10.62
1200 - 1250 | 11.08
1250 - 1300 | 11.53
1300 - 1350 | 11.98
1350 - 1400 | 12.43

## 2a. Existing thermal
2a. Existing thermal generators |  |  |  |  | Back to contents
Plant | Fuel | AltFuel1 | AltFuel2 | Capacity (MW) | Composite outage rate (%) | Heat rate (GJ/MWh) | Min generation (MW) | Variable operating and maintenance costs (2025 $/MWh)
E3p | Gas |  |  | 385 | 7 | 7.4 | 175 | 6.5
Edgcumbe | Gas |  |  | 10 | 0 | 11.5 | 0 | 6.1
Glenbrook | Process |  |  | 74 | 45 |  | 0 | 12
Hawera | Gas |  |  | 65 | 0 | 9.3 | 0 | 6.4
HuntC1 | Coal | Pellets |  | 240 | 22 | 10.9 | 100 | 14.5
HuntC2 | Coal | Pellets |  | 240 | 22 | 10.9 | 100 | 14.5
HuntC4 | Coal | Pellets |  | 240 | 22 | 10.9 | 170 | 14.5
JunctionRd | Gas | Biofuel | Diesel | 100 | 3 | 10.5 | 0 | 10.2
Kapuni | Gas |  |  | 22 | 0 | 9.3 | 0 | 6.4
McKee | Gas | Biofuel | Diesel | 100 | 3 | 10.5 | 0 | 11.7
P40 | Gas | Biofuel | Diesel | 45 | 3 | 10.5 | 0 | 12.1
SFDOCGT | Gas | Biofuel | Diesel | 200 | 3 | 8.9 | 0 | 11.7
TCC | Gas |  |  | 330 | 15 | 7.4 | 170 | 6.5
Whirinaki | Diesel |  |  | 155 | 3 | 10.9 | 0 | 14.5

## 2b. Retiring thermal
2b. Decommissioning of thermal generators |  |  |  |  | Back to contents
Plant | Const. | Env. | Growth | Innov. | Ref.
E3p | 2032 | 2032 | 2037 | 2032 | 2037
Edgcumb | 2026 | 2026 | 2026 | 2026 | 2026
Hawera | 2026 | 2026 | 2026 | 2026 | 2026
HuntC1 | 2040 | 2040 | 2036 | 2040 | 2036
HuntC2 | 2036 | 2036 | 2036 | 2036 | 2036
HuntC4 | 2036 | 2036 | 2036 | 2036 | 2036
Junctio | 2045 | 2045 | 2045 | 2045 | 2045
Kapuni | 2034 | 2034 | 2040 | 2040 | 2034
McKee | 2038 | 2038 | 2038 | 2038 | 2038
SFDOCGT | 2053 | 2035 | 2053 | 2035 | 2053
TCC | 2026 | 2026 | 2026 | 2026 | 2026
Whirina | 2039 | 2039 | 2039 | 2039 | 2039

## 2c. Cogeneration
2c. Weekly cogeneration |  |  |  |  | Back to contents
Mean weekly co-generation in MW
Plant | Wk 1 | Wk 2 | Wk 3 | Wk 4 | Wk 5 | Wk 6 | Wk 7 | Wk 8 | Wk 9 | Wk 10 | Wk 11 | Wk 12 | Wk 13 | Wk 14 | Wk 15 | Wk 16 | Wk 17 | Wk 18 | Wk 19 | Wk 20 | Wk 21 | Wk 22 | Wk 23 | Wk 24 | Wk 25 | Wk 26 | Wk 27 | Wk 28 | Wk 29 | Wk 30 | Wk 31 | Wk 32 | Wk 33 | Wk 34 | Wk 35 | Wk 36 | Wk 37 | Wk 38 | Wk 39 | Wk 40 | Wk 41 | Wk 42 | Wk 43 | Wk 44 | Wk 45 | Wk 46 | Wk 47 | Wk 48 | Wk 49 | Wk 50 | Wk 51 | Wk 52
Kapuni | 17.7752 | 17.9878 | 16.9317 | 14.864 | 16.615 | 19.7935 | 19.9877 | 19.9552 | 19.495 | 20.3143 | 20.1007 | 19.3454 | 18.8026 | 19.0368 | 19.0485 | 19.8663 | 19.2148 | 19.5675 | 20.2978 | 20.2964 | 20.4708 | 20.4273 | 18.4498 | 19.9818 | 18.4963 | 16.4169 | 12.1236 | 16.1729 | 13.5073 | 16.0055 | 16.3154 | 16.1153 | 18.5073 | 19.9647 | 21.2484 | 21.3903 | 21.3505 | 21.3078 | 21.0824 | 19.4446 | 21.0601 | 20.5586 | 20.7231 | 21.1163 | 19.9759 | 18.911 | 20.9113 | 19.6675 | 18.9598 | 16.9665 | 14.9147 | 18.0573
Hawera | 37.3728 | 37.8002 | 37.1402 | 36.9995 | 37.2201 | 37.2812 | 37.0093 | 34.2485 | 34.287 | 32.6603 | 33.6244 | 32.9876 | 31.5981 | 30.7988 | 32.7146 | 32.793 | 31.6612 | 29.8777 | 28.7708 | 29.2789 | 29.4967 | 27.4001 | 30.3707 | 27.8879 | 7.3745 | 12.9797 | 22.1896 | 26.9312 | 30.2719 | 30.7038 | 32.6758 | 30.7416 | 28.3276 | 31.0041 | 32.5479 | 33.2894 | 35.5641 | 36.2505 | 35.6163 | 33.8819 | 33.303 | 34.9627 | 35.0906 | 35.751 | 35.5245 | 35.0826 | 37.7075 | 37.3276 | 32.544 | 34.074 | 38.1899 | 36.7674
Edgcumbe | 1.5834 | 1.6155 | 1.7836 | 1.8203 | 1.9617 | 1.9662 | 1.9726 | 2.0756 | 2.1004 | 2.2401 | 1.6652 | 1.7799 | 2.0073 | 1.5368 | 1.1182 | 1.6444 | 1.7479 | 1.6246 | 1.1856 | 1.1305 | 0.883 | 0.8535 | 0.5581 | 0.734 | 0.919 | 1.1761 | 0.9808 | 1.2099 | 1.0003 | 0.7526 | 0.8216 | 1.8445 | 2.5514 | 3.129 | 2.5491 | 2.4542 | 2.1441 | 1.9932 | 2.1073 | 1.8894 | 1.8825 | 2.0415 | 1.9901 | 1.8072 | 1.862 | 1.7508 | 1.6841 | 1.6757 | 1.6609 | 1.7294 | 1.8175 | 1.935

## 2d. Fuel price
2d. Fuel price |  |  |  | Back to contents
Fuel price is given in 2025 NZD per GJ
Year | Diesel | Coal | Pellets
2025 | 28.46 | 11.6 | 22.98
2026 | 28.63 | 11.54 | 22.98
2027 | 28.79 | 11.48 | 22.98
2028 | 28.95 | 11.42 | 22.98
2029 | 29.12 | 11.36 | 22.98
2030 | 29.28 | 11.3 | 22.98
2031 | 29.44 | 11.24 | 22.98
2032 | 29.61 | 11.18 | 22.98
2033 | 29.77 | 11.12 | 22.98
2034 | 29.93 | 11.06 | 22.98
2035 | 30.1 | 11 | 22.98
2036 | 29.99 | 10.93 | 22.98
2037 | 29.88 | 10.86 | 22.98
2038 | 29.77 | 10.79 | 22.98
2039 | 29.66 | 10.72 | 22.98
2040 | 29.55 | 10.65 | 22.98
2041 | 29.44 | 10.58 | 22.98
2042 | 29.33 | 10.52 | 22.98
2043 | 29.22 | 10.45 | 22.98
2044 | 29.11 | 10.38 | 22.98
2045 | 29 | 10.31 | 22.98
2046 | 28.89 | 10.24 | 22.98
2047 | 28.78 | 10.17 | 22.98
2048 | 28.67 | 10.1 | 22.98
2049 | 28.56 | 10.03 | 22.98
2050 | 28.45 | 9.96 | 22.98
2051 | 28.34 | 9.89 | 22.98
2052 | 28.23 | 9.82 | 22.98
2053 | 28.12 | 9.75 | 22.98
2054 | 28.01 | 9.69 | 22.98
2055 | 27.9 | 9.62 | 22.98
2056 | 27.79 | 9.55 | 22.98
2057 | 27.68 | 9.48 | 22.98
2058 | 27.57 | 9.41 | 22.98
2059 | 27.46 | 9.34 | 22.98
2060 | 27.35 | 9.27 | 22.98

## 2e. Gas contract price
2e. Gas contract price |  |  | Back to contents
Fuel price is given in 2025 NZD per GJ
Year | Net_domestic | Spot_LNG
2025 | 10.25 | 25.72
2026 | 10.46 | 25.02
2027 | 10.66 | 24.33
2028 | 10.88 | 23.63
2029 | 11.09 | 22.93
2030 | 11.32 | 22.23
2031 | 11.54 | 21.54
2032 | 11.77 | 20.84
2033 | 12.01 | 20.14
2034 | 12.25 | 19.44
2035 | 12.49 | 18.75
2036 | 12.74 | 18.88
2037 | 13 | 19.01
2038 | 13.26 | 19.14
2039 | 13.52 | 19.27
2040 | 13.8 | 19.4
2041 | 14.07 | 19.53
2042 | 14.35 | 19.66
2043 | 14.64 | 19.79
2044 | 14.93 | 19.92
2045 | 15.23 | 20.05
2046 | 15.54 | 20.18
2047 | 15.85 | 20.31
2048 | 16.16 | 20.44
2049 | 16.49 | 20.57
2050 | 16.82 | 20.7
2051 | 17.15 | 20.7
2052 | 17.5 | 20.7
2053 | 17.85 | 20.7
2054 | 18.2 | 20.7
2055 | 18.57 | 20.7
2056 | 18.94 | 20.7
2057 | 19.32 | 20.7
2058 | 19.7 | 20.7
2059 | 20.1 | 20.7
2060 | 20.5 | 20.7

## 2f. Gas cont. price (Env.)
2f. Gas contract price for Environmental scenario |  |  |  |  | Back to contents
Fuel price is given in 2025 NZD per GJ
Year | Biodiesel | Biogas | Net_domestic | Spot_LNG
2025 | 60 | 35 | 10.25 | 25.72
2026 | 60 | 35 | 10.46 | 25.02
2027 | 60 | 35 | 10.66 | 24.33
2028 | 60 | 35 | 10.88 | 23.63
2029 | 60 | 35 | 11.09 | 22.93
2030 | 60 | 35 | 11.32 | 22.23
2031 | 60 | 35 | 11.54 | 21.54
2032 | 60 | 35 | 11.77 | 20.84
2033 | 60 | 35 | 12.01 | 20.14
2034 | 60 | 35 | 12.25 | 19.44
2035 | 60 | 35 | 12.49 | 18.75
2036 | 60 | 35 | 12.74 | 18.88
2037 | 60 | 35 | 13 | 19.01
2038 | 60 | 35 | 13.26 | 19.14
2039 | 60 | 35 | 13.52 | 19.27
2040 | 60 | 35 | 13.8 | 19.4
2041 | 60 | 35 | 14.07 | 19.53
2042 | 60 | 35 | 14.35 | 19.66
2043 | 60 | 35 | 14.64 | 19.79
2044 | 60 | 35 | 14.93 | 19.92
2045 | 60 | 35 | 15.23 | 20.05
2046 | 60 | 35 | 15.54 | 20.18
2047 | 60 | 35 | 15.85 | 20.31
2048 | 60 | 35 | 16.16 | 20.44
2049 | 60 | 35 | 16.49 | 20.57
2050 | 60 | 35 | 16.82 | 20.7
2051 | 60 | 35 | 17.15 | 20.7
2052 | 60 | 35 | 17.5 | 20.7
2053 | 60 | 35 | 17.85 | 20.7
2054 | 60 | 35 | 18.2 | 20.7
2055 | 60 | 35 | 18.57 | 20.7
2056 | 60 | 35 | 18.94 | 20.7
2057 | 60 | 35 | 19.32 | 20.7
2058 | 60 | 35 | 19.7 | 20.7
2059 | 60 | 35 | 20.1 | 20.7
2060 | 60 | 35 | 20.5 | 20.7

## 2g. Gas cont. avail. (Const.)
2g. Gas contract availability for Constraint scenario |  |  | Back to contents
Gas availability is given in TJ per week
Year | Net_domestic | Spot_LNG
2025 | 592 | 0
2026 | 581.79 | 0
2027 | 1060.12 | 0
2028 | 783.01 | 0
2029 | 651.82 | 0
2030 | 523.19 | 0
2031 | 412.54 | 0
2032 | 344.43 | 0
2033 | 254.4 | 0
2034 | 153.83 | 0
2035 | 16.58 | 0
2036 | 0 | 0
2037 | 0 | 0
2038 | 0 | 0
2039 | 0 | 0
2040 | 0 | 0
2041 | 0 | 0
2042 | 0 | 0
2043 | 0 | 0
2044 | 0 | 0
2045 | 0 | 0
2046 | 0 | 0
2047 | 0 | 0
2048 | 0 | 0
2049 | 0 | 0
2050 | 0 | 0
2051 | 0 | 0
2052 | 0 | 0
2053 | 0 | 0
2054 | 0 | 0
2055 | 0 | 0
2056 | 0 | 0
2057 | 0 | 0
2058 | 0 | 0
2059 | 0 | 0
2060 | 0 | 0

## 2h. Gas cont. avail. (Env.)
2h. Gas contract availability for Environmental scenario |  |  |  |  | Back to contents
Gas availability is given in TJ per week
Year | Biodiesel | Biogas | Net_domestic | Spot_LNG
2025 | 9999 | 0 | 622.77 | 0
2026 | 9999 | 0 | 624.1 | 0
2027 | 9999 | 0 | 1119.73 | 0
2028 | 9999 | 0 | 865.7 | 0
2029 | 9999 | 0 | 763.36 | 0
2030 | 9999 | 0 | 665.5 | 0
2031 | 9999 | 0 | 591.38 | 0
2032 | 9999 | 0 | 557.9 | 0
2033 | 9999 | 0 | 496.7 | 0
2034 | 9999 | 0 | 417.3 | 0
2035 | 9999 | 48.08 | 287.74 | 0
2036 | 9999 | 96.15 | 220.74 | 0
2037 | 9999 | 144.23 | 164.54 | 0
2038 | 9999 | 192.31 | 128.18 | 0
2039 | 9999 | 240.38 | 56.66 | 0
2040 | 9999 | 288.46 | 36.18 | 0
2041 | 9999 | 288.46 | 17.69 | 0
2042 | 9999 | 288.46 | 0.79 | 0
2043 | 9999 | 288.46 | 0 | 0
2044 | 9999 | 288.46 | 0 | 0
2045 | 9999 | 288.46 | 0 | 0
2046 | 9999 | 288.46 | 0 | 0
2047 | 9999 | 288.46 | 0 | 0
2048 | 9999 | 288.46 | 0 | 0
2049 | 9999 | 288.46 | 0 | 0
2050 | 9999 | 288.46 | 0 | 0
2051 | 9999 | 288.46 | 0 | 0
2052 | 9999 | 288.46 | 0 | 0
2053 | 9999 | 288.46 | 0 | 0
2054 | 9999 | 288.46 | 0 | 0
2055 | 9999 | 288.46 | 0 | 0
2056 | 9999 | 288.46 | 0 | 0
2057 | 9999 | 288.46 | 0 | 0
2058 | 9999 | 288.46 | 0 | 0
2059 | 9999 | 288.46 | 0 | 0
2060 | 9999 | 288.46 | 0 | 0

## 2i. Gas cont. avail. (Growth)
2i. Gas contract availability for Growth scenario |  |  | Back to contents
Gas availability is given in TJ per week
Year | Net_domestic | Spot_LNG
2025 | 592 | 0
2026 | 581.79 | 0
2027 | 1060.12 | 0
2028 | 783.01 | 3846.15
2029 | 651.82 | 3846.15
2030 | 523.19 | 3846.15
2031 | 412.54 | 3846.15
2032 | 344.43 | 3846.15
2033 | 254.4 | 3846.15
2034 | 192.31 | 3846.15
2035 | 192.31 | 3846.15
2036 | 192.31 | 3846.15
2037 | 192.31 | 3846.15
2038 | 192.31 | 3846.15
2039 | 192.31 | 3846.15
2040 | 192.31 | 3846.15
2041 | 192.31 | 3846.15
2042 | 192.31 | 3846.15
2043 | 192.31 | 3846.15
2044 | 192.31 | 3846.15
2045 | 192.31 | 3846.15
2046 | 192.31 | 3846.15
2047 | 192.31 | 3846.15
2048 | 192.31 | 3846.15
2049 | 192.31 | 3846.15
2050 | 192.31 | 3846.15
2051 | 192.31 | 3846.15
2052 | 192.31 | 3846.15
2053 | 192.31 | 3846.15
2054 | 192.31 | 3846.15
2055 | 192.31 | 3846.15
2056 | 192.31 | 3846.15
2057 | 192.31 | 3846.15
2058 | 192.31 | 3846.15
2059 | 192.31 | 3846.15
2060 | 192.31 | 3846.15

## 2j. Gas cont. avail. (Innov.)
2j. Gas contract availability for Innovation scenario |  |  | Back to contents
Gas availability is given in TJ per week
Year | Net_domestic | Spot_LNG
2025 | 622.77 | 0
2026 | 624.1 | 0
2027 | 1119.73 | 0
2028 | 865.7 | 0
2029 | 763.36 | 0
2030 | 665.5 | 0
2031 | 591.38 | 0
2032 | 557.9 | 0
2033 | 496.7 | 0
2034 | 417.3 | 0
2035 | 287.74 | 0
2036 | 220.74 | 0
2037 | 192.31 | 0
2038 | 192.31 | 0
2039 | 192.31 | 0
2040 | 192.31 | 0
2041 | 192.31 | 0
2042 | 192.31 | 0
2043 | 192.31 | 0
2044 | 192.31 | 0
2045 | 192.31 | 0
2046 | 192.31 | 0
2047 | 192.31 | 0
2048 | 192.31 | 0
2049 | 192.31 | 0
2050 | 192.31 | 0
2051 | 192.31 | 0
2052 | 192.31 | 0
2053 | 192.31 | 0
2054 | 192.31 | 0
2055 | 192.31 | 0
2056 | 192.31 | 0
2057 | 192.31 | 0
2058 | 192.31 | 0
2059 | 192.31 | 0
2060 | 192.31 | 0

## 2k. Gas cont. avail. (Ref.)
2k. Gas contract availability for Reference scenario |  |  | Back to contents
Gas availability is given in TJ per week
Year | Net_domestic | Spot_LNG
2025 | 592 | 0
2026 | 581.79 | 0
2027 | 1060.12 | 0
2028 | 783.01 | 3846.15
2029 | 651.82 | 3846.15
2030 | 523.19 | 3846.15
2031 | 412.54 | 3846.15
2032 | 344.43 | 3846.15
2033 | 254.4 | 3846.15
2034 | 153.83 | 3846.15
2035 | 16.58 | 3846.15
2036 | 0 | 3846.15
2037 | 0 | 3846.15
2038 | 0 | 3846.15
2039 | 0 | 3846.15
2040 | 0 | 3846.15
2041 | 0 | 3846.15
2042 | 0 | 3846.15
2043 | 0 | 3846.15
2044 | 0 | 3846.15
2045 | 0 | 3846.15
2046 | 0 | 3846.15
2047 | 0 | 3846.15
2048 | 0 | 3846.15
2049 | 0 | 3846.15
2050 | 0 | 3846.15
2051 | 0 | 3846.15
2052 | 0 | 3846.15
2053 | 0 | 3846.15
2054 | 0 | 3846.15
2055 | 0 | 3846.15
2056 | 0 | 3846.15
2057 | 0 | 3846.15
2058 | 0 | 3846.15
2059 | 0 | 3846.15
2060 | 0 | 3846.15

## 2l. Future thermal
2l. Potential future thermal generators |  |  |  |  | Back to contents
Plant | Fuel | AltFuel1 | AltFuel2 | Capacity (MW) | Composite outage rate (%) | Heat rate (GJ/MWh) | Min generation (MW) | Variable operating and maintenance costs (2025 $/MWh)
BRB_recip | Diesel | Biofuel |  | 600 | 3 | 7.9 | 0 | 9.8
HLY_recip | Gas | Biofuel | Diesel | 600 | 3 | 7.9 | 0 | 9.8
NewHLYOCGT | Gas | Biofuel | Diesel | 1000 | 3 | 10.1 | 0 | 18.3
NewHLYRank | Coal | Pellets |  | 700 | 3 | 8.6 | 0 | 8.2
NewSFDOCGT | Gas | Biofuel | Diesel | 600 | 3 | 10.1 | 0 | 18.3
OTOpeakers | Gas | Biofuel | Diesel | 360 | 3 | 10.1 | 0 | 18.3

## 3a. Existing hydro
3a. Existing hydro generators |  |  |  |  | Back to contents
Plant | Capacity (MW) | Mean production coefficient (MW/cumecs) | Max turbining outflow (cumecs) | Composite outage rate (%) | Modulation factor | Min. storage (hm^3) | Max. storage (hm^3) | Mode
Aniwhenua | 25 | 0.23 | 108.4 | 2 | 0.9 | 0 | 3.6758 | run of river
Arapuni1-5 | 120 | 0.453 | 251 | 2 | 1 | 0 | 0 | run of river
Arapuni6-8 | 72 | 0.453 | 150.7 | 2 | 1 | 0 | 0 | run of river
Aratiatia | 90 | 0.288 | 326.2 | 2 | 0.9 | 0 | 0.9 | run of river
Argyle | 3.8 | 0.0884 | 43 | 2 | 0.8 | 0 | 2.9162 | run of river
Atiamuri | 84 | 0.2 | 420 | 2 | 0.9 | 0 | 8.3 | run of river
Aviemore | 220 | 0.31 | 709.7 | 2 | 0.8 | 0 | 16.66 | run of river
Benmore | 540 | 0.818 | 660.1 | 2 | 0.5 | 0 | 68.25 | run of river
BranchRiver | 7 | 0.1628 | 43 | 2 | 0.8 | 0 | 2.9162 | run of river
Clyde | 432 | 0.5 | 902.648 | 2 | 0.9 | 0 | 30.6082 | run of river
Cobb | 32 | 4.65 | 7.6824 | 2 | 0 | 0 | 24.02 | storage
Coleridge | 39 | 1.2 | 32.4617 | 2 | 0 | 0 | 137.6 | storage
Highbank | 27 | 0.80162 | 31.436 | 2 | 0.9 | 0 | 1.066 | run of river
Kaimai | 38 | 1.57 | 25.5 | 2 | 0.9 | 0 | 0.86469 | run of river
Kaitawa | 36 | 1.02 | 35.3 | 2 | 1 | 0 | 0.177 | run of river
Karapiro | 112.5 | 0.259 | 371 | 2 | 0.9 | 0 | 19.1 | run of river
L Arapuni | 0 | 0 | 9999 | 0 | 0.8 | 0 | 31.4 | run of river
L Tokaanu | 0 | 0 | 9999 | 0 | 0.7 | 0 | 7.5482 | run of river
L Waikaremo | 0 | 0 | 9999 | 0 | 0 | 0 | 160.95 | storage
LRoxburgh | 0 | 0 | 9999 | 0 | 0.6 | 0 | 41.9499 | run of river
LWanaka | 0 | 0 | 9999 | 0 | 0 | 0 | 2 | run of river
L_Mahinerngi | 0 | 0 | 9999 | 0 | 0 | 3.81 | 140.56 | storage
Lake Taupo | 0 | 0 | 250 | 0 | 0 | 0 | 764 | storage
Lake Waitaki | 0 | 0 | 9999 | 0 | 0 | 0 | 11.89 | run of river
LakeHawea | 0 | 0 | 200 | 0 | 0 | 0 | 1142 | storage
LakeOhau | 0 | 0 | 180 | 0 | 0 | 0 | 30.22 | run of river
LakePukaki | 0 | 0 | 480 | 0 | 0 | 0 | 2425 | storage
LakeRuatani | 0 | 0 | 9999 | 0 | 0 | 0 | 1.44 | run of river
LakeScott | 0 | 0 | 9999 | 0 | 1 | 0 | 0 | run of river
LakeTekapo | 0 | 0 | 9999 | 0 | 0 | 0 | 699.83 | storage
Manapouri | 800 | 1.531 | 522.5 | 2 | 0 | 0 | 1029.1 | storage
Mangahao | 42 | 1.4 | 21.4 | 2 | 0.85 | 0 | 1.0885 | run of river
Maraetai | 360 | 0.488 | 722 | 2 | 0.9 | 0 | 17.2 | run of river
Matahina | 80 | 0.509 | 157 | 2 | 0.92 | 0 | 6.9 | run of river
Matiri | 0 | 0.008 | 640 | 2 | 0.8 | 0 | 43.4039 | run of river
Ohakuri | 112 | 0.272 | 390 | 2 | 0.5 | 0 | 27.4 | run of river
OhauA | 264 | 0.501 | 526.9 | 2 | 1 | 0 | 0 | run of river
OhauB | 212 | 0.417 | 508.4 | 2 | 0.9 | 0 | 17.2395 | run of river
OhauC | 212 | 0.417 | 508.4 | 2 | 1 | 0 | 0 | run of river
Patea | 32 | 0.64 | 49.2 | 2 | 0.8 | 0 | 3.3367 | run of river
Piripaua | 42 | 0.9 | 46.7 | 2 | 1 | 0 | 0 | run of river
Rangipo | 120 | 1.8 | 66.7 | 2 | 0.98 | 0 | 0.45235 | run of river
Roxburgh1_5 | 200 | 0.382 | 515.5 | 2 | 1 | 0 | 0 | run of river
Roxburgh6_8 | 120 | 0.382 | 309.28 | 2 | 1 | 0 | 0 | run of river
TekapoA | 30 | 0.232 | 129.3 | 2 | 1 | 0 | 0 | run of river
TekapoB | 160 | 1.285 | 124.5 | 2 | 1 | 0 | 0 | run of river
Tokaanu1-2 | 120 | 1.52 | 74.2 | 2 | 0.9 | 0 | 2.5161 | run of river
Tokaanu3-4 | 120 | 1.52 | 74.2 | 2 | 0.9 | 0 | 2.5161 | run of river
Tuai | 60 | 1.7 | 35.3 | 2 | 1 | 0 | 0 | run of river
UpCluthaJn | 0 | 0 | 9999 | 0 | 1 | 0 | 0 | run of river
UpOhauRv | 0 | 0 | 9999 | 0 | 1 | 0 | 0 | run of river
UpperFraser | 0 | 0.023 | 435 | 2 | 0.8 | 0 | 29.5011 | run of river
Waipapa | 51 | 0.134 | 381 | 2 | 1 | 0 | 6 | run of river
Waipori1A | 12 | 0.6 | 20 | 2 | 1 | 0 | 0 | run of river
Waipori2A1 | 19 | 1.5 | 12.5 | 2 | 1 | 0 | 0 | run of river
Waipori2A2 | 19 | 1.5 | 12.5 | 2 | 1 | 0 | 0 | run of river
Waipori2A3 | 19 | 1.5 | 12.5 | 2 | 1 | 0 | 0 | run of river
Waipori3 | 7 | 0.35 | 20 | 2 | 1 | 0 | 0 | run of river
Waipori4 | 8 | 0.4 | 20 | 2 | 1 | 0 | 0 | run of river
Waitaki | 105 | 0.162 | 555.6 | 2 | 0.8 | 0 | 37.68 | run of river
Whakamaru | 124 | 0.3696 | 335.8 | 2 | 0.9 | 0 | 17.5 | run of river
Wheao | 26.1 | 0.963 | 28.8 | 2 | 0.95 | 0 | 0.48829 | run of river

## 3b. Min. outflow
3b. Minimum outflow constraint |  |  |  |  | Back to contents
Outflow contraints are given in cumecs
Plant | Wk 1 | Wk 2 | Wk 3 | Wk 4 | Wk 5 | Wk 6 | Wk 7 | Wk 8 | Wk 9 | Wk 10 | Wk 11 | Wk 12 | Wk 13 | Wk 14 | Wk 15 | Wk 16 | Wk 17 | Wk 18 | Wk 19 | Wk 20 | Wk 21 | Wk 22 | Wk 23 | Wk 24 | Wk 25 | Wk 26 | Wk 27 | Wk 28 | Wk 29 | Wk 30 | Wk 31 | Wk 32 | Wk 33 | Wk 34 | Wk 35 | Wk 36 | Wk 37 | Wk 38 | Wk 39 | Wk 40 | Wk 41 | Wk 42 | Wk 43 | Wk 44 | Wk 45 | Wk 46 | Wk 47 | Wk 48 | Wk 49 | Wk 50 | Wk 51 | Wk 52
Karapiro | 148 | 148 | 148 | 148 | 148 | 148 | 148 | 148 | 148 | 148 | 148 | 148 | 148 | 148 | 148 | 148 | 148 | 148 | 148 | 148 | 148 | 148 | 148 | 148 | 148 | 148 | 148 | 148 | 148 | 148 | 148 | 148 | 148 | 148 | 148 | 148 | 148 | 148 | 148 | 148 | 148 | 148 | 148 | 148 | 148 | 148 | 148 | 148 | 148 | 148 | 148 | 148
UpOhauRv | 12 | 12 | 12 | 12 | 12 | 12 | 12 | 12 | 12 | 12 | 12 | 12 | 12 | 12 | 12 | 12 | 12 | 8 | 8 | 8 | 8 | 8 | 8 | 8 | 8 | 8 | 8 | 8 | 8 | 8 | 8 | 8 | 8 | 8 | 8 | 8 | 8 | 8 | 8 | 8 | 8 | 8 | 8 | 12 | 12 | 12 | 12 | 12 | 12 | 12 | 12 | 12
LRoxburgh | 250 | 250 | 250 | 250 | 250 | 250 | 250 | 250 | 250 | 250 | 250 | 250 | 250 | 250 | 250 | 250 | 250 | 250 | 250 | 250 | 250 | 250 | 250 | 250 | 250 | 250 | 250 | 250 | 250 | 250 | 250 | 250 | 250 | 250 | 250 | 250 | 250 | 250 | 250 | 250 | 250 | 250 | 250 | 250 | 250 | 250 | 250 | 250 | 250 | 250 | 250 | 250
Lake Waitaki | 170 | 170 | 170 | 170 | 170 | 170 | 170 | 170 | 170 | 170 | 170 | 170 | 170 | 172 | 172 | 172 | 172 | 162 | 162 | 162 | 162 | 158 | 158 | 158 | 158 | 158 | 158 | 158 | 158 | 158 | 162 | 162 | 162 | 162 | 172 | 172 | 172 | 172 | 172 | 170 | 170 | 170 | 170 | 170 | 170 | 170 | 170 | 170 | 170 | 170 | 170 | 170

## 3c. Future hydro
3c. Potential future hydro generators |  |  |  |  | Back to contents
Plant | Capacity (MW) | Mean production coefficient (MW/cumecs) | Max turbining outflow (cumecs) | Composite outage rate (%) | Modulation factor | Min. storage (hm^3) | Max. storage (hm^3) | Mode
ArnoldValley | 46 | 0.06 | 773.9 | 2 | 0.5 | 0 | 131.212 | run of river
Barnego | 80 | 0.0864 | 925.94 | 2 | 1 | 0 | 0 | run of river
Dumbarton | 100 | 0.108 | 925.94 | 2 | 1 | 0 | 0 | run of river
GreyRiver | 250 | 0.323 | 773.9 | 2 | 0.3 | 0 | 183.697 | run of river
HaastRiver | 60 | 0.08 | 773.9 | 2 | 1 | 0 | 0 | run of river
HaweaGates | 17 | 0.24 | 73 | 2 | 0.5 | 0 | 12.3769 | run of river
HaweaRiver | 80 | 0.168 | 474.9 | 2 | 1 | 0 | 0 | run of river
LoWaiauSth | 60 | 0.0817 | 734.58 | 2 | 1 | 0 | 0 | run of river
Luggate | 80 | 0.168 | 474.9 | 2 | 1 | 0 | 0 | run of river
Mohaka | 70 | 0.4872 | 143.67 | 2 | 1 | 0 | 0 | run of river
Mokihinui | 100 | 10.2 | 9.8 | 2 | 1 | 0 | 0 | run of river
Motu | 80 | 0.5568 | 143.67 | 2 | 1 | 0 | 0 | run of river
Ngakawau | 24 | 2.45 | 9.8 | 2 | 1 | 0 | 0 | run of river
NorthBank | 260 | 0.16 | 654.78 | 2 | 0.5 | 0 | 111.016 | run of river
Pukaki | 35 | 0.12 | 302 | 2 | 0.8 | 0 | 20.4812 | run of river
Queensberry | 110 | 0.232 | 474.9 | 2 | 1 | 0 | 0 | run of river
Rakaia | 3 | 0.0668 | 44.91 | 2 | 1 | 0 | 0 | run of river
TaramTaipo | 80 | 0.103 | 773.9 | 2 | 1 | 0 | 0 | run of river
Tuapeka | 350 | 0.378 | 925.9 | 2 | 0.5 | 0 | 156.983 | run of river
UpWaiauSth | 80 | 0.1089 | 734.58 | 2 | 1 | 0 | 0 | run of river
WaiauCntbry | 65 | 0.38 | 170.8 | 2 | 1 | 0 | 0 | run of river
WaimakaA | 50 | 2.1 | 24.3 | 2 | 1 | 0 | 0 | run of river
WaimakaB | 84 | 3.5 | 24.3 | 2 | 0.9 | 0 | 0.824 | run of river
Wairau | 72 | 1.473 | 48.865 | 2 | 0.8 | 0 | 3.314 | run of river
Whangaehu | 50 | 0.5242 | 95.38 | 2 | 1 | 0 | 0 | run of river

## 4a. Existing geothermal
4a. Existing geothermal generators |  |  | Back to contents
Plant | Capacity (MW) | Composite outage rate (%)
Kawerau_KAG | 109 | 10
Kawerau_TAM | 27 | 10
Mokai12 | 100 | 5
NGA_OEC1 | 25 | 10
NGB_OEC4 | 32 | 10
NgaAwaPurua | 135 | 10
Ngatamariki | 86 | 10
Ohaaki | 40 | 10
Onepu_KA24 | 8 | 10
Onepu_TA2 | 16 | 10
Onepu_TA3 | 8 | 10
Onepu_TOPP1 | 24 | 10
Poihipi | 38 | 25
Rotokawa | 32 | 25
TauharaB | 170 | 10
TeHuka | 28 | 10
TeHuka3 | 51 | 10
TeMihi1 | 166 | 10
WairakiNet | 137 | 10

## 4b. Future geothermal
4b. Potential future geothermal generators |  |  | Back to contents
Plant | Capacity (MW) | Composite outage rate (%)
Kawerau2 | 55 | 10
Mangakino | 25 | 10
Mokai4 | 25 | 10
Ngatamariki2 | 46 | 10
Ngawha3 | 25 | 10
Ngawha4 | 25 | 10
Ngawha5 | 25 | 10
Ngawha6 | 25 | 10
Reporoa1 | 25 | 10
Reporoa2 | 25 | 10
Rotokawa3 | 50 | 10
Rotokawa4 | 50 | 10
Rotoma1 | 25 | 10
Taheke1 | 25 | 10
Taheke2 | 25 | 10
Taheke3 | 25 | 10
Tauhara2 | 50 | 10
Tauhara3 | 100 | 10
TeMihi2 | 101 | 10
TeMihi3 | 101 | 10
Tikitere1 | 50 | 10
Tikitere2 | 50 | 10
TokaanuGeo1 | 20 | 10
TokaanuGeo2 | 100 | 10
WRKreduced | 67 | 10
WRKrtrd | 0 | 10

## 5a. Existing wind
5a. Existing wind plants |  |  | Back to contents
Plant | Capacity (MW) | Region
Harapaki | 176.3 | W_HawkesBa
KaiwDwns1 | 43 | W_Southlan
Mahiner_s1 | 36 | W_Otago
MillCreek | 60 | W_Wellingt
TaraW1 | 34.3 | W_Manawatu
TaraW2 | 33.7 | W_Manawatu
TaraW3 | 93 | W_Manawatu
TeApiti | 90.8 | W_Manawatu
TeReHau | 46 | W_Manawatu
TeUku | 67 | W_Waikato
Turitea | 221.4 | W_Manawatu
Waipipi | 130 | W_Taranaki
WestWind | 142.6 | W_Wellingt
WhiteHill | 58 | W_Southlan

## 5b. Wind repowering
5b. Wind plant repowering |  |  | Back to contents
Plant | Capacity (MW) | Year
Harapaki | 176 | 2054
KaiwDwns1 | 43 | 2053
Mahiner_s1 | 40 | 2041
MillCreek | 88 | 2044
TaraW1 | 70 | 2029
TaraW2 | 70 | 2034
TaraW3 | 104 | 2037
TeApiti | 185 | 2034
TeReHau | 170 | 2030
TeUku | 94 | 2041
Turitea | 222 | 2053
Waipipi | 133 | 2051
WestWind | 208 | 2039
WhiteHill | 97 | 2037

## 5c. Future wind
5c. Potential future wind plants |  |  | Back to contents
Plant | Capacity (MW) | Region
W_AwaruaQuad | 42 | W_Southlan
W_CastleHill | 300 | W_Manawatu
W_Edendale | 259 | W_Southlan
W_GlenMasse1 | 136 | W_Waikato
W_GlenMasse2 | 192 | W_Waikato
W_Hapuakohe | 230 | W_Waikato
W_Huriwaka | 300 | W_Manawatu
W_Jericho | 35 | W_Southlan
W_Kaihiku | 300 | W_Southlan
W_Kaimai | 152 | W_Waikato
W_Kaiwaikawe | 77 | W_Northlan
W_KaiweraDow | 152 | W_Southlan
W_Kapuni | 24 | W_Taranaki
W_Kinleith | 350 | W_BOPTaupo
W_Kohi | 366 | W_Taranaki
W_Kupe | 216 | W_Taranaki
W_Kurow | 130 | W_Otago
W_Mahinerang | 180 | W_Otago
W_Mamaku_s1 | 168 | W_BOPTaupo
W_Mamaku_s2 | 144 | W_BOPTaupo
W_Manawatu | 200 | W_Manawatu
W_Mangapapa | 450 | W_BOPTaupo
W_Motorimu | 168 | W_Manawatu
W_MtCass | 94.6 | W_NCanterb
W_MtMunro | 90 | W_Manawatu
W_Ototoka | 150 | W_Taranaki
W_Otupaefarm | 400 | W_Manawatu
W_Pahiatua | 47.3 | W_Manawatu
W_Puketoi | 228 | W_Manawatu
W_Ratahiwi | 90 | W_Manawatu
W_Ruarangi | 120 | W_Northlan
W_Santoft | 250 | W_Manawatu
W_Southland | 330 | W_Southlan
W_Tairawhiti | 80 | W_Eastland
W_Taumatatot | 40 | W_Waikato
W_TeRereHaue | 45 | W_Manawatu
W_Vernon | 100 | W_Marlboro
W_Waiinu | 350 | W_Taranaki
W_Waikokowai | 300 | W_Waikato
W_Waiuku | 86 | W_Auckland
W_genRAuckla | 200 | W_Auckland
W_genRCanter | 200 | W_NCanterb
W_genRGisbor | 200 | W_Eastland
W_genRManaw1 | 200 | W_Manawatu
W_genRManaw2 | 200 | W_Manawatu
W_genRMarlbo | 200 | W_Marlboro
W_genRNorthl | 200 | W_Northlan
W_genROtago1 | 200 | W_Otago
W_genRSouthl | 200 | W_Southlan
W_genRTarana | 200 | W_Taranaki
W_genRWaikat | 200 | W_Waikato
W_genRWairar | 200 | W_Wairarap

## 5d. Wind mean cap. fac.
5d. Target mean capacity factors for wind generation regions |  | Back to contents
Region | Mean capacity factor
W_Auckland | 0.41027
W_BOPTaupo | 0.38
W_Eastland | 0.42
W_HawkesBa | 0.41
W_Manawatu | 0.38
W_Marlboro | 0.43
W_NCanterb | 0.43
W_Northlan | 0.41
W_Otago | 0.4
W_Southlan | 0.43
W_Taranaki | 0.43
W_Waikato | 0.40155
W_Wairarap | 0.47
W_Wellingt | 0.47

## 6a. Existing solar
6a. Existing solar plants |  |  | Back to contents
Plant | Capacity (MW) | Region
Kohira_LS | 24 | S_FarNorth
Lauriston | 47 | S_NCanterb
RangitaikiLS | 24 | S_BOPTaupo
TeHerengaLS | 33 | S_BOPTaupo
TePunaMauri | 14 | S_Northlan

## 6b. Future solar
6b. Potential future solar plants |  |  | Back to contents
Plant | Capacity (MW) | Region
S_Albury | 22.1 | S_SCanterb
S_AnniesWay | 61 | S_Waikato
S_Argyle_s1 | 28 | S_Marlboro
S_Argyle_s2 | 37 | S_Marlboro
S_Ariki150M | 150 | S_BOPTaupo
S_Ashbourne2 | 17 | S_Waikato
S_Ashley | 54.6 | S_NCanterb
S_Auckland | 25.5 | S_Northlan
S_BalmoralSt | 74.6 | S_SCanterb
S_BlackPoint | 134.8 | S_Otago
S_BridgeStre | 43 | S_HawkesBa
S_Bunnythor1 | 300 | S_Manawatu
S_Bunnythor2 | 340 | S_Manawatu
S_Bunnythor3 | 19.3 | S_Manawatu
S_Cambridge | 25.6 | S_Waikato
S_Canterbur1 | 100 | S_NCanterb
S_Canterbur2 | 150 | S_NCanterb
S_Carterton | 100 | S_Wairarap
S_Clandeboye | 27.7 | S_SCanterb
S_Dannevirk1 | 17 | S_Manawatu
S_Dannevirk2 | 65 | S_Manawatu
S_Darfield | 106.9 | S_NCanterb
S_Dargaville | 45.5 | S_Northlan
S_Dunsandel | 40.7 | S_NCanterb
S_Edgecumbe1 | 29 | S_BOPTaupo
S_Edgecumbe2 | 114 | S_BOPTaupo
S_Foxton0 | 39.4 | S_Manawatu
S_Foxton1 | 180 | S_Manawatu
S_Gartartan | 17 | S_SCanterb
S_Glorit | 150 | S_Auckland
S_GoldenStai | 17.6 | S_Northlan
S_Grampians | 300 | S_SCanterb
S_Greendale | 30 | S_NCanterb
S_Greytown0 | 151.3 | S_Wairarap
S_Greytown1 | 85 | S_Wairarap
S_HaldonSta1 | 90 | S_SCanterb
S_HaldonSta2 | 90 | S_SCanterb
S_HanmerRoad | 68 | S_NCanterb
S_HawkesBay1 | 85 | S_HawkesBa
S_HawkesBay2 | 40 | S_HawkesBa
S_Highfield | 100 | S_NCanterb
S_Hikawaik | 500 | S_NCanterb
S_Hinuera | 93.5 | S_Waikato
S_Huirangi | 85 | S_Taranaki
S_IdaValley | 310 | S_Otago
S_IrishmanCr | 200 | S_SCanterb
S_Islington | 510 | S_NCanterb
S_Kaipara | 70 | S_Auckland
S_Karioi | 110 | S_CentralP
S_Killermont | 400 | S_Otago
S_Kilvarock | 450 | S_Otago
S_Kowhai | 150 | S_NCanterb
S_Kuratau | 13.6 | S_CentralP
S_Leeston | 56 | S_NCanterb
S_Manawatu1 | 17 | S_Manawatu
S_Manawatu2 | 100 | S_Manawatu
S_Mangamaire | 37.7 | S_Manawatu
S_Maniototo | 300 | S_Otago
S_MarangaRa | 17.2 | S_Northlan
S_Marton0 | 21.2 | S_Manawatu
S_Marton1 | 34.9 | S_Manawatu
S_Marton2 | 73.5 | S_Manawatu
S_Marton3 | 84 | S_Manawatu
S_Masterton | 80.8 | S_Wairarap
S_Morrinsvil | 110 | S_Waikato
S_MountSomer | 18.7 | S_NCanterb
S_MtEllaRen2 | 53.6 | S_WestCoas
S_Naseby | 34 | S_Otago
S_NewPlymout | 12.8 | S_Taranaki
S_NorthRakai | 127.5 | S_NCanterb
S_Norwood | 100 | S_NCanterb
S_Ohau | 252 | S_SCanterb
S_Ongaonga0 | 26.1 | S_HawkesBa
S_Ongaonga1 | 109.2 | S_HawkesBa
S_Ongaonga2 | 80.4 | S_HawkesBa
S_Opunake0 | 75 | S_Taranaki
S_Opunake1 | 80 | S_Taranaki
S_Poolburn& | 220 | S_Otago
S_Pukenui | 19.5 | S_FarNorth
S_Rangimarie | 10 | S_Waikato
S_Rangiriri | 124.1 | S_Waikato
S_Reefton | 12.8 | S_WestCoas
S_Rotokawa | 89.2 | S_BOPTaupo
S_Ruakaka | 130 | S_Northlan
S_Scargill | 200 | S_NCanterb
S_SkinnerRoa | 32 | S_Taranaki
S_Somerton | 30 | S_NCanterb
S_Stratford | 153.4 | S_Taranaki
S_Swannoa | 170 | S_NCanterb
S_Tahuna | 16.9 | S_Manawatu
S_Taiohi | 22.4 | S_Waikato
S_Tangiwai | 120 | S_CentralP
S_TararuaTar | 40 | S_Manawatu
S_Tasman | 121.5 | S_Marlboro
S_Tauhei | 78.5 | S_Waikato
S_Tauhei_s2 | 147 | S_Waikato
S_TeRahui_s1 | 200 | S_BOPTaupo
S_TeRahui_s2 | 200 | S_BOPTaupo
S_ThePoint | 357 | S_SCanterb
S_ThreeStrea | 32 | S_Taranaki
S_Timaru | 12 | S_SCanterb
S_TwinRivers | 24 | S_FarNorth
S_Twizel0 | 255 | S_SCanterb
S_Twizel1 | 233.8 | S_SCanterb
S_UpperTaka1 | 12.8 | S_Marlboro
S_UpperTaka2 | 17 | S_Marlboro
S_Waerenga | 161.5 | S_Waikato
S_Waihou | 59.5 | S_Waikato
S_Waiinu_s1 | 200 | S_Taranaki
S_Waiinu_s2 | 200 | S_Taranaki
S_Waikato | 85 | S_Waikato
S_Waikato0 | 100 | S_Waikato
S_Waikato1 | 170 | S_Waikato
S_Waiotahe | 46.8 | S_BOPTaupo
S_Waipawa | 100 | S_HawkesBa
S_Waitara | 57.8 | S_Taranaki
S_Waiterimu | 300 | S_Waikato
S_Wellsford | 76 | S_Northlan
S_WesternBa1 | 250 | S_Manawatu
S_WesternBa2 | 250 | S_Manawatu
S_Whakatane | 34 | S_BOPTaupo
S_WhangapeEn | 170 | S_Waikato
S_Whitianga | 23.8 | S_Waikato
S_genAucklan | 200 | S_Auckland
S_genBayofPl | 200 | S_BOPTaupo
S_genCanter1 | 200 | S_NCanterb
S_genCanter2 | 200 | S_NCanterb
S_genGisborn | 200 | S_Eastland
S_genHawkes | 200 | S_HawkesBa
S_genMarlbor | 200 | S_Marlboro
S_genNorthla | 200 | S_Northlan
S_genTaranak | 200 | S_Taranaki
S_genWaikat1 | 200 | S_Waikato
S_genWaikat2 | 200 | S_Waikato
S_genWairara | 200 | S_Wairarap

## 7a. Existing battery
7a. Existing grid-scale battery plants |  |  | Back to contents
Plant | Maximum charge (MWh) | Capacity (MW)
Rotohiko | 32 | 16

## 7b. Future battery
7b. Potential future grid-scale battery plants |  |  | Back to contents
Plant | Maximum charge (MWh) | Capacity (MW)
BESS_ASB2h | 600 | 300
BESS_BPE2h | 600 | 300
BESS_BRB2h | 600 | 300
BESS_DOB2h | 600 | 300
BESS_EDG2h | 600 | 300
BESS_HLY2h | 600 | 300
BESS_HRP2h | 600 | 300
BESS_ISL2h | 600 | 300
BESS_KIK2h | 600 | 300
BESS_LIV2h | 600 | 300
BESS_OTA2h | 600 | 300
BESS_ROX2h | 600 | 300
BESS_SFD2h | 600 | 300
BESS_WIL2h | 600 | 300
GLN_BESS | 200 | 100
HLY_BESS | 204.2 | 102.1
Ruakaka | 200 | 100
TauheiBESS | 200 | 100

## 8a. Carbon price
8a. Forecast ETS carbon price |  |  |  | Back to contents
ETS carbon price is given in 2025 NZD per tonne CO2 equivalent
Year | low | med | high
2026 | 39.9 | 39.9 | 39.9
2027 | 40.4 | 40.4 | 40.4
2028 | 50.3 | 63.8 | 77.3
2029 | 60.2 | 87.2 | 114.2
2030 | 70.1 | 110.6 | 151.1
2031 | 80 | 134 | 188
2032 | 74 | 134 | 193
2033 | 68 | 134 | 199
2034 | 61 | 133 | 205
2035 | 53 | 132 | 211
2036 | 53 | 135 | 218
2037 | 53 | 139 | 224
2038 | 53 | 142 | 231
2039 | 53 | 146 | 238
2040 | 53 | 149 | 245
2041 | 53 | 153 | 252
2042 | 53 | 157 | 260
2043 | 53 | 160 | 268
2044 | 53 | 165 | 276
2045 | 53 | 169 | 284
2046 | 53 | 173 | 292
2047 | 53 | 177 | 301
2048 | 53 | 182 | 310
2049 | 53 | 186 | 320
2050 | 53 | 191 | 329
2051 | 53 | 195 | 339
2052 | 52 | 199 | 349
2053 | 52 | 203 | 360
2054 | 51 | 207 | 370
2055 | 51 | 211 | 382
2056 | 50 | 215 | 393
2057 | 50 | 220 | 405
2058 | 49 | 224 | 417
2059 | 49 | 229 | 429
2060 | 48 | 233 | 442
2061 | 48 | 238 | 456
2062 | 47 | 243 | 469

## 8b. Geo. emission (low reinj.)
8b. CO2eq emission from geothermal plants with low reinjection |  |  | Back to contents
Plant | Existing(0)/Planned(1) | Emission rate (gCO2eq./kWh)
Kawerau2 | 1 | 0
Kawerau_KAG | 0 | 109.99
Kawerau_TAM | 0 | 65.994
Mangakino | 1 | 60.01
Mokai12 | 0 | 24.99
Mokai4 | 1 | 60.01
NGA_OEC1 | 0 | 0
NGB_OEC4 | 0 | 0
NgaAwaPurua | 0 | 58.004
Ngatamariki | 0 | 7.786
Ngatamariki2 | 1 | 7.786
Ngawha3 | 1 | 0
Ngawha4 | 1 | 0
Ngawha5 | 1 | 0
Ngawha6 | 1 | 0
Ohaaki | 0 | 301.002
Onepu_KA24 | 0 | 58.004
Onepu_TA2 | 0 | 60.01
Onepu_TA3 | 0 | 60.01
Onepu_TOPP1 | 0 | 51.986
Poihipi | 0 | 45.016
Reporoa1 | 1 | 114.988
Reporoa2 | 1 | 114.988
Rotokawa | 0 | 60.996
Rotokawa3 | 1 | 60.01
Rotokawa4 | 1 | 60.01
Rotoma1 | 1 | 114.988
Taheke1 | 1 | 114.988
Taheke2 | 1 | 114.988
Taheke3 | 1 | 114.988
Tauhara2 | 1 | 60.01
Tauhara3 | 1 | 60.01
TauharaB | 0 | 48.008
TeHuka | 0 | 4.012
TeHuka3 | 0 | 4.012
TeMihi1 | 0 | 31.008
TeMihi2 | 1 | 2.21
TeMihi3 | 1 | 2.21
Tikitere1 | 1 | 114.988
Tikitere2 | 1 | 114.988
TokaanuGeo1 | 1 | 114.988
TokaanuGeo2 | 1 | 114.988
WRKreduced | 1 | 19.006
WRKrtrd | 1 | 19.006
WairakiNet | 0 | 19.006

## 8c. Geo. emission (med. reinj.)
8c. CO2eq emission from geothermal plants with medium reinjection |  |  | Back to contents
Plant | Existing(0)/Planned(1) | Emission rate (gCO2eq./kWh)
Kawerau2 | 1 | 0
Kawerau_KAG | 0 | 109.99
Kawerau_TAM | 0 | 65.994
Mangakino | 1 | 45.016
Mokai12 | 0 | 24.99
Mokai4 | 1 | 45.016
NGA_OEC1 | 0 | 0
NGB_OEC4 | 0 | 0
NgaAwaPurua | 0 | 58.004
Ngatamariki | 0 | 7.786
Ngatamariki2 | 1 | 7.786
Ngawha3 | 1 | 0
Ngawha4 | 1 | 0
Ngawha5 | 1 | 0
Ngawha6 | 1 | 0
Ohaaki | 0 | 301.002
Onepu_KA24 | 0 | 58.004
Onepu_TA2 | 0 | 60.01
Onepu_TA3 | 0 | 60.01
Onepu_TOPP1 | 0 | 51.986
Poihipi | 0 | 45.016
Reporoa1 | 1 | 86.258
Reporoa2 | 1 | 86.258
Rotokawa | 0 | 60.996
Rotokawa3 | 1 | 45.016
Rotokawa4 | 1 | 45.016
Rotoma1 | 1 | 86.258
Taheke1 | 1 | 86.258
Taheke2 | 1 | 86.258
Taheke3 | 1 | 86.258
Tauhara2 | 1 | 45.016
Tauhara3 | 1 | 45.016
TauharaB | 0 | 48.008
TeHuka | 0 | 4.012
TeHuka3 | 0 | 4.012
TeMihi1 | 0 | 31.008
TeMihi2 | 1 | 2.21
TeMihi3 | 1 | 1.666
Tikitere1 | 1 | 86.258
Tikitere2 | 1 | 86.258
TokaanuGeo1 | 1 | 86.258
TokaanuGeo2 | 1 | 86.258
WRKreduced | 1 | 19.006
WRKrtrd | 1 | 19.006
WairakiNet | 0 | 19.006

## 8d. Geo. emission (high reinj.)
8d. CO2eq emission from geothermal plants with high reinjection |  |  | Back to contents
Plant | Existing(0)/Planned(1) | Emission rate (gCO2eq./kWh)
Kawerau2 | 1 | 0
Kawerau_KAG | 0 | 109.99
Kawerau_TAM | 0 | 65.994
Mangakino | 1 | 29.988
Mokai12 | 0 | 24.99
Mokai4 | 1 | 29.988
NGA_OEC1 | 0 | 0
NGB_OEC4 | 0 | 0
NgaAwaPurua | 0 | 58.004
Ngatamariki | 0 | 7.786
Ngatamariki2 | 1 | 7.786
Ngawha3 | 1 | 0
Ngawha4 | 1 | 0
Ngawha5 | 1 | 0
Ngawha6 | 1 | 0
Ohaaki | 0 | 301.002
Onepu_KA24 | 0 | 58.004
Onepu_TA2 | 0 | 60.01
Onepu_TA3 | 0 | 60.01
Onepu_TOPP1 | 0 | 51.986
Poihipi | 0 | 45.016
Reporoa1 | 1 | 57.494
Reporoa2 | 1 | 57.494
Rotokawa | 0 | 60.996
Rotokawa3 | 1 | 29.988
Rotokawa4 | 1 | 29.988
Rotoma1 | 1 | 57.494
Taheke1 | 1 | 57.494
Taheke2 | 1 | 57.494
Taheke3 | 1 | 57.494
Tauhara2 | 1 | 29.988
Tauhara3 | 1 | 29.988
TauharaB | 0 | 48.008
TeHuka | 0 | 4.012
TeHuka3 | 0 | 4.012
TeMihi1 | 0 | 31.008
TeMihi2 | 1 | 2.21
TeMihi3 | 1 | 1.088
Tikitere1 | 1 | 57.494
Tikitere2 | 1 | 57.494
TokaanuGeo1 | 1 | 57.494
TokaanuGeo2 | 1 | 57.494
WRKreduced | 1 | 19.006
WRKrtrd | 1 | 19.006
WairakiNet | 0 | 19.006

## 9a. Chron. cap. costs (Const.)
9a. Chronological capital costs for the Constraint scenario |  |  |  |  | Back to contents
Costs are given in 2025 NZD /kW/year
Name | Type | 2025 | 2026 | 2027 | 2028 | 2029 | 2030 | 2031 | 2032 | 2033 | 2034 | 2035 | 2036 | 2037 | 2038 | 2039 | 2040 | 2041 | 2042 | 2043 | 2044 | 2045 | 2046 | 2047 | 2048 | 2049 | 2050 | 2051 | 2052 | 2053 | 2054 | 2055 | 2056 | 2057 | 2058 | 2059 | 2060
ArnoldValley | hydro | 9371.881 | 9339.194 | 9306.621 | 9274.161 | 9241.815 | 9209.582 | 9177.46 | 9145.451 | 9113.554 | 9081.768 | 9050.092 | 9018.528 | 8987.073 | 8955.728 | 8924.492 | 8893.365 | 8862.347 | 8831.437 | 8800.635 | 8769.94 | 8739.352 | 8708.871 | 8678.497 | 8648.228 | 8618.065 | 8588.006 | 8558.053 | 8528.205 | 8498.46 | 8468.819 | 8439.282 | 8409.847 | 8380.515 | 8351.286 | 8322.158 | 8293.132
BESS_ASB2h | battery | 2045.135 | 2173.34 | 2108.713 | 2044.633 | 1985.181 | 1938.964 | 1891.818 | 1870.602 | 1854.592 | 1838.539 | 1821.352 | 1803.233 | 1785.713 | 1766.388 | 1750.593 | 1733.796 | 1718.504 | 1706.796 | 1694.654 | 1678.953 | 1666.833 | 1652.966 | 1641.748 | 1629.465 | 1618.062 | 1606.655 | 1596.289 | 1584.593 | 1572.982 | 1561.457 | 1550.016 | 1538.658 | 1527.384 | 1516.193 | 1505.083 | 1494.055
BESS_BPE2h | battery | 2045.135 | 2173.34 | 2108.713 | 2044.633 | 1985.181 | 1938.964 | 1891.818 | 1870.602 | 1854.592 | 1838.539 | 1821.352 | 1803.233 | 1785.713 | 1766.388 | 1750.593 | 1733.796 | 1718.504 | 1706.796 | 1694.654 | 1678.953 | 1666.833 | 1652.966 | 1641.748 | 1629.465 | 1618.062 | 1606.655 | 1596.289 | 1584.593 | 1572.982 | 1561.457 | 1550.016 | 1538.658 | 1527.384 | 1516.193 | 1505.083 | 1494.055
BESS_BRB2h | battery | 2045.135 | 2173.34 | 2108.713 | 2044.633 | 1985.181 | 1938.964 | 1891.818 | 1870.602 | 1854.592 | 1838.539 | 1821.352 | 1803.233 | 1785.713 | 1766.388 | 1750.593 | 1733.796 | 1718.504 | 1706.796 | 1694.654 | 1678.953 | 1666.833 | 1652.966 | 1641.748 | 1629.465 | 1618.062 | 1606.655 | 1596.289 | 1584.593 | 1572.982 | 1561.457 | 1550.016 | 1538.658 | 1527.384 | 1516.193 | 1505.083 | 1494.055
BESS_DOB2h | battery | 2045.135 | 2173.34 | 2108.713 | 2044.633 | 1985.181 | 1938.964 | 1891.818 | 1870.602 | 1854.592 | 1838.539 | 1821.352 | 1803.233 | 1785.713 | 1766.388 | 1750.593 | 1733.796 | 1718.504 | 1706.796 | 1694.654 | 1678.953 | 1666.833 | 1652.966 | 1641.748 | 1629.465 | 1618.062 | 1606.655 | 1596.289 | 1584.593 | 1572.982 | 1561.457 | 1550.016 | 1538.658 | 1527.384 | 1516.193 | 1505.083 | 1494.055
BESS_EDG2h | battery | 2045.135 | 2173.34 | 2108.713 | 2044.633 | 1985.181 | 1938.964 | 1891.818 | 1870.602 | 1854.592 | 1838.539 | 1821.352 | 1803.233 | 1785.713 | 1766.388 | 1750.593 | 1733.796 | 1718.504 | 1706.796 | 1694.654 | 1678.953 | 1666.833 | 1652.966 | 1641.748 | 1629.465 | 1618.062 | 1606.655 | 1596.289 | 1584.593 | 1572.982 | 1561.457 | 1550.016 | 1538.658 | 1527.384 | 1516.193 | 1505.083 | 1494.055
BESS_HLY2h | battery | 2045.135 | 2173.34 | 2108.713 | 2044.633 | 1985.181 | 1938.964 | 1891.818 | 1870.602 | 1854.592 | 1838.539 | 1821.352 | 1803.233 | 1785.713 | 1766.388 | 1750.593 | 1733.796 | 1718.504 | 1706.796 | 1694.654 | 1678.953 | 1666.833 | 1652.966 | 1641.748 | 1629.465 | 1618.062 | 1606.655 | 1596.289 | 1584.593 | 1572.982 | 1561.457 | 1550.016 | 1538.658 | 1527.384 | 1516.193 | 1505.083 | 1494.055
BESS_HRP2h | battery | 2045.135 | 2173.34 | 2108.713 | 2044.633 | 1985.181 | 1938.964 | 1891.818 | 1870.602 | 1854.592 | 1838.539 | 1821.352 | 1803.233 | 1785.713 | 1766.388 | 1750.593 | 1733.796 | 1718.504 | 1706.796 | 1694.654 | 1678.953 | 1666.833 | 1652.966 | 1641.748 | 1629.465 | 1618.062 | 1606.655 | 1596.289 | 1584.593 | 1572.982 | 1561.457 | 1550.016 | 1538.658 | 1527.384 | 1516.193 | 1505.083 | 1494.055
BESS_ISL2h | battery | 2045.135 | 2173.34 | 2108.713 | 2044.633 | 1985.181 | 1938.964 | 1891.818 | 1870.602 | 1854.592 | 1838.539 | 1821.352 | 1803.233 | 1785.713 | 1766.388 | 1750.593 | 1733.796 | 1718.504 | 1706.796 | 1694.654 | 1678.953 | 1666.833 | 1652.966 | 1641.748 | 1629.465 | 1618.062 | 1606.655 | 1596.289 | 1584.593 | 1572.982 | 1561.457 | 1550.016 | 1538.658 | 1527.384 | 1516.193 | 1505.083 | 1494.055
BESS_KIK2h | battery | 2045.135 | 2173.34 | 2108.713 | 2044.633 | 1985.181 | 1938.964 | 1891.818 | 1870.602 | 1854.592 | 1838.539 | 1821.352 | 1803.233 | 1785.713 | 1766.388 | 1750.593 | 1733.796 | 1718.504 | 1706.796 | 1694.654 | 1678.953 | 1666.833 | 1652.966 | 1641.748 | 1629.465 | 1618.062 | 1606.655 | 1596.289 | 1584.593 | 1572.982 | 1561.457 | 1550.016 | 1538.658 | 1527.384 | 1516.193 | 1505.083 | 1494.055
BESS_LIV2h | battery | 2045.135 | 2173.34 | 2108.713 | 2044.633 | 1985.181 | 1938.964 | 1891.818 | 1870.602 | 1854.592 | 1838.539 | 1821.352 | 1803.233 | 1785.713 | 1766.388 | 1750.593 | 1733.796 | 1718.504 | 1706.796 | 1694.654 | 1678.953 | 1666.833 | 1652.966 | 1641.748 | 1629.465 | 1618.062 | 1606.655 | 1596.289 | 1584.593 | 1572.982 | 1561.457 | 1550.016 | 1538.658 | 1527.384 | 1516.193 | 1505.083 | 1494.055
BESS_OTA2h | battery | 2045.135 | 2173.34 | 2108.713 | 2044.633 | 1985.181 | 1938.964 | 1891.818 | 1870.602 | 1854.592 | 1838.539 | 1821.352 | 1803.233 | 1785.713 | 1766.388 | 1750.593 | 1733.796 | 1718.504 | 1706.796 | 1694.654 | 1678.953 | 1666.833 | 1652.966 | 1641.748 | 1629.465 | 1618.062 | 1606.655 | 1596.289 | 1584.593 | 1572.982 | 1561.457 | 1550.016 | 1538.658 | 1527.384 | 1516.193 | 1505.083 | 1494.055
BESS_ROX2h | battery | 2045.135 | 2173.34 | 2108.713 | 2044.633 | 1985.181 | 1938.964 | 1891.818 | 1870.602 | 1854.592 | 1838.539 | 1821.352 | 1803.233 | 1785.713 | 1766.388 | 1750.593 | 1733.796 | 1718.504 | 1706.796 | 1694.654 | 1678.953 | 1666.833 | 1652.966 | 1641.748 | 1629.465 | 1618.062 | 1606.655 | 1596.289 | 1584.593 | 1572.982 | 1561.457 | 1550.016 | 1538.658 | 1527.384 | 1516.193 | 1505.083 | 1494.055
BESS_SFD2h | battery | 2045.135 | 2173.34 | 2108.713 | 2044.633 | 1985.181 | 1938.964 | 1891.818 | 1870.602 | 1854.592 | 1838.539 | 1821.352 | 1803.233 | 1785.713 | 1766.388 | 1750.593 | 1733.796 | 1718.504 | 1706.796 | 1694.654 | 1678.953 | 1666.833 | 1652.966 | 1641.748 | 1629.465 | 1618.062 | 1606.655 | 1596.289 | 1584.593 | 1572.982 | 1561.457 | 1550.016 | 1538.658 | 1527.384 | 1516.193 | 1505.083 | 1494.055
BESS_WIL2h | battery | 2045.135 | 2173.34 | 2108.713 | 2044.633 | 1985.181 | 1938.964 | 1891.818 | 1870.602 | 1854.592 | 1838.539 | 1821.352 | 1803.233 | 1785.713 | 1766.388 | 1750.593 | 1733.796 | 1718.504 | 1706.796 | 1694.654 | 1678.953 | 1666.833 | 1652.966 | 1641.748 | 1629.465 | 1618.062 | 1606.655 | 1596.289 | 1584.593 | 1572.982 | 1561.457 | 1550.016 | 1538.658 | 1527.384 | 1516.193 | 1505.083 | 1494.055
BRB_recip | thermal | 2177.295 | 2177.295 | 2171.797 | 2161.9 | 2146.505 | 2138.808 | 2138.808 | 2146.505 | 2154.203 | 2160.8 | 2168.498 | 2176.195 | 2183.893 | 2191.59 | 2199.288 | 2205.886 | 2211.384 | 2216.882 | 2221.281 | 2226.779 | 2231.178 | 2236.676 | 2242.174 | 2246.573 | 2252.071 | 2256.469 | 2260.868 | 2265.267 | 2268.566 | 2272.964 | 2275.163 | 2277.365 | 2279.568 | 2281.774 | 2283.982 | 2286.192
Barnego | hydro | 9371.881 | 9339.194 | 9306.621 | 9274.161 | 9241.815 | 9209.582 | 9177.46 | 9145.451 | 9113.554 | 9081.768 | 9050.092 | 9018.528 | 8987.073 | 8955.728 | 8924.492 | 8893.365 | 8862.347 | 8831.437 | 8800.635 | 8769.94 | 8739.352 | 8708.871 | 8678.497 | 8648.228 | 8618.065 | 8588.006 | 8558.053 | 8528.205 | 8498.46 | 8468.819 | 8439.282 | 8409.847 | 8380.515 | 8351.286 | 8322.158 | 8293.132
Dumbarton | hydro | 9371.881 | 9339.194 | 9306.621 | 9274.161 | 9241.815 | 9209.582 | 9177.46 | 9145.451 | 9113.554 | 9081.768 | 9050.092 | 9018.528 | 8987.073 | 8955.728 | 8924.492 | 8893.365 | 8862.347 | 8831.437 | 8800.635 | 8769.94 | 8739.352 | 8708.871 | 8678.497 | 8648.228 | 8618.065 | 8588.006 | 8558.053 | 8528.205 | 8498.46 | 8468.819 | 8439.282 | 8409.847 | 8380.515 | 8351.286 | 8322.158 | 8293.132
GLN_BESS | battery | 2045.135 | 2173.34 | 2108.713 | 2044.633 | 1985.181 | 1938.964 | 1891.818 | 1870.602 | 1854.592 | 1838.539 | 1821.352 | 1803.233 | 1785.713 | 1766.388 | 1750.593 | 1733.796 | 1718.504 | 1706.796 | 1694.654 | 1678.953 | 1666.833 | 1652.966 | 1641.748 | 1629.465 | 1618.062 | 1606.655 | 1596.289 | 1584.593 | 1572.982 | 1561.457 | 1550.016 | 1538.658 | 1527.384 | 1516.193 | 1505.083 | 1494.055
GreyRiver | hydro | 9371.881 | 9339.194 | 9306.621 | 9274.161 | 9241.815 | 9209.582 | 9177.46 | 9145.451 | 9113.554 | 9081.768 | 9050.092 | 9018.528 | 8987.073 | 8955.728 | 8924.492 | 8893.365 | 8862.347 | 8831.437 | 8800.635 | 8769.94 | 8739.352 | 8708.871 | 8678.497 | 8648.228 | 8618.065 | 8588.006 | 8558.053 | 8528.205 | 8498.46 | 8468.819 | 8439.282 | 8409.847 | 8380.515 | 8351.286 | 8322.158 | 8293.132
HLY_BESS | battery | 2045.135 | 2173.34 | 2108.713 | 2044.633 | 1985.181 | 1938.964 | 1891.818 | 1870.602 | 1854.592 | 1838.539 | 1821.352 | 1803.233 | 1785.713 | 1766.388 | 1750.593 | 1733.796 | 1718.504 | 1706.796 | 1694.654 | 1678.953 | 1666.833 | 1652.966 | 1641.748 | 1629.465 | 1618.062 | 1606.655 | 1596.289 | 1584.593 | 1572.982 | 1561.457 | 1550.016 | 1538.658 | 1527.384 | 1516.193 | 1505.083 | 1494.055
HLY_recip | thermal | 2177.295 | 2177.295 | 2171.797 | 2161.9 | 2146.505 | 2138.808 | 2138.808 | 2146.505 | 2154.203 | 2160.8 | 2168.498 | 2176.195 | 2183.893 | 2191.59 | 2199.288 | 2205.886 | 2211.384 | 2216.882 | 2221.281 | 2226.779 | 2231.178 | 2236.676 | 2242.174 | 2246.573 | 2252.071 | 2256.469 | 2260.868 | 2265.267 | 2268.566 | 2272.964 | 2275.163 | 2277.365 | 2279.568 | 2281.774 | 2283.982 | 2286.192
HaastRiver | hydro | 9371.881 | 9339.194 | 9306.621 | 9274.161 | 9241.815 | 9209.582 | 9177.46 | 9145.451 | 9113.554 | 9081.768 | 9050.092 | 9018.528 | 8987.073 | 8955.728 | 8924.492 | 8893.365 | 8862.347 | 8831.437 | 8800.635 | 8769.94 | 8739.352 | 8708.871 | 8678.497 | 8648.228 | 8618.065 | 8588.006 | 8558.053 | 8528.205 | 8498.46 | 8468.819 | 8439.282 | 8409.847 | 8380.515 | 8351.286 | 8322.158 | 8293.132
HaweaGates | hydro | 9371.881 | 9339.194 | 9306.621 | 9274.161 | 9241.815 | 9209.582 | 9177.46 | 9145.451 | 9113.554 | 9081.768 | 9050.092 | 9018.528 | 8987.073 | 8955.728 | 8924.492 | 8893.365 | 8862.347 | 8831.437 | 8800.635 | 8769.94 | 8739.352 | 8708.871 | 8678.497 | 8648.228 | 8618.065 | 8588.006 | 8558.053 | 8528.205 | 8498.46 | 8468.819 | 8439.282 | 8409.847 | 8380.515 | 8351.286 | 8322.158 | 8293.132
HaweaRiver | hydro | 9371.881 | 9339.194 | 9306.621 | 9274.161 | 9241.815 | 9209.582 | 9177.46 | 9145.451 | 9113.554 | 9081.768 | 9050.092 | 9018.528 | 8987.073 | 8955.728 | 8924.492 | 8893.365 | 8862.347 | 8831.437 | 8800.635 | 8769.94 | 8739.352 | 8708.871 | 8678.497 | 8648.228 | 8618.065 | 8588.006 | 8558.053 | 8528.205 | 8498.46 | 8468.819 | 8439.282 | 8409.847 | 8380.515 | 8351.286 | 8322.158 | 8293.132
Kawerau2 | geothermal | 7370 | 7370 | 7370 | 7370 | 7370 | 7370 | 7370 | 7370 | 7370 | 7370 | 7370 | 7370 | 7370 | 7370 | 7370 | 7370 | 7370 | 7370 | 7370 | 7370 | 7370 | 7370 | 7370 | 7370 | 7370 | 7370 | 7370 | 7370 | 7370 | 7370 | 7370 | 7370 | 7370 | 7370 | 7370 | 7370
LoWaiauSth | hydro | 9371.881 | 9339.194 | 9306.621 | 9274.161 | 9241.815 | 9209.582 | 9177.46 | 9145.451 | 9113.554 | 9081.768 | 9050.092 | 9018.528 | 8987.073 | 8955.728 | 8924.492 | 8893.365 | 8862.347 | 8831.437 | 8800.635 | 8769.94 | 8739.352 | 8708.871 | 8678.497 | 8648.228 | 8618.065 | 8588.006 | 8558.053 | 8528.205 | 8498.46 | 8468.819 | 8439.282 | 8409.847 | 8380.515 | 8351.286 | 8322.158 | 8293.132
Luggate | hydro | 9371.881 | 9339.194 | 9306.621 | 9274.161 | 9241.815 | 9209.582 | 9177.46 | 9145.451 | 9113.554 | 9081.768 | 9050.092 | 9018.528 | 8987.073 | 8955.728 | 8924.492 | 8893.365 | 8862.347 | 8831.437 | 8800.635 | 8769.94 | 8739.352 | 8708.871 | 8678.497 | 8648.228 | 8618.065 | 8588.006 | 8558.053 | 8528.205 | 8498.46 | 8468.819 | 8439.282 | 8409.847 | 8380.515 | 8351.286 | 8322.158 | 8293.132
Mangakino | geothermal | 7370 | 7370 | 7370 | 7370 | 7370 | 7370 | 7370 | 7370 | 7370 | 7370 | 7370 | 7370 | 7370 | 7370 | 7370 | 7370 | 7370 | 7370 | 7370 | 7370 | 7370 | 7370 | 7370 | 7370 | 7370 | 7370 | 7370 | 7370 | 7370 | 7370 | 7370 | 7370 | 7370 | 7370 | 7370 | 7370
Mohaka | hydro | 9371.881 | 9339.194 | 9306.621 | 9274.161 | 9241.815 | 9209.582 | 9177.46 | 9145.451 | 9113.554 | 9081.768 | 9050.092 | 9018.528 | 8987.073 | 8955.728 | 8924.492 | 8893.365 | 8862.347 | 8831.437 | 8800.635 | 8769.94 | 8739.352 | 8708.871 | 8678.497 | 8648.228 | 8618.065 | 8588.006 | 8558.053 | 8528.205 | 8498.46 | 8468.819 | 8439.282 | 8409.847 | 8380.515 | 8351.286 | 8322.158 | 8293.132
Mokai4 | geothermal | 8844 | 8844 | 8844 | 8844 | 8844 | 8844 | 8844 | 8844 | 8844 | 8844 | 8844 | 8844 | 8844 | 8844 | 8844 | 8844 | 8844 | 8844 | 8844 | 8844 | 8844 | 8844 | 8844 | 8844 | 8844 | 8844 | 8844 | 8844 | 8844 | 8844 | 8844 | 8844 | 8844 | 8844 | 8844 | 8844
Mokihinui | hydro | 9371.881 | 9339.194 | 9306.621 | 9274.161 | 9241.815 | 9209.582 | 9177.46 | 9145.451 | 9113.554 | 9081.768 | 9050.092 | 9018.528 | 8987.073 | 8955.728 | 8924.492 | 8893.365 | 8862.347 | 8831.437 | 8800.635 | 8769.94 | 8739.352 | 8708.871 | 8678.497 | 8648.228 | 8618.065 | 8588.006 | 8558.053 | 8528.205 | 8498.46 | 8468.819 | 8439.282 | 8409.847 | 8380.515 | 8351.286 | 8322.158 | 8293.132
Motu | hydro | 9371.881 | 9339.194 | 9306.621 | 9274.161 | 9241.815 | 9209.582 | 9177.46 | 9145.451 | 9113.554 | 9081.768 | 9050.092 | 9018.528 | 8987.073 | 8955.728 | 8924.492 | 8893.365 | 8862.347 | 8831.437 | 8800.635 | 8769.94 | 8739.352 | 8708.871 | 8678.497 | 8648.228 | 8618.065 | 8588.006 | 8558.053 | 8528.205 | 8498.46 | 8468.819 | 8439.282 | 8409.847 | 8380.515 | 8351.286 | 8322.158 | 8293.132
NewHLYOCGT | thermal | 2644.34 | 2644.34 | 2531.839 | 2293.772 | 1918.588 | 1685.532 | 1580.049 | 1584.158 | 1589.292 | 1594.425 | 1598.534 | 1603.668 | 1608.801 | 1613.935 | 1619.068 | 1623.177 | 1626.261 | 1629.345 | 1632.429 | 1635.513 | 1638.597 | 1641.681 | 1644.765 | 1647.849 | 1650.933 | 1654.017 | 1656.074 | 1658.131 | 1660.188 | 1662.246 | 1663.275 | 1664.305 | 1665.335 | 1666.366 | 1667.398 | 1668.431
NewHLYRank | thermal | 6442.8 | 6298.656 | 6171.984 | 6069.336 | 5980.884 | 5941.572 | 5943.756 | 5985.252 | 6024.564 | 6063.876 | 6103.188 | 6143.592 | 6185.088 | 6226.584 | 6269.172 | 6308.484 | 6346.704 | 6381.648 | 6416.592 | 6452.628 | 6488.664 | 6524.7 | 6561.828 | 6598.956 | 6637.176 | 6673.212 | 6709.248 | 6744.192 | 6779.136 | 6814.08 | 6831.552 | 6849.069 | 6866.631 | 6884.237 | 6901.889 | 6919.586
NewSFDOCGT | thermal | 2644.34 | 2644.34 | 2531.839 | 2293.772 | 1918.588 | 1685.532 | 1580.049 | 1584.158 | 1589.292 | 1594.425 | 1598.534 | 1603.668 | 1608.801 | 1613.935 | 1619.068 | 1623.177 | 1626.261 | 1629.345 | 1632.429 | 1635.513 | 1638.597 | 1641.681 | 1644.765 | 1647.849 | 1650.933 | 1654.017 | 1656.074 | 1658.131 | 1660.188 | 1662.246 | 1663.275 | 1664.305 | 1665.335 | 1666.366 | 1667.398 | 1668.431
Ngakawau | hydro | 9371.881 | 9339.194 | 9306.621 | 9274.161 | 9241.815 | 9209.582 | 9177.46 | 9145.451 | 9113.554 | 9081.768 | 9050.092 | 9018.528 | 8987.073 | 8955.728 | 8924.492 | 8893.365 | 8862.347 | 8831.437 | 8800.635 | 8769.94 | 8739.352 | 8708.871 | 8678.497 | 8648.228 | 8618.065 | 8588.006 | 8558.053 | 8528.205 | 8498.46 | 8468.819 | 8439.282 | 8409.847 | 8380.515 | 8351.286 | 8322.158 | 8293.132
Ngatamariki2 | geothermal | 7370 | 7370 | 7370 | 7370 | 7370 | 7370 | 7370 | 7370 | 7370 | 7370 | 7370 | 7370 | 7370 | 7370 | 7370 | 7370 | 7370 | 7370 | 7370 | 7370 | 7370 | 7370 | 7370 | 7370 | 7370 | 7370 | 7370 | 7370 | 7370 | 7370 | 7370 | 7370 | 7370 | 7370 | 7370 | 7370
Ngawha3 | geothermal | 8844 | 8844 | 8844 | 8844 | 8844 | 8844 | 8844 | 8844 | 8844 | 8844 | 8844 | 8844 | 8844 | 8844 | 8844 | 8844 | 8844 | 8844 | 8844 | 8844 | 8844 | 8844 | 8844 | 8844 | 8844 | 8844 | 8844 | 8844 | 8844 | 8844 | 8844 | 8844 | 8844 | 8844 | 8844 | 8844
Ngawha4 | geothermal | 8844 | 8844 | 8844 | 8844 | 8844 | 8844 | 8844 | 8844 | 8844 | 8844 | 8844 | 8844 | 8844 | 8844 | 8844 | 8844 | 8844 | 8844 | 8844 | 8844 | 8844 | 8844 | 8844 | 8844 | 8844 | 8844 | 8844 | 8844 | 8844 | 8844 | 8844 | 8844 | 8844 | 8844 | 8844 | 8844
Ngawha5 | geothermal | 8844 | 8844 | 8844 | 8844 | 8844 | 8844 | 8844 | 8844 | 8844 | 8844 | 8844 | 8844 | 8844 | 8844 | 8844 | 8844 | 8844 | 8844 | 8844 | 8844 | 8844 | 8844 | 8844 | 8844 | 8844 | 8844 | 8844 | 8844 | 8844 | 8844 | 8844 | 8844 | 8844 | 8844 | 8844 | 8844
Ngawha6 | geothermal | 8844 | 8844 | 8844 | 8844 | 8844 | 8844 | 8844 | 8844 | 8844 | 8844 | 8844 | 8844 | 8844 | 8844 | 8844 | 8844 | 8844 | 8844 | 8844 | 8844 | 8844 | 8844 | 8844 | 8844 | 8844 | 8844 | 8844 | 8844 | 8844 | 8844 | 8844 | 8844 | 8844 | 8844 | 8844 | 8844
NorthBank | hydro | 9371.881 | 9339.194 | 9306.621 | 9274.161 | 9241.815 | 9209.582 | 9177.46 | 9145.451 | 9113.554 | 9081.768 | 9050.092 | 9018.528 | 8987.073 | 8955.728 | 8924.492 | 8893.365 | 8862.347 | 8831.437 | 8800.635 | 8769.94 | 8739.352 | 8708.871 | 8678.497 | 8648.228 | 8618.065 | 8588.006 | 8558.053 | 8528.205 | 8498.46 | 8468.819 | 8439.282 | 8409.847 | 8380.515 | 8351.286 | 8322.158 | 8293.132
OTOpeakers | thermal | 2644.34 | 2644.34 | 2531.839 | 2293.772 | 1918.588 | 1685.532 | 1580.049 | 1584.158 | 1589.292 | 1594.425 | 1598.534 | 1603.668 | 1608.801 | 1613.935 | 1619.068 | 1623.177 | 1626.261 | 1629.345 | 1632.429 | 1635.513 | 1638.597 | 1641.681 | 1644.765 | 1647.849 | 1650.933 | 1654.017 | 1656.074 | 1658.131 | 1660.188 | 1662.246 | 1663.275 | 1664.305 | 1665.335 | 1666.366 | 1667.398 | 1668.431
Pukaki | hydro | 9371.881 | 9339.194 | 9306.621 | 9274.161 | 9241.815 | 9209.582 | 9177.46 | 9145.451 | 9113.554 | 9081.768 | 9050.092 | 9018.528 | 8987.073 | 8955.728 | 8924.492 | 8893.365 | 8862.347 | 8831.437 | 8800.635 | 8769.94 | 8739.352 | 8708.871 | 8678.497 | 8648.228 | 8618.065 | 8588.006 | 8558.053 | 8528.205 | 8498.46 | 8468.819 | 8439.282 | 8409.847 | 8380.515 | 8351.286 | 8322.158 | 8293.132
Queensberry | hydro | 9371.881 | 9339.194 | 9306.621 | 9274.161 | 9241.815 | 9209.582 | 9177.46 | 9145.451 | 9113.554 | 9081.768 | 9050.092 | 9018.528 | 8987.073 | 8955.728 | 8924.492 | 8893.365 | 8862.347 | 8831.437 | 8800.635 | 8769.94 | 8739.352 | 8708.871 | 8678.497 | 8648.228 | 8618.065 | 8588.006 | 8558.053 | 8528.205 | 8498.46 | 8468.819 | 8439.282 | 8409.847 | 8380.515 | 8351.286 | 8322.158 | 8293.132
Rakaia | hydro | 9371.881 | 9339.194 | 9306.621 | 9274.161 | 9241.815 | 9209.582 | 9177.46 | 9145.451 | 9113.554 | 9081.768 | 9050.092 | 9018.528 | 8987.073 | 8955.728 | 8924.492 | 8893.365 | 8862.347 | 8831.437 | 8800.635 | 8769.94 | 8739.352 | 8708.871 | 8678.497 | 8648.228 | 8618.065 | 8588.006 | 8558.053 | 8528.205 | 8498.46 | 8468.819 | 8439.282 | 8409.847 | 8380.515 | 8351.286 | 8322.158 | 8293.132
Reporoa1 | geothermal | 7370 | 7370 | 7370 | 7370 | 7370 | 7370 | 7370 | 7370 | 7370 | 7370 | 7370 | 7370 | 7370 | 7370 | 7370 | 7370 | 7370 | 7370 | 7370 | 7370 | 7370 | 7370 | 7370 | 7370 | 7370 | 7370 | 7370 | 7370 | 7370 | 7370 | 7370 | 7370 | 7370 | 7370 | 7370 | 7370
Reporoa2 | geothermal | 7370 | 7370 | 7370 | 7370 | 7370 | 7370 | 7370 | 7370 | 7370 | 7370 | 7370 | 7370 | 7370 | 7370 | 7370 | 7370 | 7370 | 7370 | 7370 | 7370 | 7370 | 7370 | 7370 | 7370 | 7370 | 7370 | 7370 | 7370 | 7370 | 7370 | 7370 | 7370 | 7370 | 7370 | 7370 | 7370
Rotokawa3 | geothermal | 7370 | 7370 | 7370 | 7370 | 7370 | 7370 | 7370 | 7370 | 7370 | 7370 | 7370 | 7370 | 7370 | 7370 | 7370 | 7370 | 7370 | 7370 | 7370 | 7370 | 7370 | 7370 | 7370 | 7370 | 7370 | 7370 | 7370 | 7370 | 7370 | 7370 | 7370 | 7370 | 7370 | 7370 | 7370 | 7370
Rotokawa4 | geothermal | 7370 | 7370 | 7370 | 7370 | 7370 | 7370 | 7370 | 7370 | 7370 | 7370 | 7370 | 7370 | 7370 | 7370 | 7370 | 7370 | 7370 | 7370 | 7370 | 7370 | 7370 | 7370 | 7370 | 7370 | 7370 | 7370 | 7370 | 7370 | 7370 | 7370 | 7370 | 7370 | 7370 | 7370 | 7370 | 7370
Rotoma1 | geothermal | 8844 | 8844 | 8844 | 8844 | 8844 | 8844 | 8844 | 8844 | 8844 | 8844 | 8844 | 8844 | 8844 | 8844 | 8844 | 8844 | 8844 | 8844 | 8844 | 8844 | 8844 | 8844 | 8844 | 8844 | 8844 | 8844 | 8844 | 8844 | 8844 | 8844 | 8844 | 8844 | 8844 | 8844 | 8844 | 8844
Ruakaka | battery | 2045.135 | 2173.34 | 2108.713 | 2044.633 | 1985.181 | 1938.964 | 1891.818 | 1870.602 | 1854.592 | 1838.539 | 1821.352 | 1803.233 | 1785.713 | 1766.388 | 1750.593 | 1733.796 | 1718.504 | 1706.796 | 1694.654 | 1678.953 | 1666.833 | 1652.966 | 1641.748 | 1629.465 | 1618.062 | 1606.655 | 1596.289 | 1584.593 | 1572.982 | 1561.457 | 1550.016 | 1538.658 | 1527.384 | 1516.193 | 1505.083 | 1494.055
S_Albury | solar | 2036.467 | 1940.192 | 1849.32 | 1766.432 | 1685.96 | 1675.803 | 1662.601 | 1645.743 | 1604.255 | 1553.76 | 1521.926 | 1540.141 | 1519.552 | 1504.074 | 1486.225 | 1467.098 | 1448.037 | 1428.801 | 1407.624 | 1389.463 | 1370.202 | 1351.943 | 1331.587 | 1313.312 | 1292.95 | 1274.657 | 1256.538 | 1238.474 | 1220.661 | 1203.098 | 1185.779 | 1168.702 | 1151.863 | 1135.259 | 1118.887 | 1102.744
S_AnniesWay | solar | 2186.467 | 2089.669 | 1998.276 | 1914.868 | 1833.878 | 1823.205 | 1809.489 | 1792.119 | 1750.12 | 1699.117 | 1666.776 | 1684.486 | 1663.393 | 1647.413 | 1629.064 | 1609.439 | 1589.882 | 1570.151 | 1548.481 | 1529.829 | 1510.078 | 1491.331 | 1470.489 | 1451.729 | 1430.885 | 1412.111 | 1393.512 | 1374.97 | 1356.682 | 1338.644 | 1320.852 | 1303.304 | 1285.996 | 1268.924 | 1252.086 | 1235.478
S_Argyle_s1 | solar | 2186.467 | 2089.669 | 1998.276 | 1914.868 | 1833.878 | 1823.205 | 1809.489 | 1792.119 | 1750.12 | 1699.117 | 1666.776 | 1684.486 | 1663.393 | 1647.413 | 1629.064 | 1609.439 | 1589.882 | 1570.151 | 1548.481 | 1529.829 | 1510.078 | 1491.331 | 1470.489 | 1451.729 | 1430.885 | 1412.111 | 1393.512 | 1374.97 | 1356.682 | 1338.644 | 1320.852 | 1303.304 | 1285.996 | 1268.924 | 1252.086 | 1235.478
S_Argyle_s2 | solar | 2186.467 | 2089.669 | 1998.276 | 1914.868 | 1833.878 | 1823.205 | 1809.489 | 1792.119 | 1750.12 | 1699.117 | 1666.776 | 1684.486 | 1663.393 | 1647.413 | 1629.064 | 1609.439 | 1589.882 | 1570.151 | 1548.481 | 1529.829 | 1510.078 | 1491.331 | 1470.489 | 1451.729 | 1430.885 | 1412.111 | 1393.512 | 1374.97 | 1356.682 | 1338.644 | 1320.852 | 1303.304 | 1285.996 | 1268.924 | 1252.086 | 1235.478
S_Ariki150M | solar | 2111.467 | 2014.931 | 1923.798 | 1840.65 | 1759.919 | 1749.504 | 1736.045 | 1718.931 | 1677.188 | 1626.439 | 1594.351 | 1612.313 | 1591.472 | 1575.744 | 1557.645 | 1538.268 | 1518.959 | 1499.476 | 1478.053 | 1459.646 | 1440.14 | 1421.637 | 1401.038 | 1382.52 | 1361.918 | 1343.384 | 1325.025 | 1306.722 | 1288.672 | 1270.871 | 1253.316 | 1236.003 | 1218.93 | 1202.092 | 1185.487 | 1169.111
S_Ashbourne2 | solar | 2036.467 | 1940.192 | 1849.32 | 1766.432 | 1685.96 | 1675.803 | 1662.601 | 1645.743 | 1604.255 | 1553.76 | 1521.926 | 1540.141 | 1519.552 | 1504.074 | 1486.225 | 1467.098 | 1448.037 | 1428.801 | 1407.624 | 1389.463 | 1370.202 | 1351.943 | 1331.587 | 1313.312 | 1292.95 | 1274.657 | 1256.538 | 1238.474 | 1220.661 | 1203.098 | 1185.779 | 1168.702 | 1151.863 | 1135.259 | 1118.887 | 1102.744
S_Ashley | solar | 2186.467 | 2089.669 | 1998.276 | 1914.868 | 1833.878 | 1823.205 | 1809.489 | 1792.119 | 1750.12 | 1699.117 | 1666.776 | 1684.486 | 1663.393 | 1647.413 | 1629.064 | 1609.439 | 1589.882 | 1570.151 | 1548.481 | 1529.829 | 1510.078 | 1491.331 | 1470.489 | 1451.729 | 1430.885 | 1412.111 | 1393.512 | 1374.97 | 1356.682 | 1338.644 | 1320.852 | 1303.304 | 1285.996 | 1268.924 | 1252.086 | 1235.478
S_Auckland | solar | 2036.467 | 1940.192 | 1849.32 | 1766.432 | 1685.96 | 1675.803 | 1662.601 | 1645.743 | 1604.255 | 1553.76 | 1521.926 | 1540.141 | 1519.552 | 1504.074 | 1486.225 | 1467.098 | 1448.037 | 1428.801 | 1407.624 | 1389.463 | 1370.202 | 1351.943 | 1331.587 | 1313.312 | 1292.95 | 1274.657 | 1256.538 | 1238.474 | 1220.661 | 1203.098 | 1185.779 | 1168.702 | 1151.863 | 1135.259 | 1118.887 | 1102.744
S_BalmoralSt | solar | 2036.467 | 1940.192 | 1849.32 | 1766.432 | 1685.96 | 1675.803 | 1662.601 | 1645.743 | 1604.255 | 1553.76 | 1521.926 | 1540.141 | 1519.552 | 1504.074 | 1486.225 | 1467.098 | 1448.037 | 1428.801 | 1407.624 | 1389.463 | 1370.202 | 1351.943 | 1331.587 | 1313.312 | 1292.95 | 1274.657 | 1256.538 | 1238.474 | 1220.661 | 1203.098 | 1185.779 | 1168.702 | 1151.863 | 1135.259 | 1118.887 | 1102.744
S_BlackPoint | solar | 2186.467 | 2089.669 | 1998.276 | 1914.868 | 1833.878 | 1823.205 | 1809.489 | 1792.119 | 1750.12 | 1699.117 | 1666.776 | 1684.486 | 1663.393 | 1647.413 | 1629.064 | 1609.439 | 1589.882 | 1570.151 | 1548.481 | 1529.829 | 1510.078 | 1491.331 | 1470.489 | 1451.729 | 1430.885 | 1412.111 | 1393.512 | 1374.97 | 1356.682 | 1338.644 | 1320.852 | 1303.304 | 1285.996 | 1268.924 | 1252.086 | 1235.478
S_BridgeStre | solar | 2036.467 | 1940.192 | 1849.32 | 1766.432 | 1685.96 | 1675.803 | 1662.601 | 1645.743 | 1604.255 | 1553.76 | 1521.926 | 1540.141 | 1519.552 | 1504.074 | 1486.225 | 1467.098 | 1448.037 | 1428.801 | 1407.624 | 1389.463 | 1370.202 | 1351.943 | 1331.587 | 1313.312 | 1292.95 | 1274.657 | 1256.538 | 1238.474 | 1220.661 | 1203.098 | 1185.779 | 1168.702 | 1151.863 | 1135.259 | 1118.887 | 1102.744
S_Bunnythor1 | solar | 2111.467 | 2014.931 | 1923.798 | 1840.65 | 1759.919 | 1749.504 | 1736.045 | 1718.931 | 1677.188 | 1626.439 | 1594.351 | 1612.313 | 1591.472 | 1575.744 | 1557.645 | 1538.268 | 1518.959 | 1499.476 | 1478.053 | 1459.646 | 1440.14 | 1421.637 | 1401.038 | 1382.52 | 1361.918 | 1343.384 | 1325.025 | 1306.722 | 1288.672 | 1270.871 | 1253.316 | 1236.003 | 1218.93 | 1202.092 | 1185.487 | 1169.111
S_Bunnythor2 | solar | 2186.467 | 2089.669 | 1998.276 | 1914.868 | 1833.878 | 1823.205 | 1809.489 | 1792.119 | 1750.12 | 1699.117 | 1666.776 | 1684.486 | 1663.393 | 1647.413 | 1629.064 | 1609.439 | 1589.882 | 1570.151 | 1548.481 | 1529.829 | 1510.078 | 1491.331 | 1470.489 | 1451.729 | 1430.885 | 1412.111 | 1393.512 | 1374.97 | 1356.682 | 1338.644 | 1320.852 | 1303.304 | 1285.996 | 1268.924 | 1252.086 | 1235.478
S_Bunnythor3 | solar | 2036.467 | 1940.192 | 1849.32 | 1766.432 | 1685.96 | 1675.803 | 1662.601 | 1645.743 | 1604.255 | 1553.76 | 1521.926 | 1540.141 | 1519.552 | 1504.074 | 1486.225 | 1467.098 | 1448.037 | 1428.801 | 1407.624 | 1389.463 | 1370.202 | 1351.943 | 1331.587 | 1313.312 | 1292.95 | 1274.657 | 1256.538 | 1238.474 | 1220.661 | 1203.098 | 1185.779 | 1168.702 | 1151.863 | 1135.259 | 1118.887 | 1102.744
S_Cambridge | solar | 2036.467 | 1940.192 | 1849.32 | 1766.432 | 1685.96 | 1675.803 | 1662.601 | 1645.743 | 1604.255 | 1553.76 | 1521.926 | 1540.141 | 1519.552 | 1504.074 | 1486.225 | 1467.098 | 1448.037 | 1428.801 | 1407.624 | 1389.463 | 1370.202 | 1351.943 | 1331.587 | 1313.312 | 1292.95 | 1274.657 | 1256.538 | 1238.474 | 1220.661 | 1203.098 | 1185.779 | 1168.702 | 1151.863 | 1135.259 | 1118.887 | 1102.744
S_Canterbur1 | solar | 2186.467 | 2089.669 | 1998.276 | 1914.868 | 1833.878 | 1823.205 | 1809.489 | 1792.119 | 1750.12 | 1699.117 | 1666.776 | 1684.486 | 1663.393 | 1647.413 | 1629.064 | 1609.439 | 1589.882 | 1570.151 | 1548.481 | 1529.829 | 1510.078 | 1491.331 | 1470.489 | 1451.729 | 1430.885 | 1412.111 | 1393.512 | 1374.97 | 1356.682 | 1338.644 | 1320.852 | 1303.304 | 1285.996 | 1268.924 | 1252.086 | 1235.478
S_Canterbur2 | solar | 2186.467 | 2089.669 | 1998.276 | 1914.868 | 1833.878 | 1823.205 | 1809.489 | 1792.119 | 1750.12 | 1699.117 | 1666.776 | 1684.486 | 1663.393 | 1647.413 | 1629.064 | 1609.439 | 1589.882 | 1570.151 | 1548.481 | 1529.829 | 1510.078 | 1491.331 | 1470.489 | 1451.729 | 1430.885 | 1412.111 | 1393.512 | 1374.97 | 1356.682 | 1338.644 | 1320.852 | 1303.304 | 1285.996 | 1268.924 | 1252.086 | 1235.478
S_Carterton | solar | 2186.467 | 2089.669 | 1998.276 | 1914.868 | 1833.878 | 1823.205 | 1809.489 | 1792.119 | 1750.12 | 1699.117 | 1666.776 | 1684.486 | 1663.393 | 1647.413 | 1629.064 | 1609.439 | 1589.882 | 1570.151 | 1548.481 | 1529.829 | 1510.078 | 1491.331 | 1470.489 | 1451.729 | 1430.885 | 1412.111 | 1393.512 | 1374.97 | 1356.682 | 1338.644 | 1320.852 | 1303.304 | 1285.996 | 1268.924 | 1252.086 | 1235.478
S_Clandeboye | solar | 2111.467 | 2014.931 | 1923.798 | 1840.65 | 1759.919 | 1749.504 | 1736.045 | 1718.931 | 1677.188 | 1626.439 | 1594.351 | 1612.313 | 1591.472 | 1575.744 | 1557.645 | 1538.268 | 1518.959 | 1499.476 | 1478.053 | 1459.646 | 1440.14 | 1421.637 | 1401.038 | 1382.52 | 1361.918 | 1343.384 | 1325.025 | 1306.722 | 1288.672 | 1270.871 | 1253.316 | 1236.003 | 1218.93 | 1202.092 | 1185.487 | 1169.111
S_Dannevirk1 | solar | 2036.467 | 1940.192 | 1849.32 | 1766.432 | 1685.96 | 1675.803 | 1662.601 | 1645.743 | 1604.255 | 1553.76 | 1521.926 | 1540.141 | 1519.552 | 1504.074 | 1486.225 | 1467.098 | 1448.037 | 1428.801 | 1407.624 | 1389.463 | 1370.202 | 1351.943 | 1331.587 | 1313.312 | 1292.95 | 1274.657 | 1256.538 | 1238.474 | 1220.661 | 1203.098 | 1185.779 | 1168.702 | 1151.863 | 1135.259 | 1118.887 | 1102.744
S_Dannevirk2 | solar | 2186.467 | 2089.669 | 1998.276 | 1914.868 | 1833.878 | 1823.205 | 1809.489 | 1792.119 | 1750.12 | 1699.117 | 1666.776 | 1684.486 | 1663.393 | 1647.413 | 1629.064 | 1609.439 | 1589.882 | 1570.151 | 1548.481 | 1529.829 | 1510.078 | 1491.331 | 1470.489 | 1451.729 | 1430.885 | 1412.111 | 1393.512 | 1374.97 | 1356.682 | 1338.644 | 1320.852 | 1303.304 | 1285.996 | 1268.924 | 1252.086 | 1235.478
S_Darfield | solar | 2186.467 | 2089.669 | 1998.276 | 1914.868 | 1833.878 | 1823.205 | 1809.489 | 1792.119 | 1750.12 | 1699.117 | 1666.776 | 1684.486 | 1663.393 | 1647.413 | 1629.064 | 1609.439 | 1589.882 | 1570.151 | 1548.481 | 1529.829 | 1510.078 | 1491.331 | 1470.489 | 1451.729 | 1430.885 | 1412.111 | 1393.512 | 1374.97 | 1356.682 | 1338.644 | 1320.852 | 1303.304 | 1285.996 | 1268.924 | 1252.086 | 1235.478
S_Dargaville | solar | 2036.467 | 1940.192 | 1849.32 | 1766.432 | 1685.96 | 1675.803 | 1662.601 | 1645.743 | 1604.255 | 1553.76 | 1521.926 | 1540.141 | 1519.552 | 1504.074 | 1486.225 | 1467.098 | 1448.037 | 1428.801 | 1407.624 | 1389.463 | 1370.202 | 1351.943 | 1331.587 | 1313.312 | 1292.95 | 1274.657 | 1256.538 | 1238.474 | 1220.661 | 1203.098 | 1185.779 | 1168.702 | 1151.863 | 1135.259 | 1118.887 | 1102.744
S_Dunsandel | solar | 2036.467 | 1940.192 | 1849.32 | 1766.432 | 1685.96 | 1675.803 | 1662.601 | 1645.743 | 1604.255 | 1553.76 | 1521.926 | 1540.141 | 1519.552 | 1504.074 | 1486.225 | 1467.098 | 1448.037 | 1428.801 | 1407.624 | 1389.463 | 1370.202 | 1351.943 | 1331.587 | 1313.312 | 1292.95 | 1274.657 | 1256.538 | 1238.474 | 1220.661 | 1203.098 | 1185.779 | 1168.702 | 1151.863 | 1135.259 | 1118.887 | 1102.744
S_Edgecumbe1 | solar | 2111.467 | 2014.931 | 1923.798 | 1840.65 | 1759.919 | 1749.504 | 1736.045 | 1718.931 | 1677.188 | 1626.439 | 1594.351 | 1612.313 | 1591.472 | 1575.744 | 1557.645 | 1538.268 | 1518.959 | 1499.476 | 1478.053 | 1459.646 | 1440.14 | 1421.637 | 1401.038 | 1382.52 | 1361.918 | 1343.384 | 1325.025 | 1306.722 | 1288.672 | 1270.871 | 1253.316 | 1236.003 | 1218.93 | 1202.092 | 1185.487 | 1169.111
S_Edgecumbe2 | solar | 2186.467 | 2089.669 | 1998.276 | 1914.868 | 1833.878 | 1823.205 | 1809.489 | 1792.119 | 1750.12 | 1699.117 | 1666.776 | 1684.486 | 1663.393 | 1647.413 | 1629.064 | 1609.439 | 1589.882 | 1570.151 | 1548.481 | 1529.829 | 1510.078 | 1491.331 | 1470.489 | 1451.729 | 1430.885 | 1412.111 | 1393.512 | 1374.97 | 1356.682 | 1338.644 | 1320.852 | 1303.304 | 1285.996 | 1268.924 | 1252.086 | 1235.478
S_Foxton0 | solar | 2036.467 | 1940.192 | 1849.32 | 1766.432 | 1685.96 | 1675.803 | 1662.601 | 1645.743 | 1604.255 | 1553.76 | 1521.926 | 1540.141 | 1519.552 | 1504.074 | 1486.225 | 1467.098 | 1448.037 | 1428.801 | 1407.624 | 1389.463 | 1370.202 | 1351.943 | 1331.587 | 1313.312 | 1292.95 | 1274.657 | 1256.538 | 1238.474 | 1220.661 | 1203.098 | 1185.779 | 1168.702 | 1151.863 | 1135.259 | 1118.887 | 1102.744
S_Foxton1 | solar | 2186.467 | 2089.669 | 1998.276 | 1914.868 | 1833.878 | 1823.205 | 1809.489 | 1792.119 | 1750.12 | 1699.117 | 1666.776 | 1684.486 | 1663.393 | 1647.413 | 1629.064 | 1609.439 | 1589.882 | 1570.151 | 1548.481 | 1529.829 | 1510.078 | 1491.331 | 1470.489 | 1451.729 | 1430.885 | 1412.111 | 1393.512 | 1374.97 | 1356.682 | 1338.644 | 1320.852 | 1303.304 | 1285.996 | 1268.924 | 1252.086 | 1235.478
S_Gartartan | solar | 2036.467 | 1940.192 | 1849.32 | 1766.432 | 1685.96 | 1675.803 | 1662.601 | 1645.743 | 1604.255 | 1553.76 | 1521.926 | 1540.141 | 1519.552 | 1504.074 | 1486.225 | 1467.098 | 1448.037 | 1428.801 | 1407.624 | 1389.463 | 1370.202 | 1351.943 | 1331.587 | 1313.312 | 1292.95 | 1274.657 | 1256.538 | 1238.474 | 1220.661 | 1203.098 | 1185.779 | 1168.702 | 1151.863 | 1135.259 | 1118.887 | 1102.744
S_Glorit | solar | 2186.467 | 2089.669 | 1998.276 | 1914.868 | 1833.878 | 1823.205 | 1809.489 | 1792.119 | 1750.12 | 1699.117 | 1666.776 | 1684.486 | 1663.393 | 1647.413 | 1629.064 | 1609.439 | 1589.882 | 1570.151 | 1548.481 | 1529.829 | 1510.078 | 1491.331 | 1470.489 | 1451.729 | 1430.885 | 1412.111 | 1393.512 | 1374.97 | 1356.682 | 1338.644 | 1320.852 | 1303.304 | 1285.996 | 1268.924 | 1252.086 | 1235.478
S_GoldenStai | solar | 2111.467 | 2014.931 | 1923.798 | 1840.65 | 1759.919 | 1749.504 | 1736.045 | 1718.931 | 1677.188 | 1626.439 | 1594.351 | 1612.313 | 1591.472 | 1575.744 | 1557.645 | 1538.268 | 1518.959 | 1499.476 | 1478.053 | 1459.646 | 1440.14 | 1421.637 | 1401.038 | 1382.52 | 1361.918 | 1343.384 | 1325.025 | 1306.722 | 1288.672 | 1270.871 | 1253.316 | 1236.003 | 1218.93 | 1202.092 | 1185.487 | 1169.111
S_Grampians | solar | 2186.467 | 2089.669 | 1998.276 | 1914.868 | 1833.878 | 1823.205 | 1809.489 | 1792.119 | 1750.12 | 1699.117 | 1666.776 | 1684.486 | 1663.393 | 1647.413 | 1629.064 | 1609.439 | 1589.882 | 1570.151 | 1548.481 | 1529.829 | 1510.078 | 1491.331 | 1470.489 | 1451.729 | 1430.885 | 1412.111 | 1393.512 | 1374.97 | 1356.682 | 1338.644 | 1320.852 | 1303.304 | 1285.996 | 1268.924 | 1252.086 | 1235.478
S_Greendale | solar | 2036.467 | 1940.192 | 1849.32 | 1766.432 | 1685.96 | 1675.803 | 1662.601 | 1645.743 | 1604.255 | 1553.76 | 1521.926 | 1540.141 | 1519.552 | 1504.074 | 1486.225 | 1467.098 | 1448.037 | 1428.801 | 1407.624 | 1389.463 | 1370.202 | 1351.943 | 1331.587 | 1313.312 | 1292.95 | 1274.657 | 1256.538 | 1238.474 | 1220.661 | 1203.098 | 1185.779 | 1168.702 | 1151.863 | 1135.259 | 1118.887 | 1102.744
S_Greytown0 | solar | 2186.467 | 2089.669 | 1998.276 | 1914.868 | 1833.878 | 1823.205 | 1809.489 | 1792.119 | 1750.12 | 1699.117 | 1666.776 | 1684.486 | 1663.393 | 1647.413 | 1629.064 | 1609.439 | 1589.882 | 1570.151 | 1548.481 | 1529.829 | 1510.078 | 1491.331 | 1470.489 | 1451.729 | 1430.885 | 1412.111 | 1393.512 | 1374.97 | 1356.682 | 1338.644 | 1320.852 | 1303.304 | 1285.996 | 1268.924 | 1252.086 | 1235.478
S_Greytown1 | solar | 2036.467 | 1940.192 | 1849.32 | 1766.432 | 1685.96 | 1675.803 | 1662.601 | 1645.743 | 1604.255 | 1553.76 | 1521.926 | 1540.141 | 1519.552 | 1504.074 | 1486.225 | 1467.098 | 1448.037 | 1428.801 | 1407.624 | 1389.463 | 1370.202 | 1351.943 | 1331.587 | 1313.312 | 1292.95 | 1274.657 | 1256.538 | 1238.474 | 1220.661 | 1203.098 | 1185.779 | 1168.702 | 1151.863 | 1135.259 | 1118.887 | 1102.744
S_HaldonSta1 | solar | 2186.467 | 2089.669 | 1998.276 | 1914.868 | 1833.878 | 1823.205 | 1809.489 | 1792.119 | 1750.12 | 1699.117 | 1666.776 | 1684.486 | 1663.393 | 1647.413 | 1629.064 | 1609.439 | 1589.882 | 1570.151 | 1548.481 | 1529.829 | 1510.078 | 1491.331 | 1470.489 | 1451.729 | 1430.885 | 1412.111 | 1393.512 | 1374.97 | 1356.682 | 1338.644 | 1320.852 | 1303.304 | 1285.996 | 1268.924 | 1252.086 | 1235.478
S_HaldonSta2 | solar | 2186.467 | 2089.669 | 1998.276 | 1914.868 | 1833.878 | 1823.205 | 1809.489 | 1792.119 | 1750.12 | 1699.117 | 1666.776 | 1684.486 | 1663.393 | 1647.413 | 1629.064 | 1609.439 | 1589.882 | 1570.151 | 1548.481 | 1529.829 | 1510.078 | 1491.331 | 1470.489 | 1451.729 | 1430.885 | 1412.111 | 1393.512 | 1374.97 | 1356.682 | 1338.644 | 1320.852 | 1303.304 | 1285.996 | 1268.924 | 1252.086 | 1235.478
S_HanmerRoad | solar | 2036.467 | 1940.192 | 1849.32 | 1766.432 | 1685.96 | 1675.803 | 1662.601 | 1645.743 | 1604.255 | 1553.76 | 1521.926 | 1540.141 | 1519.552 | 1504.074 | 1486.225 | 1467.098 | 1448.037 | 1428.801 | 1407.624 | 1389.463 | 1370.202 | 1351.943 | 1331.587 | 1313.312 | 1292.95 | 1274.657 | 1256.538 | 1238.474 | 1220.661 | 1203.098 | 1185.779 | 1168.702 | 1151.863 | 1135.259 | 1118.887 | 1102.744
S_HawkesBay1 | solar | 2186.467 | 2089.669 | 1998.276 | 1914.868 | 1833.878 | 1823.205 | 1809.489 | 1792.119 | 1750.12 | 1699.117 | 1666.776 | 1684.486 | 1663.393 | 1647.413 | 1629.064 | 1609.439 | 1589.882 | 1570.151 | 1548.481 | 1529.829 | 1510.078 | 1491.331 | 1470.489 | 1451.729 | 1430.885 | 1412.111 | 1393.512 | 1374.97 | 1356.682 | 1338.644 | 1320.852 | 1303.304 | 1285.996 | 1268.924 | 1252.086 | 1235.478
S_HawkesBay2 | solar | 2036.467 | 1940.192 | 1849.32 | 1766.432 | 1685.96 | 1675.803 | 1662.601 | 1645.743 | 1604.255 | 1553.76 | 1521.926 | 1540.141 | 1519.552 | 1504.074 | 1486.225 | 1467.098 | 1448.037 | 1428.801 | 1407.624 | 1389.463 | 1370.202 | 1351.943 | 1331.587 | 1313.312 | 1292.95 | 1274.657 | 1256.538 | 1238.474 | 1220.661 | 1203.098 | 1185.779 | 1168.702 | 1151.863 | 1135.259 | 1118.887 | 1102.744
S_Highfield | solar | 2186.467 | 2089.669 | 1998.276 | 1914.868 | 1833.878 | 1823.205 | 1809.489 | 1792.119 | 1750.12 | 1699.117 | 1666.776 | 1684.486 | 1663.393 | 1647.413 | 1629.064 | 1609.439 | 1589.882 | 1570.151 | 1548.481 | 1529.829 | 1510.078 | 1491.331 | 1470.489 | 1451.729 | 1430.885 | 1412.111 | 1393.512 | 1374.97 | 1356.682 | 1338.644 | 1320.852 | 1303.304 | 1285.996 | 1268.924 | 1252.086 | 1235.478
S_Hikawaik | solar | 2111.467 | 2014.931 | 1923.798 | 1840.65 | 1759.919 | 1749.504 | 1736.045 | 1718.931 | 1677.188 | 1626.439 | 1594.351 | 1612.313 | 1591.472 | 1575.744 | 1557.645 | 1538.268 | 1518.959 | 1499.476 | 1478.053 | 1459.646 | 1440.14 | 1421.637 | 1401.038 | 1382.52 | 1361.918 | 1343.384 | 1325.025 | 1306.722 | 1288.672 | 1270.871 | 1253.316 | 1236.003 | 1218.93 | 1202.092 | 1185.487 | 1169.111
S_Hinuera | solar | 2186.467 | 2089.669 | 1998.276 | 1914.868 | 1833.878 | 1823.205 | 1809.489 | 1792.119 | 1750.12 | 1699.117 | 1666.776 | 1684.486 | 1663.393 | 1647.413 | 1629.064 | 1609.439 | 1589.882 | 1570.151 | 1548.481 | 1529.829 | 1510.078 | 1491.331 | 1470.489 | 1451.729 | 1430.885 | 1412.111 | 1393.512 | 1374.97 | 1356.682 | 1338.644 | 1320.852 | 1303.304 | 1285.996 | 1268.924 | 1252.086 | 1235.478
S_Huirangi | solar | 2186.467 | 2089.669 | 1998.276 | 1914.868 | 1833.878 | 1823.205 | 1809.489 | 1792.119 | 1750.12 | 1699.117 | 1666.776 | 1684.486 | 1663.393 | 1647.413 | 1629.064 | 1609.439 | 1589.882 | 1570.151 | 1548.481 | 1529.829 | 1510.078 | 1491.331 | 1470.489 | 1451.729 | 1430.885 | 1412.111 | 1393.512 | 1374.97 | 1356.682 | 1338.644 | 1320.852 | 1303.304 | 1285.996 | 1268.924 | 1252.086 | 1235.478
S_IdaValley | solar | 2111.467 | 2014.931 | 1923.798 | 1840.65 | 1759.919 | 1749.504 | 1736.045 | 1718.931 | 1677.188 | 1626.439 | 1594.351 | 1612.313 | 1591.472 | 1575.744 | 1557.645 | 1538.268 | 1518.959 | 1499.476 | 1478.053 | 1459.646 | 1440.14 | 1421.637 | 1401.038 | 1382.52 | 1361.918 | 1343.384 | 1325.025 | 1306.722 | 1288.672 | 1270.871 | 1253.316 | 1236.003 | 1218.93 | 1202.092 | 1185.487 | 1169.111
S_IrishmanCr | solar | 2186.467 | 2089.669 | 1998.276 | 1914.868 | 1833.878 | 1823.205 | 1809.489 | 1792.119 | 1750.12 | 1699.117 | 1666.776 | 1684.486 | 1663.393 | 1647.413 | 1629.064 | 1609.439 | 1589.882 | 1570.151 | 1548.481 | 1529.829 | 1510.078 | 1491.331 | 1470.489 | 1451.729 | 1430.885 | 1412.111 | 1393.512 | 1374.97 | 1356.682 | 1338.644 | 1320.852 | 1303.304 | 1285.996 | 1268.924 | 1252.086 | 1235.478
S_Islington | solar | 2186.467 | 2089.669 | 1998.276 | 1914.868 | 1833.878 | 1823.205 | 1809.489 | 1792.119 | 1750.12 | 1699.117 | 1666.776 | 1684.486 | 1663.393 | 1647.413 | 1629.064 | 1609.439 | 1589.882 | 1570.151 | 1548.481 | 1529.829 | 1510.078 | 1491.331 | 1470.489 | 1451.729 | 1430.885 | 1412.111 | 1393.512 | 1374.97 | 1356.682 | 1338.644 | 1320.852 | 1303.304 | 1285.996 | 1268.924 | 1252.086 | 1235.478
S_Kaipara | solar | 2186.467 | 2089.669 | 1998.276 | 1914.868 | 1833.878 | 1823.205 | 1809.489 | 1792.119 | 1750.12 | 1699.117 | 1666.776 | 1684.486 | 1663.393 | 1647.413 | 1629.064 | 1609.439 | 1589.882 | 1570.151 | 1548.481 | 1529.829 | 1510.078 | 1491.331 | 1470.489 | 1451.729 | 1430.885 | 1412.111 | 1393.512 | 1374.97 | 1356.682 | 1338.644 | 1320.852 | 1303.304 | 1285.996 | 1268.924 | 1252.086 | 1235.478
S_Karioi | solar | 2186.467 | 2089.669 | 1998.276 | 1914.868 | 1833.878 | 1823.205 | 1809.489 | 1792.119 | 1750.12 | 1699.117 | 1666.776 | 1684.486 | 1663.393 | 1647.413 | 1629.064 | 1609.439 | 1589.882 | 1570.151 | 1548.481 | 1529.829 | 1510.078 | 1491.331 | 1470.489 | 1451.729 | 1430.885 | 1412.111 | 1393.512 | 1374.97 | 1356.682 | 1338.644 | 1320.852 | 1303.304 | 1285.996 | 1268.924 | 1252.086 | 1235.478
S_Killermont | solar | 2111.467 | 2014.931 | 1923.798 | 1840.65 | 1759.919 | 1749.504 | 1736.045 | 1718.931 | 1677.188 | 1626.439 | 1594.351 | 1612.313 | 1591.472 | 1575.744 | 1557.645 | 1538.268 | 1518.959 | 1499.476 | 1478.053 | 1459.646 | 1440.14 | 1421.637 | 1401.038 | 1382.52 | 1361.918 | 1343.384 | 1325.025 | 1306.722 | 1288.672 | 1270.871 | 1253.316 | 1236.003 | 1218.93 | 1202.092 | 1185.487 | 1169.111
S_Kilvarock | solar | 2111.467 | 2014.931 | 1923.798 | 1840.65 | 1759.919 | 1749.504 | 1736.045 | 1718.931 | 1677.188 | 1626.439 | 1594.351 | 1612.313 | 1591.472 | 1575.744 | 1557.645 | 1538.268 | 1518.959 | 1499.476 | 1478.053 | 1459.646 | 1440.14 | 1421.637 | 1401.038 | 1382.52 | 1361.918 | 1343.384 | 1325.025 | 1306.722 | 1288.672 | 1270.871 | 1253.316 | 1236.003 | 1218.93 | 1202.092 | 1185.487 | 1169.111
S_Kowhai | solar | 2111.467 | 2014.931 | 1923.798 | 1840.65 | 1759.919 | 1749.504 | 1736.045 | 1718.931 | 1677.188 | 1626.439 | 1594.351 | 1612.313 | 1591.472 | 1575.744 | 1557.645 | 1538.268 | 1518.959 | 1499.476 | 1478.053 | 1459.646 | 1440.14 | 1421.637 | 1401.038 | 1382.52 | 1361.918 | 1343.384 | 1325.025 | 1306.722 | 1288.672 | 1270.871 | 1253.316 | 1236.003 | 1218.93 | 1202.092 | 1185.487 | 1169.111
S_Kuratau | solar | 2036.467 | 1940.192 | 1849.32 | 1766.432 | 1685.96 | 1675.803 | 1662.601 | 1645.743 | 1604.255 | 1553.76 | 1521.926 | 1540.141 | 1519.552 | 1504.074 | 1486.225 | 1467.098 | 1448.037 | 1428.801 | 1407.624 | 1389.463 | 1370.202 | 1351.943 | 1331.587 | 1313.312 | 1292.95 | 1274.657 | 1256.538 | 1238.474 | 1220.661 | 1203.098 | 1185.779 | 1168.702 | 1151.863 | 1135.259 | 1118.887 | 1102.744
S_Leeston | solar | 2036.467 | 1940.192 | 1849.32 | 1766.432 | 1685.96 | 1675.803 | 1662.601 | 1645.743 | 1604.255 | 1553.76 | 1521.926 | 1540.141 | 1519.552 | 1504.074 | 1486.225 | 1467.098 | 1448.037 | 1428.801 | 1407.624 | 1389.463 | 1370.202 | 1351.943 | 1331.587 | 1313.312 | 1292.95 | 1274.657 | 1256.538 | 1238.474 | 1220.661 | 1203.098 | 1185.779 | 1168.702 | 1151.863 | 1135.259 | 1118.887 | 1102.744
S_Manawatu1 | solar | 2036.467 | 1940.192 | 1849.32 | 1766.432 | 1685.96 | 1675.803 | 1662.601 | 1645.743 | 1604.255 | 1553.76 | 1521.926 | 1540.141 | 1519.552 | 1504.074 | 1486.225 | 1467.098 | 1448.037 | 1428.801 | 1407.624 | 1389.463 | 1370.202 | 1351.943 | 1331.587 | 1313.312 | 1292.95 | 1274.657 | 1256.538 | 1238.474 | 1220.661 | 1203.098 | 1185.779 | 1168.702 | 1151.863 | 1135.259 | 1118.887 | 1102.744
S_Manawatu2 | solar | 2186.467 | 2089.669 | 1998.276 | 1914.868 | 1833.878 | 1823.205 | 1809.489 | 1792.119 | 1750.12 | 1699.117 | 1666.776 | 1684.486 | 1663.393 | 1647.413 | 1629.064 | 1609.439 | 1589.882 | 1570.151 | 1548.481 | 1529.829 | 1510.078 | 1491.331 | 1470.489 | 1451.729 | 1430.885 | 1412.111 | 1393.512 | 1374.97 | 1356.682 | 1338.644 | 1320.852 | 1303.304 | 1285.996 | 1268.924 | 1252.086 | 1235.478
S_Mangamaire | solar | 2036.467 | 1940.192 | 1849.32 | 1766.432 | 1685.96 | 1675.803 | 1662.601 | 1645.743 | 1604.255 | 1553.76 | 1521.926 | 1540.141 | 1519.552 | 1504.074 | 1486.225 | 1467.098 | 1448.037 | 1428.801 | 1407.624 | 1389.463 | 1370.202 | 1351.943 | 1331.587 | 1313.312 | 1292.95 | 1274.657 | 1256.538 | 1238.474 | 1220.661 | 1203.098 | 1185.779 | 1168.702 | 1151.863 | 1135.259 | 1118.887 | 1102.744
S_Maniototo | solar | 2186.467 | 2089.669 | 1998.276 | 1914.868 | 1833.878 | 1823.205 | 1809.489 | 1792.119 | 1750.12 | 1699.117 | 1666.776 | 1684.486 | 1663.393 | 1647.413 | 1629.064 | 1609.439 | 1589.882 | 1570.151 | 1548.481 | 1529.829 | 1510.078 | 1491.331 | 1470.489 | 1451.729 | 1430.885 | 1412.111 | 1393.512 | 1374.97 | 1356.682 | 1338.644 | 1320.852 | 1303.304 | 1285.996 | 1268.924 | 1252.086 | 1235.478
S_MarangaRa | solar | 2036.467 | 1940.192 | 1849.32 | 1766.432 | 1685.96 | 1675.803 | 1662.601 | 1645.743 | 1604.255 | 1553.76 | 1521.926 | 1540.141 | 1519.552 | 1504.074 | 1486.225 | 1467.098 | 1448.037 | 1428.801 | 1407.624 | 1389.463 | 1370.202 | 1351.943 | 1331.587 | 1313.312 | 1292.95 | 1274.657 | 1256.538 | 1238.474 | 1220.661 | 1203.098 | 1185.779 | 1168.702 | 1151.863 | 1135.259 | 1118.887 | 1102.744
S_Marton0 | solar | 2186.467 | 2089.669 | 1998.276 | 1914.868 | 1833.878 | 1823.205 | 1809.489 | 1792.119 | 1750.12 | 1699.117 | 1666.776 | 1684.486 | 1663.393 | 1647.413 | 1629.064 | 1609.439 | 1589.882 | 1570.151 | 1548.481 | 1529.829 | 1510.078 | 1491.331 | 1470.489 | 1451.729 | 1430.885 | 1412.111 | 1393.512 | 1374.97 | 1356.682 | 1338.644 | 1320.852 | 1303.304 | 1285.996 | 1268.924 | 1252.086 | 1235.478
S_Marton1 | solar | 2036.467 | 1940.192 | 1849.32 | 1766.432 | 1685.96 | 1675.803 | 1662.601 | 1645.743 | 1604.255 | 1553.76 | 1521.926 | 1540.141 | 1519.552 | 1504.074 | 1486.225 | 1467.098 | 1448.037 | 1428.801 | 1407.624 | 1389.463 | 1370.202 | 1351.943 | 1331.587 | 1313.312 | 1292.95 | 1274.657 | 1256.538 | 1238.474 | 1220.661 | 1203.098 | 1185.779 | 1168.702 | 1151.863 | 1135.259 | 1118.887 | 1102.744
S_Marton2 | solar | 2186.467 | 2089.669 | 1998.276 | 1914.868 | 1833.878 | 1823.205 | 1809.489 | 1792.119 | 1750.12 | 1699.117 | 1666.776 | 1684.486 | 1663.393 | 1647.413 | 1629.064 | 1609.439 | 1589.882 | 1570.151 | 1548.481 | 1529.829 | 1510.078 | 1491.331 | 1470.489 | 1451.729 | 1430.885 | 1412.111 | 1393.512 | 1374.97 | 1356.682 | 1338.644 | 1320.852 | 1303.304 | 1285.996 | 1268.924 | 1252.086 | 1235.478
S_Marton3 | solar | 2186.467 | 2089.669 | 1998.276 | 1914.868 | 1833.878 | 1823.205 | 1809.489 | 1792.119 | 1750.12 | 1699.117 | 1666.776 | 1684.486 | 1663.393 | 1647.413 | 1629.064 | 1609.439 | 1589.882 | 1570.151 | 1548.481 | 1529.829 | 1510.078 | 1491.331 | 1470.489 | 1451.729 | 1430.885 | 1412.111 | 1393.512 | 1374.97 | 1356.682 | 1338.644 | 1320.852 | 1303.304 | 1285.996 | 1268.924 | 1252.086 | 1235.478
S_Masterton | solar | 2186.467 | 2089.669 | 1998.276 | 1914.868 | 1833.878 | 1823.205 | 1809.489 | 1792.119 | 1750.12 | 1699.117 | 1666.776 | 1684.486 | 1663.393 | 1647.413 | 1629.064 | 1609.439 | 1589.882 | 1570.151 | 1548.481 | 1529.829 | 1510.078 | 1491.331 | 1470.489 | 1451.729 | 1430.885 | 1412.111 | 1393.512 | 1374.97 | 1356.682 | 1338.644 | 1320.852 | 1303.304 | 1285.996 | 1268.924 | 1252.086 | 1235.478
S_Morrinsvil | solar | 2111.467 | 2014.931 | 1923.798 | 1840.65 | 1759.919 | 1749.504 | 1736.045 | 1718.931 | 1677.188 | 1626.439 | 1594.351 | 1612.313 | 1591.472 | 1575.744 | 1557.645 | 1538.268 | 1518.959 | 1499.476 | 1478.053 | 1459.646 | 1440.14 | 1421.637 | 1401.038 | 1382.52 | 1361.918 | 1343.384 | 1325.025 | 1306.722 | 1288.672 | 1270.871 | 1253.316 | 1236.003 | 1218.93 | 1202.092 | 1185.487 | 1169.111
S_MountSomer | solar | 2036.467 | 1940.192 | 1849.32 | 1766.432 | 1685.96 | 1675.803 | 1662.601 | 1645.743 | 1604.255 | 1553.76 | 1521.926 | 1540.141 | 1519.552 | 1504.074 | 1486.225 | 1467.098 | 1448.037 | 1428.801 | 1407.624 | 1389.463 | 1370.202 | 1351.943 | 1331.587 | 1313.312 | 1292.95 | 1274.657 | 1256.538 | 1238.474 | 1220.661 | 1203.098 | 1185.779 | 1168.702 | 1151.863 | 1135.259 | 1118.887 | 1102.744
S_MtEllaRen2 | solar | 2036.467 | 1940.192 | 1849.32 | 1766.432 | 1685.96 | 1675.803 | 1662.601 | 1645.743 | 1604.255 | 1553.76 | 1521.926 | 1540.141 | 1519.552 | 1504.074 | 1486.225 | 1467.098 | 1448.037 | 1428.801 | 1407.624 | 1389.463 | 1370.202 | 1351.943 | 1331.587 | 1313.312 | 1292.95 | 1274.657 | 1256.538 | 1238.474 | 1220.661 | 1203.098 | 1185.779 | 1168.702 | 1151.863 | 1135.259 | 1118.887 | 1102.744
S_Naseby | solar | 2186.467 | 2089.669 | 1998.276 | 1914.868 | 1833.878 | 1823.205 | 1809.489 | 1792.119 | 1750.12 | 1699.117 | 1666.776 | 1684.486 | 1663.393 | 1647.413 | 1629.064 | 1609.439 | 1589.882 | 1570.151 | 1548.481 | 1529.829 | 1510.078 | 1491.331 | 1470.489 | 1451.729 | 1430.885 | 1412.111 | 1393.512 | 1374.97 | 1356.682 | 1338.644 | 1320.852 | 1303.304 | 1285.996 | 1268.924 | 1252.086 | 1235.478
S_NewPlymout | solar | 2036.467 | 1940.192 | 1849.32 | 1766.432 | 1685.96 | 1675.803 | 1662.601 | 1645.743 | 1604.255 | 1553.76 | 1521.926 | 1540.141 | 1519.552 | 1504.074 | 1486.225 | 1467.098 | 1448.037 | 1428.801 | 1407.624 | 1389.463 | 1370.202 | 1351.943 | 1331.587 | 1313.312 | 1292.95 | 1274.657 | 1256.538 | 1238.474 | 1220.661 | 1203.098 | 1185.779 | 1168.702 | 1151.863 | 1135.259 | 1118.887 | 1102.744
S_NorthRakai | solar | 2186.467 | 2089.669 | 1998.276 | 1914.868 | 1833.878 | 1823.205 | 1809.489 | 1792.119 | 1750.12 | 1699.117 | 1666.776 | 1684.486 | 1663.393 | 1647.413 | 1629.064 | 1609.439 | 1589.882 | 1570.151 | 1548.481 | 1529.829 | 1510.078 | 1491.331 | 1470.489 | 1451.729 | 1430.885 | 1412.111 | 1393.512 | 1374.97 | 1356.682 | 1338.644 | 1320.852 | 1303.304 | 1285.996 | 1268.924 | 1252.086 | 1235.478
S_Norwood | solar | 2186.467 | 2089.669 | 1998.276 | 1914.868 | 1833.878 | 1823.205 | 1809.489 | 1792.119 | 1750.12 | 1699.117 | 1666.776 | 1684.486 | 1663.393 | 1647.413 | 1629.064 | 1609.439 | 1589.882 | 1570.151 | 1548.481 | 1529.829 | 1510.078 | 1491.331 | 1470.489 | 1451.729 | 1430.885 | 1412.111 | 1393.512 | 1374.97 | 1356.682 | 1338.644 | 1320.852 | 1303.304 | 1285.996 | 1268.924 | 1252.086 | 1235.478
S_Ohau | solar | 2186.467 | 2089.669 | 1998.276 | 1914.868 | 1833.878 | 1823.205 | 1809.489 | 1792.119 | 1750.12 | 1699.117 | 1666.776 | 1684.486 | 1663.393 | 1647.413 | 1629.064 | 1609.439 | 1589.882 | 1570.151 | 1548.481 | 1529.829 | 1510.078 | 1491.331 | 1470.489 | 1451.729 | 1430.885 | 1412.111 | 1393.512 | 1374.97 | 1356.682 | 1338.644 | 1320.852 | 1303.304 | 1285.996 | 1268.924 | 1252.086 | 1235.478
S_Ongaonga0 | solar | 2036.467 | 1940.192 | 1849.32 | 1766.432 | 1685.96 | 1675.803 | 1662.601 | 1645.743 | 1604.255 | 1553.76 | 1521.926 | 1540.141 | 1519.552 | 1504.074 | 1486.225 | 1467.098 | 1448.037 | 1428.801 | 1407.624 | 1389.463 | 1370.202 | 1351.943 | 1331.587 | 1313.312 | 1292.95 | 1274.657 | 1256.538 | 1238.474 | 1220.661 | 1203.098 | 1185.779 | 1168.702 | 1151.863 | 1135.259 | 1118.887 | 1102.744
S_Ongaonga1 | solar | 2186.467 | 2089.669 | 1998.276 | 1914.868 | 1833.878 | 1823.205 | 1809.489 | 1792.119 | 1750.12 | 1699.117 | 1666.776 | 1684.486 | 1663.393 | 1647.413 | 1629.064 | 1609.439 | 1589.882 | 1570.151 | 1548.481 | 1529.829 | 1510.078 | 1491.331 | 1470.489 | 1451.729 | 1430.885 | 1412.111 | 1393.512 | 1374.97 | 1356.682 | 1338.644 | 1320.852 | 1303.304 | 1285.996 | 1268.924 | 1252.086 | 1235.478
S_Ongaonga2 | solar | 2186.467 | 2089.669 | 1998.276 | 1914.868 | 1833.878 | 1823.205 | 1809.489 | 1792.119 | 1750.12 | 1699.117 | 1666.776 | 1684.486 | 1663.393 | 1647.413 | 1629.064 | 1609.439 | 1589.882 | 1570.151 | 1548.481 | 1529.829 | 1510.078 | 1491.331 | 1470.489 | 1451.729 | 1430.885 | 1412.111 | 1393.512 | 1374.97 | 1356.682 | 1338.644 | 1320.852 | 1303.304 | 1285.996 | 1268.924 | 1252.086 | 1235.478
S_Opunake0 | solar | 2186.467 | 2089.669 | 1998.276 | 1914.868 | 1833.878 | 1823.205 | 1809.489 | 1792.119 | 1750.12 | 1699.117 | 1666.776 | 1684.486 | 1663.393 | 1647.413 | 1629.064 | 1609.439 | 1589.882 | 1570.151 | 1548.481 | 1529.829 | 1510.078 | 1491.331 | 1470.489 | 1451.729 | 1430.885 | 1412.111 | 1393.512 | 1374.97 | 1356.682 | 1338.644 | 1320.852 | 1303.304 | 1285.996 | 1268.924 | 1252.086 | 1235.478
S_Opunake1 | solar | 2036.467 | 1940.192 | 1849.32 | 1766.432 | 1685.96 | 1675.803 | 1662.601 | 1645.743 | 1604.255 | 1553.76 | 1521.926 | 1540.141 | 1519.552 | 1504.074 | 1486.225 | 1467.098 | 1448.037 | 1428.801 | 1407.624 | 1389.463 | 1370.202 | 1351.943 | 1331.587 | 1313.312 | 1292.95 | 1274.657 | 1256.538 | 1238.474 | 1220.661 | 1203.098 | 1185.779 | 1168.702 | 1151.863 | 1135.259 | 1118.887 | 1102.744
S_Poolburn& | solar | 2111.467 | 2014.931 | 1923.798 | 1840.65 | 1759.919 | 1749.504 | 1736.045 | 1718.931 | 1677.188 | 1626.439 | 1594.351 | 1612.313 | 1591.472 | 1575.744 | 1557.645 | 1538.268 | 1518.959 | 1499.476 | 1478.053 | 1459.646 | 1440.14 | 1421.637 | 1401.038 | 1382.52 | 1361.918 | 1343.384 | 1325.025 | 1306.722 | 1288.672 | 1270.871 | 1253.316 | 1236.003 | 1218.93 | 1202.092 | 1185.487 | 1169.111
S_Pukenui | solar | 2111.467 | 2014.931 | 1923.798 | 1840.65 | 1759.919 | 1749.504 | 1736.045 | 1718.931 | 1677.188 | 1626.439 | 1594.351 | 1612.313 | 1591.472 | 1575.744 | 1557.645 | 1538.268 | 1518.959 | 1499.476 | 1478.053 | 1459.646 | 1440.14 | 1421.637 | 1401.038 | 1382.52 | 1361.918 | 1343.384 | 1325.025 | 1306.722 | 1288.672 | 1270.871 | 1253.316 | 1236.003 | 1218.93 | 1202.092 | 1185.487 | 1169.111
S_Rangimarie | solar | 2036.467 | 1940.192 | 1849.32 | 1766.432 | 1685.96 | 1675.803 | 1662.601 | 1645.743 | 1604.255 | 1553.76 | 1521.926 | 1540.141 | 1519.552 | 1504.074 | 1486.225 | 1467.098 | 1448.037 | 1428.801 | 1407.624 | 1389.463 | 1370.202 | 1351.943 | 1331.587 | 1313.312 | 1292.95 | 1274.657 | 1256.538 | 1238.474 | 1220.661 | 1203.098 | 1185.779 | 1168.702 | 1151.863 | 1135.259 | 1118.887 | 1102.744
S_Rangiriri | solar | 2186.467 | 2089.669 | 1998.276 | 1914.868 | 1833.878 | 1823.205 | 1809.489 | 1792.119 | 1750.12 | 1699.117 | 1666.776 | 1684.486 | 1663.393 | 1647.413 | 1629.064 | 1609.439 | 1589.882 | 1570.151 | 1548.481 | 1529.829 | 1510.078 | 1491.331 | 1470.489 | 1451.729 | 1430.885 | 1412.111 | 1393.512 | 1374.97 | 1356.682 | 1338.644 | 1320.852 | 1303.304 | 1285.996 | 1268.924 | 1252.086 | 1235.478
S_Reefton | solar | 2036.467 | 1940.192 | 1849.32 | 1766.432 | 1685.96 | 1675.803 | 1662.601 | 1645.743 | 1604.255 | 1553.76 | 1521.926 | 1540.141 | 1519.552 | 1504.074 | 1486.225 | 1467.098 | 1448.037 | 1428.801 | 1407.624 | 1389.463 | 1370.202 | 1351.943 | 1331.587 | 1313.312 | 1292.95 | 1274.657 | 1256.538 | 1238.474 | 1220.661 | 1203.098 | 1185.779 | 1168.702 | 1151.863 | 1135.259 | 1118.887 | 1102.744
S_Rotokawa | solar | 2186.467 | 2089.669 | 1998.276 | 1914.868 | 1833.878 | 1823.205 | 1809.489 | 1792.119 | 1750.12 | 1699.117 | 1666.776 | 1684.486 | 1663.393 | 1647.413 | 1629.064 | 1609.439 | 1589.882 | 1570.151 | 1548.481 | 1529.829 | 1510.078 | 1491.331 | 1470.489 | 1451.729 | 1430.885 | 1412.111 | 1393.512 | 1374.97 | 1356.682 | 1338.644 | 1320.852 | 1303.304 | 1285.996 | 1268.924 | 1252.086 | 1235.478
S_Ruakaka | solar | 2111.467 | 2014.931 | 1923.798 | 1840.65 | 1759.919 | 1749.504 | 1736.045 | 1718.931 | 1677.188 | 1626.439 | 1594.351 | 1612.313 | 1591.472 | 1575.744 | 1557.645 | 1538.268 | 1518.959 | 1499.476 | 1478.053 | 1459.646 | 1440.14 | 1421.637 | 1401.038 | 1382.52 | 1361.918 | 1343.384 | 1325.025 | 1306.722 | 1288.672 | 1270.871 | 1253.316 | 1236.003 | 1218.93 | 1202.092 | 1185.487 | 1169.111
S_Scargill | solar | 2111.467 | 2014.931 | 1923.798 | 1840.65 | 1759.919 | 1749.504 | 1736.045 | 1718.931 | 1677.188 | 1626.439 | 1594.351 | 1612.313 | 1591.472 | 1575.744 | 1557.645 | 1538.268 | 1518.959 | 1499.476 | 1478.053 | 1459.646 | 1440.14 | 1421.637 | 1401.038 | 1382.52 | 1361.918 | 1343.384 | 1325.025 | 1306.722 | 1288.672 | 1270.871 | 1253.316 | 1236.003 | 1218.93 | 1202.092 | 1185.487 | 1169.111
S_SkinnerRoa | solar | 2036.467 | 1940.192 | 1849.32 | 1766.432 | 1685.96 | 1675.803 | 1662.601 | 1645.743 | 1604.255 | 1553.76 | 1521.926 | 1540.141 | 1519.552 | 1504.074 | 1486.225 | 1467.098 | 1448.037 | 1428.801 | 1407.624 | 1389.463 | 1370.202 | 1351.943 | 1331.587 | 1313.312 | 1292.95 | 1274.657 | 1256.538 | 1238.474 | 1220.661 | 1203.098 | 1185.779 | 1168.702 | 1151.863 | 1135.259 | 1118.887 | 1102.744
S_Somerton | solar | 2036.467 | 1940.192 | 1849.32 | 1766.432 | 1685.96 | 1675.803 | 1662.601 | 1645.743 | 1604.255 | 1553.76 | 1521.926 | 1540.141 | 1519.552 | 1504.074 | 1486.225 | 1467.098 | 1448.037 | 1428.801 | 1407.624 | 1389.463 | 1370.202 | 1351.943 | 1331.587 | 1313.312 | 1292.95 | 1274.657 | 1256.538 | 1238.474 | 1220.661 | 1203.098 | 1185.779 | 1168.702 | 1151.863 | 1135.259 | 1118.887 | 1102.744
S_Stratford | solar | 2186.467 | 2089.669 | 1998.276 | 1914.868 | 1833.878 | 1823.205 | 1809.489 | 1792.119 | 1750.12 | 1699.117 | 1666.776 | 1684.486 | 1663.393 | 1647.413 | 1629.064 | 1609.439 | 1589.882 | 1570.151 | 1548.481 | 1529.829 | 1510.078 | 1491.331 | 1470.489 | 1451.729 | 1430.885 | 1412.111 | 1393.512 | 1374.97 | 1356.682 | 1338.644 | 1320.852 | 1303.304 | 1285.996 | 1268.924 | 1252.086 | 1235.478
S_Swannoa | solar | 2186.467 | 2089.669 | 1998.276 | 1914.868 | 1833.878 | 1823.205 | 1809.489 | 1792.119 | 1750.12 | 1699.117 | 1666.776 | 1684.486 | 1663.393 | 1647.413 | 1629.064 | 1609.439 | 1589.882 | 1570.151 | 1548.481 | 1529.829 | 1510.078 | 1491.331 | 1470.489 | 1451.729 | 1430.885 | 1412.111 | 1393.512 | 1374.97 | 1356.682 | 1338.644 | 1320.852 | 1303.304 | 1285.996 | 1268.924 | 1252.086 | 1235.478
S_Tahuna | solar | 2036.467 | 1940.192 | 1849.32 | 1766.432 | 1685.96 | 1675.803 | 1662.601 | 1645.743 | 1604.255 | 1553.76 | 1521.926 | 1540.141 | 1519.552 | 1504.074 | 1486.225 | 1467.098 | 1448.037 | 1428.801 | 1407.624 | 1389.463 | 1370.202 | 1351.943 | 1331.587 | 1313.312 | 1292.95 | 1274.657 | 1256.538 | 1238.474 | 1220.661 | 1203.098 | 1185.779 | 1168.702 | 1151.863 | 1135.259 | 1118.887 | 1102.744
S_Taiohi | solar | 2111.467 | 2014.931 | 1923.798 | 1840.65 | 1759.919 | 1749.504 | 1736.045 | 1718.931 | 1677.188 | 1626.439 | 1594.351 | 1612.313 | 1591.472 | 1575.744 | 1557.645 | 1538.268 | 1518.959 | 1499.476 | 1478.053 | 1459.646 | 1440.14 | 1421.637 | 1401.038 | 1382.52 | 1361.918 | 1343.384 | 1325.025 | 1306.722 | 1288.672 | 1270.871 | 1253.316 | 1236.003 | 1218.93 | 1202.092 | 1185.487 | 1169.111
S_Tangiwai | solar | 2111.467 | 2014.931 | 1923.798 | 1840.65 | 1759.919 | 1749.504 | 1736.045 | 1718.931 | 1677.188 | 1626.439 | 1594.351 | 1612.313 | 1591.472 | 1575.744 | 1557.645 | 1538.268 | 1518.959 | 1499.476 | 1478.053 | 1459.646 | 1440.14 | 1421.637 | 1401.038 | 1382.52 | 1361.918 | 1343.384 | 1325.025 | 1306.722 | 1288.672 | 1270.871 | 1253.316 | 1236.003 | 1218.93 | 1202.092 | 1185.487 | 1169.111
S_TararuaTar | solar | 2111.467 | 2014.931 | 1923.798 | 1840.65 | 1759.919 | 1749.504 | 1736.045 | 1718.931 | 1677.188 | 1626.439 | 1594.351 | 1612.313 | 1591.472 | 1575.744 | 1557.645 | 1538.268 | 1518.959 | 1499.476 | 1478.053 | 1459.646 | 1440.14 | 1421.637 | 1401.038 | 1382.52 | 1361.918 | 1343.384 | 1325.025 | 1306.722 | 1288.672 | 1270.871 | 1253.316 | 1236.003 | 1218.93 | 1202.092 | 1185.487 | 1169.111
S_Tasman | solar | 2186.467 | 2089.669 | 1998.276 | 1914.868 | 1833.878 | 1823.205 | 1809.489 | 1792.119 | 1750.12 | 1699.117 | 1666.776 | 1684.486 | 1663.393 | 1647.413 | 1629.064 | 1609.439 | 1589.882 | 1570.151 | 1548.481 | 1529.829 | 1510.078 | 1491.331 | 1470.489 | 1451.729 | 1430.885 | 1412.111 | 1393.512 | 1374.97 | 1356.682 | 1338.644 | 1320.852 | 1303.304 | 1285.996 | 1268.924 | 1252.086 | 1235.478
S_Tauhei | solar | 2186.467 | 2089.669 | 1998.276 | 1914.868 | 1833.878 | 1823.205 | 1809.489 | 1792.119 | 1750.12 | 1699.117 | 1666.776 | 1684.486 | 1663.393 | 1647.413 | 1629.064 | 1609.439 | 1589.882 | 1570.151 | 1548.481 | 1529.829 | 1510.078 | 1491.331 | 1470.489 | 1451.729 | 1430.885 | 1412.111 | 1393.512 | 1374.97 | 1356.682 | 1338.644 | 1320.852 | 1303.304 | 1285.996 | 1268.924 | 1252.086 | 1235.478
S_Tauhei_s2 | solar | 2186.467 | 2089.669 | 1998.276 | 1914.868 | 1833.878 | 1823.205 | 1809.489 | 1792.119 | 1750.12 | 1699.117 | 1666.776 | 1684.486 | 1663.393 | 1647.413 | 1629.064 | 1609.439 | 1589.882 | 1570.151 | 1548.481 | 1529.829 | 1510.078 | 1491.331 | 1470.489 | 1451.729 | 1430.885 | 1412.111 | 1393.512 | 1374.97 | 1356.682 | 1338.644 | 1320.852 | 1303.304 | 1285.996 | 1268.924 | 1252.086 | 1235.478
S_TeRahui_s1 | solar | 2186.467 | 2089.669 | 1998.276 | 1914.868 | 1833.878 | 1823.205 | 1809.489 | 1792.119 | 1750.12 | 1699.117 | 1666.776 | 1684.486 | 1663.393 | 1647.413 | 1629.064 | 1609.439 | 1589.882 | 1570.151 | 1548.481 | 1529.829 | 1510.078 | 1491.331 | 1470.489 | 1451.729 | 1430.885 | 1412.111 | 1393.512 | 1374.97 | 1356.682 | 1338.644 | 1320.852 | 1303.304 | 1285.996 | 1268.924 | 1252.086 | 1235.478
S_TeRahui_s2 | solar | 2186.467 | 2089.669 | 1998.276 | 1914.868 | 1833.878 | 1823.205 | 1809.489 | 1792.119 | 1750.12 | 1699.117 | 1666.776 | 1684.486 | 1663.393 | 1647.413 | 1629.064 | 1609.439 | 1589.882 | 1570.151 | 1548.481 | 1529.829 | 1510.078 | 1491.331 | 1470.489 | 1451.729 | 1430.885 | 1412.111 | 1393.512 | 1374.97 | 1356.682 | 1338.644 | 1320.852 | 1303.304 | 1285.996 | 1268.924 | 1252.086 | 1235.478
S_ThePoint | solar | 2186.467 | 2089.669 | 1998.276 | 1914.868 | 1833.878 | 1823.205 | 1809.489 | 1792.119 | 1750.12 | 1699.117 | 1666.776 | 1684.486 | 1663.393 | 1647.413 | 1629.064 | 1609.439 | 1589.882 | 1570.151 | 1548.481 | 1529.829 | 1510.078 | 1491.331 | 1470.489 | 1451.729 | 1430.885 | 1412.111 | 1393.512 | 1374.97 | 1356.682 | 1338.644 | 1320.852 | 1303.304 | 1285.996 | 1268.924 | 1252.086 | 1235.478
S_ThreeStrea | solar | 2036.467 | 1940.192 | 1849.32 | 1766.432 | 1685.96 | 1675.803 | 1662.601 | 1645.743 | 1604.255 | 1553.76 | 1521.926 | 1540.141 | 1519.552 | 1504.074 | 1486.225 | 1467.098 | 1448.037 | 1428.801 | 1407.624 | 1389.463 | 1370.202 | 1351.943 | 1331.587 | 1313.312 | 1292.95 | 1274.657 | 1256.538 | 1238.474 | 1220.661 | 1203.098 | 1185.779 | 1168.702 | 1151.863 | 1135.259 | 1118.887 | 1102.744
S_Timaru | solar | 2036.467 | 1940.192 | 1849.32 | 1766.432 | 1685.96 | 1675.803 | 1662.601 | 1645.743 | 1604.255 | 1553.76 | 1521.926 | 1540.141 | 1519.552 | 1504.074 | 1486.225 | 1467.098 | 1448.037 | 1428.801 | 1407.624 | 1389.463 | 1370.202 | 1351.943 | 1331.587 | 1313.312 | 1292.95 | 1274.657 | 1256.538 | 1238.474 | 1220.661 | 1203.098 | 1185.779 | 1168.702 | 1151.863 | 1135.259 | 1118.887 | 1102.744
S_TwinRivers | solar | 2111.467 | 2014.931 | 1923.798 | 1840.65 | 1759.919 | 1749.504 | 1736.045 | 1718.931 | 1677.188 | 1626.439 | 1594.351 | 1612.313 | 1591.472 | 1575.744 | 1557.645 | 1538.268 | 1518.959 | 1499.476 | 1478.053 | 1459.646 | 1440.14 | 1421.637 | 1401.038 | 1382.52 | 1361.918 | 1343.384 | 1325.025 | 1306.722 | 1288.672 | 1270.871 | 1253.316 | 1236.003 | 1218.93 | 1202.092 | 1185.487 | 1169.111
S_Twizel0 | solar | 2186.467 | 2089.669 | 1998.276 | 1914.868 | 1833.878 | 1823.205 | 1809.489 | 1792.119 | 1750.12 | 1699.117 | 1666.776 | 1684.486 | 1663.393 | 1647.413 | 1629.064 | 1609.439 | 1589.882 | 1570.151 | 1548.481 | 1529.829 | 1510.078 | 1491.331 | 1470.489 | 1451.729 | 1430.885 | 1412.111 | 1393.512 | 1374.97 | 1356.682 | 1338.644 | 1320.852 | 1303.304 | 1285.996 | 1268.924 | 1252.086 | 1235.478
S_Twizel1 | solar | 2186.467 | 2089.669 | 1998.276 | 1914.868 | 1833.878 | 1823.205 | 1809.489 | 1792.119 | 1750.12 | 1699.117 | 1666.776 | 1684.486 | 1663.393 | 1647.413 | 1629.064 | 1609.439 | 1589.882 | 1570.151 | 1548.481 | 1529.829 | 1510.078 | 1491.331 | 1470.489 | 1451.729 | 1430.885 | 1412.111 | 1393.512 | 1374.97 | 1356.682 | 1338.644 | 1320.852 | 1303.304 | 1285.996 | 1268.924 | 1252.086 | 1235.478
S_UpperTaka1 | solar | 2036.467 | 1940.192 | 1849.32 | 1766.432 | 1685.96 | 1675.803 | 1662.601 | 1645.743 | 1604.255 | 1553.76 | 1521.926 | 1540.141 | 1519.552 | 1504.074 | 1486.225 | 1467.098 | 1448.037 | 1428.801 | 1407.624 | 1389.463 | 1370.202 | 1351.943 | 1331.587 | 1313.312 | 1292.95 | 1274.657 | 1256.538 | 1238.474 | 1220.661 | 1203.098 | 1185.779 | 1168.702 | 1151.863 | 1135.259 | 1118.887 | 1102.744
S_UpperTaka2 | solar | 2036.467 | 1940.192 | 1849.32 | 1766.432 | 1685.96 | 1675.803 | 1662.601 | 1645.743 | 1604.255 | 1553.76 | 1521.926 | 1540.141 | 1519.552 | 1504.074 | 1486.225 | 1467.098 | 1448.037 | 1428.801 | 1407.624 | 1389.463 | 1370.202 | 1351.943 | 1331.587 | 1313.312 | 1292.95 | 1274.657 | 1256.538 | 1238.474 | 1220.661 | 1203.098 | 1185.779 | 1168.702 | 1151.863 | 1135.259 | 1118.887 | 1102.744
S_Waerenga | solar | 2186.467 | 2089.669 | 1998.276 | 1914.868 | 1833.878 | 1823.205 | 1809.489 | 1792.119 | 1750.12 | 1699.117 | 1666.776 | 1684.486 | 1663.393 | 1647.413 | 1629.064 | 1609.439 | 1589.882 | 1570.151 | 1548.481 | 1529.829 | 1510.078 | 1491.331 | 1470.489 | 1451.729 | 1430.885 | 1412.111 | 1393.512 | 1374.97 | 1356.682 | 1338.644 | 1320.852 | 1303.304 | 1285.996 | 1268.924 | 1252.086 | 1235.478
S_Waihou | solar | 2186.467 | 2089.669 | 1998.276 | 1914.868 | 1833.878 | 1823.205 | 1809.489 | 1792.119 | 1750.12 | 1699.117 | 1666.776 | 1684.486 | 1663.393 | 1647.413 | 1629.064 | 1609.439 | 1589.882 | 1570.151 | 1548.481 | 1529.829 | 1510.078 | 1491.331 | 1470.489 | 1451.729 | 1430.885 | 1412.111 | 1393.512 | 1374.97 | 1356.682 | 1338.644 | 1320.852 | 1303.304 | 1285.996 | 1268.924 | 1252.086 | 1235.478
S_Waiinu_s1 | solar | 2186.467 | 2089.669 | 1998.276 | 1914.868 | 1833.878 | 1823.205 | 1809.489 | 1792.119 | 1750.12 | 1699.117 | 1666.776 | 1684.486 | 1663.393 | 1647.413 | 1629.064 | 1609.439 | 1589.882 | 1570.151 | 1548.481 | 1529.829 | 1510.078 | 1491.331 | 1470.489 | 1451.729 | 1430.885 | 1412.111 | 1393.512 | 1374.97 | 1356.682 | 1338.644 | 1320.852 | 1303.304 | 1285.996 | 1268.924 | 1252.086 | 1235.478
S_Waiinu_s2 | solar | 2186.467 | 2089.669 | 1998.276 | 1914.868 | 1833.878 | 1823.205 | 1809.489 | 1792.119 | 1750.12 | 1699.117 | 1666.776 | 1684.486 | 1663.393 | 1647.413 | 1629.064 | 1609.439 | 1589.882 | 1570.151 | 1548.481 | 1529.829 | 1510.078 | 1491.331 | 1470.489 | 1451.729 | 1430.885 | 1412.111 | 1393.512 | 1374.97 | 1356.682 | 1338.644 | 1320.852 | 1303.304 | 1285.996 | 1268.924 | 1252.086 | 1235.478
S_Waikato | solar | 2186.467 | 2089.669 | 1998.276 | 1914.868 | 1833.878 | 1823.205 | 1809.489 | 1792.119 | 1750.12 | 1699.117 | 1666.776 | 1684.486 | 1663.393 | 1647.413 | 1629.064 | 1609.439 | 1589.882 | 1570.151 | 1548.481 | 1529.829 | 1510.078 | 1491.331 | 1470.489 | 1451.729 | 1430.885 | 1412.111 | 1393.512 | 1374.97 | 1356.682 | 1338.644 | 1320.852 | 1303.304 | 1285.996 | 1268.924 | 1252.086 | 1235.478
S_Waikato0 | solar | 2186.467 | 2089.669 | 1998.276 | 1914.868 | 1833.878 | 1823.205 | 1809.489 | 1792.119 | 1750.12 | 1699.117 | 1666.776 | 1684.486 | 1663.393 | 1647.413 | 1629.064 | 1609.439 | 1589.882 | 1570.151 | 1548.481 | 1529.829 | 1510.078 | 1491.331 | 1470.489 | 1451.729 | 1430.885 | 1412.111 | 1393.512 | 1374.97 | 1356.682 | 1338.644 | 1320.852 | 1303.304 | 1285.996 | 1268.924 | 1252.086 | 1235.478
S_Waikato1 | solar | 2186.467 | 2089.669 | 1998.276 | 1914.868 | 1833.878 | 1823.205 | 1809.489 | 1792.119 | 1750.12 | 1699.117 | 1666.776 | 1684.486 | 1663.393 | 1647.413 | 1629.064 | 1609.439 | 1589.882 | 1570.151 | 1548.481 | 1529.829 | 1510.078 | 1491.331 | 1470.489 | 1451.729 | 1430.885 | 1412.111 | 1393.512 | 1374.97 | 1356.682 | 1338.644 | 1320.852 | 1303.304 | 1285.996 | 1268.924 | 1252.086 | 1235.478
S_Waiotahe | solar | 2036.467 | 1940.192 | 1849.32 | 1766.432 | 1685.96 | 1675.803 | 1662.601 | 1645.743 | 1604.255 | 1553.76 | 1521.926 | 1540.141 | 1519.552 | 1504.074 | 1486.225 | 1467.098 | 1448.037 | 1428.801 | 1407.624 | 1389.463 | 1370.202 | 1351.943 | 1331.587 | 1313.312 | 1292.95 | 1274.657 | 1256.538 | 1238.474 | 1220.661 | 1203.098 | 1185.779 | 1168.702 | 1151.863 | 1135.259 | 1118.887 | 1102.744
S_Waipawa | solar | 2111.467 | 2014.931 | 1923.798 | 1840.65 | 1759.919 | 1749.504 | 1736.045 | 1718.931 | 1677.188 | 1626.439 | 1594.351 | 1612.313 | 1591.472 | 1575.744 | 1557.645 | 1538.268 | 1518.959 | 1499.476 | 1478.053 | 1459.646 | 1440.14 | 1421.637 | 1401.038 | 1382.52 | 1361.918 | 1343.384 | 1325.025 | 1306.722 | 1288.672 | 1270.871 | 1253.316 | 1236.003 | 1218.93 | 1202.092 | 1185.487 | 1169.111
S_Waitara | solar | 2186.467 | 2089.669 | 1998.276 | 1914.868 | 1833.878 | 1823.205 | 1809.489 | 1792.119 | 1750.12 | 1699.117 | 1666.776 | 1684.486 | 1663.393 | 1647.413 | 1629.064 | 1609.439 | 1589.882 | 1570.151 | 1548.481 | 1529.829 | 1510.078 | 1491.331 | 1470.489 | 1451.729 | 1430.885 | 1412.111 | 1393.512 | 1374.97 | 1356.682 | 1338.644 | 1320.852 | 1303.304 | 1285.996 | 1268.924 | 1252.086 | 1235.478
S_Waiterimu | solar | 2111.467 | 2014.931 | 1923.798 | 1840.65 | 1759.919 | 1749.504 | 1736.045 | 1718.931 | 1677.188 | 1626.439 | 1594.351 | 1612.313 | 1591.472 | 1575.744 | 1557.645 | 1538.268 | 1518.959 | 1499.476 | 1478.053 | 1459.646 | 1440.14 | 1421.637 | 1401.038 | 1382.52 | 1361.918 | 1343.384 | 1325.025 | 1306.722 | 1288.672 | 1270.871 | 1253.316 | 1236.003 | 1218.93 | 1202.092 | 1185.487 | 1169.111
S_Wellsford | solar | 2186.467 | 2089.669 | 1998.276 | 1914.868 | 1833.878 | 1823.205 | 1809.489 | 1792.119 | 1750.12 | 1699.117 | 1666.776 | 1684.486 | 1663.393 | 1647.413 | 1629.064 | 1609.439 | 1589.882 | 1570.151 | 1548.481 | 1529.829 | 1510.078 | 1491.331 | 1470.489 | 1451.729 | 1430.885 | 1412.111 | 1393.512 | 1374.97 | 1356.682 | 1338.644 | 1320.852 | 1303.304 | 1285.996 | 1268.924 | 1252.086 | 1235.478
S_WesternBa1 | solar | 2186.467 | 2089.669 | 1998.276 | 1914.868 | 1833.878 | 1823.205 | 1809.489 | 1792.119 | 1750.12 | 1699.117 | 1666.776 | 1684.486 | 1663.393 | 1647.413 | 1629.064 | 1609.439 | 1589.882 | 1570.151 | 1548.481 | 1529.829 | 1510.078 | 1491.331 | 1470.489 | 1451.729 | 1430.885 | 1412.111 | 1393.512 | 1374.97 | 1356.682 | 1338.644 | 1320.852 | 1303.304 | 1285.996 | 1268.924 | 1252.086 | 1235.478
S_WesternBa2 | solar | 2186.467 | 2089.669 | 1998.276 | 1914.868 | 1833.878 | 1823.205 | 1809.489 | 1792.119 | 1750.12 | 1699.117 | 1666.776 | 1684.486 | 1663.393 | 1647.413 | 1629.064 | 1609.439 | 1589.882 | 1570.151 | 1548.481 | 1529.829 | 1510.078 | 1491.331 | 1470.489 | 1451.729 | 1430.885 | 1412.111 | 1393.512 | 1374.97 | 1356.682 | 1338.644 | 1320.852 | 1303.304 | 1285.996 | 1268.924 | 1252.086 | 1235.478
S_Whakatane | solar | 2036.467 | 1940.192 | 1849.32 | 1766.432 | 1685.96 | 1675.803 | 1662.601 | 1645.743 | 1604.255 | 1553.76 | 1521.926 | 1540.141 | 1519.552 | 1504.074 | 1486.225 | 1467.098 | 1448.037 | 1428.801 | 1407.624 | 1389.463 | 1370.202 | 1351.943 | 1331.587 | 1313.312 | 1292.95 | 1274.657 | 1256.538 | 1238.474 | 1220.661 | 1203.098 | 1185.779 | 1168.702 | 1151.863 | 1135.259 | 1118.887 | 1102.744
S_WhangapeEn | solar | 2186.467 | 2089.669 | 1998.276 | 1914.868 | 1833.878 | 1823.205 | 1809.489 | 1792.119 | 1750.12 | 1699.117 | 1666.776 | 1684.486 | 1663.393 | 1647.413 | 1629.064 | 1609.439 | 1589.882 | 1570.151 | 1548.481 | 1529.829 | 1510.078 | 1491.331 | 1470.489 | 1451.729 | 1430.885 | 1412.111 | 1393.512 | 1374.97 | 1356.682 | 1338.644 | 1320.852 | 1303.304 | 1285.996 | 1268.924 | 1252.086 | 1235.478
S_Whitianga | solar | 2111.467 | 2014.931 | 1923.798 | 1840.65 | 1759.919 | 1749.504 | 1736.045 | 1718.931 | 1677.188 | 1626.439 | 1594.351 | 1612.313 | 1591.472 | 1575.744 | 1557.645 | 1538.268 | 1518.959 | 1499.476 | 1478.053 | 1459.646 | 1440.14 | 1421.637 | 1401.038 | 1382.52 | 1361.918 | 1343.384 | 1325.025 | 1306.722 | 1288.672 | 1270.871 | 1253.316 | 1236.003 | 1218.93 | 1202.092 | 1185.487 | 1169.111
S_genAucklan | solar | 2186.467 | 2089.669 | 1998.276 | 1914.868 | 1833.878 | 1823.205 | 1809.489 | 1792.119 | 1750.12 | 1699.117 | 1666.776 | 1684.486 | 1663.393 | 1647.413 | 1629.064 | 1609.439 | 1589.882 | 1570.151 | 1548.481 | 1529.829 | 1510.078 | 1491.331 | 1470.489 | 1451.729 | 1430.885 | 1412.111 | 1393.512 | 1374.97 | 1356.682 | 1338.644 | 1320.852 | 1303.304 | 1285.996 | 1268.924 | 1252.086 | 1235.478
S_genBayofPl | solar | 2186.467 | 2089.669 | 1998.276 | 1914.868 | 1833.878 | 1823.205 | 1809.489 | 1792.119 | 1750.12 | 1699.117 | 1666.776 | 1684.486 | 1663.393 | 1647.413 | 1629.064 | 1609.439 | 1589.882 | 1570.151 | 1548.481 | 1529.829 | 1510.078 | 1491.331 | 1470.489 | 1451.729 | 1430.885 | 1412.111 | 1393.512 | 1374.97 | 1356.682 | 1338.644 | 1320.852 | 1303.304 | 1285.996 | 1268.924 | 1252.086 | 1235.478
S_genCanter1 | solar | 2186.467 | 2089.669 | 1998.276 | 1914.868 | 1833.878 | 1823.205 | 1809.489 | 1792.119 | 1750.12 | 1699.117 | 1666.776 | 1684.486 | 1663.393 | 1647.413 | 1629.064 | 1609.439 | 1589.882 | 1570.151 | 1548.481 | 1529.829 | 1510.078 | 1491.331 | 1470.489 | 1451.729 | 1430.885 | 1412.111 | 1393.512 | 1374.97 | 1356.682 | 1338.644 | 1320.852 | 1303.304 | 1285.996 | 1268.924 | 1252.086 | 1235.478
S_genCanter2 | solar | 2186.467 | 2089.669 | 1998.276 | 1914.868 | 1833.878 | 1823.205 | 1809.489 | 1792.119 | 1750.12 | 1699.117 | 1666.776 | 1684.486 | 1663.393 | 1647.413 | 1629.064 | 1609.439 | 1589.882 | 1570.151 | 1548.481 | 1529.829 | 1510.078 | 1491.331 | 1470.489 | 1451.729 | 1430.885 | 1412.111 | 1393.512 | 1374.97 | 1356.682 | 1338.644 | 1320.852 | 1303.304 | 1285.996 | 1268.924 | 1252.086 | 1235.478
S_genGisborn | solar | 2186.467 | 2089.669 | 1998.276 | 1914.868 | 1833.878 | 1823.205 | 1809.489 | 1792.119 | 1750.12 | 1699.117 | 1666.776 | 1684.486 | 1663.393 | 1647.413 | 1629.064 | 1609.439 | 1589.882 | 1570.151 | 1548.481 | 1529.829 | 1510.078 | 1491.331 | 1470.489 | 1451.729 | 1430.885 | 1412.111 | 1393.512 | 1374.97 | 1356.682 | 1338.644 | 1320.852 | 1303.304 | 1285.996 | 1268.924 | 1252.086 | 1235.478
S_genHawkes | solar | 2186.467 | 2089.669 | 1998.276 | 1914.868 | 1833.878 | 1823.205 | 1809.489 | 1792.119 | 1750.12 | 1699.117 | 1666.776 | 1684.486 | 1663.393 | 1647.413 | 1629.064 | 1609.439 | 1589.882 | 1570.151 | 1548.481 | 1529.829 | 1510.078 | 1491.331 | 1470.489 | 1451.729 | 1430.885 | 1412.111 | 1393.512 | 1374.97 | 1356.682 | 1338.644 | 1320.852 | 1303.304 | 1285.996 | 1268.924 | 1252.086 | 1235.478
S_genMarlbor | solar | 2186.467 | 2089.669 | 1998.276 | 1914.868 | 1833.878 | 1823.205 | 1809.489 | 1792.119 | 1750.12 | 1699.117 | 1666.776 | 1684.486 | 1663.393 | 1647.413 | 1629.064 | 1609.439 | 1589.882 | 1570.151 | 1548.481 | 1529.829 | 1510.078 | 1491.331 | 1470.489 | 1451.729 | 1430.885 | 1412.111 | 1393.512 | 1374.97 | 1356.682 | 1338.644 | 1320.852 | 1303.304 | 1285.996 | 1268.924 | 1252.086 | 1235.478
S_genNorthla | solar | 2186.467 | 2089.669 | 1998.276 | 1914.868 | 1833.878 | 1823.205 | 1809.489 | 1792.119 | 1750.12 | 1699.117 | 1666.776 | 1684.486 | 1663.393 | 1647.413 | 1629.064 | 1609.439 | 1589.882 | 1570.151 | 1548.481 | 1529.829 | 1510.078 | 1491.331 | 1470.489 | 1451.729 | 1430.885 | 1412.111 | 1393.512 | 1374.97 | 1356.682 | 1338.644 | 1320.852 | 1303.304 | 1285.996 | 1268.924 | 1252.086 | 1235.478
S_genTaranak | solar | 2186.467 | 2089.669 | 1998.276 | 1914.868 | 1833.878 | 1823.205 | 1809.489 | 1792.119 | 1750.12 | 1699.117 | 1666.776 | 1684.486 | 1663.393 | 1647.413 | 1629.064 | 1609.439 | 1589.882 | 1570.151 | 1548.481 | 1529.829 | 1510.078 | 1491.331 | 1470.489 | 1451.729 | 1430.885 | 1412.111 | 1393.512 | 1374.97 | 1356.682 | 1338.644 | 1320.852 | 1303.304 | 1285.996 | 1268.924 | 1252.086 | 1235.478
S_genWaikat1 | solar | 2186.467 | 2089.669 | 1998.276 | 1914.868 | 1833.878 | 1823.205 | 1809.489 | 1792.119 | 1750.12 | 1699.117 | 1666.776 | 1684.486 | 1663.393 | 1647.413 | 1629.064 | 1609.439 | 1589.882 | 1570.151 | 1548.481 | 1529.829 | 1510.078 | 1491.331 | 1470.489 | 1451.729 | 1430.885 | 1412.111 | 1393.512 | 1374.97 | 1356.682 | 1338.644 | 1320.852 | 1303.304 | 1285.996 | 1268.924 | 1252.086 | 1235.478
S_genWaikat2 | solar | 2186.467 | 2089.669 | 1998.276 | 1914.868 | 1833.878 | 1823.205 | 1809.489 | 1792.119 | 1750.12 | 1699.117 | 1666.776 | 1684.486 | 1663.393 | 1647.413 | 1629.064 | 1609.439 | 1589.882 | 1570.151 | 1548.481 | 1529.829 | 1510.078 | 1491.331 | 1470.489 | 1451.729 | 1430.885 | 1412.111 | 1393.512 | 1374.97 | 1356.682 | 1338.644 | 1320.852 | 1303.304 | 1285.996 | 1268.924 | 1252.086 | 1235.478
S_genWairara | solar | 2186.467 | 2089.669 | 1998.276 | 1914.868 | 1833.878 | 1823.205 | 1809.489 | 1792.119 | 1750.12 | 1699.117 | 1666.776 | 1684.486 | 1663.393 | 1647.413 | 1629.064 | 1609.439 | 1589.882 | 1570.151 | 1548.481 | 1529.829 | 1510.078 | 1491.331 | 1470.489 | 1451.729 | 1430.885 | 1412.111 | 1393.512 | 1374.97 | 1356.682 | 1338.644 | 1320.852 | 1303.304 | 1285.996 | 1268.924 | 1252.086 | 1235.478
Taheke1 | geothermal | 7370 | 7370 | 7370 | 7370 | 7370 | 7370 | 7370 | 7370 | 7370 | 7370 | 7370 | 7370 | 7370 | 7370 | 7370 | 7370 | 7370 | 7370 | 7370 | 7370 | 7370 | 7370 | 7370 | 7370 | 7370 | 7370 | 7370 | 7370 | 7370 | 7370 | 7370 | 7370 | 7370 | 7370 | 7370 | 7370
Taheke2 | geothermal | 7370 | 7370 | 7370 | 7370 | 7370 | 7370 | 7370 | 7370 | 7370 | 7370 | 7370 | 7370 | 7370 | 7370 | 7370 | 7370 | 7370 | 7370 | 7370 | 7370 | 7370 | 7370 | 7370 | 7370 | 7370 | 7370 | 7370 | 7370 | 7370 | 7370 | 7370 | 7370 | 7370 | 7370 | 7370 | 7370
Taheke3 | geothermal | 7370 | 7370 | 7370 | 7370 | 7370 | 7370 | 7370 | 7370 | 7370 | 7370 | 7370 | 7370 | 7370 | 7370 | 7370 | 7370 | 7370 | 7370 | 7370 | 7370 | 7370 | 7370 | 7370 | 7370 | 7370 | 7370 | 7370 | 7370 | 7370 | 7370 | 7370 | 7370 | 7370 | 7370 | 7370 | 7370
TaramTaipo | hydro | 9371.881 | 9339.194 | 9306.621 | 9274.161 | 9241.815 | 9209.582 | 9177.46 | 9145.451 | 9113.554 | 9081.768 | 9050.092 | 9018.528 | 8987.073 | 8955.728 | 8924.492 | 8893.365 | 8862.347 | 8831.437 | 8800.635 | 8769.94 | 8739.352 | 8708.871 | 8678.497 | 8648.228 | 8618.065 | 8588.006 | 8558.053 | 8528.205 | 8498.46 | 8468.819 | 8439.282 | 8409.847 | 8380.515 | 8351.286 | 8322.158 | 8293.132
Tauhara2 | geothermal | 7370 | 7370 | 7370 | 7370 | 7370 | 7370 | 7370 | 7370 | 7370 | 7370 | 7370 | 7370 | 7370 | 7370 | 7370 | 7370 | 7370 | 7370 | 7370 | 7370 | 7370 | 7370 | 7370 | 7370 | 7370 | 7370 | 7370 | 7370 | 7370 | 7370 | 7370 | 7370 | 7370 | 7370 | 7370 | 7370
Tauhara3 | geothermal | 6160 | 6160 | 6160 | 6160 | 6160 | 6160 | 6160 | 6160 | 6160 | 6160 | 6160 | 6160 | 6160 | 6160 | 6160 | 6160 | 6160 | 6160 | 6160 | 6160 | 6160 | 6160 | 6160 | 6160 | 6160 | 6160 | 6160 | 6160 | 6160 | 6160 | 6160 | 6160 | 6160 | 6160 | 6160 | 6160
TauheiBESS | battery | 2045.135 | 2173.34 | 2108.713 | 2044.633 | 1985.181 | 1938.964 | 1891.818 | 1870.602 | 1854.592 | 1838.539 | 1821.352 | 1803.233 | 1785.713 | 1766.388 | 1750.593 | 1733.796 | 1718.504 | 1706.796 | 1694.654 | 1678.953 | 1666.833 | 1652.966 | 1641.748 | 1629.465 | 1618.062 | 1606.655 | 1596.289 | 1584.593 | 1572.982 | 1561.457 | 1550.016 | 1538.658 | 1527.384 | 1516.193 | 1505.083 | 1494.055
TeMihi2 | geothermal | 7370 | 7370 | 7370 | 7370 | 7370 | 7370 | 7370 | 7370 | 7370 | 7370 | 7370 | 7370 | 7370 | 7370 | 7370 | 7370 | 7370 | 7370 | 7370 | 7370 | 7370 | 7370 | 7370 | 7370 | 7370 | 7370 | 7370 | 7370 | 7370 | 7370 | 7370 | 7370 | 7370 | 7370 | 7370 | 7370
TeMihi3 | geothermal | 7370 | 7370 | 7370 | 7370 | 7370 | 7370 | 7370 | 7370 | 7370 | 7370 | 7370 | 7370 | 7370 | 7370 | 7370 | 7370 | 7370 | 7370 | 7370 | 7370 | 7370 | 7370 | 7370 | 7370 | 7370 | 7370 | 7370 | 7370 | 7370 | 7370 | 7370 | 7370 | 7370 | 7370 | 7370 | 7370
Tikitere1 | geothermal | 7370 | 7370 | 7370 | 7370 | 7370 | 7370 | 7370 | 7370 | 7370 | 7370 | 7370 | 7370 | 7370 | 7370 | 7370 | 7370 | 7370 | 7370 | 7370 | 7370 | 7370 | 7370 | 7370 | 7370 | 7370 | 7370 | 7370 | 7370 | 7370 | 7370 | 7370 | 7370 | 7370 | 7370 | 7370 | 7370
Tikitere2 | geothermal | 7370 | 7370 | 7370 | 7370 | 7370 | 7370 | 7370 | 7370 | 7370 | 7370 | 7370 | 7370 | 7370 | 7370 | 7370 | 7370 | 7370 | 7370 | 7370 | 7370 | 7370 | 7370 | 7370 | 7370 | 7370 | 7370 | 7370 | 7370 | 7370 | 7370 | 7370 | 7370 | 7370 | 7370 | 7370 | 7370
TokaanuGeo1 | geothermal | 7370 | 7370 | 7370 | 7370 | 7370 | 7370 | 7370 | 7370 | 7370 | 7370 | 7370 | 7370 | 7370 | 7370 | 7370 | 7370 | 7370 | 7370 | 7370 | 7370 | 7370 | 7370 | 7370 | 7370 | 7370 | 7370 | 7370 | 7370 | 7370 | 7370 | 7370 | 7370 | 7370 | 7370 | 7370 | 7370
TokaanuGeo2 | geothermal | 6160 | 6160 | 6160 | 6160 | 6160 | 6160 | 6160 | 6160 | 6160 | 6160 | 6160 | 6160 | 6160 | 6160 | 6160 | 6160 | 6160 | 6160 | 6160 | 6160 | 6160 | 6160 | 6160 | 6160 | 6160 | 6160 | 6160 | 6160 | 6160 | 6160 | 6160 | 6160 | 6160 | 6160 | 6160 | 6160
Tuapeka | hydro | 9371.881 | 9339.194 | 9306.621 | 9274.161 | 9241.815 | 9209.582 | 9177.46 | 9145.451 | 9113.554 | 9081.768 | 9050.092 | 9018.528 | 8987.073 | 8955.728 | 8924.492 | 8893.365 | 8862.347 | 8831.437 | 8800.635 | 8769.94 | 8739.352 | 8708.871 | 8678.497 | 8648.228 | 8618.065 | 8588.006 | 8558.053 | 8528.205 | 8498.46 | 8468.819 | 8439.282 | 8409.847 | 8380.515 | 8351.286 | 8322.158 | 8293.132
UpWaiauSth | hydro | 9371.881 | 9339.194 | 9306.621 | 9274.161 | 9241.815 | 9209.582 | 9177.46 | 9145.451 | 9113.554 | 9081.768 | 9050.092 | 9018.528 | 8987.073 | 8955.728 | 8924.492 | 8893.365 | 8862.347 | 8831.437 | 8800.635 | 8769.94 | 8739.352 | 8708.871 | 8678.497 | 8648.228 | 8618.065 | 8588.006 | 8558.053 | 8528.205 | 8498.46 | 8468.819 | 8439.282 | 8409.847 | 8380.515 | 8351.286 | 8322.158 | 8293.132
WRKreduced | geothermal | 0 | 0 | 0 | 0 | 0 | 0 | 0 | 0 | 0 | 0 | 0 | 0 | 0 | 0 | 0 | 0 | 0 | 0 | 0 | 0 | 0 | 0 | 0 | 0 | 0 | 0 | 0 | 0 | 0 | 0 | 0 | 0 | 0 | 0 | 0 | 0
W_AwaruaQuad | wind | 3425.907 | 3333.423 | 3244.474 | 3161.279 | 3079.749 | 2999.853 | 2939.005 | 2869.289 | 2802.687 | 2723.418 | 2715.74 | 2699.003 | 2645.191 | 2643.037 | 2629.047 | 2585.651 | 2582.777 | 2578.934 | 2569.201 | 2559.497 | 2546.864 | 2536.529 | 2524.928 | 2513.349 | 2501.239 | 2480.677 | 2460.552 | 2447.623 | 2434.762 | 2421.968 | 2409.241 | 2396.579 | 2383.983 | 2371.453 | 2358.988 | 2346.587
W_CastleHill | wind | 4100.668 | 4005.831 | 3914.537 | 3829.006 | 3745.146 | 3662.929 | 3599.768 | 3527.748 | 3458.85 | 3377.292 | 3367.333 | 3348.324 | 3292.247 | 3287.837 | 3271.597 | 3225.96 | 3220.854 | 3214.784 | 3202.834 | 3190.92 | 3176.084 | 3163.555 | 3149.767 | 3136.009 | 3121.727 | 3099.001 | 3076.719 | 3061.642 | 3046.639 | 3031.711 | 3016.857 | 3002.076 | 2987.368 | 2972.733 | 2958.171 | 2943.681
W_Edendale | wind | 3723.668 | 3630.146 | 3540.162 | 3455.937 | 3373.378 | 3292.458 | 3230.589 | 3159.857 | 3092.241 | 3011.963 | 3003.278 | 2985.538 | 2930.727 | 2927.577 | 2912.594 | 2868.209 | 2864.351 | 2859.525 | 2848.813 | 2838.134 | 2824.529 | 2813.226 | 2800.66 | 2788.12 | 2775.051 | 2753.533 | 2732.457 | 2718.58 | 2704.774 | 2691.038 | 2677.372 | 2663.775 | 2650.248 | 2636.789 | 2623.398 | 2610.075
W_GlenMasse1 | wind | 3596.845 | 3503.765 | 3414.222 | 3330.435 | 3248.315 | 3167.831 | 3106.397 | 3036.097 | 2968.914 | 2889.065 | 2880.809 | 2863.496 | 2809.111 | 2806.385 | 2791.825 | 2747.861 | 2744.422 | 2740.015 | 2729.72 | 2719.456 | 2706.265 | 2695.374 | 2683.219 | 2671.089 | 2658.428 | 2637.318 | 2616.646 | 2603.174 | 2589.77 | 2576.435 | 2563.169 | 2549.97 | 2536.84 | 2523.776 | 2510.78 | 2497.85
W_GlenMasse2 | wind | 3759.835 | 3666.187 | 3576.077 | 3491.726 | 3409.043 | 3327.999 | 3266.006 | 3195.149 | 3127.411 | 3047.01 | 3038.203 | 3020.341 | 2965.409 | 2962.138 | 2947.035 | 2902.529 | 2898.551 | 2893.606 | 2882.775 | 2871.977 | 2858.255 | 2846.834 | 2834.15 | 2821.494 | 2808.309 | 2786.675 | 2765.483 | 2751.491 | 2737.57 | 2723.72 | 2709.94 | 2696.229 | 2682.589 | 2669.017 | 2655.514 | 2642.079
W_Hapuakohe | wind | 3639.364 | 3546.136 | 3456.445 | 3372.511 | 3290.244 | 3209.614 | 3148.034 | 3077.589 | 3010.261 | 2930.268 | 2921.868 | 2904.412 | 2849.884 | 2847.017 | 2832.315 | 2788.209 | 2784.63 | 2780.082 | 2769.647 | 2759.244 | 2745.915 | 2734.886 | 2722.593 | 2710.325 | 2697.528 | 2676.28 | 2655.473 | 2641.865 | 2628.327 | 2614.857 | 2601.457 | 2588.125 | 2574.861 | 2561.665 | 2548.536 | 2535.475
W_Huriwaka | wind | 3917.335 | 3823.137 | 3732.48 | 3647.584 | 3564.357 | 3482.771 | 3420.238 | 3348.844 | 3280.57 | 3199.634 | 3190.295 | 3171.903 | 3116.442 | 3112.644 | 3097.016 | 3051.987 | 3047.488 | 3042.023 | 3030.675 | 3019.361 | 3005.125 | 2993.192 | 2979.998 | 2966.832 | 2953.14 | 2931.002 | 2909.306 | 2894.813 | 2880.392 | 2866.043 | 2851.767 | 2837.562 | 2823.428 | 2809.365 | 2795.372 | 2781.45
W_Jericho | wind | 3659.24 | 3565.942 | 3476.182 | 3392.18 | 3309.844 | 3229.145 | 3167.497 | 3096.985 | 3029.589 | 2949.529 | 2941.061 | 2923.539 | 2868.944 | 2866.01 | 2851.242 | 2807.07 | 2803.425 | 2798.811 | 2788.312 | 2777.843 | 2764.449 | 2753.355 | 2740.998 | 2728.666 | 2715.805 | 2694.494 | 2673.623 | 2659.952 | 2646.35 | 2632.818 | 2619.355 | 2605.96 | 2592.634 | 2579.376 | 2566.186 | 2553.063
W_Kaihiku | wind | 3917.335 | 3823.137 | 3732.48 | 3647.584 | 3564.357 | 3482.771 | 3420.238 | 3348.844 | 3280.57 | 3199.634 | 3190.295 | 3171.903 | 3116.442 | 3112.644 | 3097.016 | 3051.987 | 3047.488 | 3042.023 | 3030.675 | 3019.361 | 3005.125 | 2993.192 | 2979.998 | 2966.832 | 2953.14 | 2931.002 | 2909.306 | 2894.813 | 2880.392 | 2866.043 | 2851.767 | 2837.562 | 2823.428 | 2809.365 | 2795.372 | 2781.45
W_Kaimai | wind | 3875.405 | 3781.354 | 3690.842 | 3606.091 | 3523.009 | 3441.567 | 3379.178 | 3307.927 | 3239.796 | 3159.002 | 3149.805 | 3131.554 | 3076.234 | 3072.576 | 3057.088 | 3012.199 | 3007.838 | 3002.511 | 2991.301 | 2980.125 | 2966.025 | 2954.228 | 2941.17 | 2928.14 | 2914.583 | 2892.579 | 2871.017 | 2856.657 | 2842.37 | 2828.154 | 2814.01 | 2799.936 | 2785.934 | 2772.001 | 2758.139 | 2744.346
W_Kaiwaikawe | wind | 3918.98 | 3824.777 | 3734.114 | 3649.212 | 3565.98 | 3484.387 | 3421.849 | 3350.449 | 3282.169 | 3201.228 | 3191.883 | 3173.486 | 3118.019 | 3114.216 | 3098.582 | 3053.549 | 3049.043 | 3043.573 | 3032.22 | 3020.901 | 3006.659 | 2994.72 | 2981.521 | 2968.35 | 2954.653 | 2932.509 | 2910.808 | 2896.309 | 2881.884 | 2867.53 | 2853.248 | 2839.038 | 2824.899 | 2810.831 | 2796.833 | 2782.906
W_KaiweraDow | wind | 3840.346 | 3746.416 | 3656.027 | 3571.397 | 3488.437 | 3407.115 | 3344.846 | 3273.715 | 3205.703 | 3125.028 | 3115.949 | 3097.816 | 3042.614 | 3039.074 | 3023.702 | 2978.929 | 2974.684 | 2969.474 | 2958.379 | 2947.317 | 2933.332 | 2921.649 | 2908.705 | 2895.788 | 2882.344 | 2860.452 | 2839.002 | 2824.754 | 2810.578 | 2796.473 | 2782.439 | 2768.476 | 2754.583 | 2740.76 | 2727.007 | 2713.323
W_Kapuni | wind | 3476.502 | 3383.841 | 3294.717 | 3211.347 | 3129.642 | 3049.572 | 2988.55 | 2918.662 | 2851.888 | 2772.447 | 2764.598 | 2747.691 | 2693.709 | 2691.386 | 2677.227 | 2633.663 | 2630.622 | 2626.611 | 2616.712 | 2606.842 | 2594.044 | 2583.545 | 2571.78 | 2560.038 | 2547.765 | 2527.04 | 2506.753 | 2493.664 | 2480.642 | 2467.688 | 2454.801 | 2441.981 | 2429.226 | 2416.538 | 2403.916 | 2391.359
W_Kinleith | wind | 3723.668 | 3630.146 | 3540.162 | 3455.937 | 3373.378 | 3292.458 | 3230.589 | 3159.857 | 3092.241 | 3011.963 | 3003.278 | 2985.538 | 2930.727 | 2927.577 | 2912.594 | 2868.209 | 2864.351 | 2859.525 | 2848.813 | 2838.134 | 2824.529 | 2813.226 | 2800.66 | 2788.12 | 2775.051 | 2753.533 | 2732.457 | 2718.58 | 2704.774 | 2691.038 | 2677.372 | 2663.775 | 2650.248 | 2636.789 | 2623.398 | 2610.075
W_Kohi | wind | 3683.674 | 3590.291 | 3500.446 | 3416.359 | 3333.939 | 3253.156 | 3191.424 | 3120.828 | 3053.349 | 2973.206 | 2964.657 | 2947.052 | 2892.375 | 2889.359 | 2874.509 | 2830.257 | 2826.53 | 2821.836 | 2811.256 | 2800.708 | 2787.234 | 2776.061 | 2763.624 | 2751.213 | 2738.273 | 2716.884 | 2695.935 | 2682.186 | 2668.507 | 2654.898 | 2641.357 | 2627.886 | 2614.484 | 2601.149 | 2587.883 | 2574.684
W_Kupe | wind | 3545.946 | 3453.044 | 3363.678 | 3280.067 | 3198.123 | 3117.814 | 3056.554 | 2986.428 | 2919.418 | 2839.742 | 2831.658 | 2814.517 | 2760.302 | 2757.747 | 2743.356 | 2699.561 | 2696.291 | 2692.051 | 2681.924 | 2671.826 | 2658.802 | 2648.077 | 2636.086 | 2624.12 | 2611.624 | 2590.676 | 2570.167 | 2556.857 | 2543.615 | 2530.441 | 2517.335 | 2504.296 | 2491.325 | 2478.42 | 2465.582 | 2452.81
W_Kurow | wind | 3822.976 | 3729.107 | 3638.778 | 3554.209 | 3471.308 | 3390.046 | 3327.837 | 3256.765 | 3188.812 | 3108.196 | 3099.176 | 3081.102 | 3025.957 | 3022.475 | 3007.161 | 2962.446 | 2958.259 | 2953.106 | 2942.068 | 2931.063 | 2917.134 | 2905.508 | 2892.62 | 2879.759 | 2866.371 | 2844.535 | 2823.141 | 2808.948 | 2794.827 | 2780.777 | 2766.798 | 2752.889 | 2739.05 | 2725.282 | 2711.582 | 2697.952
W_Mahinerang | wind | 3475.113 | 3382.457 | 3293.337 | 3209.973 | 3128.272 | 3048.207 | 2987.19 | 2917.306 | 2850.537 | 2771.101 | 2763.257 | 2746.354 | 2692.377 | 2690.059 | 2675.904 | 2632.345 | 2629.309 | 2625.302 | 2615.408 | 2605.542 | 2592.749 | 2582.254 | 2570.494 | 2558.756 | 2546.488 | 2525.767 | 2505.485 | 2492.4 | 2479.383 | 2466.433 | 2453.55 | 2440.734 | 2427.984 | 2415.301 | 2402.683 | 2390.13
W_Mamaku_s1 | wind | 3887.811 | 3793.716 | 3703.162 | 3618.368 | 3535.243 | 3453.758 | 3391.327 | 3320.034 | 3251.86 | 3171.024 | 3161.785 | 3143.492 | 3088.13 | 3084.432 | 3068.902 | 3023.971 | 3019.569 | 3014.202 | 3002.951 | 2991.734 | 2977.594 | 2965.757 | 2952.658 | 2939.588 | 2925.991 | 2903.947 | 2882.346 | 2867.947 | 2853.62 | 2839.364 | 2825.181 | 2811.069 | 2797.027 | 2783.056 | 2769.156 | 2755.324
W_Mamaku_s2 | wind | 3593.168 | 3500.101 | 3410.571 | 3326.797 | 3244.69 | 3164.218 | 3102.797 | 3032.509 | 2965.338 | 2885.502 | 2877.259 | 2859.959 | 2805.585 | 2802.872 | 2788.324 | 2744.372 | 2740.946 | 2736.55 | 2726.267 | 2716.015 | 2702.837 | 2691.958 | 2679.815 | 2667.696 | 2655.048 | 2633.949 | 2613.289 | 2599.828 | 2586.436 | 2573.113 | 2559.858 | 2546.671 | 2533.552 | 2520.5 | 2507.515 | 2494.596
W_Manawatu | wind | 3743.168 | 3649.578 | 3559.526 | 3475.233 | 3392.608 | 3311.62 | 3249.685 | 3178.885 | 3111.204 | 3030.859 | 3022.108 | 3004.303 | 2949.426 | 2946.211 | 2931.164 | 2886.714 | 2882.79 | 2877.9 | 2867.124 | 2856.381 | 2842.713 | 2831.346 | 2818.717 | 2806.114 | 2792.983 | 2771.402 | 2750.263 | 2736.325 | 2722.457 | 2708.659 | 2694.932 | 2681.274 | 2667.685 | 2654.165 | 2640.714 | 2627.331
W_Mangapapa | wind | 3701.78 | 3608.333 | 3518.426 | 3434.276 | 3351.793 | 3270.948 | 3209.155 | 3138.496 | 3070.956 | 2990.751 | 2982.141 | 2964.475 | 2909.737 | 2906.66 | 2891.75 | 2847.438 | 2843.652 | 2838.898 | 2828.258 | 2817.651 | 2804.117 | 2792.886 | 2780.39 | 2767.921 | 2754.923 | 2733.475 | 2712.469 | 2698.662 | 2684.925 | 2671.259 | 2657.661 | 2644.133 | 2630.674 | 2617.283 | 2603.961 | 2590.706
W_Motorimu | wind | 3784.24 | 3690.506 | 3600.312 | 3515.876 | 3433.109 | 3351.981 | 3289.904 | 3218.965 | 3151.143 | 3070.659 | 3061.77 | 3043.826 | 2988.811 | 2985.459 | 2970.274 | 2925.688 | 2921.629 | 2916.603 | 2905.692 | 2894.815 | 2881.012 | 2869.512 | 2856.75 | 2844.014 | 2830.75 | 2809.039 | 2787.768 | 2773.699 | 2759.701 | 2745.773 | 2731.916 | 2718.129 | 2704.412 | 2690.764 | 2677.185 | 2663.675
W_MtCass | wind | 3883.945 | 3789.864 | 3699.323 | 3614.542 | 3531.431 | 3449.959 | 3387.541 | 3316.261 | 3248.1 | 3167.278 | 3158.052 | 3139.772 | 3084.423 | 3080.737 | 3065.22 | 3020.303 | 3015.913 | 3010.559 | 2999.321 | 2988.116 | 2973.989 | 2962.164 | 2949.078 | 2936.021 | 2922.436 | 2900.405 | 2878.816 | 2864.429 | 2850.114 | 2835.871 | 2821.7 | 2807.6 | 2793.57 | 2779.611 | 2765.723 | 2751.904
W_MtMunro | wind | 3791.78 | 3698.02 | 3607.799 | 3523.337 | 3440.544 | 3359.39 | 3297.287 | 3226.322 | 3158.475 | 3077.965 | 3069.05 | 3051.081 | 2996.042 | 2992.664 | 2977.454 | 2932.843 | 2928.759 | 2923.708 | 2912.773 | 2901.87 | 2888.043 | 2876.519 | 2863.731 | 2850.971 | 2837.684 | 2815.948 | 2794.653 | 2780.56 | 2766.538 | 2752.586 | 2738.705 | 2724.895 | 2711.154 | 2697.482 | 2683.88 | 2670.346
W_Ototoka | wind | 3624.002 | 3530.827 | 3441.19 | 3357.309 | 3275.095 | 3194.517 | 3132.99 | 3062.598 | 2995.322 | 2915.381 | 2907.033 | 2889.629 | 2835.153 | 2832.336 | 2817.686 | 2773.631 | 2770.103 | 2765.605 | 2755.221 | 2744.868 | 2731.589 | 2720.61 | 2708.367 | 2696.149 | 2683.401 | 2662.203 | 2641.445 | 2627.886 | 2614.396 | 2600.975 | 2587.623 | 2574.34 | 2561.124 | 2547.976 | 2534.895 | 2521.881
W_Otupaefarm | wind | 3723.668 | 3630.146 | 3540.162 | 3455.937 | 3373.378 | 3292.458 | 3230.589 | 3159.857 | 3092.241 | 3011.963 | 3003.278 | 2985.538 | 2930.727 | 2927.577 | 2912.594 | 2868.209 | 2864.351 | 2859.525 | 2848.813 | 2838.134 | 2824.529 | 2813.226 | 2800.66 | 2788.12 | 2775.051 | 2753.533 | 2732.457 | 2718.58 | 2704.774 | 2691.038 | 2677.372 | 2663.775 | 2650.248 | 2636.789 | 2623.398 | 2610.075
W_Pahiatua | wind | 3604.664 | 3511.557 | 3421.987 | 3338.173 | 3256.026 | 3175.515 | 3114.054 | 3043.728 | 2976.517 | 2896.642 | 2888.36 | 2871.021 | 2816.609 | 2813.857 | 2799.271 | 2755.281 | 2751.816 | 2747.383 | 2737.062 | 2726.773 | 2713.557 | 2702.641 | 2690.46 | 2678.304 | 2665.619 | 2644.483 | 2623.786 | 2610.289 | 2596.861 | 2583.501 | 2570.21 | 2556.987 | 2543.832 | 2530.744 | 2517.723 | 2504.769
W_Puketoi | wind | 4077.16 | 3982.404 | 3891.192 | 3805.742 | 3721.964 | 3639.828 | 3576.747 | 3504.807 | 3435.989 | 3354.511 | 3344.632 | 3325.702 | 3269.704 | 3265.372 | 3249.211 | 3203.652 | 3198.623 | 3192.631 | 3180.758 | 3168.921 | 3154.162 | 3141.71 | 3127.998 | 3114.316 | 3100.11 | 3077.458 | 3055.252 | 3040.249 | 3025.321 | 3010.467 | 2995.687 | 2980.98 | 2966.346 | 2951.785 | 2937.295 | 2922.878
W_Ratahiwi | wind | 3991.78 | 3897.322 | 3806.406 | 3721.252 | 3637.769 | 3555.926 | 3493.138 | 3421.49 | 3352.962 | 3271.774 | 3262.183 | 3243.541 | 3187.83 | 3183.783 | 3167.907 | 3122.631 | 3117.885 | 3112.175 | 3100.582 | 3089.024 | 3074.545 | 3062.37 | 3048.934 | 3035.528 | 3021.597 | 2999.219 | 2977.286 | 2962.555 | 2947.898 | 2933.314 | 2918.803 | 2904.365 | 2889.998 | 2875.702 | 2861.479 | 2847.326
W_Ruarangi | wind | 3884.835 | 3790.751 | 3700.207 | 3615.423 | 3532.308 | 3450.834 | 3388.413 | 3317.129 | 3248.966 | 3168.14 | 3158.911 | 3140.628 | 3085.276 | 3081.588 | 3066.067 | 3021.147 | 3016.755 | 3011.397 | 3000.156 | 2988.949 | 2974.818 | 2962.991 | 2949.902 | 2936.842 | 2923.254 | 2901.22 | 2879.628 | 2865.238 | 2850.921 | 2836.675 | 2822.501 | 2808.398 | 2794.366 | 2780.404 | 2766.513 | 2752.691
W_Santoft | wind | 3570.668 | 3477.68 | 3388.228 | 3304.532 | 3222.502 | 3142.108 | 3080.763 | 3010.553 | 2943.459 | 2863.699 | 2855.531 | 2838.307 | 2784.009 | 2781.371 | 2766.898 | 2723.021 | 2719.669 | 2715.348 | 2705.139 | 2694.961 | 2681.855 | 2671.05 | 2658.979 | 2646.934 | 2634.357 | 2613.33 | 2592.743 | 2579.354 | 2566.033 | 2552.781 | 2539.597 | 2526.481 | 2513.432 | 2500.45 | 2487.535 | 2474.686
W_Southland | wind | 4027.638 | 3933.056 | 3842.015 | 3756.737 | 3673.13 | 3591.164 | 3528.253 | 3456.482 | 3387.832 | 3306.523 | 3296.811 | 3278.047 | 3222.216 | 3218.049 | 3202.053 | 3156.659 | 3151.794 | 3145.965 | 3134.255 | 3122.58 | 3107.983 | 3095.691 | 3082.14 | 3068.618 | 3054.571 | 3032.079 | 3010.03 | 2995.186 | 2980.415 | 2965.718 | 2951.094 | 2936.542 | 2922.063 | 2907.656 | 2893.321 | 2879.057
W_Tairawhiti | wind | 3899.418 | 3805.283 | 3714.688 | 3629.854 | 3546.689 | 3465.165 | 3402.693 | 3331.36 | 3263.147 | 3182.272 | 3172.993 | 3154.662 | 3099.261 | 3095.523 | 3079.955 | 3034.986 | 3030.545 | 3025.14 | 3013.85 | 3002.595 | 2988.417 | 2976.543 | 2963.407 | 2950.299 | 2936.665 | 2914.583 | 2892.945 | 2878.509 | 2864.145 | 2849.853 | 2835.633 | 2821.484 | 2807.407 | 2793.399 | 2779.463 | 2765.596
W_Taumatatot | wind | 3723.668 | 3630.146 | 3540.162 | 3455.937 | 3373.378 | 3292.458 | 3230.589 | 3159.857 | 3092.241 | 3011.963 | 3003.278 | 2985.538 | 2930.727 | 2927.577 | 2912.594 | 2868.209 | 2864.351 | 2859.525 | 2848.813 | 2838.134 | 2824.529 | 2813.226 | 2800.66 | 2788.12 | 2775.051 | 2753.533 | 2732.457 | 2718.58 | 2704.774 | 2691.038 | 2677.372 | 2663.775 | 2650.248 | 2636.789 | 2623.398 | 2610.075
W_TeRereHaue | wind | 3730.668 | 3637.122 | 3547.113 | 3462.864 | 3380.281 | 3299.337 | 3237.444 | 3166.687 | 3099.048 | 3018.746 | 3010.037 | 2992.274 | 2937.44 | 2934.267 | 2919.26 | 2874.852 | 2870.97 | 2866.121 | 2855.386 | 2844.684 | 2831.057 | 2819.731 | 2807.142 | 2794.579 | 2781.488 | 2759.948 | 2738.849 | 2724.95 | 2711.122 | 2697.364 | 2683.675 | 2670.057 | 2656.507 | 2643.026 | 2629.614 | 2616.27
W_Vernon | wind | 3795.668 | 3701.895 | 3611.661 | 3527.186 | 3444.379 | 3363.211 | 3301.096 | 3230.117 | 3162.257 | 3081.734 | 3072.806 | 3054.824 | 2999.771 | 2996.38 | 2981.157 | 2936.533 | 2932.436 | 2927.373 | 2916.424 | 2905.509 | 2891.67 | 2880.132 | 2867.333 | 2854.56 | 2841.26 | 2819.511 | 2798.204 | 2784.099 | 2770.064 | 2756.1 | 2742.207 | 2728.384 | 2714.631 | 2700.948 | 2687.333 | 2673.788
W_Waiinu | wind | 3507.811 | 3415.042 | 3325.808 | 3242.33 | 3160.517 | 3080.339 | 3019.21 | 2949.215 | 2882.334 | 2802.788 | 2794.832 | 2777.82 | 2723.733 | 2721.305 | 2707.042 | 2663.373 | 2660.229 | 2656.115 | 2646.113 | 2636.141 | 2623.241 | 2612.639 | 2600.773 | 2588.93 | 2576.556 | 2555.731 | 2535.344 | 2522.155 | 2509.034 | 2495.981 | 2482.995 | 2470.076 | 2457.224 | 2444.438 | 2431.718 | 2419.064
W_Waikokowai | wind | 3937.335 | 3843.067 | 3752.341 | 3667.375 | 3584.08 | 3502.425 | 3439.823 | 3368.361 | 3300.018 | 3219.015 | 3209.608 | 3191.149 | 3135.621 | 3131.756 | 3116.061 | 3070.966 | 3066.4 | 3060.87 | 3049.456 | 3038.077 | 3023.775 | 3011.777 | 2998.518 | 2985.288 | 2971.532 | 2949.329 | 2927.569 | 2913.012 | 2898.528 | 2884.116 | 2869.777 | 2855.509 | 2841.312 | 2827.187 | 2813.132 | 2799.148
W_Waiuku | wind | 3684.738 | 3591.352 | 3501.503 | 3417.412 | 3334.988 | 3254.202 | 3192.467 | 3121.867 | 3054.384 | 2974.238 | 2965.684 | 2948.076 | 2893.395 | 2890.376 | 2875.523 | 2831.267 | 2827.537 | 2822.839 | 2812.256 | 2801.704 | 2788.226 | 2777.05 | 2764.61 | 2752.195 | 2739.252 | 2717.859 | 2696.907 | 2683.155 | 2669.472 | 2655.859 | 2642.316 | 2628.841 | 2615.435 | 2602.098 | 2588.828 | 2575.626
W_genRAuckla | wind | 3980.668 | 3886.25 | 3795.373 | 3710.257 | 3626.812 | 3545.008 | 3482.258 | 3410.647 | 3342.157 | 3261.007 | 3251.454 | 3232.848 | 3177.175 | 3173.165 | 3157.326 | 3112.087 | 3107.378 | 3101.704 | 3090.148 | 3078.627 | 3064.184 | 3052.045 | 3038.645 | 3025.275 | 3011.379 | 2989.038 | 2967.139 | 2952.444 | 2937.823 | 2923.274 | 2908.798 | 2894.394 | 2880.062 | 2865.801 | 2851.612 | 2837.493
W_genRCanter | wind | 3980.668 | 3886.25 | 3795.373 | 3710.257 | 3626.812 | 3545.008 | 3482.258 | 3410.647 | 3342.157 | 3261.007 | 3251.454 | 3232.848 | 3177.175 | 3173.165 | 3157.326 | 3112.087 | 3107.378 | 3101.704 | 3090.148 | 3078.627 | 3064.184 | 3052.045 | 3038.645 | 3025.275 | 3011.379 | 2989.038 | 2967.139 | 2952.444 | 2937.823 | 2923.274 | 2908.798 | 2894.394 | 2880.062 | 2865.801 | 2851.612 | 2837.493
W_genRGisbor | wind | 3980.668 | 3886.25 | 3795.373 | 3710.257 | 3626.812 | 3545.008 | 3482.258 | 3410.647 | 3342.157 | 3261.007 | 3251.454 | 3232.848 | 3177.175 | 3173.165 | 3157.326 | 3112.087 | 3107.378 | 3101.704 | 3090.148 | 3078.627 | 3064.184 | 3052.045 | 3038.645 | 3025.275 | 3011.379 | 2989.038 | 2967.139 | 2952.444 | 2937.823 | 2923.274 | 2908.798 | 2894.394 | 2880.062 | 2865.801 | 2851.612 | 2837.493
W_genRManaw1 | wind | 3980.668 | 3886.25 | 3795.373 | 3710.257 | 3626.812 | 3545.008 | 3482.258 | 3410.647 | 3342.157 | 3261.007 | 3251.454 | 3232.848 | 3177.175 | 3173.165 | 3157.326 | 3112.087 | 3107.378 | 3101.704 | 3090.148 | 3078.627 | 3064.184 | 3052.045 | 3038.645 | 3025.275 | 3011.379 | 2989.038 | 2967.139 | 2952.444 | 2937.823 | 2923.274 | 2908.798 | 2894.394 | 2880.062 | 2865.801 | 2851.612 | 2837.493
W_genRManaw2 | wind | 3980.668 | 3886.25 | 3795.373 | 3710.257 | 3626.812 | 3545.008 | 3482.258 | 3410.647 | 3342.157 | 3261.007 | 3251.454 | 3232.848 | 3177.175 | 3173.165 | 3157.326 | 3112.087 | 3107.378 | 3101.704 | 3090.148 | 3078.627 | 3064.184 | 3052.045 | 3038.645 | 3025.275 | 3011.379 | 2989.038 | 2967.139 | 2952.444 | 2937.823 | 2923.274 | 2908.798 | 2894.394 | 2880.062 | 2865.801 | 2851.612 | 2837.493
W_genRMarlbo | wind | 3980.668 | 3886.25 | 3795.373 | 3710.257 | 3626.812 | 3545.008 | 3482.258 | 3410.647 | 3342.157 | 3261.007 | 3251.454 | 3232.848 | 3177.175 | 3173.165 | 3157.326 | 3112.087 | 3107.378 | 3101.704 | 3090.148 | 3078.627 | 3064.184 | 3052.045 | 3038.645 | 3025.275 | 3011.379 | 2989.038 | 2967.139 | 2952.444 | 2937.823 | 2923.274 | 2908.798 | 2894.394 | 2880.062 | 2865.801 | 2851.612 | 2837.493
W_genRNorthl | wind | 3980.668 | 3886.25 | 3795.373 | 3710.257 | 3626.812 | 3545.008 | 3482.258 | 3410.647 | 3342.157 | 3261.007 | 3251.454 | 3232.848 | 3177.175 | 3173.165 | 3157.326 | 3112.087 | 3107.378 | 3101.704 | 3090.148 | 3078.627 | 3064.184 | 3052.045 | 3038.645 | 3025.275 | 3011.379 | 2989.038 | 2967.139 | 2952.444 | 2937.823 | 2923.274 | 2908.798 | 2894.394 | 2880.062 | 2865.801 | 2851.612 | 2837.493
W_genROtago1 | wind | 3980.668 | 3886.25 | 3795.373 | 3710.257 | 3626.812 | 3545.008 | 3482.258 | 3410.647 | 3342.157 | 3261.007 | 3251.454 | 3232.848 | 3177.175 | 3173.165 | 3157.326 | 3112.087 | 3107.378 | 3101.704 | 3090.148 | 3078.627 | 3064.184 | 3052.045 | 3038.645 | 3025.275 | 3011.379 | 2989.038 | 2967.139 | 2952.444 | 2937.823 | 2923.274 | 2908.798 | 2894.394 | 2880.062 | 2865.801 | 2851.612 | 2837.493
W_genRSouthl | wind | 3980.668 | 3886.25 | 3795.373 | 3710.257 | 3626.812 | 3545.008 | 3482.258 | 3410.647 | 3342.157 | 3261.007 | 3251.454 | 3232.848 | 3177.175 | 3173.165 | 3157.326 | 3112.087 | 3107.378 | 3101.704 | 3090.148 | 3078.627 | 3064.184 | 3052.045 | 3038.645 | 3025.275 | 3011.379 | 2989.038 | 2967.139 | 2952.444 | 2937.823 | 2923.274 | 2908.798 | 2894.394 | 2880.062 | 2865.801 | 2851.612 | 2837.493
W_genRTarana | wind | 3980.668 | 3886.25 | 3795.373 | 3710.257 | 3626.812 | 3545.008 | 3482.258 | 3410.647 | 3342.157 | 3261.007 | 3251.454 | 3232.848 | 3177.175 | 3173.165 | 3157.326 | 3112.087 | 3107.378 | 3101.704 | 3090.148 | 3078.627 | 3064.184 | 3052.045 | 3038.645 | 3025.275 | 3011.379 | 2989.038 | 2967.139 | 2952.444 | 2937.823 | 2923.274 | 2908.798 | 2894.394 | 2880.062 | 2865.801 | 2851.612 | 2837.493
W_genRWaikat | wind | 3980.668 | 3886.25 | 3795.373 | 3710.257 | 3626.812 | 3545.008 | 3482.258 | 3410.647 | 3342.157 | 3261.007 | 3251.454 | 3232.848 | 3177.175 | 3173.165 | 3157.326 | 3112.087 | 3107.378 | 3101.704 | 3090.148 | 3078.627 | 3064.184 | 3052.045 | 3038.645 | 3025.275 | 3011.379 | 2989.038 | 2967.139 | 2952.444 | 2937.823 | 2923.274 | 2908.798 | 2894.394 | 2880.062 | 2865.801 | 2851.612 | 2837.493
W_genRWairar | wind | 3980.668 | 3886.25 | 3795.373 | 3710.257 | 3626.812 | 3545.008 | 3482.258 | 3410.647 | 3342.157 | 3261.007 | 3251.454 | 3232.848 | 3177.175 | 3173.165 | 3157.326 | 3112.087 | 3107.378 | 3101.704 | 3090.148 | 3078.627 | 3064.184 | 3052.045 | 3038.645 | 3025.275 | 3011.379 | 2989.038 | 2967.139 | 2952.444 | 2937.823 | 2923.274 | 2908.798 | 2894.394 | 2880.062 | 2865.801 | 2851.612 | 2837.493
WaiauCntbry | hydro | 9371.881 | 9339.194 | 9306.621 | 9274.161 | 9241.815 | 9209.582 | 9177.46 | 9145.451 | 9113.554 | 9081.768 | 9050.092 | 9018.528 | 8987.073 | 8955.728 | 8924.492 | 8893.365 | 8862.347 | 8831.437 | 8800.635 | 8769.94 | 8739.352 | 8708.871 | 8678.497 | 8648.228 | 8618.065 | 8588.006 | 8558.053 | 8528.205 | 8498.46 | 8468.819 | 8439.282 | 8409.847 | 8380.515 | 8351.286 | 8322.158 | 8293.132
WaimakaA | hydro | 9371.881 | 9339.194 | 9306.621 | 9274.161 | 9241.815 | 9209.582 | 9177.46 | 9145.451 | 9113.554 | 9081.768 | 9050.092 | 9018.528 | 8987.073 | 8955.728 | 8924.492 | 8893.365 | 8862.347 | 8831.437 | 8800.635 | 8769.94 | 8739.352 | 8708.871 | 8678.497 | 8648.228 | 8618.065 | 8588.006 | 8558.053 | 8528.205 | 8498.46 | 8468.819 | 8439.282 | 8409.847 | 8380.515 | 8351.286 | 8322.158 | 8293.132
WaimakaB | hydro | 9371.881 | 9339.194 | 9306.621 | 9274.161 | 9241.815 | 9209.582 | 9177.46 | 9145.451 | 9113.554 | 9081.768 | 9050.092 | 9018.528 | 8987.073 | 8955.728 | 8924.492 | 8893.365 | 8862.347 | 8831.437 | 8800.635 | 8769.94 | 8739.352 | 8708.871 | 8678.497 | 8648.228 | 8618.065 | 8588.006 | 8558.053 | 8528.205 | 8498.46 | 8468.819 | 8439.282 | 8409.847 | 8380.515 | 8351.286 | 8322.158 | 8293.132
Wairau | hydro | 9371.881 | 9339.194 | 9306.621 | 9274.161 | 9241.815 | 9209.582 | 9177.46 | 9145.451 | 9113.554 | 9081.768 | 9050.092 | 9018.528 | 8987.073 | 8955.728 | 8924.492 | 8893.365 | 8862.347 | 8831.437 | 8800.635 | 8769.94 | 8739.352 | 8708.871 | 8678.497 | 8648.228 | 8618.065 | 8588.006 | 8558.053 | 8528.205 | 8498.46 | 8468.819 | 8439.282 | 8409.847 | 8380.515 | 8351.286 | 8322.158 | 8293.132
Whangaehu | hydro | 9371.881 | 9339.194 | 9306.621 | 9274.161 | 9241.815 | 9209.582 | 9177.46 | 9145.451 | 9113.554 | 9081.768 | 9050.092 | 9018.528 | 8987.073 | 8955.728 | 8924.492 | 8893.365 | 8862.347 | 8831.437 | 8800.635 | 8769.94 | 8739.352 | 8708.871 | 8678.497 | 8648.228 | 8618.065 | 8588.006 | 8558.053 | 8528.205 | 8498.46 | 8468.819 | 8439.282 | 8409.847 | 8380.515 | 8351.286 | 8322.158 | 8293.132

## 9b. Chron. cap. costs (Env.)
9b. Chronological capital costs for the Environmental scenario |  |  |  |  | Back to contents
Costs are given in 2025 NZD /kW/year
Name | Type | 2025 | 2026 | 2027 | 2028 | 2029 | 2030 | 2031 | 2032 | 2033 | 2034 | 2035 | 2036 | 2037 | 2038 | 2039 | 2040 | 2041 | 2042 | 2043 | 2044 | 2045 | 2046 | 2047 | 2048 | 2049 | 2050 | 2051 | 2052 | 2053 | 2054 | 2055 | 2056 | 2057 | 2058 | 2059 | 2060
ArnoldValley | hydro | 9195.092 | 9163.021 | 9131.062 | 9099.215 | 9067.479 | 9035.853 | 9004.338 | 8972.933 | 8941.637 | 8910.451 | 8879.373 | 8848.403 | 8817.542 | 8786.788 | 8756.142 | 8725.602 | 8695.169 | 8664.842 | 8634.621 | 8604.505 | 8574.494 | 8544.588 | 8514.787 | 8485.089 | 8455.495 | 8426.003 | 8396.615 | 8367.33 | 8338.146 | 8309.064 | 8280.084 | 8251.205 | 8222.426 | 8193.748 | 8165.17 | 8136.692
BESS_ASB2h | battery | 1700 | 1640.771 | 1586.39 | 1534.474 | 1489.816 | 1452.428 | 1433.092 | 1414.225 | 1394.867 | 1375.977 | 1357.074 | 1338.158 | 1319.709 | 1300.766 | 1282.289 | 1265.232 | 1247.681 | 1230.592 | 1213.965 | 1196.841 | 1180.178 | 1163.017 | 1146.314 | 1129.59 | 1112.843 | 1096.074 | 1079.986 | 1064.135 | 1048.516 | 1033.126 | 1017.963 | 1003.021 | 988.3 | 973.794 | 959.501 | 945.418
BESS_BPE2h | battery | 1700 | 1640.771 | 1586.39 | 1534.474 | 1489.816 | 1452.428 | 1433.092 | 1414.225 | 1394.867 | 1375.977 | 1357.074 | 1338.158 | 1319.709 | 1300.766 | 1282.289 | 1265.232 | 1247.681 | 1230.592 | 1213.965 | 1196.841 | 1180.178 | 1163.017 | 1146.314 | 1129.59 | 1112.843 | 1096.074 | 1079.986 | 1064.135 | 1048.516 | 1033.126 | 1017.963 | 1003.021 | 988.3 | 973.794 | 959.501 | 945.418
BESS_BRB2h | battery | 1700 | 1640.771 | 1586.39 | 1534.474 | 1489.816 | 1452.428 | 1433.092 | 1414.225 | 1394.867 | 1375.977 | 1357.074 | 1338.158 | 1319.709 | 1300.766 | 1282.289 | 1265.232 | 1247.681 | 1230.592 | 1213.965 | 1196.841 | 1180.178 | 1163.017 | 1146.314 | 1129.59 | 1112.843 | 1096.074 | 1079.986 | 1064.135 | 1048.516 | 1033.126 | 1017.963 | 1003.021 | 988.3 | 973.794 | 959.501 | 945.418
BESS_DOB2h | battery | 1700 | 1640.771 | 1586.39 | 1534.474 | 1489.816 | 1452.428 | 1433.092 | 1414.225 | 1394.867 | 1375.977 | 1357.074 | 1338.158 | 1319.709 | 1300.766 | 1282.289 | 1265.232 | 1247.681 | 1230.592 | 1213.965 | 1196.841 | 1180.178 | 1163.017 | 1146.314 | 1129.59 | 1112.843 | 1096.074 | 1079.986 | 1064.135 | 1048.516 | 1033.126 | 1017.963 | 1003.021 | 988.3 | 973.794 | 959.501 | 945.418
BESS_EDG2h | battery | 1700 | 1640.771 | 1586.39 | 1534.474 | 1489.816 | 1452.428 | 1433.092 | 1414.225 | 1394.867 | 1375.977 | 1357.074 | 1338.158 | 1319.709 | 1300.766 | 1282.289 | 1265.232 | 1247.681 | 1230.592 | 1213.965 | 1196.841 | 1180.178 | 1163.017 | 1146.314 | 1129.59 | 1112.843 | 1096.074 | 1079.986 | 1064.135 | 1048.516 | 1033.126 | 1017.963 | 1003.021 | 988.3 | 973.794 | 959.501 | 945.418
BESS_HLY2h | battery | 1700 | 1640.771 | 1586.39 | 1534.474 | 1489.816 | 1452.428 | 1433.092 | 1414.225 | 1394.867 | 1375.977 | 1357.074 | 1338.158 | 1319.709 | 1300.766 | 1282.289 | 1265.232 | 1247.681 | 1230.592 | 1213.965 | 1196.841 | 1180.178 | 1163.017 | 1146.314 | 1129.59 | 1112.843 | 1096.074 | 1079.986 | 1064.135 | 1048.516 | 1033.126 | 1017.963 | 1003.021 | 988.3 | 973.794 | 959.501 | 945.418
BESS_HRP2h | battery | 1700 | 1640.771 | 1586.39 | 1534.474 | 1489.816 | 1452.428 | 1433.092 | 1414.225 | 1394.867 | 1375.977 | 1357.074 | 1338.158 | 1319.709 | 1300.766 | 1282.289 | 1265.232 | 1247.681 | 1230.592 | 1213.965 | 1196.841 | 1180.178 | 1163.017 | 1146.314 | 1129.59 | 1112.843 | 1096.074 | 1079.986 | 1064.135 | 1048.516 | 1033.126 | 1017.963 | 1003.021 | 988.3 | 973.794 | 959.501 | 945.418
BESS_ISL2h | battery | 1700 | 1640.771 | 1586.39 | 1534.474 | 1489.816 | 1452.428 | 1433.092 | 1414.225 | 1394.867 | 1375.977 | 1357.074 | 1338.158 | 1319.709 | 1300.766 | 1282.289 | 1265.232 | 1247.681 | 1230.592 | 1213.965 | 1196.841 | 1180.178 | 1163.017 | 1146.314 | 1129.59 | 1112.843 | 1096.074 | 1079.986 | 1064.135 | 1048.516 | 1033.126 | 1017.963 | 1003.021 | 988.3 | 973.794 | 959.501 | 945.418
BESS_KIK2h | battery | 1700 | 1640.771 | 1586.39 | 1534.474 | 1489.816 | 1452.428 | 1433.092 | 1414.225 | 1394.867 | 1375.977 | 1357.074 | 1338.158 | 1319.709 | 1300.766 | 1282.289 | 1265.232 | 1247.681 | 1230.592 | 1213.965 | 1196.841 | 1180.178 | 1163.017 | 1146.314 | 1129.59 | 1112.843 | 1096.074 | 1079.986 | 1064.135 | 1048.516 | 1033.126 | 1017.963 | 1003.021 | 988.3 | 973.794 | 959.501 | 945.418
BESS_LIV2h | battery | 1700 | 1640.771 | 1586.39 | 1534.474 | 1489.816 | 1452.428 | 1433.092 | 1414.225 | 1394.867 | 1375.977 | 1357.074 | 1338.158 | 1319.709 | 1300.766 | 1282.289 | 1265.232 | 1247.681 | 1230.592 | 1213.965 | 1196.841 | 1180.178 | 1163.017 | 1146.314 | 1129.59 | 1112.843 | 1096.074 | 1079.986 | 1064.135 | 1048.516 | 1033.126 | 1017.963 | 1003.021 | 988.3 | 973.794 | 959.501 | 945.418
BESS_OTA2h | battery | 1700 | 1640.771 | 1586.39 | 1534.474 | 1489.816 | 1452.428 | 1433.092 | 1414.225 | 1394.867 | 1375.977 | 1357.074 | 1338.158 | 1319.709 | 1300.766 | 1282.289 | 1265.232 | 1247.681 | 1230.592 | 1213.965 | 1196.841 | 1180.178 | 1163.017 | 1146.314 | 1129.59 | 1112.843 | 1096.074 | 1079.986 | 1064.135 | 1048.516 | 1033.126 | 1017.963 | 1003.021 | 988.3 | 973.794 | 959.501 | 945.418
BESS_ROX2h | battery | 1700 | 1640.771 | 1586.39 | 1534.474 | 1489.816 | 1452.428 | 1433.092 | 1414.225 | 1394.867 | 1375.977 | 1357.074 | 1338.158 | 1319.709 | 1300.766 | 1282.289 | 1265.232 | 1247.681 | 1230.592 | 1213.965 | 1196.841 | 1180.178 | 1163.017 | 1146.314 | 1129.59 | 1112.843 | 1096.074 | 1079.986 | 1064.135 | 1048.516 | 1033.126 | 1017.963 | 1003.021 | 988.3 | 973.794 | 959.501 | 945.418
BESS_SFD2h | battery | 1700 | 1640.771 | 1586.39 | 1534.474 | 1489.816 | 1452.428 | 1433.092 | 1414.225 | 1394.867 | 1375.977 | 1357.074 | 1338.158 | 1319.709 | 1300.766 | 1282.289 | 1265.232 | 1247.681 | 1230.592 | 1213.965 | 1196.841 | 1180.178 | 1163.017 | 1146.314 | 1129.59 | 1112.843 | 1096.074 | 1079.986 | 1064.135 | 1048.516 | 1033.126 | 1017.963 | 1003.021 | 988.3 | 973.794 | 959.501 | 945.418
BESS_WIL2h | battery | 1700 | 1640.771 | 1586.39 | 1534.474 | 1489.816 | 1452.428 | 1433.092 | 1414.225 | 1394.867 | 1375.977 | 1357.074 | 1338.158 | 1319.709 | 1300.766 | 1282.289 | 1265.232 | 1247.681 | 1230.592 | 1213.965 | 1196.841 | 1180.178 | 1163.017 | 1146.314 | 1129.59 | 1112.843 | 1096.074 | 1079.986 | 1064.135 | 1048.516 | 1033.126 | 1017.963 | 1003.021 | 988.3 | 973.794 | 959.501 | 945.418
BRB_recip | thermal | 1737.497 | 1737.497 | 1733.109 | 1725.211 | 1712.926 | 1706.783 | 1706.783 | 1712.926 | 1719.069 | 1724.334 | 1730.477 | 1736.619 | 1742.762 | 1748.905 | 1755.047 | 1760.312 | 1764.7 | 1769.088 | 1772.598 | 1776.985 | 1780.495 | 1784.883 | 1789.271 | 1792.781 | 1797.168 | 1800.678 | 1804.189 | 1807.699 | 1810.331 | 1813.841 | 1815.596 | 1817.353 | 1819.112 | 1820.872 | 1822.634 | 1824.397
Barnego | hydro | 9195.092 | 9163.021 | 9131.062 | 9099.215 | 9067.479 | 9035.853 | 9004.338 | 8972.933 | 8941.637 | 8910.451 | 8879.373 | 8848.403 | 8817.542 | 8786.788 | 8756.142 | 8725.602 | 8695.169 | 8664.842 | 8634.621 | 8604.505 | 8574.494 | 8544.588 | 8514.787 | 8485.089 | 8455.495 | 8426.003 | 8396.615 | 8367.33 | 8338.146 | 8309.064 | 8280.084 | 8251.205 | 8222.426 | 8193.748 | 8165.17 | 8136.692
Dumbarton | hydro | 9195.092 | 9163.021 | 9131.062 | 9099.215 | 9067.479 | 9035.853 | 9004.338 | 8972.933 | 8941.637 | 8910.451 | 8879.373 | 8848.403 | 8817.542 | 8786.788 | 8756.142 | 8725.602 | 8695.169 | 8664.842 | 8634.621 | 8604.505 | 8574.494 | 8544.588 | 8514.787 | 8485.089 | 8455.495 | 8426.003 | 8396.615 | 8367.33 | 8338.146 | 8309.064 | 8280.084 | 8251.205 | 8222.426 | 8193.748 | 8165.17 | 8136.692
GLN_BESS | battery | 1700 | 1640.771 | 1586.39 | 1534.474 | 1489.816 | 1452.428 | 1433.092 | 1414.225 | 1394.867 | 1375.977 | 1357.074 | 1338.158 | 1319.709 | 1300.766 | 1282.289 | 1265.232 | 1247.681 | 1230.592 | 1213.965 | 1196.841 | 1180.178 | 1163.017 | 1146.314 | 1129.59 | 1112.843 | 1096.074 | 1079.986 | 1064.135 | 1048.516 | 1033.126 | 1017.963 | 1003.021 | 988.3 | 973.794 | 959.501 | 945.418
GreyRiver | hydro | 9195.092 | 9163.021 | 9131.062 | 9099.215 | 9067.479 | 9035.853 | 9004.338 | 8972.933 | 8941.637 | 8910.451 | 8879.373 | 8848.403 | 8817.542 | 8786.788 | 8756.142 | 8725.602 | 8695.169 | 8664.842 | 8634.621 | 8604.505 | 8574.494 | 8544.588 | 8514.787 | 8485.089 | 8455.495 | 8426.003 | 8396.615 | 8367.33 | 8338.146 | 8309.064 | 8280.084 | 8251.205 | 8222.426 | 8193.748 | 8165.17 | 8136.692
HLY_BESS | battery | 1700 | 1640.771 | 1586.39 | 1534.474 | 1489.816 | 1452.428 | 1433.092 | 1414.225 | 1394.867 | 1375.977 | 1357.074 | 1338.158 | 1319.709 | 1300.766 | 1282.289 | 1265.232 | 1247.681 | 1230.592 | 1213.965 | 1196.841 | 1180.178 | 1163.017 | 1146.314 | 1129.59 | 1112.843 | 1096.074 | 1079.986 | 1064.135 | 1048.516 | 1033.126 | 1017.963 | 1003.021 | 988.3 | 973.794 | 959.501 | 945.418
HLY_recip | thermal | 1737.497 | 1737.497 | 1733.109 | 1725.211 | 1712.926 | 1706.783 | 1706.783 | 1712.926 | 1719.069 | 1724.334 | 1730.477 | 1736.619 | 1742.762 | 1748.905 | 1755.047 | 1760.312 | 1764.7 | 1769.088 | 1772.598 | 1776.985 | 1780.495 | 1784.883 | 1789.271 | 1792.781 | 1797.168 | 1800.678 | 1804.189 | 1807.699 | 1810.331 | 1813.841 | 1815.596 | 1817.353 | 1819.112 | 1820.872 | 1822.634 | 1824.397
HaastRiver | hydro | 9195.092 | 9163.021 | 9131.062 | 9099.215 | 9067.479 | 9035.853 | 9004.338 | 8972.933 | 8941.637 | 8910.451 | 8879.373 | 8848.403 | 8817.542 | 8786.788 | 8756.142 | 8725.602 | 8695.169 | 8664.842 | 8634.621 | 8604.505 | 8574.494 | 8544.588 | 8514.787 | 8485.089 | 8455.495 | 8426.003 | 8396.615 | 8367.33 | 8338.146 | 8309.064 | 8280.084 | 8251.205 | 8222.426 | 8193.748 | 8165.17 | 8136.692
HaweaGates | hydro | 9195.092 | 9163.021 | 9131.062 | 9099.215 | 9067.479 | 9035.853 | 9004.338 | 8972.933 | 8941.637 | 8910.451 | 8879.373 | 8848.403 | 8817.542 | 8786.788 | 8756.142 | 8725.602 | 8695.169 | 8664.842 | 8634.621 | 8604.505 | 8574.494 | 8544.588 | 8514.787 | 8485.089 | 8455.495 | 8426.003 | 8396.615 | 8367.33 | 8338.146 | 8309.064 | 8280.084 | 8251.205 | 8222.426 | 8193.748 | 8165.17 | 8136.692
HaweaRiver | hydro | 9195.092 | 9163.021 | 9131.062 | 9099.215 | 9067.479 | 9035.853 | 9004.338 | 8972.933 | 8941.637 | 8910.451 | 8879.373 | 8848.403 | 8817.542 | 8786.788 | 8756.142 | 8725.602 | 8695.169 | 8664.842 | 8634.621 | 8604.505 | 8574.494 | 8544.588 | 8514.787 | 8485.089 | 8455.495 | 8426.003 | 8396.615 | 8367.33 | 8338.146 | 8309.064 | 8280.084 | 8251.205 | 8222.426 | 8193.748 | 8165.17 | 8136.692
Kawerau2 | geothermal | 6700 | 6676.632 | 6653.345 | 6630.14 | 6607.015 | 6583.971 | 6561.008 | 6538.124 | 6515.321 | 6492.596 | 6469.952 | 6447.386 | 6424.899 | 6402.49 | 6380.159 | 6357.907 | 6335.732 | 6313.634 | 6291.613 | 6269.669 | 6247.802 | 6226.011 | 6204.296 | 6182.657 | 6161.093 | 6139.604 | 6118.191 | 6096.852 | 6075.587 | 6054.397 | 6033.28 | 6012.237 | 5991.268 | 5970.372 | 5949.548 | 5928.797
LoWaiauSth | hydro | 9195.092 | 9163.021 | 9131.062 | 9099.215 | 9067.479 | 9035.853 | 9004.338 | 8972.933 | 8941.637 | 8910.451 | 8879.373 | 8848.403 | 8817.542 | 8786.788 | 8756.142 | 8725.602 | 8695.169 | 8664.842 | 8634.621 | 8604.505 | 8574.494 | 8544.588 | 8514.787 | 8485.089 | 8455.495 | 8426.003 | 8396.615 | 8367.33 | 8338.146 | 8309.064 | 8280.084 | 8251.205 | 8222.426 | 8193.748 | 8165.17 | 8136.692
Luggate | hydro | 9195.092 | 9163.021 | 9131.062 | 9099.215 | 9067.479 | 9035.853 | 9004.338 | 8972.933 | 8941.637 | 8910.451 | 8879.373 | 8848.403 | 8817.542 | 8786.788 | 8756.142 | 8725.602 | 8695.169 | 8664.842 | 8634.621 | 8604.505 | 8574.494 | 8544.588 | 8514.787 | 8485.089 | 8455.495 | 8426.003 | 8396.615 | 8367.33 | 8338.146 | 8309.064 | 8280.084 | 8251.205 | 8222.426 | 8193.748 | 8165.17 | 8136.692
Mangakino | geothermal | 6700 | 6676.632 | 6653.345 | 6630.14 | 6607.015 | 6583.971 | 6561.008 | 6538.124 | 6515.321 | 6492.596 | 6469.952 | 6447.386 | 6424.899 | 6402.49 | 6380.159 | 6357.907 | 6335.732 | 6313.634 | 6291.613 | 6269.669 | 6247.802 | 6226.011 | 6204.296 | 6182.657 | 6161.093 | 6139.604 | 6118.191 | 6096.852 | 6075.587 | 6054.397 | 6033.28 | 6012.237 | 5991.268 | 5970.372 | 5949.548 | 5928.797
Mohaka | hydro | 9195.092 | 9163.021 | 9131.062 | 9099.215 | 9067.479 | 9035.853 | 9004.338 | 8972.933 | 8941.637 | 8910.451 | 8879.373 | 8848.403 | 8817.542 | 8786.788 | 8756.142 | 8725.602 | 8695.169 | 8664.842 | 8634.621 | 8604.505 | 8574.494 | 8544.588 | 8514.787 | 8485.089 | 8455.495 | 8426.003 | 8396.615 | 8367.33 | 8338.146 | 8309.064 | 8280.084 | 8251.205 | 8222.426 | 8193.748 | 8165.17 | 8136.692
Mokai4 | geothermal | 8040 | 8011.958 | 7984.014 | 7956.168 | 7928.418 | 7900.765 | 7873.209 | 7845.749 | 7818.385 | 7791.116 | 7763.942 | 7736.863 | 7709.878 | 7682.988 | 7656.191 | 7629.488 | 7602.878 | 7576.361 | 7549.936 | 7523.603 | 7497.363 | 7471.213 | 7445.155 | 7419.188 | 7393.312 | 7367.525 | 7341.829 | 7316.222 | 7290.705 | 7265.276 | 7239.936 | 7214.685 | 7189.522 | 7164.446 | 7139.458 | 7114.557
Mokihinui | hydro | 9195.092 | 9163.021 | 9131.062 | 9099.215 | 9067.479 | 9035.853 | 9004.338 | 8972.933 | 8941.637 | 8910.451 | 8879.373 | 8848.403 | 8817.542 | 8786.788 | 8756.142 | 8725.602 | 8695.169 | 8664.842 | 8634.621 | 8604.505 | 8574.494 | 8544.588 | 8514.787 | 8485.089 | 8455.495 | 8426.003 | 8396.615 | 8367.33 | 8338.146 | 8309.064 | 8280.084 | 8251.205 | 8222.426 | 8193.748 | 8165.17 | 8136.692
Motu | hydro | 9195.092 | 9163.021 | 9131.062 | 9099.215 | 9067.479 | 9035.853 | 9004.338 | 8972.933 | 8941.637 | 8910.451 | 8879.373 | 8848.403 | 8817.542 | 8786.788 | 8756.142 | 8725.602 | 8695.169 | 8664.842 | 8634.621 | 8604.505 | 8574.494 | 8544.588 | 8514.787 | 8485.089 | 8455.495 | 8426.003 | 8396.615 | 8367.33 | 8338.146 | 8309.064 | 8280.084 | 8251.205 | 8222.426 | 8193.748 | 8165.17 | 8136.692
NewHLYOCGT | thermal | 2431.081 | 2431.081 | 2327.653 | 2108.785 | 1763.858 | 1549.598 | 1452.622 | 1456.4 | 1461.119 | 1465.839 | 1469.617 | 1474.336 | 1479.055 | 1483.775 | 1488.494 | 1492.272 | 1495.107 | 1497.943 | 1500.778 | 1503.613 | 1506.448 | 1509.283 | 1512.119 | 1514.954 | 1517.789 | 1520.624 | 1522.516 | 1524.407 | 1526.298 | 1528.19 | 1529.136 | 1530.083 | 1531.03 | 1531.978 | 1532.927 | 1533.876
NewHLYRank | thermal | 6286.644 | 5993.988 | 5808.348 | 5734.092 | 5759.208 | 5786.508 | 5812.716 | 5834.556 | 5854.212 | 5874.96 | 5895.708 | 5917.548 | 5940.48 | 5963.412 | 5986.344 | 6006 | 6024.564 | 6042.036 | 6057.324 | 6072.612 | 6085.716 | 6099.912 | 6114.108 | 6127.212 | 6140.316 | 6153.42 | 6166.524 | 6179.628 | 6191.64 | 6203.652 | 6209.112 | 6214.577 | 6220.046 | 6225.521 | 6231 | 6236.484
NewSFDOCGT | thermal | 2431.081 | 2431.081 | 2327.653 | 2108.785 | 1763.858 | 1549.598 | 1452.622 | 1456.4 | 1461.119 | 1465.839 | 1469.617 | 1474.336 | 1479.055 | 1483.775 | 1488.494 | 1492.272 | 1495.107 | 1497.943 | 1500.778 | 1503.613 | 1506.448 | 1509.283 | 1512.119 | 1514.954 | 1517.789 | 1520.624 | 1522.516 | 1524.407 | 1526.298 | 1528.19 | 1529.136 | 1530.083 | 1531.03 | 1531.978 | 1532.927 | 1533.876
Ngakawau | hydro | 9195.092 | 9163.021 | 9131.062 | 9099.215 | 9067.479 | 9035.853 | 9004.338 | 8972.933 | 8941.637 | 8910.451 | 8879.373 | 8848.403 | 8817.542 | 8786.788 | 8756.142 | 8725.602 | 8695.169 | 8664.842 | 8634.621 | 8604.505 | 8574.494 | 8544.588 | 8514.787 | 8485.089 | 8455.495 | 8426.003 | 8396.615 | 8367.33 | 8338.146 | 8309.064 | 8280.084 | 8251.205 | 8222.426 | 8193.748 | 8165.17 | 8136.692
Ngatamariki2 | geothermal | 6700 | 6676.632 | 6653.345 | 6630.14 | 6607.015 | 6583.971 | 6561.008 | 6538.124 | 6515.321 | 6492.596 | 6469.952 | 6447.386 | 6424.899 | 6402.49 | 6380.159 | 6357.907 | 6335.732 | 6313.634 | 6291.613 | 6269.669 | 6247.802 | 6226.011 | 6204.296 | 6182.657 | 6161.093 | 6139.604 | 6118.191 | 6096.852 | 6075.587 | 6054.397 | 6033.28 | 6012.237 | 5991.268 | 5970.372 | 5949.548 | 5928.797
Ngawha3 | geothermal | 8040 | 8011.958 | 7984.014 | 7956.168 | 7928.418 | 7900.765 | 7873.209 | 7845.749 | 7818.385 | 7791.116 | 7763.942 | 7736.863 | 7709.878 | 7682.988 | 7656.191 | 7629.488 | 7602.878 | 7576.361 | 7549.936 | 7523.603 | 7497.363 | 7471.213 | 7445.155 | 7419.188 | 7393.312 | 7367.525 | 7341.829 | 7316.222 | 7290.705 | 7265.276 | 7239.936 | 7214.685 | 7189.522 | 7164.446 | 7139.458 | 7114.557
Ngawha4 | geothermal | 8040 | 8011.958 | 7984.014 | 7956.168 | 7928.418 | 7900.765 | 7873.209 | 7845.749 | 7818.385 | 7791.116 | 7763.942 | 7736.863 | 7709.878 | 7682.988 | 7656.191 | 7629.488 | 7602.878 | 7576.361 | 7549.936 | 7523.603 | 7497.363 | 7471.213 | 7445.155 | 7419.188 | 7393.312 | 7367.525 | 7341.829 | 7316.222 | 7290.705 | 7265.276 | 7239.936 | 7214.685 | 7189.522 | 7164.446 | 7139.458 | 7114.557
Ngawha5 | geothermal | 8040 | 8011.958 | 7984.014 | 7956.168 | 7928.418 | 7900.765 | 7873.209 | 7845.749 | 7818.385 | 7791.116 | 7763.942 | 7736.863 | 7709.878 | 7682.988 | 7656.191 | 7629.488 | 7602.878 | 7576.361 | 7549.936 | 7523.603 | 7497.363 | 7471.213 | 7445.155 | 7419.188 | 7393.312 | 7367.525 | 7341.829 | 7316.222 | 7290.705 | 7265.276 | 7239.936 | 7214.685 | 7189.522 | 7164.446 | 7139.458 | 7114.557
Ngawha6 | geothermal | 8040 | 8011.958 | 7984.014 | 7956.168 | 7928.418 | 7900.765 | 7873.209 | 7845.749 | 7818.385 | 7791.116 | 7763.942 | 7736.863 | 7709.878 | 7682.988 | 7656.191 | 7629.488 | 7602.878 | 7576.361 | 7549.936 | 7523.603 | 7497.363 | 7471.213 | 7445.155 | 7419.188 | 7393.312 | 7367.525 | 7341.829 | 7316.222 | 7290.705 | 7265.276 | 7239.936 | 7214.685 | 7189.522 | 7164.446 | 7139.458 | 7114.557
NorthBank | hydro | 9195.092 | 9163.021 | 9131.062 | 9099.215 | 9067.479 | 9035.853 | 9004.338 | 8972.933 | 8941.637 | 8910.451 | 8879.373 | 8848.403 | 8817.542 | 8786.788 | 8756.142 | 8725.602 | 8695.169 | 8664.842 | 8634.621 | 8604.505 | 8574.494 | 8544.588 | 8514.787 | 8485.089 | 8455.495 | 8426.003 | 8396.615 | 8367.33 | 8338.146 | 8309.064 | 8280.084 | 8251.205 | 8222.426 | 8193.748 | 8165.17 | 8136.692
OTOpeakers | thermal | 2431.081 | 2431.081 | 2327.653 | 2108.785 | 1763.858 | 1549.598 | 1452.622 | 1456.4 | 1461.119 | 1465.839 | 1469.617 | 1474.336 | 1479.055 | 1483.775 | 1488.494 | 1492.272 | 1495.107 | 1497.943 | 1500.778 | 1503.613 | 1506.448 | 1509.283 | 1512.119 | 1514.954 | 1517.789 | 1520.624 | 1522.516 | 1524.407 | 1526.298 | 1528.19 | 1529.136 | 1530.083 | 1531.03 | 1531.978 | 1532.927 | 1533.876
Pukaki | hydro | 9195.092 | 9163.021 | 9131.062 | 9099.215 | 9067.479 | 9035.853 | 9004.338 | 8972.933 | 8941.637 | 8910.451 | 8879.373 | 8848.403 | 8817.542 | 8786.788 | 8756.142 | 8725.602 | 8695.169 | 8664.842 | 8634.621 | 8604.505 | 8574.494 | 8544.588 | 8514.787 | 8485.089 | 8455.495 | 8426.003 | 8396.615 | 8367.33 | 8338.146 | 8309.064 | 8280.084 | 8251.205 | 8222.426 | 8193.748 | 8165.17 | 8136.692
Queensberry | hydro | 9195.092 | 9163.021 | 9131.062 | 9099.215 | 9067.479 | 9035.853 | 9004.338 | 8972.933 | 8941.637 | 8910.451 | 8879.373 | 8848.403 | 8817.542 | 8786.788 | 8756.142 | 8725.602 | 8695.169 | 8664.842 | 8634.621 | 8604.505 | 8574.494 | 8544.588 | 8514.787 | 8485.089 | 8455.495 | 8426.003 | 8396.615 | 8367.33 | 8338.146 | 8309.064 | 8280.084 | 8251.205 | 8222.426 | 8193.748 | 8165.17 | 8136.692
Rakaia | hydro | 9195.092 | 9163.021 | 9131.062 | 9099.215 | 9067.479 | 9035.853 | 9004.338 | 8972.933 | 8941.637 | 8910.451 | 8879.373 | 8848.403 | 8817.542 | 8786.788 | 8756.142 | 8725.602 | 8695.169 | 8664.842 | 8634.621 | 8604.505 | 8574.494 | 8544.588 | 8514.787 | 8485.089 | 8455.495 | 8426.003 | 8396.615 | 8367.33 | 8338.146 | 8309.064 | 8280.084 | 8251.205 | 8222.426 | 8193.748 | 8165.17 | 8136.692
Reporoa1 | geothermal | 6700 | 6676.632 | 6653.345 | 6630.14 | 6607.015 | 6583.971 | 6561.008 | 6538.124 | 6515.321 | 6492.596 | 6469.952 | 6447.386 | 6424.899 | 6402.49 | 6380.159 | 6357.907 | 6335.732 | 6313.634 | 6291.613 | 6269.669 | 6247.802 | 6226.011 | 6204.296 | 6182.657 | 6161.093 | 6139.604 | 6118.191 | 6096.852 | 6075.587 | 6054.397 | 6033.28 | 6012.237 | 5991.268 | 5970.372 | 5949.548 | 5928.797
Reporoa2 | geothermal | 6700 | 6676.632 | 6653.345 | 6630.14 | 6607.015 | 6583.971 | 6561.008 | 6538.124 | 6515.321 | 6492.596 | 6469.952 | 6447.386 | 6424.899 | 6402.49 | 6380.159 | 6357.907 | 6335.732 | 6313.634 | 6291.613 | 6269.669 | 6247.802 | 6226.011 | 6204.296 | 6182.657 | 6161.093 | 6139.604 | 6118.191 | 6096.852 | 6075.587 | 6054.397 | 6033.28 | 6012.237 | 5991.268 | 5970.372 | 5949.548 | 5928.797
Rotokawa3 | geothermal | 6700 | 6676.632 | 6653.345 | 6630.14 | 6607.015 | 6583.971 | 6561.008 | 6538.124 | 6515.321 | 6492.596 | 6469.952 | 6447.386 | 6424.899 | 6402.49 | 6380.159 | 6357.907 | 6335.732 | 6313.634 | 6291.613 | 6269.669 | 6247.802 | 6226.011 | 6204.296 | 6182.657 | 6161.093 | 6139.604 | 6118.191 | 6096.852 | 6075.587 | 6054.397 | 6033.28 | 6012.237 | 5991.268 | 5970.372 | 5949.548 | 5928.797
Rotokawa4 | geothermal | 6700 | 6676.632 | 6653.345 | 6630.14 | 6607.015 | 6583.971 | 6561.008 | 6538.124 | 6515.321 | 6492.596 | 6469.952 | 6447.386 | 6424.899 | 6402.49 | 6380.159 | 6357.907 | 6335.732 | 6313.634 | 6291.613 | 6269.669 | 6247.802 | 6226.011 | 6204.296 | 6182.657 | 6161.093 | 6139.604 | 6118.191 | 6096.852 | 6075.587 | 6054.397 | 6033.28 | 6012.237 | 5991.268 | 5970.372 | 5949.548 | 5928.797
Rotoma1 | geothermal | 8040 | 8011.958 | 7984.014 | 7956.168 | 7928.418 | 7900.765 | 7873.209 | 7845.749 | 7818.385 | 7791.116 | 7763.942 | 7736.863 | 7709.878 | 7682.988 | 7656.191 | 7629.488 | 7602.878 | 7576.361 | 7549.936 | 7523.603 | 7497.363 | 7471.213 | 7445.155 | 7419.188 | 7393.312 | 7367.525 | 7341.829 | 7316.222 | 7290.705 | 7265.276 | 7239.936 | 7214.685 | 7189.522 | 7164.446 | 7139.458 | 7114.557
Ruakaka | battery | 1700 | 1640.771 | 1586.39 | 1534.474 | 1489.816 | 1452.428 | 1433.092 | 1414.225 | 1394.867 | 1375.977 | 1357.074 | 1338.158 | 1319.709 | 1300.766 | 1282.289 | 1265.232 | 1247.681 | 1230.592 | 1213.965 | 1196.841 | 1180.178 | 1163.017 | 1146.314 | 1129.59 | 1112.843 | 1096.074 | 1079.986 | 1064.135 | 1048.516 | 1033.126 | 1017.963 | 1003.021 | 988.3 | 973.794 | 959.501 | 945.418
S_Albury | solar | 1825 | 1726.123 | 1633.19 | 1548.432 | 1465.16 | 1396.751 | 1343.206 | 1303.038 | 1258.409 | 1201.145 | 1144.623 | 1126.106 | 1106.845 | 1090.556 | 1075.752 | 1060.948 | 1046.885 | 1032.822 | 1018.015 | 1003.951 | 989.885 | 976.562 | 962.494 | 949.169 | 935.1 | 921.774 | 908.703 | 895.81 | 883.093 | 870.549 | 858.176 | 845.972 | 833.934 | 822.06 | 810.348 | 798.795
S_AnniesWay | solar | 1975 | 1875.599 | 1782.146 | 1696.868 | 1613.078 | 1544.153 | 1490.094 | 1449.413 | 1404.275 | 1346.502 | 1289.473 | 1270.451 | 1250.686 | 1233.895 | 1218.592 | 1203.289 | 1188.73 | 1174.172 | 1158.872 | 1144.316 | 1129.761 | 1115.95 | 1101.397 | 1087.587 | 1073.035 | 1059.228 | 1045.677 | 1032.307 | 1019.114 | 1006.095 | 993.249 | 980.574 | 968.066 | 955.725 | 943.547 | 931.53
S_Argyle_s1 | solar | 1975 | 1875.599 | 1782.146 | 1696.868 | 1613.078 | 1544.153 | 1490.094 | 1449.413 | 1404.275 | 1346.502 | 1289.473 | 1270.451 | 1250.686 | 1233.895 | 1218.592 | 1203.289 | 1188.73 | 1174.172 | 1158.872 | 1144.316 | 1129.761 | 1115.95 | 1101.397 | 1087.587 | 1073.035 | 1059.228 | 1045.677 | 1032.307 | 1019.114 | 1006.095 | 993.249 | 980.574 | 968.066 | 955.725 | 943.547 | 931.53
S_Argyle_s2 | solar | 1975 | 1875.599 | 1782.146 | 1696.868 | 1613.078 | 1544.153 | 1490.094 | 1449.413 | 1404.275 | 1346.502 | 1289.473 | 1270.451 | 1250.686 | 1233.895 | 1218.592 | 1203.289 | 1188.73 | 1174.172 | 1158.872 | 1144.316 | 1129.761 | 1115.95 | 1101.397 | 1087.587 | 1073.035 | 1059.228 | 1045.677 | 1032.307 | 1019.114 | 1006.095 | 993.249 | 980.574 | 968.066 | 955.725 | 943.547 | 931.53
S_Ariki150M | solar | 1900 | 1800.861 | 1707.668 | 1622.65 | 1539.119 | 1470.452 | 1416.65 | 1376.225 | 1331.342 | 1273.823 | 1217.048 | 1198.278 | 1178.766 | 1162.225 | 1147.172 | 1132.118 | 1117.808 | 1103.497 | 1088.444 | 1074.133 | 1059.823 | 1046.256 | 1031.945 | 1018.378 | 1004.068 | 990.501 | 977.19 | 964.058 | 951.103 | 938.322 | 925.713 | 913.273 | 901 | 888.892 | 876.947 | 865.162
S_Ashbourne2 | solar | 1825 | 1726.123 | 1633.19 | 1548.432 | 1465.16 | 1396.751 | 1343.206 | 1303.038 | 1258.409 | 1201.145 | 1144.623 | 1126.106 | 1106.845 | 1090.556 | 1075.752 | 1060.948 | 1046.885 | 1032.822 | 1018.015 | 1003.951 | 989.885 | 976.562 | 962.494 | 949.169 | 935.1 | 921.774 | 908.703 | 895.81 | 883.093 | 870.549 | 858.176 | 845.972 | 833.934 | 822.06 | 810.348 | 798.795
S_Ashley | solar | 1975 | 1875.599 | 1782.146 | 1696.868 | 1613.078 | 1544.153 | 1490.094 | 1449.413 | 1404.275 | 1346.502 | 1289.473 | 1270.451 | 1250.686 | 1233.895 | 1218.592 | 1203.289 | 1188.73 | 1174.172 | 1158.872 | 1144.316 | 1129.761 | 1115.95 | 1101.397 | 1087.587 | 1073.035 | 1059.228 | 1045.677 | 1032.307 | 1019.114 | 1006.095 | 993.249 | 980.574 | 968.066 | 955.725 | 943.547 | 931.53
S_Auckland | solar | 1825 | 1726.123 | 1633.19 | 1548.432 | 1465.16 | 1396.751 | 1343.206 | 1303.038 | 1258.409 | 1201.145 | 1144.623 | 1126.106 | 1106.845 | 1090.556 | 1075.752 | 1060.948 | 1046.885 | 1032.822 | 1018.015 | 1003.951 | 989.885 | 976.562 | 962.494 | 949.169 | 935.1 | 921.774 | 908.703 | 895.81 | 883.093 | 870.549 | 858.176 | 845.972 | 833.934 | 822.06 | 810.348 | 798.795
S_BalmoralSt | solar | 1825 | 1726.123 | 1633.19 | 1548.432 | 1465.16 | 1396.751 | 1343.206 | 1303.038 | 1258.409 | 1201.145 | 1144.623 | 1126.106 | 1106.845 | 1090.556 | 1075.752 | 1060.948 | 1046.885 | 1032.822 | 1018.015 | 1003.951 | 989.885 | 976.562 | 962.494 | 949.169 | 935.1 | 921.774 | 908.703 | 895.81 | 883.093 | 870.549 | 858.176 | 845.972 | 833.934 | 822.06 | 810.348 | 798.795
S_BlackPoint | solar | 1975 | 1875.599 | 1782.146 | 1696.868 | 1613.078 | 1544.153 | 1490.094 | 1449.413 | 1404.275 | 1346.502 | 1289.473 | 1270.451 | 1250.686 | 1233.895 | 1218.592 | 1203.289 | 1188.73 | 1174.172 | 1158.872 | 1144.316 | 1129.761 | 1115.95 | 1101.397 | 1087.587 | 1073.035 | 1059.228 | 1045.677 | 1032.307 | 1019.114 | 1006.095 | 993.249 | 980.574 | 968.066 | 955.725 | 943.547 | 931.53
S_BridgeStre | solar | 1825 | 1726.123 | 1633.19 | 1548.432 | 1465.16 | 1396.751 | 1343.206 | 1303.038 | 1258.409 | 1201.145 | 1144.623 | 1126.106 | 1106.845 | 1090.556 | 1075.752 | 1060.948 | 1046.885 | 1032.822 | 1018.015 | 1003.951 | 989.885 | 976.562 | 962.494 | 949.169 | 935.1 | 921.774 | 908.703 | 895.81 | 883.093 | 870.549 | 858.176 | 845.972 | 833.934 | 822.06 | 810.348 | 798.795
S_Bunnythor1 | solar | 1900 | 1800.861 | 1707.668 | 1622.65 | 1539.119 | 1470.452 | 1416.65 | 1376.225 | 1331.342 | 1273.823 | 1217.048 | 1198.278 | 1178.766 | 1162.225 | 1147.172 | 1132.118 | 1117.808 | 1103.497 | 1088.444 | 1074.133 | 1059.823 | 1046.256 | 1031.945 | 1018.378 | 1004.068 | 990.501 | 977.19 | 964.058 | 951.103 | 938.322 | 925.713 | 913.273 | 901 | 888.892 | 876.947 | 865.162
S_Bunnythor2 | solar | 1975 | 1875.599 | 1782.146 | 1696.868 | 1613.078 | 1544.153 | 1490.094 | 1449.413 | 1404.275 | 1346.502 | 1289.473 | 1270.451 | 1250.686 | 1233.895 | 1218.592 | 1203.289 | 1188.73 | 1174.172 | 1158.872 | 1144.316 | 1129.761 | 1115.95 | 1101.397 | 1087.587 | 1073.035 | 1059.228 | 1045.677 | 1032.307 | 1019.114 | 1006.095 | 993.249 | 980.574 | 968.066 | 955.725 | 943.547 | 931.53
S_Bunnythor3 | solar | 1825 | 1726.123 | 1633.19 | 1548.432 | 1465.16 | 1396.751 | 1343.206 | 1303.038 | 1258.409 | 1201.145 | 1144.623 | 1126.106 | 1106.845 | 1090.556 | 1075.752 | 1060.948 | 1046.885 | 1032.822 | 1018.015 | 1003.951 | 989.885 | 976.562 | 962.494 | 949.169 | 935.1 | 921.774 | 908.703 | 895.81 | 883.093 | 870.549 | 858.176 | 845.972 | 833.934 | 822.06 | 810.348 | 798.795
S_Cambridge | solar | 1825 | 1726.123 | 1633.19 | 1548.432 | 1465.16 | 1396.751 | 1343.206 | 1303.038 | 1258.409 | 1201.145 | 1144.623 | 1126.106 | 1106.845 | 1090.556 | 1075.752 | 1060.948 | 1046.885 | 1032.822 | 1018.015 | 1003.951 | 989.885 | 976.562 | 962.494 | 949.169 | 935.1 | 921.774 | 908.703 | 895.81 | 883.093 | 870.549 | 858.176 | 845.972 | 833.934 | 822.06 | 810.348 | 798.795
S_Canterbur1 | solar | 1975 | 1875.599 | 1782.146 | 1696.868 | 1613.078 | 1544.153 | 1490.094 | 1449.413 | 1404.275 | 1346.502 | 1289.473 | 1270.451 | 1250.686 | 1233.895 | 1218.592 | 1203.289 | 1188.73 | 1174.172 | 1158.872 | 1144.316 | 1129.761 | 1115.95 | 1101.397 | 1087.587 | 1073.035 | 1059.228 | 1045.677 | 1032.307 | 1019.114 | 1006.095 | 993.249 | 980.574 | 968.066 | 955.725 | 943.547 | 931.53
S_Canterbur2 | solar | 1975 | 1875.599 | 1782.146 | 1696.868 | 1613.078 | 1544.153 | 1490.094 | 1449.413 | 1404.275 | 1346.502 | 1289.473 | 1270.451 | 1250.686 | 1233.895 | 1218.592 | 1203.289 | 1188.73 | 1174.172 | 1158.872 | 1144.316 | 1129.761 | 1115.95 | 1101.397 | 1087.587 | 1073.035 | 1059.228 | 1045.677 | 1032.307 | 1019.114 | 1006.095 | 993.249 | 980.574 | 968.066 | 955.725 | 943.547 | 931.53
S_Carterton | solar | 1975 | 1875.599 | 1782.146 | 1696.868 | 1613.078 | 1544.153 | 1490.094 | 1449.413 | 1404.275 | 1346.502 | 1289.473 | 1270.451 | 1250.686 | 1233.895 | 1218.592 | 1203.289 | 1188.73 | 1174.172 | 1158.872 | 1144.316 | 1129.761 | 1115.95 | 1101.397 | 1087.587 | 1073.035 | 1059.228 | 1045.677 | 1032.307 | 1019.114 | 1006.095 | 993.249 | 980.574 | 968.066 | 955.725 | 943.547 | 931.53
S_Clandeboye | solar | 1900 | 1800.861 | 1707.668 | 1622.65 | 1539.119 | 1470.452 | 1416.65 | 1376.225 | 1331.342 | 1273.823 | 1217.048 | 1198.278 | 1178.766 | 1162.225 | 1147.172 | 1132.118 | 1117.808 | 1103.497 | 1088.444 | 1074.133 | 1059.823 | 1046.256 | 1031.945 | 1018.378 | 1004.068 | 990.501 | 977.19 | 964.058 | 951.103 | 938.322 | 925.713 | 913.273 | 901 | 888.892 | 876.947 | 865.162
S_Dannevirk1 | solar | 1825 | 1726.123 | 1633.19 | 1548.432 | 1465.16 | 1396.751 | 1343.206 | 1303.038 | 1258.409 | 1201.145 | 1144.623 | 1126.106 | 1106.845 | 1090.556 | 1075.752 | 1060.948 | 1046.885 | 1032.822 | 1018.015 | 1003.951 | 989.885 | 976.562 | 962.494 | 949.169 | 935.1 | 921.774 | 908.703 | 895.81 | 883.093 | 870.549 | 858.176 | 845.972 | 833.934 | 822.06 | 810.348 | 798.795
S_Dannevirk2 | solar | 1975 | 1875.599 | 1782.146 | 1696.868 | 1613.078 | 1544.153 | 1490.094 | 1449.413 | 1404.275 | 1346.502 | 1289.473 | 1270.451 | 1250.686 | 1233.895 | 1218.592 | 1203.289 | 1188.73 | 1174.172 | 1158.872 | 1144.316 | 1129.761 | 1115.95 | 1101.397 | 1087.587 | 1073.035 | 1059.228 | 1045.677 | 1032.307 | 1019.114 | 1006.095 | 993.249 | 980.574 | 968.066 | 955.725 | 943.547 | 931.53
S_Darfield | solar | 1975 | 1875.599 | 1782.146 | 1696.868 | 1613.078 | 1544.153 | 1490.094 | 1449.413 | 1404.275 | 1346.502 | 1289.473 | 1270.451 | 1250.686 | 1233.895 | 1218.592 | 1203.289 | 1188.73 | 1174.172 | 1158.872 | 1144.316 | 1129.761 | 1115.95 | 1101.397 | 1087.587 | 1073.035 | 1059.228 | 1045.677 | 1032.307 | 1019.114 | 1006.095 | 993.249 | 980.574 | 968.066 | 955.725 | 943.547 | 931.53
S_Dargaville | solar | 1825 | 1726.123 | 1633.19 | 1548.432 | 1465.16 | 1396.751 | 1343.206 | 1303.038 | 1258.409 | 1201.145 | 1144.623 | 1126.106 | 1106.845 | 1090.556 | 1075.752 | 1060.948 | 1046.885 | 1032.822 | 1018.015 | 1003.951 | 989.885 | 976.562 | 962.494 | 949.169 | 935.1 | 921.774 | 908.703 | 895.81 | 883.093 | 870.549 | 858.176 | 845.972 | 833.934 | 822.06 | 810.348 | 798.795
S_Dunsandel | solar | 1825 | 1726.123 | 1633.19 | 1548.432 | 1465.16 | 1396.751 | 1343.206 | 1303.038 | 1258.409 | 1201.145 | 1144.623 | 1126.106 | 1106.845 | 1090.556 | 1075.752 | 1060.948 | 1046.885 | 1032.822 | 1018.015 | 1003.951 | 989.885 | 976.562 | 962.494 | 949.169 | 935.1 | 921.774 | 908.703 | 895.81 | 883.093 | 870.549 | 858.176 | 845.972 | 833.934 | 822.06 | 810.348 | 798.795
S_Edgecumbe1 | solar | 1900 | 1800.861 | 1707.668 | 1622.65 | 1539.119 | 1470.452 | 1416.65 | 1376.225 | 1331.342 | 1273.823 | 1217.048 | 1198.278 | 1178.766 | 1162.225 | 1147.172 | 1132.118 | 1117.808 | 1103.497 | 1088.444 | 1074.133 | 1059.823 | 1046.256 | 1031.945 | 1018.378 | 1004.068 | 990.501 | 977.19 | 964.058 | 951.103 | 938.322 | 925.713 | 913.273 | 901 | 888.892 | 876.947 | 865.162
S_Edgecumbe2 | solar | 1975 | 1875.599 | 1782.146 | 1696.868 | 1613.078 | 1544.153 | 1490.094 | 1449.413 | 1404.275 | 1346.502 | 1289.473 | 1270.451 | 1250.686 | 1233.895 | 1218.592 | 1203.289 | 1188.73 | 1174.172 | 1158.872 | 1144.316 | 1129.761 | 1115.95 | 1101.397 | 1087.587 | 1073.035 | 1059.228 | 1045.677 | 1032.307 | 1019.114 | 1006.095 | 993.249 | 980.574 | 968.066 | 955.725 | 943.547 | 931.53
S_Foxton0 | solar | 1825 | 1726.123 | 1633.19 | 1548.432 | 1465.16 | 1396.751 | 1343.206 | 1303.038 | 1258.409 | 1201.145 | 1144.623 | 1126.106 | 1106.845 | 1090.556 | 1075.752 | 1060.948 | 1046.885 | 1032.822 | 1018.015 | 1003.951 | 989.885 | 976.562 | 962.494 | 949.169 | 935.1 | 921.774 | 908.703 | 895.81 | 883.093 | 870.549 | 858.176 | 845.972 | 833.934 | 822.06 | 810.348 | 798.795
S_Foxton1 | solar | 1975 | 1875.599 | 1782.146 | 1696.868 | 1613.078 | 1544.153 | 1490.094 | 1449.413 | 1404.275 | 1346.502 | 1289.473 | 1270.451 | 1250.686 | 1233.895 | 1218.592 | 1203.289 | 1188.73 | 1174.172 | 1158.872 | 1144.316 | 1129.761 | 1115.95 | 1101.397 | 1087.587 | 1073.035 | 1059.228 | 1045.677 | 1032.307 | 1019.114 | 1006.095 | 993.249 | 980.574 | 968.066 | 955.725 | 943.547 | 931.53
S_Gartartan | solar | 1825 | 1726.123 | 1633.19 | 1548.432 | 1465.16 | 1396.751 | 1343.206 | 1303.038 | 1258.409 | 1201.145 | 1144.623 | 1126.106 | 1106.845 | 1090.556 | 1075.752 | 1060.948 | 1046.885 | 1032.822 | 1018.015 | 1003.951 | 989.885 | 976.562 | 962.494 | 949.169 | 935.1 | 921.774 | 908.703 | 895.81 | 883.093 | 870.549 | 858.176 | 845.972 | 833.934 | 822.06 | 810.348 | 798.795
S_Glorit | solar | 1975 | 1875.599 | 1782.146 | 1696.868 | 1613.078 | 1544.153 | 1490.094 | 1449.413 | 1404.275 | 1346.502 | 1289.473 | 1270.451 | 1250.686 | 1233.895 | 1218.592 | 1203.289 | 1188.73 | 1174.172 | 1158.872 | 1144.316 | 1129.761 | 1115.95 | 1101.397 | 1087.587 | 1073.035 | 1059.228 | 1045.677 | 1032.307 | 1019.114 | 1006.095 | 993.249 | 980.574 | 968.066 | 955.725 | 943.547 | 931.53
S_GoldenStai | solar | 1900 | 1800.861 | 1707.668 | 1622.65 | 1539.119 | 1470.452 | 1416.65 | 1376.225 | 1331.342 | 1273.823 | 1217.048 | 1198.278 | 1178.766 | 1162.225 | 1147.172 | 1132.118 | 1117.808 | 1103.497 | 1088.444 | 1074.133 | 1059.823 | 1046.256 | 1031.945 | 1018.378 | 1004.068 | 990.501 | 977.19 | 964.058 | 951.103 | 938.322 | 925.713 | 913.273 | 901 | 888.892 | 876.947 | 865.162
S_Grampians | solar | 1975 | 1875.599 | 1782.146 | 1696.868 | 1613.078 | 1544.153 | 1490.094 | 1449.413 | 1404.275 | 1346.502 | 1289.473 | 1270.451 | 1250.686 | 1233.895 | 1218.592 | 1203.289 | 1188.73 | 1174.172 | 1158.872 | 1144.316 | 1129.761 | 1115.95 | 1101.397 | 1087.587 | 1073.035 | 1059.228 | 1045.677 | 1032.307 | 1019.114 | 1006.095 | 993.249 | 980.574 | 968.066 | 955.725 | 943.547 | 931.53
S_Greendale | solar | 1825 | 1726.123 | 1633.19 | 1548.432 | 1465.16 | 1396.751 | 1343.206 | 1303.038 | 1258.409 | 1201.145 | 1144.623 | 1126.106 | 1106.845 | 1090.556 | 1075.752 | 1060.948 | 1046.885 | 1032.822 | 1018.015 | 1003.951 | 989.885 | 976.562 | 962.494 | 949.169 | 935.1 | 921.774 | 908.703 | 895.81 | 883.093 | 870.549 | 858.176 | 845.972 | 833.934 | 822.06 | 810.348 | 798.795
S_Greytown0 | solar | 1975 | 1875.599 | 1782.146 | 1696.868 | 1613.078 | 1544.153 | 1490.094 | 1449.413 | 1404.275 | 1346.502 | 1289.473 | 1270.451 | 1250.686 | 1233.895 | 1218.592 | 1203.289 | 1188.73 | 1174.172 | 1158.872 | 1144.316 | 1129.761 | 1115.95 | 1101.397 | 1087.587 | 1073.035 | 1059.228 | 1045.677 | 1032.307 | 1019.114 | 1006.095 | 993.249 | 980.574 | 968.066 | 955.725 | 943.547 | 931.53
S_Greytown1 | solar | 1825 | 1726.123 | 1633.19 | 1548.432 | 1465.16 | 1396.751 | 1343.206 | 1303.038 | 1258.409 | 1201.145 | 1144.623 | 1126.106 | 1106.845 | 1090.556 | 1075.752 | 1060.948 | 1046.885 | 1032.822 | 1018.015 | 1003.951 | 989.885 | 976.562 | 962.494 | 949.169 | 935.1 | 921.774 | 908.703 | 895.81 | 883.093 | 870.549 | 858.176 | 845.972 | 833.934 | 822.06 | 810.348 | 798.795
S_HaldonSta1 | solar | 1975 | 1875.599 | 1782.146 | 1696.868 | 1613.078 | 1544.153 | 1490.094 | 1449.413 | 1404.275 | 1346.502 | 1289.473 | 1270.451 | 1250.686 | 1233.895 | 1218.592 | 1203.289 | 1188.73 | 1174.172 | 1158.872 | 1144.316 | 1129.761 | 1115.95 | 1101.397 | 1087.587 | 1073.035 | 1059.228 | 1045.677 | 1032.307 | 1019.114 | 1006.095 | 993.249 | 980.574 | 968.066 | 955.725 | 943.547 | 931.53
S_HaldonSta2 | solar | 1975 | 1875.599 | 1782.146 | 1696.868 | 1613.078 | 1544.153 | 1490.094 | 1449.413 | 1404.275 | 1346.502 | 1289.473 | 1270.451 | 1250.686 | 1233.895 | 1218.592 | 1203.289 | 1188.73 | 1174.172 | 1158.872 | 1144.316 | 1129.761 | 1115.95 | 1101.397 | 1087.587 | 1073.035 | 1059.228 | 1045.677 | 1032.307 | 1019.114 | 1006.095 | 993.249 | 980.574 | 968.066 | 955.725 | 943.547 | 931.53
S_HanmerRoad | solar | 1825 | 1726.123 | 1633.19 | 1548.432 | 1465.16 | 1396.751 | 1343.206 | 1303.038 | 1258.409 | 1201.145 | 1144.623 | 1126.106 | 1106.845 | 1090.556 | 1075.752 | 1060.948 | 1046.885 | 1032.822 | 1018.015 | 1003.951 | 989.885 | 976.562 | 962.494 | 949.169 | 935.1 | 921.774 | 908.703 | 895.81 | 883.093 | 870.549 | 858.176 | 845.972 | 833.934 | 822.06 | 810.348 | 798.795
S_HawkesBay1 | solar | 1975 | 1875.599 | 1782.146 | 1696.868 | 1613.078 | 1544.153 | 1490.094 | 1449.413 | 1404.275 | 1346.502 | 1289.473 | 1270.451 | 1250.686 | 1233.895 | 1218.592 | 1203.289 | 1188.73 | 1174.172 | 1158.872 | 1144.316 | 1129.761 | 1115.95 | 1101.397 | 1087.587 | 1073.035 | 1059.228 | 1045.677 | 1032.307 | 1019.114 | 1006.095 | 993.249 | 980.574 | 968.066 | 955.725 | 943.547 | 931.53
S_HawkesBay2 | solar | 1825 | 1726.123 | 1633.19 | 1548.432 | 1465.16 | 1396.751 | 1343.206 | 1303.038 | 1258.409 | 1201.145 | 1144.623 | 1126.106 | 1106.845 | 1090.556 | 1075.752 | 1060.948 | 1046.885 | 1032.822 | 1018.015 | 1003.951 | 989.885 | 976.562 | 962.494 | 949.169 | 935.1 | 921.774 | 908.703 | 895.81 | 883.093 | 870.549 | 858.176 | 845.972 | 833.934 | 822.06 | 810.348 | 798.795
S_Highfield | solar | 1975 | 1875.599 | 1782.146 | 1696.868 | 1613.078 | 1544.153 | 1490.094 | 1449.413 | 1404.275 | 1346.502 | 1289.473 | 1270.451 | 1250.686 | 1233.895 | 1218.592 | 1203.289 | 1188.73 | 1174.172 | 1158.872 | 1144.316 | 1129.761 | 1115.95 | 1101.397 | 1087.587 | 1073.035 | 1059.228 | 1045.677 | 1032.307 | 1019.114 | 1006.095 | 993.249 | 980.574 | 968.066 | 955.725 | 943.547 | 931.53
S_Hikawaik | solar | 1900 | 1800.861 | 1707.668 | 1622.65 | 1539.119 | 1470.452 | 1416.65 | 1376.225 | 1331.342 | 1273.823 | 1217.048 | 1198.278 | 1178.766 | 1162.225 | 1147.172 | 1132.118 | 1117.808 | 1103.497 | 1088.444 | 1074.133 | 1059.823 | 1046.256 | 1031.945 | 1018.378 | 1004.068 | 990.501 | 977.19 | 964.058 | 951.103 | 938.322 | 925.713 | 913.273 | 901 | 888.892 | 876.947 | 865.162
S_Hinuera | solar | 1975 | 1875.599 | 1782.146 | 1696.868 | 1613.078 | 1544.153 | 1490.094 | 1449.413 | 1404.275 | 1346.502 | 1289.473 | 1270.451 | 1250.686 | 1233.895 | 1218.592 | 1203.289 | 1188.73 | 1174.172 | 1158.872 | 1144.316 | 1129.761 | 1115.95 | 1101.397 | 1087.587 | 1073.035 | 1059.228 | 1045.677 | 1032.307 | 1019.114 | 1006.095 | 993.249 | 980.574 | 968.066 | 955.725 | 943.547 | 931.53
S_Huirangi | solar | 1975 | 1875.599 | 1782.146 | 1696.868 | 1613.078 | 1544.153 | 1490.094 | 1449.413 | 1404.275 | 1346.502 | 1289.473 | 1270.451 | 1250.686 | 1233.895 | 1218.592 | 1203.289 | 1188.73 | 1174.172 | 1158.872 | 1144.316 | 1129.761 | 1115.95 | 1101.397 | 1087.587 | 1073.035 | 1059.228 | 1045.677 | 1032.307 | 1019.114 | 1006.095 | 993.249 | 980.574 | 968.066 | 955.725 | 943.547 | 931.53
S_IdaValley | solar | 1900 | 1800.861 | 1707.668 | 1622.65 | 1539.119 | 1470.452 | 1416.65 | 1376.225 | 1331.342 | 1273.823 | 1217.048 | 1198.278 | 1178.766 | 1162.225 | 1147.172 | 1132.118 | 1117.808 | 1103.497 | 1088.444 | 1074.133 | 1059.823 | 1046.256 | 1031.945 | 1018.378 | 1004.068 | 990.501 | 977.19 | 964.058 | 951.103 | 938.322 | 925.713 | 913.273 | 901 | 888.892 | 876.947 | 865.162
S_IrishmanCr | solar | 1975 | 1875.599 | 1782.146 | 1696.868 | 1613.078 | 1544.153 | 1490.094 | 1449.413 | 1404.275 | 1346.502 | 1289.473 | 1270.451 | 1250.686 | 1233.895 | 1218.592 | 1203.289 | 1188.73 | 1174.172 | 1158.872 | 1144.316 | 1129.761 | 1115.95 | 1101.397 | 1087.587 | 1073.035 | 1059.228 | 1045.677 | 1032.307 | 1019.114 | 1006.095 | 993.249 | 980.574 | 968.066 | 955.725 | 943.547 | 931.53
S_Islington | solar | 1975 | 1875.599 | 1782.146 | 1696.868 | 1613.078 | 1544.153 | 1490.094 | 1449.413 | 1404.275 | 1346.502 | 1289.473 | 1270.451 | 1250.686 | 1233.895 | 1218.592 | 1203.289 | 1188.73 | 1174.172 | 1158.872 | 1144.316 | 1129.761 | 1115.95 | 1101.397 | 1087.587 | 1073.035 | 1059.228 | 1045.677 | 1032.307 | 1019.114 | 1006.095 | 993.249 | 980.574 | 968.066 | 955.725 | 943.547 | 931.53
S_Kaipara | solar | 1975 | 1875.599 | 1782.146 | 1696.868 | 1613.078 | 1544.153 | 1490.094 | 1449.413 | 1404.275 | 1346.502 | 1289.473 | 1270.451 | 1250.686 | 1233.895 | 1218.592 | 1203.289 | 1188.73 | 1174.172 | 1158.872 | 1144.316 | 1129.761 | 1115.95 | 1101.397 | 1087.587 | 1073.035 | 1059.228 | 1045.677 | 1032.307 | 1019.114 | 1006.095 | 993.249 | 980.574 | 968.066 | 955.725 | 943.547 | 931.53
S_Karioi | solar | 1975 | 1875.599 | 1782.146 | 1696.868 | 1613.078 | 1544.153 | 1490.094 | 1449.413 | 1404.275 | 1346.502 | 1289.473 | 1270.451 | 1250.686 | 1233.895 | 1218.592 | 1203.289 | 1188.73 | 1174.172 | 1158.872 | 1144.316 | 1129.761 | 1115.95 | 1101.397 | 1087.587 | 1073.035 | 1059.228 | 1045.677 | 1032.307 | 1019.114 | 1006.095 | 993.249 | 980.574 | 968.066 | 955.725 | 943.547 | 931.53
S_Killermont | solar | 1900 | 1800.861 | 1707.668 | 1622.65 | 1539.119 | 1470.452 | 1416.65 | 1376.225 | 1331.342 | 1273.823 | 1217.048 | 1198.278 | 1178.766 | 1162.225 | 1147.172 | 1132.118 | 1117.808 | 1103.497 | 1088.444 | 1074.133 | 1059.823 | 1046.256 | 1031.945 | 1018.378 | 1004.068 | 990.501 | 977.19 | 964.058 | 951.103 | 938.322 | 925.713 | 913.273 | 901 | 888.892 | 876.947 | 865.162
S_Kilvarock | solar | 1900 | 1800.861 | 1707.668 | 1622.65 | 1539.119 | 1470.452 | 1416.65 | 1376.225 | 1331.342 | 1273.823 | 1217.048 | 1198.278 | 1178.766 | 1162.225 | 1147.172 | 1132.118 | 1117.808 | 1103.497 | 1088.444 | 1074.133 | 1059.823 | 1046.256 | 1031.945 | 1018.378 | 1004.068 | 990.501 | 977.19 | 964.058 | 951.103 | 938.322 | 925.713 | 913.273 | 901 | 888.892 | 876.947 | 865.162
S_Kowhai | solar | 1900 | 1800.861 | 1707.668 | 1622.65 | 1539.119 | 1470.452 | 1416.65 | 1376.225 | 1331.342 | 1273.823 | 1217.048 | 1198.278 | 1178.766 | 1162.225 | 1147.172 | 1132.118 | 1117.808 | 1103.497 | 1088.444 | 1074.133 | 1059.823 | 1046.256 | 1031.945 | 1018.378 | 1004.068 | 990.501 | 977.19 | 964.058 | 951.103 | 938.322 | 925.713 | 913.273 | 901 | 888.892 | 876.947 | 865.162
S_Kuratau | solar | 1825 | 1726.123 | 1633.19 | 1548.432 | 1465.16 | 1396.751 | 1343.206 | 1303.038 | 1258.409 | 1201.145 | 1144.623 | 1126.106 | 1106.845 | 1090.556 | 1075.752 | 1060.948 | 1046.885 | 1032.822 | 1018.015 | 1003.951 | 989.885 | 976.562 | 962.494 | 949.169 | 935.1 | 921.774 | 908.703 | 895.81 | 883.093 | 870.549 | 858.176 | 845.972 | 833.934 | 822.06 | 810.348 | 798.795
S_Leeston | solar | 1825 | 1726.123 | 1633.19 | 1548.432 | 1465.16 | 1396.751 | 1343.206 | 1303.038 | 1258.409 | 1201.145 | 1144.623 | 1126.106 | 1106.845 | 1090.556 | 1075.752 | 1060.948 | 1046.885 | 1032.822 | 1018.015 | 1003.951 | 989.885 | 976.562 | 962.494 | 949.169 | 935.1 | 921.774 | 908.703 | 895.81 | 883.093 | 870.549 | 858.176 | 845.972 | 833.934 | 822.06 | 810.348 | 798.795
S_Manawatu1 | solar | 1825 | 1726.123 | 1633.19 | 1548.432 | 1465.16 | 1396.751 | 1343.206 | 1303.038 | 1258.409 | 1201.145 | 1144.623 | 1126.106 | 1106.845 | 1090.556 | 1075.752 | 1060.948 | 1046.885 | 1032.822 | 1018.015 | 1003.951 | 989.885 | 976.562 | 962.494 | 949.169 | 935.1 | 921.774 | 908.703 | 895.81 | 883.093 | 870.549 | 858.176 | 845.972 | 833.934 | 822.06 | 810.348 | 798.795
S_Manawatu2 | solar | 1975 | 1875.599 | 1782.146 | 1696.868 | 1613.078 | 1544.153 | 1490.094 | 1449.413 | 1404.275 | 1346.502 | 1289.473 | 1270.451 | 1250.686 | 1233.895 | 1218.592 | 1203.289 | 1188.73 | 1174.172 | 1158.872 | 1144.316 | 1129.761 | 1115.95 | 1101.397 | 1087.587 | 1073.035 | 1059.228 | 1045.677 | 1032.307 | 1019.114 | 1006.095 | 993.249 | 980.574 | 968.066 | 955.725 | 943.547 | 931.53
S_Mangamaire | solar | 1825 | 1726.123 | 1633.19 | 1548.432 | 1465.16 | 1396.751 | 1343.206 | 1303.038 | 1258.409 | 1201.145 | 1144.623 | 1126.106 | 1106.845 | 1090.556 | 1075.752 | 1060.948 | 1046.885 | 1032.822 | 1018.015 | 1003.951 | 989.885 | 976.562 | 962.494 | 949.169 | 935.1 | 921.774 | 908.703 | 895.81 | 883.093 | 870.549 | 858.176 | 845.972 | 833.934 | 822.06 | 810.348 | 798.795
S_Maniototo | solar | 1975 | 1875.599 | 1782.146 | 1696.868 | 1613.078 | 1544.153 | 1490.094 | 1449.413 | 1404.275 | 1346.502 | 1289.473 | 1270.451 | 1250.686 | 1233.895 | 1218.592 | 1203.289 | 1188.73 | 1174.172 | 1158.872 | 1144.316 | 1129.761 | 1115.95 | 1101.397 | 1087.587 | 1073.035 | 1059.228 | 1045.677 | 1032.307 | 1019.114 | 1006.095 | 993.249 | 980.574 | 968.066 | 955.725 | 943.547 | 931.53
S_MarangaRa | solar | 1825 | 1726.123 | 1633.19 | 1548.432 | 1465.16 | 1396.751 | 1343.206 | 1303.038 | 1258.409 | 1201.145 | 1144.623 | 1126.106 | 1106.845 | 1090.556 | 1075.752 | 1060.948 | 1046.885 | 1032.822 | 1018.015 | 1003.951 | 989.885 | 976.562 | 962.494 | 949.169 | 935.1 | 921.774 | 908.703 | 895.81 | 883.093 | 870.549 | 858.176 | 845.972 | 833.934 | 822.06 | 810.348 | 798.795
S_Marton0 | solar | 1975 | 1875.599 | 1782.146 | 1696.868 | 1613.078 | 1544.153 | 1490.094 | 1449.413 | 1404.275 | 1346.502 | 1289.473 | 1270.451 | 1250.686 | 1233.895 | 1218.592 | 1203.289 | 1188.73 | 1174.172 | 1158.872 | 1144.316 | 1129.761 | 1115.95 | 1101.397 | 1087.587 | 1073.035 | 1059.228 | 1045.677 | 1032.307 | 1019.114 | 1006.095 | 993.249 | 980.574 | 968.066 | 955.725 | 943.547 | 931.53
S_Marton1 | solar | 1825 | 1726.123 | 1633.19 | 1548.432 | 1465.16 | 1396.751 | 1343.206 | 1303.038 | 1258.409 | 1201.145 | 1144.623 | 1126.106 | 1106.845 | 1090.556 | 1075.752 | 1060.948 | 1046.885 | 1032.822 | 1018.015 | 1003.951 | 989.885 | 976.562 | 962.494 | 949.169 | 935.1 | 921.774 | 908.703 | 895.81 | 883.093 | 870.549 | 858.176 | 845.972 | 833.934 | 822.06 | 810.348 | 798.795
S_Marton2 | solar | 1975 | 1875.599 | 1782.146 | 1696.868 | 1613.078 | 1544.153 | 1490.094 | 1449.413 | 1404.275 | 1346.502 | 1289.473 | 1270.451 | 1250.686 | 1233.895 | 1218.592 | 1203.289 | 1188.73 | 1174.172 | 1158.872 | 1144.316 | 1129.761 | 1115.95 | 1101.397 | 1087.587 | 1073.035 | 1059.228 | 1045.677 | 1032.307 | 1019.114 | 1006.095 | 993.249 | 980.574 | 968.066 | 955.725 | 943.547 | 931.53
S_Marton3 | solar | 1975 | 1875.599 | 1782.146 | 1696.868 | 1613.078 | 1544.153 | 1490.094 | 1449.413 | 1404.275 | 1346.502 | 1289.473 | 1270.451 | 1250.686 | 1233.895 | 1218.592 | 1203.289 | 1188.73 | 1174.172 | 1158.872 | 1144.316 | 1129.761 | 1115.95 | 1101.397 | 1087.587 | 1073.035 | 1059.228 | 1045.677 | 1032.307 | 1019.114 | 1006.095 | 993.249 | 980.574 | 968.066 | 955.725 | 943.547 | 931.53
S_Masterton | solar | 1975 | 1875.599 | 1782.146 | 1696.868 | 1613.078 | 1544.153 | 1490.094 | 1449.413 | 1404.275 | 1346.502 | 1289.473 | 1270.451 | 1250.686 | 1233.895 | 1218.592 | 1203.289 | 1188.73 | 1174.172 | 1158.872 | 1144.316 | 1129.761 | 1115.95 | 1101.397 | 1087.587 | 1073.035 | 1059.228 | 1045.677 | 1032.307 | 1019.114 | 1006.095 | 993.249 | 980.574 | 968.066 | 955.725 | 943.547 | 931.53
S_Morrinsvil | solar | 1900 | 1800.861 | 1707.668 | 1622.65 | 1539.119 | 1470.452 | 1416.65 | 1376.225 | 1331.342 | 1273.823 | 1217.048 | 1198.278 | 1178.766 | 1162.225 | 1147.172 | 1132.118 | 1117.808 | 1103.497 | 1088.444 | 1074.133 | 1059.823 | 1046.256 | 1031.945 | 1018.378 | 1004.068 | 990.501 | 977.19 | 964.058 | 951.103 | 938.322 | 925.713 | 913.273 | 901 | 888.892 | 876.947 | 865.162
S_MountSomer | solar | 1825 | 1726.123 | 1633.19 | 1548.432 | 1465.16 | 1396.751 | 1343.206 | 1303.038 | 1258.409 | 1201.145 | 1144.623 | 1126.106 | 1106.845 | 1090.556 | 1075.752 | 1060.948 | 1046.885 | 1032.822 | 1018.015 | 1003.951 | 989.885 | 976.562 | 962.494 | 949.169 | 935.1 | 921.774 | 908.703 | 895.81 | 883.093 | 870.549 | 858.176 | 845.972 | 833.934 | 822.06 | 810.348 | 798.795
S_MtEllaRen2 | solar | 1825 | 1726.123 | 1633.19 | 1548.432 | 1465.16 | 1396.751 | 1343.206 | 1303.038 | 1258.409 | 1201.145 | 1144.623 | 1126.106 | 1106.845 | 1090.556 | 1075.752 | 1060.948 | 1046.885 | 1032.822 | 1018.015 | 1003.951 | 989.885 | 976.562 | 962.494 | 949.169 | 935.1 | 921.774 | 908.703 | 895.81 | 883.093 | 870.549 | 858.176 | 845.972 | 833.934 | 822.06 | 810.348 | 798.795
S_Naseby | solar | 1975 | 1875.599 | 1782.146 | 1696.868 | 1613.078 | 1544.153 | 1490.094 | 1449.413 | 1404.275 | 1346.502 | 1289.473 | 1270.451 | 1250.686 | 1233.895 | 1218.592 | 1203.289 | 1188.73 | 1174.172 | 1158.872 | 1144.316 | 1129.761 | 1115.95 | 1101.397 | 1087.587 | 1073.035 | 1059.228 | 1045.677 | 1032.307 | 1019.114 | 1006.095 | 993.249 | 980.574 | 968.066 | 955.725 | 943.547 | 931.53
S_NewPlymout | solar | 1825 | 1726.123 | 1633.19 | 1548.432 | 1465.16 | 1396.751 | 1343.206 | 1303.038 | 1258.409 | 1201.145 | 1144.623 | 1126.106 | 1106.845 | 1090.556 | 1075.752 | 1060.948 | 1046.885 | 1032.822 | 1018.015 | 1003.951 | 989.885 | 976.562 | 962.494 | 949.169 | 935.1 | 921.774 | 908.703 | 895.81 | 883.093 | 870.549 | 858.176 | 845.972 | 833.934 | 822.06 | 810.348 | 798.795
S_NorthRakai | solar | 1975 | 1875.599 | 1782.146 | 1696.868 | 1613.078 | 1544.153 | 1490.094 | 1449.413 | 1404.275 | 1346.502 | 1289.473 | 1270.451 | 1250.686 | 1233.895 | 1218.592 | 1203.289 | 1188.73 | 1174.172 | 1158.872 | 1144.316 | 1129.761 | 1115.95 | 1101.397 | 1087.587 | 1073.035 | 1059.228 | 1045.677 | 1032.307 | 1019.114 | 1006.095 | 993.249 | 980.574 | 968.066 | 955.725 | 943.547 | 931.53
S_Norwood | solar | 1975 | 1875.599 | 1782.146 | 1696.868 | 1613.078 | 1544.153 | 1490.094 | 1449.413 | 1404.275 | 1346.502 | 1289.473 | 1270.451 | 1250.686 | 1233.895 | 1218.592 | 1203.289 | 1188.73 | 1174.172 | 1158.872 | 1144.316 | 1129.761 | 1115.95 | 1101.397 | 1087.587 | 1073.035 | 1059.228 | 1045.677 | 1032.307 | 1019.114 | 1006.095 | 993.249 | 980.574 | 968.066 | 955.725 | 943.547 | 931.53
S_Ohau | solar | 1975 | 1875.599 | 1782.146 | 1696.868 | 1613.078 | 1544.153 | 1490.094 | 1449.413 | 1404.275 | 1346.502 | 1289.473 | 1270.451 | 1250.686 | 1233.895 | 1218.592 | 1203.289 | 1188.73 | 1174.172 | 1158.872 | 1144.316 | 1129.761 | 1115.95 | 1101.397 | 1087.587 | 1073.035 | 1059.228 | 1045.677 | 1032.307 | 1019.114 | 1006.095 | 993.249 | 980.574 | 968.066 | 955.725 | 943.547 | 931.53
S_Ongaonga0 | solar | 1825 | 1726.123 | 1633.19 | 1548.432 | 1465.16 | 1396.751 | 1343.206 | 1303.038 | 1258.409 | 1201.145 | 1144.623 | 1126.106 | 1106.845 | 1090.556 | 1075.752 | 1060.948 | 1046.885 | 1032.822 | 1018.015 | 1003.951 | 989.885 | 976.562 | 962.494 | 949.169 | 935.1 | 921.774 | 908.703 | 895.81 | 883.093 | 870.549 | 858.176 | 845.972 | 833.934 | 822.06 | 810.348 | 798.795
S_Ongaonga1 | solar | 1975 | 1875.599 | 1782.146 | 1696.868 | 1613.078 | 1544.153 | 1490.094 | 1449.413 | 1404.275 | 1346.502 | 1289.473 | 1270.451 | 1250.686 | 1233.895 | 1218.592 | 1203.289 | 1188.73 | 1174.172 | 1158.872 | 1144.316 | 1129.761 | 1115.95 | 1101.397 | 1087.587 | 1073.035 | 1059.228 | 1045.677 | 1032.307 | 1019.114 | 1006.095 | 993.249 | 980.574 | 968.066 | 955.725 | 943.547 | 931.53
S_Ongaonga2 | solar | 1975 | 1875.599 | 1782.146 | 1696.868 | 1613.078 | 1544.153 | 1490.094 | 1449.413 | 1404.275 | 1346.502 | 1289.473 | 1270.451 | 1250.686 | 1233.895 | 1218.592 | 1203.289 | 1188.73 | 1174.172 | 1158.872 | 1144.316 | 1129.761 | 1115.95 | 1101.397 | 1087.587 | 1073.035 | 1059.228 | 1045.677 | 1032.307 | 1019.114 | 1006.095 | 993.249 | 980.574 | 968.066 | 955.725 | 943.547 | 931.53
S_Opunake0 | solar | 1975 | 1875.599 | 1782.146 | 1696.868 | 1613.078 | 1544.153 | 1490.094 | 1449.413 | 1404.275 | 1346.502 | 1289.473 | 1270.451 | 1250.686 | 1233.895 | 1218.592 | 1203.289 | 1188.73 | 1174.172 | 1158.872 | 1144.316 | 1129.761 | 1115.95 | 1101.397 | 1087.587 | 1073.035 | 1059.228 | 1045.677 | 1032.307 | 1019.114 | 1006.095 | 993.249 | 980.574 | 968.066 | 955.725 | 943.547 | 931.53
S_Opunake1 | solar | 1825 | 1726.123 | 1633.19 | 1548.432 | 1465.16 | 1396.751 | 1343.206 | 1303.038 | 1258.409 | 1201.145 | 1144.623 | 1126.106 | 1106.845 | 1090.556 | 1075.752 | 1060.948 | 1046.885 | 1032.822 | 1018.015 | 1003.951 | 989.885 | 976.562 | 962.494 | 949.169 | 935.1 | 921.774 | 908.703 | 895.81 | 883.093 | 870.549 | 858.176 | 845.972 | 833.934 | 822.06 | 810.348 | 798.795
S_Poolburn& | solar | 1900 | 1800.861 | 1707.668 | 1622.65 | 1539.119 | 1470.452 | 1416.65 | 1376.225 | 1331.342 | 1273.823 | 1217.048 | 1198.278 | 1178.766 | 1162.225 | 1147.172 | 1132.118 | 1117.808 | 1103.497 | 1088.444 | 1074.133 | 1059.823 | 1046.256 | 1031.945 | 1018.378 | 1004.068 | 990.501 | 977.19 | 964.058 | 951.103 | 938.322 | 925.713 | 913.273 | 901 | 888.892 | 876.947 | 865.162
S_Pukenui | solar | 1900 | 1800.861 | 1707.668 | 1622.65 | 1539.119 | 1470.452 | 1416.65 | 1376.225 | 1331.342 | 1273.823 | 1217.048 | 1198.278 | 1178.766 | 1162.225 | 1147.172 | 1132.118 | 1117.808 | 1103.497 | 1088.444 | 1074.133 | 1059.823 | 1046.256 | 1031.945 | 1018.378 | 1004.068 | 990.501 | 977.19 | 964.058 | 951.103 | 938.322 | 925.713 | 913.273 | 901 | 888.892 | 876.947 | 865.162
S_Rangimarie | solar | 1825 | 1726.123 | 1633.19 | 1548.432 | 1465.16 | 1396.751 | 1343.206 | 1303.038 | 1258.409 | 1201.145 | 1144.623 | 1126.106 | 1106.845 | 1090.556 | 1075.752 | 1060.948 | 1046.885 | 1032.822 | 1018.015 | 1003.951 | 989.885 | 976.562 | 962.494 | 949.169 | 935.1 | 921.774 | 908.703 | 895.81 | 883.093 | 870.549 | 858.176 | 845.972 | 833.934 | 822.06 | 810.348 | 798.795
S_Rangiriri | solar | 1975 | 1875.599 | 1782.146 | 1696.868 | 1613.078 | 1544.153 | 1490.094 | 1449.413 | 1404.275 | 1346.502 | 1289.473 | 1270.451 | 1250.686 | 1233.895 | 1218.592 | 1203.289 | 1188.73 | 1174.172 | 1158.872 | 1144.316 | 1129.761 | 1115.95 | 1101.397 | 1087.587 | 1073.035 | 1059.228 | 1045.677 | 1032.307 | 1019.114 | 1006.095 | 993.249 | 980.574 | 968.066 | 955.725 | 943.547 | 931.53
S_Reefton | solar | 1825 | 1726.123 | 1633.19 | 1548.432 | 1465.16 | 1396.751 | 1343.206 | 1303.038 | 1258.409 | 1201.145 | 1144.623 | 1126.106 | 1106.845 | 1090.556 | 1075.752 | 1060.948 | 1046.885 | 1032.822 | 1018.015 | 1003.951 | 989.885 | 976.562 | 962.494 | 949.169 | 935.1 | 921.774 | 908.703 | 895.81 | 883.093 | 870.549 | 858.176 | 845.972 | 833.934 | 822.06 | 810.348 | 798.795
S_Rotokawa | solar | 1975 | 1875.599 | 1782.146 | 1696.868 | 1613.078 | 1544.153 | 1490.094 | 1449.413 | 1404.275 | 1346.502 | 1289.473 | 1270.451 | 1250.686 | 1233.895 | 1218.592 | 1203.289 | 1188.73 | 1174.172 | 1158.872 | 1144.316 | 1129.761 | 1115.95 | 1101.397 | 1087.587 | 1073.035 | 1059.228 | 1045.677 | 1032.307 | 1019.114 | 1006.095 | 993.249 | 980.574 | 968.066 | 955.725 | 943.547 | 931.53
S_Ruakaka | solar | 1900 | 1800.861 | 1707.668 | 1622.65 | 1539.119 | 1470.452 | 1416.65 | 1376.225 | 1331.342 | 1273.823 | 1217.048 | 1198.278 | 1178.766 | 1162.225 | 1147.172 | 1132.118 | 1117.808 | 1103.497 | 1088.444 | 1074.133 | 1059.823 | 1046.256 | 1031.945 | 1018.378 | 1004.068 | 990.501 | 977.19 | 964.058 | 951.103 | 938.322 | 925.713 | 913.273 | 901 | 888.892 | 876.947 | 865.162
S_Scargill | solar | 1900 | 1800.861 | 1707.668 | 1622.65 | 1539.119 | 1470.452 | 1416.65 | 1376.225 | 1331.342 | 1273.823 | 1217.048 | 1198.278 | 1178.766 | 1162.225 | 1147.172 | 1132.118 | 1117.808 | 1103.497 | 1088.444 | 1074.133 | 1059.823 | 1046.256 | 1031.945 | 1018.378 | 1004.068 | 990.501 | 977.19 | 964.058 | 951.103 | 938.322 | 925.713 | 913.273 | 901 | 888.892 | 876.947 | 865.162
S_SkinnerRoa | solar | 1825 | 1726.123 | 1633.19 | 1548.432 | 1465.16 | 1396.751 | 1343.206 | 1303.038 | 1258.409 | 1201.145 | 1144.623 | 1126.106 | 1106.845 | 1090.556 | 1075.752 | 1060.948 | 1046.885 | 1032.822 | 1018.015 | 1003.951 | 989.885 | 976.562 | 962.494 | 949.169 | 935.1 | 921.774 | 908.703 | 895.81 | 883.093 | 870.549 | 858.176 | 845.972 | 833.934 | 822.06 | 810.348 | 798.795
S_Somerton | solar | 1825 | 1726.123 | 1633.19 | 1548.432 | 1465.16 | 1396.751 | 1343.206 | 1303.038 | 1258.409 | 1201.145 | 1144.623 | 1126.106 | 1106.845 | 1090.556 | 1075.752 | 1060.948 | 1046.885 | 1032.822 | 1018.015 | 1003.951 | 989.885 | 976.562 | 962.494 | 949.169 | 935.1 | 921.774 | 908.703 | 895.81 | 883.093 | 870.549 | 858.176 | 845.972 | 833.934 | 822.06 | 810.348 | 798.795
S_Stratford | solar | 1975 | 1875.599 | 1782.146 | 1696.868 | 1613.078 | 1544.153 | 1490.094 | 1449.413 | 1404.275 | 1346.502 | 1289.473 | 1270.451 | 1250.686 | 1233.895 | 1218.592 | 1203.289 | 1188.73 | 1174.172 | 1158.872 | 1144.316 | 1129.761 | 1115.95 | 1101.397 | 1087.587 | 1073.035 | 1059.228 | 1045.677 | 1032.307 | 1019.114 | 1006.095 | 993.249 | 980.574 | 968.066 | 955.725 | 943.547 | 931.53
S_Swannoa | solar | 1975 | 1875.599 | 1782.146 | 1696.868 | 1613.078 | 1544.153 | 1490.094 | 1449.413 | 1404.275 | 1346.502 | 1289.473 | 1270.451 | 1250.686 | 1233.895 | 1218.592 | 1203.289 | 1188.73 | 1174.172 | 1158.872 | 1144.316 | 1129.761 | 1115.95 | 1101.397 | 1087.587 | 1073.035 | 1059.228 | 1045.677 | 1032.307 | 1019.114 | 1006.095 | 993.249 | 980.574 | 968.066 | 955.725 | 943.547 | 931.53
S_Tahuna | solar | 1825 | 1726.123 | 1633.19 | 1548.432 | 1465.16 | 1396.751 | 1343.206 | 1303.038 | 1258.409 | 1201.145 | 1144.623 | 1126.106 | 1106.845 | 1090.556 | 1075.752 | 1060.948 | 1046.885 | 1032.822 | 1018.015 | 1003.951 | 989.885 | 976.562 | 962.494 | 949.169 | 935.1 | 921.774 | 908.703 | 895.81 | 883.093 | 870.549 | 858.176 | 845.972 | 833.934 | 822.06 | 810.348 | 798.795
S_Taiohi | solar | 1900 | 1800.861 | 1707.668 | 1622.65 | 1539.119 | 1470.452 | 1416.65 | 1376.225 | 1331.342 | 1273.823 | 1217.048 | 1198.278 | 1178.766 | 1162.225 | 1147.172 | 1132.118 | 1117.808 | 1103.497 | 1088.444 | 1074.133 | 1059.823 | 1046.256 | 1031.945 | 1018.378 | 1004.068 | 990.501 | 977.19 | 964.058 | 951.103 | 938.322 | 925.713 | 913.273 | 901 | 888.892 | 876.947 | 865.162
S_Tangiwai | solar | 1900 | 1800.861 | 1707.668 | 1622.65 | 1539.119 | 1470.452 | 1416.65 | 1376.225 | 1331.342 | 1273.823 | 1217.048 | 1198.278 | 1178.766 | 1162.225 | 1147.172 | 1132.118 | 1117.808 | 1103.497 | 1088.444 | 1074.133 | 1059.823 | 1046.256 | 1031.945 | 1018.378 | 1004.068 | 990.501 | 977.19 | 964.058 | 951.103 | 938.322 | 925.713 | 913.273 | 901 | 888.892 | 876.947 | 865.162
S_TararuaTar | solar | 1900 | 1800.861 | 1707.668 | 1622.65 | 1539.119 | 1470.452 | 1416.65 | 1376.225 | 1331.342 | 1273.823 | 1217.048 | 1198.278 | 1178.766 | 1162.225 | 1147.172 | 1132.118 | 1117.808 | 1103.497 | 1088.444 | 1074.133 | 1059.823 | 1046.256 | 1031.945 | 1018.378 | 1004.068 | 990.501 | 977.19 | 964.058 | 951.103 | 938.322 | 925.713 | 913.273 | 901 | 888.892 | 876.947 | 865.162
S_Tasman | solar | 1975 | 1875.599 | 1782.146 | 1696.868 | 1613.078 | 1544.153 | 1490.094 | 1449.413 | 1404.275 | 1346.502 | 1289.473 | 1270.451 | 1250.686 | 1233.895 | 1218.592 | 1203.289 | 1188.73 | 1174.172 | 1158.872 | 1144.316 | 1129.761 | 1115.95 | 1101.397 | 1087.587 | 1073.035 | 1059.228 | 1045.677 | 1032.307 | 1019.114 | 1006.095 | 993.249 | 980.574 | 968.066 | 955.725 | 943.547 | 931.53
S_Tauhei | solar | 1975 | 1875.599 | 1782.146 | 1696.868 | 1613.078 | 1544.153 | 1490.094 | 1449.413 | 1404.275 | 1346.502 | 1289.473 | 1270.451 | 1250.686 | 1233.895 | 1218.592 | 1203.289 | 1188.73 | 1174.172 | 1158.872 | 1144.316 | 1129.761 | 1115.95 | 1101.397 | 1087.587 | 1073.035 | 1059.228 | 1045.677 | 1032.307 | 1019.114 | 1006.095 | 993.249 | 980.574 | 968.066 | 955.725 | 943.547 | 931.53
S_Tauhei_s2 | solar | 1975 | 1875.599 | 1782.146 | 1696.868 | 1613.078 | 1544.153 | 1490.094 | 1449.413 | 1404.275 | 1346.502 | 1289.473 | 1270.451 | 1250.686 | 1233.895 | 1218.592 | 1203.289 | 1188.73 | 1174.172 | 1158.872 | 1144.316 | 1129.761 | 1115.95 | 1101.397 | 1087.587 | 1073.035 | 1059.228 | 1045.677 | 1032.307 | 1019.114 | 1006.095 | 993.249 | 980.574 | 968.066 | 955.725 | 943.547 | 931.53
S_TeRahui_s1 | solar | 1975 | 1875.599 | 1782.146 | 1696.868 | 1613.078 | 1544.153 | 1490.094 | 1449.413 | 1404.275 | 1346.502 | 1289.473 | 1270.451 | 1250.686 | 1233.895 | 1218.592 | 1203.289 | 1188.73 | 1174.172 | 1158.872 | 1144.316 | 1129.761 | 1115.95 | 1101.397 | 1087.587 | 1073.035 | 1059.228 | 1045.677 | 1032.307 | 1019.114 | 1006.095 | 993.249 | 980.574 | 968.066 | 955.725 | 943.547 | 931.53
S_TeRahui_s2 | solar | 1975 | 1875.599 | 1782.146 | 1696.868 | 1613.078 | 1544.153 | 1490.094 | 1449.413 | 1404.275 | 1346.502 | 1289.473 | 1270.451 | 1250.686 | 1233.895 | 1218.592 | 1203.289 | 1188.73 | 1174.172 | 1158.872 | 1144.316 | 1129.761 | 1115.95 | 1101.397 | 1087.587 | 1073.035 | 1059.228 | 1045.677 | 1032.307 | 1019.114 | 1006.095 | 993.249 | 980.574 | 968.066 | 955.725 | 943.547 | 931.53
S_ThePoint | solar | 1975 | 1875.599 | 1782.146 | 1696.868 | 1613.078 | 1544.153 | 1490.094 | 1449.413 | 1404.275 | 1346.502 | 1289.473 | 1270.451 | 1250.686 | 1233.895 | 1218.592 | 1203.289 | 1188.73 | 1174.172 | 1158.872 | 1144.316 | 1129.761 | 1115.95 | 1101.397 | 1087.587 | 1073.035 | 1059.228 | 1045.677 | 1032.307 | 1019.114 | 1006.095 | 993.249 | 980.574 | 968.066 | 955.725 | 943.547 | 931.53
S_ThreeStrea | solar | 1825 | 1726.123 | 1633.19 | 1548.432 | 1465.16 | 1396.751 | 1343.206 | 1303.038 | 1258.409 | 1201.145 | 1144.623 | 1126.106 | 1106.845 | 1090.556 | 1075.752 | 1060.948 | 1046.885 | 1032.822 | 1018.015 | 1003.951 | 989.885 | 976.562 | 962.494 | 949.169 | 935.1 | 921.774 | 908.703 | 895.81 | 883.093 | 870.549 | 858.176 | 845.972 | 833.934 | 822.06 | 810.348 | 798.795
S_Timaru | solar | 1825 | 1726.123 | 1633.19 | 1548.432 | 1465.16 | 1396.751 | 1343.206 | 1303.038 | 1258.409 | 1201.145 | 1144.623 | 1126.106 | 1106.845 | 1090.556 | 1075.752 | 1060.948 | 1046.885 | 1032.822 | 1018.015 | 1003.951 | 989.885 | 976.562 | 962.494 | 949.169 | 935.1 | 921.774 | 908.703 | 895.81 | 883.093 | 870.549 | 858.176 | 845.972 | 833.934 | 822.06 | 810.348 | 798.795
S_TwinRivers | solar | 1900 | 1800.861 | 1707.668 | 1622.65 | 1539.119 | 1470.452 | 1416.65 | 1376.225 | 1331.342 | 1273.823 | 1217.048 | 1198.278 | 1178.766 | 1162.225 | 1147.172 | 1132.118 | 1117.808 | 1103.497 | 1088.444 | 1074.133 | 1059.823 | 1046.256 | 1031.945 | 1018.378 | 1004.068 | 990.501 | 977.19 | 964.058 | 951.103 | 938.322 | 925.713 | 913.273 | 901 | 888.892 | 876.947 | 865.162
S_Twizel0 | solar | 1975 | 1875.599 | 1782.146 | 1696.868 | 1613.078 | 1544.153 | 1490.094 | 1449.413 | 1404.275 | 1346.502 | 1289.473 | 1270.451 | 1250.686 | 1233.895 | 1218.592 | 1203.289 | 1188.73 | 1174.172 | 1158.872 | 1144.316 | 1129.761 | 1115.95 | 1101.397 | 1087.587 | 1073.035 | 1059.228 | 1045.677 | 1032.307 | 1019.114 | 1006.095 | 993.249 | 980.574 | 968.066 | 955.725 | 943.547 | 931.53
S_Twizel1 | solar | 1975 | 1875.599 | 1782.146 | 1696.868 | 1613.078 | 1544.153 | 1490.094 | 1449.413 | 1404.275 | 1346.502 | 1289.473 | 1270.451 | 1250.686 | 1233.895 | 1218.592 | 1203.289 | 1188.73 | 1174.172 | 1158.872 | 1144.316 | 1129.761 | 1115.95 | 1101.397 | 1087.587 | 1073.035 | 1059.228 | 1045.677 | 1032.307 | 1019.114 | 1006.095 | 993.249 | 980.574 | 968.066 | 955.725 | 943.547 | 931.53
S_UpperTaka1 | solar | 1825 | 1726.123 | 1633.19 | 1548.432 | 1465.16 | 1396.751 | 1343.206 | 1303.038 | 1258.409 | 1201.145 | 1144.623 | 1126.106 | 1106.845 | 1090.556 | 1075.752 | 1060.948 | 1046.885 | 1032.822 | 1018.015 | 1003.951 | 989.885 | 976.562 | 962.494 | 949.169 | 935.1 | 921.774 | 908.703 | 895.81 | 883.093 | 870.549 | 858.176 | 845.972 | 833.934 | 822.06 | 810.348 | 798.795
S_UpperTaka2 | solar | 1825 | 1726.123 | 1633.19 | 1548.432 | 1465.16 | 1396.751 | 1343.206 | 1303.038 | 1258.409 | 1201.145 | 1144.623 | 1126.106 | 1106.845 | 1090.556 | 1075.752 | 1060.948 | 1046.885 | 1032.822 | 1018.015 | 1003.951 | 989.885 | 976.562 | 962.494 | 949.169 | 935.1 | 921.774 | 908.703 | 895.81 | 883.093 | 870.549 | 858.176 | 845.972 | 833.934 | 822.06 | 810.348 | 798.795
S_Waerenga | solar | 1975 | 1875.599 | 1782.146 | 1696.868 | 1613.078 | 1544.153 | 1490.094 | 1449.413 | 1404.275 | 1346.502 | 1289.473 | 1270.451 | 1250.686 | 1233.895 | 1218.592 | 1203.289 | 1188.73 | 1174.172 | 1158.872 | 1144.316 | 1129.761 | 1115.95 | 1101.397 | 1087.587 | 1073.035 | 1059.228 | 1045.677 | 1032.307 | 1019.114 | 1006.095 | 993.249 | 980.574 | 968.066 | 955.725 | 943.547 | 931.53
S_Waihou | solar | 1975 | 1875.599 | 1782.146 | 1696.868 | 1613.078 | 1544.153 | 1490.094 | 1449.413 | 1404.275 | 1346.502 | 1289.473 | 1270.451 | 1250.686 | 1233.895 | 1218.592 | 1203.289 | 1188.73 | 1174.172 | 1158.872 | 1144.316 | 1129.761 | 1115.95 | 1101.397 | 1087.587 | 1073.035 | 1059.228 | 1045.677 | 1032.307 | 1019.114 | 1006.095 | 993.249 | 980.574 | 968.066 | 955.725 | 943.547 | 931.53
S_Waiinu_s1 | solar | 1975 | 1875.599 | 1782.146 | 1696.868 | 1613.078 | 1544.153 | 1490.094 | 1449.413 | 1404.275 | 1346.502 | 1289.473 | 1270.451 | 1250.686 | 1233.895 | 1218.592 | 1203.289 | 1188.73 | 1174.172 | 1158.872 | 1144.316 | 1129.761 | 1115.95 | 1101.397 | 1087.587 | 1073.035 | 1059.228 | 1045.677 | 1032.307 | 1019.114 | 1006.095 | 993.249 | 980.574 | 968.066 | 955.725 | 943.547 | 931.53
S_Waiinu_s2 | solar | 1975 | 1875.599 | 1782.146 | 1696.868 | 1613.078 | 1544.153 | 1490.094 | 1449.413 | 1404.275 | 1346.502 | 1289.473 | 1270.451 | 1250.686 | 1233.895 | 1218.592 | 1203.289 | 1188.73 | 1174.172 | 1158.872 | 1144.316 | 1129.761 | 1115.95 | 1101.397 | 1087.587 | 1073.035 | 1059.228 | 1045.677 | 1032.307 | 1019.114 | 1006.095 | 993.249 | 980.574 | 968.066 | 955.725 | 943.547 | 931.53
S_Waikato | solar | 1975 | 1875.599 | 1782.146 | 1696.868 | 1613.078 | 1544.153 | 1490.094 | 1449.413 | 1404.275 | 1346.502 | 1289.473 | 1270.451 | 1250.686 | 1233.895 | 1218.592 | 1203.289 | 1188.73 | 1174.172 | 1158.872 | 1144.316 | 1129.761 | 1115.95 | 1101.397 | 1087.587 | 1073.035 | 1059.228 | 1045.677 | 1032.307 | 1019.114 | 1006.095 | 993.249 | 980.574 | 968.066 | 955.725 | 943.547 | 931.53
S_Waikato0 | solar | 1975 | 1875.599 | 1782.146 | 1696.868 | 1613.078 | 1544.153 | 1490.094 | 1449.413 | 1404.275 | 1346.502 | 1289.473 | 1270.451 | 1250.686 | 1233.895 | 1218.592 | 1203.289 | 1188.73 | 1174.172 | 1158.872 | 1144.316 | 1129.761 | 1115.95 | 1101.397 | 1087.587 | 1073.035 | 1059.228 | 1045.677 | 1032.307 | 1019.114 | 1006.095 | 993.249 | 980.574 | 968.066 | 955.725 | 943.547 | 931.53
S_Waikato1 | solar | 1975 | 1875.599 | 1782.146 | 1696.868 | 1613.078 | 1544.153 | 1490.094 | 1449.413 | 1404.275 | 1346.502 | 1289.473 | 1270.451 | 1250.686 | 1233.895 | 1218.592 | 1203.289 | 1188.73 | 1174.172 | 1158.872 | 1144.316 | 1129.761 | 1115.95 | 1101.397 | 1087.587 | 1073.035 | 1059.228 | 1045.677 | 1032.307 | 1019.114 | 1006.095 | 993.249 | 980.574 | 968.066 | 955.725 | 943.547 | 931.53
S_Waiotahe | solar | 1825 | 1726.123 | 1633.19 | 1548.432 | 1465.16 | 1396.751 | 1343.206 | 1303.038 | 1258.409 | 1201.145 | 1144.623 | 1126.106 | 1106.845 | 1090.556 | 1075.752 | 1060.948 | 1046.885 | 1032.822 | 1018.015 | 1003.951 | 989.885 | 976.562 | 962.494 | 949.169 | 935.1 | 921.774 | 908.703 | 895.81 | 883.093 | 870.549 | 858.176 | 845.972 | 833.934 | 822.06 | 810.348 | 798.795
S_Waipawa | solar | 1900 | 1800.861 | 1707.668 | 1622.65 | 1539.119 | 1470.452 | 1416.65 | 1376.225 | 1331.342 | 1273.823 | 1217.048 | 1198.278 | 1178.766 | 1162.225 | 1147.172 | 1132.118 | 1117.808 | 1103.497 | 1088.444 | 1074.133 | 1059.823 | 1046.256 | 1031.945 | 1018.378 | 1004.068 | 990.501 | 977.19 | 964.058 | 951.103 | 938.322 | 925.713 | 913.273 | 901 | 888.892 | 876.947 | 865.162
S_Waitara | solar | 1975 | 1875.599 | 1782.146 | 1696.868 | 1613.078 | 1544.153 | 1490.094 | 1449.413 | 1404.275 | 1346.502 | 1289.473 | 1270.451 | 1250.686 | 1233.895 | 1218.592 | 1203.289 | 1188.73 | 1174.172 | 1158.872 | 1144.316 | 1129.761 | 1115.95 | 1101.397 | 1087.587 | 1073.035 | 1059.228 | 1045.677 | 1032.307 | 1019.114 | 1006.095 | 993.249 | 980.574 | 968.066 | 955.725 | 943.547 | 931.53
S_Waiterimu | solar | 1900 | 1800.861 | 1707.668 | 1622.65 | 1539.119 | 1470.452 | 1416.65 | 1376.225 | 1331.342 | 1273.823 | 1217.048 | 1198.278 | 1178.766 | 1162.225 | 1147.172 | 1132.118 | 1117.808 | 1103.497 | 1088.444 | 1074.133 | 1059.823 | 1046.256 | 1031.945 | 1018.378 | 1004.068 | 990.501 | 977.19 | 964.058 | 951.103 | 938.322 | 925.713 | 913.273 | 901 | 888.892 | 876.947 | 865.162
S_Wellsford | solar | 1975 | 1875.599 | 1782.146 | 1696.868 | 1613.078 | 1544.153 | 1490.094 | 1449.413 | 1404.275 | 1346.502 | 1289.473 | 1270.451 | 1250.686 | 1233.895 | 1218.592 | 1203.289 | 1188.73 | 1174.172 | 1158.872 | 1144.316 | 1129.761 | 1115.95 | 1101.397 | 1087.587 | 1073.035 | 1059.228 | 1045.677 | 1032.307 | 1019.114 | 1006.095 | 993.249 | 980.574 | 968.066 | 955.725 | 943.547 | 931.53
S_WesternBa1 | solar | 1975 | 1875.599 | 1782.146 | 1696.868 | 1613.078 | 1544.153 | 1490.094 | 1449.413 | 1404.275 | 1346.502 | 1289.473 | 1270.451 | 1250.686 | 1233.895 | 1218.592 | 1203.289 | 1188.73 | 1174.172 | 1158.872 | 1144.316 | 1129.761 | 1115.95 | 1101.397 | 1087.587 | 1073.035 | 1059.228 | 1045.677 | 1032.307 | 1019.114 | 1006.095 | 993.249 | 980.574 | 968.066 | 955.725 | 943.547 | 931.53
S_WesternBa2 | solar | 1975 | 1875.599 | 1782.146 | 1696.868 | 1613.078 | 1544.153 | 1490.094 | 1449.413 | 1404.275 | 1346.502 | 1289.473 | 1270.451 | 1250.686 | 1233.895 | 1218.592 | 1203.289 | 1188.73 | 1174.172 | 1158.872 | 1144.316 | 1129.761 | 1115.95 | 1101.397 | 1087.587 | 1073.035 | 1059.228 | 1045.677 | 1032.307 | 1019.114 | 1006.095 | 993.249 | 980.574 | 968.066 | 955.725 | 943.547 | 931.53
S_Whakatane | solar | 1825 | 1726.123 | 1633.19 | 1548.432 | 1465.16 | 1396.751 | 1343.206 | 1303.038 | 1258.409 | 1201.145 | 1144.623 | 1126.106 | 1106.845 | 1090.556 | 1075.752 | 1060.948 | 1046.885 | 1032.822 | 1018.015 | 1003.951 | 989.885 | 976.562 | 962.494 | 949.169 | 935.1 | 921.774 | 908.703 | 895.81 | 883.093 | 870.549 | 858.176 | 845.972 | 833.934 | 822.06 | 810.348 | 798.795
S_WhangapeEn | solar | 1975 | 1875.599 | 1782.146 | 1696.868 | 1613.078 | 1544.153 | 1490.094 | 1449.413 | 1404.275 | 1346.502 | 1289.473 | 1270.451 | 1250.686 | 1233.895 | 1218.592 | 1203.289 | 1188.73 | 1174.172 | 1158.872 | 1144.316 | 1129.761 | 1115.95 | 1101.397 | 1087.587 | 1073.035 | 1059.228 | 1045.677 | 1032.307 | 1019.114 | 1006.095 | 993.249 | 980.574 | 968.066 | 955.725 | 943.547 | 931.53
S_Whitianga | solar | 1900 | 1800.861 | 1707.668 | 1622.65 | 1539.119 | 1470.452 | 1416.65 | 1376.225 | 1331.342 | 1273.823 | 1217.048 | 1198.278 | 1178.766 | 1162.225 | 1147.172 | 1132.118 | 1117.808 | 1103.497 | 1088.444 | 1074.133 | 1059.823 | 1046.256 | 1031.945 | 1018.378 | 1004.068 | 990.501 | 977.19 | 964.058 | 951.103 | 938.322 | 925.713 | 913.273 | 901 | 888.892 | 876.947 | 865.162
S_genAucklan | solar | 1975 | 1875.599 | 1782.146 | 1696.868 | 1613.078 | 1544.153 | 1490.094 | 1449.413 | 1404.275 | 1346.502 | 1289.473 | 1270.451 | 1250.686 | 1233.895 | 1218.592 | 1203.289 | 1188.73 | 1174.172 | 1158.872 | 1144.316 | 1129.761 | 1115.95 | 1101.397 | 1087.587 | 1073.035 | 1059.228 | 1045.677 | 1032.307 | 1019.114 | 1006.095 | 993.249 | 980.574 | 968.066 | 955.725 | 943.547 | 931.53
S_genBayofPl | solar | 1975 | 1875.599 | 1782.146 | 1696.868 | 1613.078 | 1544.153 | 1490.094 | 1449.413 | 1404.275 | 1346.502 | 1289.473 | 1270.451 | 1250.686 | 1233.895 | 1218.592 | 1203.289 | 1188.73 | 1174.172 | 1158.872 | 1144.316 | 1129.761 | 1115.95 | 1101.397 | 1087.587 | 1073.035 | 1059.228 | 1045.677 | 1032.307 | 1019.114 | 1006.095 | 993.249 | 980.574 | 968.066 | 955.725 | 943.547 | 931.53
S_genCanter1 | solar | 1975 | 1875.599 | 1782.146 | 1696.868 | 1613.078 | 1544.153 | 1490.094 | 1449.413 | 1404.275 | 1346.502 | 1289.473 | 1270.451 | 1250.686 | 1233.895 | 1218.592 | 1203.289 | 1188.73 | 1174.172 | 1158.872 | 1144.316 | 1129.761 | 1115.95 | 1101.397 | 1087.587 | 1073.035 | 1059.228 | 1045.677 | 1032.307 | 1019.114 | 1006.095 | 993.249 | 980.574 | 968.066 | 955.725 | 943.547 | 931.53
S_genCanter2 | solar | 1975 | 1875.599 | 1782.146 | 1696.868 | 1613.078 | 1544.153 | 1490.094 | 1449.413 | 1404.275 | 1346.502 | 1289.473 | 1270.451 | 1250.686 | 1233.895 | 1218.592 | 1203.289 | 1188.73 | 1174.172 | 1158.872 | 1144.316 | 1129.761 | 1115.95 | 1101.397 | 1087.587 | 1073.035 | 1059.228 | 1045.677 | 1032.307 | 1019.114 | 1006.095 | 993.249 | 980.574 | 968.066 | 955.725 | 943.547 | 931.53
S_genGisborn | solar | 1975 | 1875.599 | 1782.146 | 1696.868 | 1613.078 | 1544.153 | 1490.094 | 1449.413 | 1404.275 | 1346.502 | 1289.473 | 1270.451 | 1250.686 | 1233.895 | 1218.592 | 1203.289 | 1188.73 | 1174.172 | 1158.872 | 1144.316 | 1129.761 | 1115.95 | 1101.397 | 1087.587 | 1073.035 | 1059.228 | 1045.677 | 1032.307 | 1019.114 | 1006.095 | 993.249 | 980.574 | 968.066 | 955.725 | 943.547 | 931.53
S_genHawkes | solar | 1975 | 1875.599 | 1782.146 | 1696.868 | 1613.078 | 1544.153 | 1490.094 | 1449.413 | 1404.275 | 1346.502 | 1289.473 | 1270.451 | 1250.686 | 1233.895 | 1218.592 | 1203.289 | 1188.73 | 1174.172 | 1158.872 | 1144.316 | 1129.761 | 1115.95 | 1101.397 | 1087.587 | 1073.035 | 1059.228 | 1045.677 | 1032.307 | 1019.114 | 1006.095 | 993.249 | 980.574 | 968.066 | 955.725 | 943.547 | 931.53
S_genMarlbor | solar | 1975 | 1875.599 | 1782.146 | 1696.868 | 1613.078 | 1544.153 | 1490.094 | 1449.413 | 1404.275 | 1346.502 | 1289.473 | 1270.451 | 1250.686 | 1233.895 | 1218.592 | 1203.289 | 1188.73 | 1174.172 | 1158.872 | 1144.316 | 1129.761 | 1115.95 | 1101.397 | 1087.587 | 1073.035 | 1059.228 | 1045.677 | 1032.307 | 1019.114 | 1006.095 | 993.249 | 980.574 | 968.066 | 955.725 | 943.547 | 931.53
S_genNorthla | solar | 1975 | 1875.599 | 1782.146 | 1696.868 | 1613.078 | 1544.153 | 1490.094 | 1449.413 | 1404.275 | 1346.502 | 1289.473 | 1270.451 | 1250.686 | 1233.895 | 1218.592 | 1203.289 | 1188.73 | 1174.172 | 1158.872 | 1144.316 | 1129.761 | 1115.95 | 1101.397 | 1087.587 | 1073.035 | 1059.228 | 1045.677 | 1032.307 | 1019.114 | 1006.095 | 993.249 | 980.574 | 968.066 | 955.725 | 943.547 | 931.53
S_genTaranak | solar | 1975 | 1875.599 | 1782.146 | 1696.868 | 1613.078 | 1544.153 | 1490.094 | 1449.413 | 1404.275 | 1346.502 | 1289.473 | 1270.451 | 1250.686 | 1233.895 | 1218.592 | 1203.289 | 1188.73 | 1174.172 | 1158.872 | 1144.316 | 1129.761 | 1115.95 | 1101.397 | 1087.587 | 1073.035 | 1059.228 | 1045.677 | 1032.307 | 1019.114 | 1006.095 | 993.249 | 980.574 | 968.066 | 955.725 | 943.547 | 931.53
S_genWaikat1 | solar | 1975 | 1875.599 | 1782.146 | 1696.868 | 1613.078 | 1544.153 | 1490.094 | 1449.413 | 1404.275 | 1346.502 | 1289.473 | 1270.451 | 1250.686 | 1233.895 | 1218.592 | 1203.289 | 1188.73 | 1174.172 | 1158.872 | 1144.316 | 1129.761 | 1115.95 | 1101.397 | 1087.587 | 1073.035 | 1059.228 | 1045.677 | 1032.307 | 1019.114 | 1006.095 | 993.249 | 980.574 | 968.066 | 955.725 | 943.547 | 931.53
S_genWaikat2 | solar | 1975 | 1875.599 | 1782.146 | 1696.868 | 1613.078 | 1544.153 | 1490.094 | 1449.413 | 1404.275 | 1346.502 | 1289.473 | 1270.451 | 1250.686 | 1233.895 | 1218.592 | 1203.289 | 1188.73 | 1174.172 | 1158.872 | 1144.316 | 1129.761 | 1115.95 | 1101.397 | 1087.587 | 1073.035 | 1059.228 | 1045.677 | 1032.307 | 1019.114 | 1006.095 | 993.249 | 980.574 | 968.066 | 955.725 | 943.547 | 931.53
S_genWairara | solar | 1975 | 1875.599 | 1782.146 | 1696.868 | 1613.078 | 1544.153 | 1490.094 | 1449.413 | 1404.275 | 1346.502 | 1289.473 | 1270.451 | 1250.686 | 1233.895 | 1218.592 | 1203.289 | 1188.73 | 1174.172 | 1158.872 | 1144.316 | 1129.761 | 1115.95 | 1101.397 | 1087.587 | 1073.035 | 1059.228 | 1045.677 | 1032.307 | 1019.114 | 1006.095 | 993.249 | 980.574 | 968.066 | 955.725 | 943.547 | 931.53
Taheke1 | geothermal | 6700 | 6676.632 | 6653.345 | 6630.14 | 6607.015 | 6583.971 | 6561.008 | 6538.124 | 6515.321 | 6492.596 | 6469.952 | 6447.386 | 6424.899 | 6402.49 | 6380.159 | 6357.907 | 6335.732 | 6313.634 | 6291.613 | 6269.669 | 6247.802 | 6226.011 | 6204.296 | 6182.657 | 6161.093 | 6139.604 | 6118.191 | 6096.852 | 6075.587 | 6054.397 | 6033.28 | 6012.237 | 5991.268 | 5970.372 | 5949.548 | 5928.797
Taheke2 | geothermal | 6700 | 6676.632 | 6653.345 | 6630.14 | 6607.015 | 6583.971 | 6561.008 | 6538.124 | 6515.321 | 6492.596 | 6469.952 | 6447.386 | 6424.899 | 6402.49 | 6380.159 | 6357.907 | 6335.732 | 6313.634 | 6291.613 | 6269.669 | 6247.802 | 6226.011 | 6204.296 | 6182.657 | 6161.093 | 6139.604 | 6118.191 | 6096.852 | 6075.587 | 6054.397 | 6033.28 | 6012.237 | 5991.268 | 5970.372 | 5949.548 | 5928.797
Taheke3 | geothermal | 6700 | 6676.632 | 6653.345 | 6630.14 | 6607.015 | 6583.971 | 6561.008 | 6538.124 | 6515.321 | 6492.596 | 6469.952 | 6447.386 | 6424.899 | 6402.49 | 6380.159 | 6357.907 | 6335.732 | 6313.634 | 6291.613 | 6269.669 | 6247.802 | 6226.011 | 6204.296 | 6182.657 | 6161.093 | 6139.604 | 6118.191 | 6096.852 | 6075.587 | 6054.397 | 6033.28 | 6012.237 | 5991.268 | 5970.372 | 5949.548 | 5928.797
TaramTaipo | hydro | 9195.092 | 9163.021 | 9131.062 | 9099.215 | 9067.479 | 9035.853 | 9004.338 | 8972.933 | 8941.637 | 8910.451 | 8879.373 | 8848.403 | 8817.542 | 8786.788 | 8756.142 | 8725.602 | 8695.169 | 8664.842 | 8634.621 | 8604.505 | 8574.494 | 8544.588 | 8514.787 | 8485.089 | 8455.495 | 8426.003 | 8396.615 | 8367.33 | 8338.146 | 8309.064 | 8280.084 | 8251.205 | 8222.426 | 8193.748 | 8165.17 | 8136.692
Tauhara2 | geothermal | 6700 | 6676.632 | 6653.345 | 6630.14 | 6607.015 | 6583.971 | 6561.008 | 6538.124 | 6515.321 | 6492.596 | 6469.952 | 6447.386 | 6424.899 | 6402.49 | 6380.159 | 6357.907 | 6335.732 | 6313.634 | 6291.613 | 6269.669 | 6247.802 | 6226.011 | 6204.296 | 6182.657 | 6161.093 | 6139.604 | 6118.191 | 6096.852 | 6075.587 | 6054.397 | 6033.28 | 6012.237 | 5991.268 | 5970.372 | 5949.548 | 5928.797
Tauhara3 | geothermal | 5600 | 5580.468 | 5561.005 | 5541.609 | 5522.281 | 5503.021 | 5483.827 | 5464.701 | 5445.641 | 5426.648 | 5407.721 | 5388.86 | 5370.065 | 5351.335 | 5332.671 | 5314.071 | 5295.537 | 5277.067 | 5258.662 | 5240.321 | 5222.044 | 5203.83 | 5185.68 | 5167.594 | 5149.57 | 5131.61 | 5113.712 | 5095.876 | 5078.103 | 5060.391 | 5042.742 | 5025.154 | 5007.627 | 4990.161 | 4972.757 | 4955.413
TauheiBESS | battery | 1700 | 1640.771 | 1586.39 | 1534.474 | 1489.816 | 1452.428 | 1433.092 | 1414.225 | 1394.867 | 1375.977 | 1357.074 | 1338.158 | 1319.709 | 1300.766 | 1282.289 | 1265.232 | 1247.681 | 1230.592 | 1213.965 | 1196.841 | 1180.178 | 1163.017 | 1146.314 | 1129.59 | 1112.843 | 1096.074 | 1079.986 | 1064.135 | 1048.516 | 1033.126 | 1017.963 | 1003.021 | 988.3 | 973.794 | 959.501 | 945.418
TeMihi2 | geothermal | 6700 | 6676.632 | 6653.345 | 6630.14 | 6607.015 | 6583.971 | 6561.008 | 6538.124 | 6515.321 | 6492.596 | 6469.952 | 6447.386 | 6424.899 | 6402.49 | 6380.159 | 6357.907 | 6335.732 | 6313.634 | 6291.613 | 6269.669 | 6247.802 | 6226.011 | 6204.296 | 6182.657 | 6161.093 | 6139.604 | 6118.191 | 6096.852 | 6075.587 | 6054.397 | 6033.28 | 6012.237 | 5991.268 | 5970.372 | 5949.548 | 5928.797
TeMihi3 | geothermal | 6700 | 6676.632 | 6653.345 | 6630.14 | 6607.015 | 6583.971 | 6561.008 | 6538.124 | 6515.321 | 6492.596 | 6469.952 | 6447.386 | 6424.899 | 6402.49 | 6380.159 | 6357.907 | 6335.732 | 6313.634 | 6291.613 | 6269.669 | 6247.802 | 6226.011 | 6204.296 | 6182.657 | 6161.093 | 6139.604 | 6118.191 | 6096.852 | 6075.587 | 6054.397 | 6033.28 | 6012.237 | 5991.268 | 5970.372 | 5949.548 | 5928.797
Tikitere1 | geothermal | 6700 | 6676.632 | 6653.345 | 6630.14 | 6607.015 | 6583.971 | 6561.008 | 6538.124 | 6515.321 | 6492.596 | 6469.952 | 6447.386 | 6424.899 | 6402.49 | 6380.159 | 6357.907 | 6335.732 | 6313.634 | 6291.613 | 6269.669 | 6247.802 | 6226.011 | 6204.296 | 6182.657 | 6161.093 | 6139.604 | 6118.191 | 6096.852 | 6075.587 | 6054.397 | 6033.28 | 6012.237 | 5991.268 | 5970.372 | 5949.548 | 5928.797
Tikitere2 | geothermal | 6700 | 6676.632 | 6653.345 | 6630.14 | 6607.015 | 6583.971 | 6561.008 | 6538.124 | 6515.321 | 6492.596 | 6469.952 | 6447.386 | 6424.899 | 6402.49 | 6380.159 | 6357.907 | 6335.732 | 6313.634 | 6291.613 | 6269.669 | 6247.802 | 6226.011 | 6204.296 | 6182.657 | 6161.093 | 6139.604 | 6118.191 | 6096.852 | 6075.587 | 6054.397 | 6033.28 | 6012.237 | 5991.268 | 5970.372 | 5949.548 | 5928.797
TokaanuGeo1 | geothermal | 6700 | 6676.632 | 6653.345 | 6630.14 | 6607.015 | 6583.971 | 6561.008 | 6538.124 | 6515.321 | 6492.596 | 6469.952 | 6447.386 | 6424.899 | 6402.49 | 6380.159 | 6357.907 | 6335.732 | 6313.634 | 6291.613 | 6269.669 | 6247.802 | 6226.011 | 6204.296 | 6182.657 | 6161.093 | 6139.604 | 6118.191 | 6096.852 | 6075.587 | 6054.397 | 6033.28 | 6012.237 | 5991.268 | 5970.372 | 5949.548 | 5928.797
TokaanuGeo2 | geothermal | 5600 | 5580.468 | 5561.005 | 5541.609 | 5522.281 | 5503.021 | 5483.827 | 5464.701 | 5445.641 | 5426.648 | 5407.721 | 5388.86 | 5370.065 | 5351.335 | 5332.671 | 5314.071 | 5295.537 | 5277.067 | 5258.662 | 5240.321 | 5222.044 | 5203.83 | 5185.68 | 5167.594 | 5149.57 | 5131.61 | 5113.712 | 5095.876 | 5078.103 | 5060.391 | 5042.742 | 5025.154 | 5007.627 | 4990.161 | 4972.757 | 4955.413
Tuapeka | hydro | 9195.092 | 9163.021 | 9131.062 | 9099.215 | 9067.479 | 9035.853 | 9004.338 | 8972.933 | 8941.637 | 8910.451 | 8879.373 | 8848.403 | 8817.542 | 8786.788 | 8756.142 | 8725.602 | 8695.169 | 8664.842 | 8634.621 | 8604.505 | 8574.494 | 8544.588 | 8514.787 | 8485.089 | 8455.495 | 8426.003 | 8396.615 | 8367.33 | 8338.146 | 8309.064 | 8280.084 | 8251.205 | 8222.426 | 8193.748 | 8165.17 | 8136.692
UpWaiauSth | hydro | 9195.092 | 9163.021 | 9131.062 | 9099.215 | 9067.479 | 9035.853 | 9004.338 | 8972.933 | 8941.637 | 8910.451 | 8879.373 | 8848.403 | 8817.542 | 8786.788 | 8756.142 | 8725.602 | 8695.169 | 8664.842 | 8634.621 | 8604.505 | 8574.494 | 8544.588 | 8514.787 | 8485.089 | 8455.495 | 8426.003 | 8396.615 | 8367.33 | 8338.146 | 8309.064 | 8280.084 | 8251.205 | 8222.426 | 8193.748 | 8165.17 | 8136.692
WRKreduced | geothermal | 0 | 0 | 0 | 0 | 0 | 0 | 0 | 0 | 0 | 0 | 0 | 0 | 0 | 0 | 0 | 0 | 0 | 0 | 0 | 0 | 0 | 0 | 0 | 0 | 0 | 0 | 0 | 0 | 0 | 0 | 0 | 0 | 0 | 0 | 0 | 0
W_AwaruaQuad | wind | 3102.238 | 2999.124 | 2899.983 | 2807.654 | 2719.299 | 2634.916 | 2569.175 | 2507.407 | 2451.884 | 2391.245 | 2364.686 | 2335.283 | 2308.149 | 2290.668 | 2278.296 | 2254.56 | 2234.797 | 2218.439 | 2202.077 | 2187.416 | 2172.752 | 2159.22 | 2146.253 | 2133.283 | 2121.445 | 2109.604 | 2097.193 | 2084.853 | 2072.584 | 2060.386 | 2048.258 | 2036.201 | 2024.213 | 2012.294 | 2000.444 | 1988.663
W_CastleHill | wind | 3777 | 3671.532 | 3570.046 | 3475.381 | 3384.696 | 3297.993 | 3229.939 | 3165.866 | 3108.047 | 3045.119 | 3016.279 | 2984.604 | 2955.205 | 2935.467 | 2920.847 | 2894.87 | 2872.873 | 2854.289 | 2835.71 | 2818.839 | 2801.972 | 2786.246 | 2771.092 | 2755.943 | 2741.933 | 2727.928 | 2713.36 | 2698.871 | 2684.461 | 2670.128 | 2655.874 | 2641.697 | 2627.598 | 2613.575 | 2599.627 | 2585.756
W_Edendale | wind | 3400 | 3295.847 | 3195.671 | 3102.312 | 3012.928 | 2927.522 | 2860.76 | 2797.975 | 2741.438 | 2679.789 | 2652.224 | 2621.818 | 2593.684 | 2575.208 | 2561.844 | 2537.119 | 2516.37 | 2499.03 | 2481.689 | 2466.053 | 2450.417 | 2435.917 | 2421.985 | 2408.053 | 2395.257 | 2382.461 | 2369.098 | 2355.809 | 2342.595 | 2329.456 | 2316.39 | 2303.397 | 2290.477 | 2277.63 | 2264.854 | 2252.151
W_GlenMasse1 | wind | 3273.176 | 3169.466 | 3069.731 | 2976.81 | 2887.865 | 2802.895 | 2736.568 | 2674.215 | 2618.111 | 2556.892 | 2529.755 | 2499.776 | 2472.068 | 2454.016 | 2441.075 | 2416.771 | 2396.442 | 2379.52 | 2362.596 | 2347.375 | 2332.153 | 2318.065 | 2304.544 | 2291.022 | 2278.634 | 2266.245 | 2253.287 | 2240.403 | 2227.591 | 2214.853 | 2202.186 | 2189.592 | 2177.069 | 2164.617 | 2152.236 | 2139.925
W_GlenMasse2 | wind | 3436.167 | 3331.888 | 3231.586 | 3138.101 | 3048.593 | 2963.062 | 2896.177 | 2833.268 | 2776.608 | 2714.836 | 2687.149 | 2656.621 | 2628.366 | 2609.769 | 2596.284 | 2571.439 | 2550.57 | 2533.111 | 2515.651 | 2499.897 | 2484.143 | 2469.525 | 2455.476 | 2441.427 | 2428.515 | 2415.603 | 2402.124 | 2388.72 | 2375.392 | 2362.137 | 2348.957 | 2335.851 | 2322.818 | 2309.858 | 2296.97 | 2284.154
W_Hapuakohe | wind | 3315.696 | 3211.837 | 3111.954 | 3018.886 | 2929.794 | 2844.677 | 2778.205 | 2715.707 | 2659.458 | 2598.095 | 2570.814 | 2540.692 | 2512.842 | 2494.647 | 2481.564 | 2457.119 | 2436.649 | 2419.587 | 2402.524 | 2387.163 | 2371.802 | 2357.577 | 2343.918 | 2330.258 | 2317.733 | 2305.208 | 2292.114 | 2279.094 | 2266.148 | 2253.275 | 2240.475 | 2227.747 | 2215.091 | 2202.506 | 2189.993 | 2177.55
W_Huriwaka | wind | 3593.667 | 3488.839 | 3387.989 | 3293.959 | 3203.907 | 3117.835 | 3050.409 | 2986.962 | 2929.767 | 2867.461 | 2839.241 | 2808.183 | 2779.399 | 2760.275 | 2746.265 | 2720.897 | 2699.507 | 2681.528 | 2663.551 | 2647.281 | 2631.013 | 2615.883 | 2601.323 | 2586.765 | 2573.346 | 2559.929 | 2545.947 | 2532.042 | 2518.213 | 2504.461 | 2490.785 | 2477.184 | 2463.658 | 2450.206 | 2436.829 | 2423.525
W_Jericho | wind | 3335.571 | 3231.643 | 3131.691 | 3038.555 | 2949.394 | 2864.209 | 2797.668 | 2735.103 | 2678.786 | 2617.355 | 2590.007 | 2559.819 | 2531.901 | 2513.64 | 2500.491 | 2475.98 | 2455.444 | 2438.316 | 2421.188 | 2405.763 | 2390.337 | 2376.046 | 2362.323 | 2348.599 | 2336.011 | 2323.421 | 2310.264 | 2297.181 | 2284.171 | 2271.235 | 2258.372 | 2245.582 | 2232.864 | 2220.217 | 2207.642 | 2195.138
W_Kaihiku | wind | 3593.667 | 3488.839 | 3387.989 | 3293.959 | 3203.907 | 3117.835 | 3050.409 | 2986.962 | 2929.767 | 2867.461 | 2839.241 | 2808.183 | 2779.399 | 2760.275 | 2746.265 | 2720.897 | 2699.507 | 2681.528 | 2663.551 | 2647.281 | 2631.013 | 2615.883 | 2601.323 | 2586.765 | 2573.346 | 2559.929 | 2545.947 | 2532.042 | 2518.213 | 2504.461 | 2490.785 | 2477.184 | 2463.658 | 2450.206 | 2436.829 | 2423.525
W_Kaimai | wind | 3551.737 | 3447.055 | 3346.351 | 3252.466 | 3162.559 | 3076.631 | 3009.349 | 2946.046 | 2888.993 | 2826.829 | 2798.751 | 2767.834 | 2739.191 | 2720.207 | 2706.337 | 2681.108 | 2659.857 | 2642.016 | 2624.177 | 2608.044 | 2591.913 | 2576.919 | 2562.495 | 2548.073 | 2534.789 | 2521.506 | 2507.658 | 2493.886 | 2480.191 | 2466.571 | 2453.027 | 2439.558 | 2426.163 | 2412.842 | 2399.596 | 2386.422
W_Kaiwaikawe | wind | 3595.312 | 3490.478 | 3389.623 | 3295.587 | 3205.53 | 3119.451 | 3052.02 | 2988.568 | 2931.366 | 2869.055 | 2840.829 | 2809.766 | 2780.977 | 2761.847 | 2747.832 | 2722.458 | 2701.063 | 2683.078 | 2665.096 | 2648.82 | 2632.547 | 2617.411 | 2602.846 | 2588.283 | 2574.859 | 2561.437 | 2547.449 | 2533.539 | 2519.705 | 2505.947 | 2492.266 | 2478.66 | 2465.129 | 2451.672 | 2438.29 | 2424.981
W_KaiweraDow | wind | 3516.677 | 3412.118 | 3311.536 | 3217.772 | 3127.987 | 3042.179 | 2975.017 | 2911.833 | 2854.9 | 2792.855 | 2764.895 | 2734.096 | 2705.571 | 2686.704 | 2672.951 | 2647.839 | 2626.704 | 2608.979 | 2591.255 | 2575.236 | 2559.219 | 2544.34 | 2530.03 | 2515.721 | 2502.549 | 2489.379 | 2475.643 | 2461.983 | 2448.399 | 2434.89 | 2421.457 | 2408.097 | 2394.812 | 2381.601 | 2368.463 | 2355.398
W_Kapuni | wind | 3152.833 | 3049.543 | 2950.226 | 2857.722 | 2769.192 | 2684.635 | 2618.721 | 2556.78 | 2501.085 | 2440.274 | 2413.544 | 2383.97 | 2356.666 | 2339.017 | 2326.476 | 2302.572 | 2282.641 | 2266.116 | 2249.588 | 2234.762 | 2219.932 | 2206.236 | 2193.105 | 2179.971 | 2167.971 | 2155.968 | 2143.394 | 2130.893 | 2118.464 | 2106.106 | 2093.819 | 2081.602 | 2069.456 | 2057.379 | 2045.372 | 2033.434
W_Kinleith | wind | 3400 | 3295.847 | 3195.671 | 3102.312 | 3012.928 | 2927.522 | 2860.76 | 2797.975 | 2741.438 | 2679.789 | 2652.224 | 2621.818 | 2593.684 | 2575.208 | 2561.844 | 2537.119 | 2516.37 | 2499.03 | 2481.689 | 2466.053 | 2450.417 | 2435.917 | 2421.985 | 2408.053 | 2395.257 | 2382.461 | 2369.098 | 2355.809 | 2342.595 | 2329.456 | 2316.39 | 2303.397 | 2290.477 | 2277.63 | 2264.854 | 2252.151
W_Kohi | wind | 3360.005 | 3255.992 | 3155.955 | 3062.734 | 2973.489 | 2888.22 | 2821.595 | 2758.947 | 2702.546 | 2641.033 | 2613.602 | 2583.331 | 2555.332 | 2536.989 | 2523.759 | 2499.166 | 2478.55 | 2461.341 | 2444.133 | 2428.627 | 2413.122 | 2398.752 | 2384.949 | 2371.146 | 2358.479 | 2345.812 | 2332.576 | 2319.415 | 2306.328 | 2293.315 | 2280.375 | 2267.508 | 2254.713 | 2241.991 | 2229.34 | 2216.76
W_Kupe | wind | 3222.278 | 3118.745 | 3019.186 | 2926.442 | 2837.673 | 2752.877 | 2686.725 | 2624.547 | 2568.615 | 2507.568 | 2480.604 | 2450.796 | 2423.259 | 2405.377 | 2392.606 | 2368.471 | 2348.31 | 2331.556 | 2314.8 | 2299.746 | 2284.69 | 2270.767 | 2257.411 | 2244.053 | 2231.83 | 2219.604 | 2206.808 | 2194.086 | 2181.436 | 2168.859 | 2156.353 | 2143.918 | 2131.555 | 2119.261 | 2107.038 | 2094.885
W_Kurow | wind | 3499.308 | 3394.809 | 3294.287 | 3200.584 | 3110.858 | 3025.11 | 2958.008 | 2894.883 | 2838.009 | 2776.023 | 2748.122 | 2717.381 | 2688.915 | 2670.106 | 2656.411 | 2631.356 | 2610.279 | 2592.611 | 2574.944 | 2558.982 | 2543.022 | 2528.199 | 2513.945 | 2499.692 | 2486.577 | 2473.462 | 2459.782 | 2446.177 | 2432.648 | 2419.194 | 2405.815 | 2392.511 | 2379.28 | 2366.123 | 2353.039 | 2340.028
W_Mahinerang | wind | 3151.444 | 3048.159 | 2948.846 | 2856.348 | 2767.822 | 2683.271 | 2617.361 | 2555.425 | 2499.734 | 2438.928 | 2412.202 | 2382.634 | 2355.335 | 2337.689 | 2325.154 | 2301.254 | 2281.328 | 2264.807 | 2248.284 | 2233.462 | 2218.637 | 2204.945 | 2191.819 | 2178.69 | 2166.694 | 2154.695 | 2142.126 | 2129.629 | 2117.204 | 2104.851 | 2092.568 | 2080.356 | 2068.214 | 2056.142 | 2044.139 | 2032.205
W_Mamaku_s1 | wind | 3564.143 | 3459.418 | 3358.671 | 3264.743 | 3174.793 | 3088.822 | 3021.498 | 2958.152 | 2901.057 | 2838.851 | 2810.731 | 2779.772 | 2751.088 | 2732.062 | 2718.151 | 2692.881 | 2671.589 | 2653.707 | 2635.827 | 2619.653 | 2603.481 | 2588.447 | 2573.983 | 2559.521 | 2546.197 | 2532.875 | 2518.987 | 2505.176 | 2491.441 | 2477.782 | 2464.199 | 2450.69 | 2437.257 | 2423.897 | 2410.612 | 2397.4
W_Mamaku_s2 | wind | 3269.5 | 3165.802 | 3066.08 | 2973.172 | 2884.24 | 2799.282 | 2732.967 | 2670.628 | 2614.535 | 2553.329 | 2526.205 | 2496.238 | 2468.543 | 2450.503 | 2437.574 | 2413.282 | 2392.965 | 2376.055 | 2359.144 | 2343.935 | 2328.725 | 2314.649 | 2301.14 | 2287.629 | 2275.254 | 2262.876 | 2249.93 | 2237.057 | 2224.258 | 2211.531 | 2198.876 | 2186.293 | 2173.782 | 2161.341 | 2148.971 | 2136.672
W_Manawatu | wind | 3419.5 | 3315.279 | 3215.035 | 3121.608 | 3032.158 | 2946.684 | 2879.856 | 2817.004 | 2760.401 | 2698.686 | 2671.054 | 2640.583 | 2612.384 | 2593.842 | 2580.413 | 2555.623 | 2534.81 | 2517.405 | 2500.001 | 2484.301 | 2468.601 | 2454.037 | 2440.042 | 2426.047 | 2413.188 | 2400.33 | 2386.904 | 2373.554 | 2360.278 | 2347.077 | 2333.949 | 2320.895 | 2307.914 | 2295.006 | 2282.17 | 2269.406
W_Mangapapa | wind | 3378.111 | 3274.035 | 3173.935 | 3080.651 | 2991.343 | 2906.012 | 2839.325 | 2776.615 | 2720.153 | 2658.578 | 2631.086 | 2600.754 | 2572.694 | 2554.291 | 2541 | 2516.348 | 2495.671 | 2478.403 | 2461.135 | 2445.57 | 2430.005 | 2415.576 | 2401.715 | 2387.854 | 2375.129 | 2362.403 | 2349.11 | 2335.891 | 2322.747 | 2309.676 | 2296.679 | 2283.755 | 2270.904 | 2258.125 | 2245.417 | 2232.781
W_Motorimu | wind | 3460.571 | 3356.207 | 3255.821 | 3162.251 | 3072.659 | 2987.044 | 2920.075 | 2857.083 | 2800.34 | 2738.486 | 2710.715 | 2680.106 | 2651.769 | 2633.09 | 2619.524 | 2594.598 | 2573.648 | 2556.108 | 2538.569 | 2522.734 | 2506.9 | 2492.203 | 2478.075 | 2463.947 | 2450.956 | 2437.966 | 2424.409 | 2410.928 | 2397.522 | 2384.191 | 2370.934 | 2357.751 | 2344.641 | 2331.605 | 2318.641 | 2305.75
W_MtCass | wind | 3560.277 | 3455.565 | 3354.832 | 3260.917 | 3170.981 | 3085.023 | 3017.712 | 2954.379 | 2897.297 | 2835.105 | 2806.997 | 2776.052 | 2747.38 | 2728.368 | 2714.47 | 2689.212 | 2667.933 | 2650.064 | 2632.197 | 2616.036 | 2599.876 | 2584.855 | 2570.404 | 2555.954 | 2542.642 | 2529.332 | 2515.457 | 2501.658 | 2487.935 | 2474.289 | 2460.717 | 2447.221 | 2433.8 | 2420.453 | 2407.179 | 2393.979
W_MtMunro | wind | 3468.111 | 3363.721 | 3263.308 | 3169.712 | 3080.094 | 2994.453 | 2927.458 | 2864.44 | 2807.672 | 2745.792 | 2717.996 | 2687.361 | 2658.999 | 2640.295 | 2626.704 | 2601.752 | 2580.778 | 2563.213 | 2545.649 | 2529.79 | 2513.931 | 2499.209 | 2485.057 | 2470.905 | 2457.89 | 2444.875 | 2431.294 | 2417.789 | 2404.359 | 2391.004 | 2377.723 | 2364.516 | 2351.383 | 2338.324 | 2325.337 | 2312.422
W_Ototoka | wind | 3300.333 | 3196.528 | 3096.698 | 3003.684 | 2914.645 | 2829.581 | 2763.161 | 2700.716 | 2644.519 | 2583.208 | 2555.979 | 2525.909 | 2498.11 | 2479.967 | 2466.935 | 2442.541 | 2422.122 | 2405.11 | 2388.098 | 2372.788 | 2357.477 | 2343.301 | 2329.692 | 2316.082 | 2303.607 | 2291.131 | 2278.086 | 2265.115 | 2252.217 | 2239.393 | 2226.641 | 2213.961 | 2201.353 | 2188.817 | 2176.351 | 2163.956
W_Otupaefarm | wind | 3400 | 3295.847 | 3195.671 | 3102.312 | 3012.928 | 2927.522 | 2860.76 | 2797.975 | 2741.438 | 2679.789 | 2652.224 | 2621.818 | 2593.684 | 2575.208 | 2561.844 | 2537.119 | 2516.37 | 2499.03 | 2481.689 | 2466.053 | 2450.417 | 2435.917 | 2421.985 | 2408.053 | 2395.257 | 2382.461 | 2369.098 | 2355.809 | 2342.595 | 2329.456 | 2316.39 | 2303.397 | 2290.477 | 2277.63 | 2264.854 | 2252.151
W_Pahiatua | wind | 3280.996 | 3177.258 | 3077.496 | 2984.548 | 2895.576 | 2810.578 | 2744.225 | 2681.846 | 2625.714 | 2564.469 | 2537.306 | 2507.301 | 2479.566 | 2461.488 | 2448.521 | 2424.191 | 2403.836 | 2386.888 | 2369.939 | 2354.692 | 2339.445 | 2325.331 | 2311.785 | 2298.238 | 2285.825 | 2273.41 | 2260.427 | 2247.518 | 2234.682 | 2221.919 | 2209.228 | 2196.609 | 2184.061 | 2171.585 | 2159.18 | 2146.844
W_Puketoi | wind | 3753.491 | 3648.106 | 3546.701 | 3452.117 | 3361.514 | 3274.891 | 3206.918 | 3142.926 | 3085.186 | 3022.338 | 2993.578 | 2961.981 | 2932.661 | 2913.003 | 2898.46 | 2872.561 | 2850.643 | 2832.136 | 2813.634 | 2796.84 | 2780.05 | 2764.4 | 2749.323 | 2734.249 | 2720.315 | 2706.386 | 2691.893 | 2677.478 | 2663.143 | 2648.885 | 2634.705 | 2620.602 | 2606.576 | 2592.626 | 2578.752 | 2564.953
W_Ratahiwi | wind | 3668.111 | 3563.023 | 3461.915 | 3367.627 | 3277.319 | 3190.99 | 3123.309 | 3059.608 | 3002.159 | 2939.601 | 2911.129 | 2879.82 | 2850.787 | 2831.414 | 2817.156 | 2791.54 | 2769.904 | 2751.68 | 2733.458 | 2716.944 | 2700.433 | 2685.061 | 2670.26 | 2655.462 | 2641.803 | 2628.147 | 2613.927 | 2599.784 | 2585.72 | 2571.732 | 2557.821 | 2543.986 | 2530.227 | 2516.544 | 2502.935 | 2489.401
W_Ruarangi | wind | 3561.167 | 3456.452 | 3355.715 | 3261.798 | 3171.858 | 3085.897 | 3018.583 | 2955.248 | 2898.163 | 2835.967 | 2807.857 | 2776.908 | 2748.234 | 2729.218 | 2715.317 | 2690.056 | 2668.774 | 2650.902 | 2633.032 | 2616.868 | 2600.706 | 2585.682 | 2571.227 | 2556.775 | 2543.46 | 2530.148 | 2516.269 | 2502.467 | 2488.742 | 2475.093 | 2461.519 | 2448.02 | 2434.595 | 2421.245 | 2407.969 | 2394.766
W_Santoft | wind | 3247 | 3143.381 | 3043.736 | 2950.907 | 2862.052 | 2777.171 | 2710.934 | 2648.671 | 2592.656 | 2531.525 | 2504.477 | 2474.587 | 2446.967 | 2429.002 | 2416.148 | 2391.931 | 2371.688 | 2354.853 | 2338.015 | 2322.88 | 2307.743 | 2293.741 | 2280.305 | 2266.867 | 2254.563 | 2242.258 | 2229.384 | 2216.583 | 2203.854 | 2191.199 | 2178.615 | 2166.103 | 2153.662 | 2141.291 | 2128.992 | 2116.762
W_Southland | wind | 3703.97 | 3598.757 | 3497.524 | 3403.112 | 3312.68 | 3226.227 | 3158.424 | 3094.6 | 3037.029 | 2974.349 | 2945.756 | 2914.327 | 2885.173 | 2865.68 | 2851.303 | 2825.568 | 2803.813 | 2785.47 | 2767.131 | 2750.499 | 2733.871 | 2718.382 | 2703.465 | 2688.551 | 2674.777 | 2661.006 | 2646.671 | 2632.415 | 2618.236 | 2604.135 | 2590.111 | 2576.164 | 2562.293 | 2548.497 | 2534.777 | 2521.132
W_Tairawhiti | wind | 3575.75 | 3470.984 | 3370.197 | 3276.229 | 3186.239 | 3100.228 | 3032.864 | 2969.479 | 2912.344 | 2850.099 | 2821.939 | 2790.942 | 2762.218 | 2743.154 | 2729.204 | 2703.895 | 2682.565 | 2664.645 | 2646.727 | 2630.515 | 2614.305 | 2599.233 | 2584.732 | 2570.232 | 2556.871 | 2543.511 | 2529.586 | 2515.738 | 2501.966 | 2488.271 | 2474.651 | 2461.106 | 2447.636 | 2434.241 | 2420.919 | 2407.671
W_Taumatatot | wind | 3400 | 3295.847 | 3195.671 | 3102.312 | 3012.928 | 2927.522 | 2860.76 | 2797.975 | 2741.438 | 2679.789 | 2652.224 | 2621.818 | 2593.684 | 2575.208 | 2561.844 | 2537.119 | 2516.37 | 2499.03 | 2481.689 | 2466.053 | 2450.417 | 2435.917 | 2421.985 | 2408.053 | 2395.257 | 2382.461 | 2369.098 | 2355.809 | 2342.595 | 2329.456 | 2316.39 | 2303.397 | 2290.477 | 2277.63 | 2264.854 | 2252.151
W_TeRereHaue | wind | 3407 | 3302.823 | 3202.622 | 3109.239 | 3019.831 | 2934.401 | 2867.615 | 2804.806 | 2748.245 | 2686.572 | 2658.983 | 2628.554 | 2600.397 | 2581.897 | 2568.51 | 2543.761 | 2522.989 | 2505.626 | 2488.263 | 2472.603 | 2456.944 | 2442.422 | 2428.467 | 2414.512 | 2401.694 | 2388.876 | 2375.49 | 2362.179 | 2348.943 | 2335.781 | 2322.693 | 2309.678 | 2296.737 | 2283.867 | 2271.07 | 2258.345
W_Vernon | wind | 3472 | 3367.596 | 3267.17 | 3173.561 | 3083.929 | 2998.275 | 2931.266 | 2868.235 | 2811.454 | 2749.56 | 2721.752 | 2691.103 | 2662.728 | 2644.011 | 2630.407 | 2605.443 | 2584.456 | 2566.878 | 2549.301 | 2533.429 | 2517.557 | 2502.823 | 2488.658 | 2474.493 | 2461.466 | 2448.439 | 2434.845 | 2421.328 | 2407.885 | 2394.518 | 2381.225 | 2368.006 | 2354.861 | 2341.789 | 2328.79 | 2315.863
W_Waiinu | wind | 3184.143 | 3080.743 | 2981.317 | 2888.705 | 2800.067 | 2715.403 | 2649.381 | 2587.333 | 2531.531 | 2470.614 | 2443.778 | 2414.099 | 2386.69 | 2368.936 | 2356.291 | 2332.283 | 2312.249 | 2295.62 | 2278.989 | 2264.06 | 2249.128 | 2235.33 | 2222.098 | 2208.863 | 2196.762 | 2184.658 | 2171.985 | 2159.384 | 2146.855 | 2134.398 | 2122.013 | 2109.698 | 2097.454 | 2085.279 | 2073.175 | 2061.14
W_Waikokowai | wind | 3613.667 | 3508.769 | 3407.85 | 3313.75 | 3223.63 | 3137.488 | 3069.994 | 3006.479 | 2949.215 | 2886.842 | 2858.554 | 2827.429 | 2798.578 | 2779.387 | 2765.311 | 2739.876 | 2718.42 | 2700.375 | 2682.332 | 2665.996 | 2649.663 | 2634.468 | 2619.843 | 2605.221 | 2591.738 | 2578.256 | 2564.21 | 2550.241 | 2536.349 | 2522.534 | 2508.794 | 2495.131 | 2481.542 | 2468.028 | 2454.589 | 2441.223
W_Waiuku | wind | 3361.07 | 3257.053 | 3157.012 | 3063.787 | 2974.539 | 2889.266 | 2822.638 | 2759.985 | 2703.581 | 2642.064 | 2614.63 | 2584.356 | 2556.353 | 2538.006 | 2524.772 | 2500.176 | 2479.556 | 2462.344 | 2445.132 | 2429.623 | 2414.114 | 2399.741 | 2385.935 | 2372.129 | 2359.458 | 2346.787 | 2333.548 | 2320.384 | 2307.293 | 2294.277 | 2281.333 | 2268.463 | 2255.665 | 2242.939 | 2230.285 | 2217.702
W_genRAuckla | wind | 3657 | 3551.951 | 3450.881 | 3356.632 | 3266.362 | 3180.071 | 3112.429 | 3048.766 | 2991.354 | 2928.834 | 2900.399 | 2869.128 | 2840.132 | 2820.796 | 2806.575 | 2780.997 | 2759.397 | 2741.209 | 2723.024 | 2706.546 | 2690.071 | 2674.735 | 2659.97 | 2645.208 | 2631.585 | 2617.965 | 2603.781 | 2589.674 | 2575.644 | 2561.692 | 2547.816 | 2534.016 | 2520.291 | 2506.642 | 2493.068 | 2479.569
W_genRCanter | wind | 3657 | 3551.951 | 3450.881 | 3356.632 | 3266.362 | 3180.071 | 3112.429 | 3048.766 | 2991.354 | 2928.834 | 2900.399 | 2869.128 | 2840.132 | 2820.796 | 2806.575 | 2780.997 | 2759.397 | 2741.209 | 2723.024 | 2706.546 | 2690.071 | 2674.735 | 2659.97 | 2645.208 | 2631.585 | 2617.965 | 2603.781 | 2589.674 | 2575.644 | 2561.692 | 2547.816 | 2534.016 | 2520.291 | 2506.642 | 2493.068 | 2479.569
W_genRGisbor | wind | 3657 | 3551.951 | 3450.881 | 3356.632 | 3266.362 | 3180.071 | 3112.429 | 3048.766 | 2991.354 | 2928.834 | 2900.399 | 2869.128 | 2840.132 | 2820.796 | 2806.575 | 2780.997 | 2759.397 | 2741.209 | 2723.024 | 2706.546 | 2690.071 | 2674.735 | 2659.97 | 2645.208 | 2631.585 | 2617.965 | 2603.781 | 2589.674 | 2575.644 | 2561.692 | 2547.816 | 2534.016 | 2520.291 | 2506.642 | 2493.068 | 2479.569
W_genRManaw1 | wind | 3657 | 3551.951 | 3450.881 | 3356.632 | 3266.362 | 3180.071 | 3112.429 | 3048.766 | 2991.354 | 2928.834 | 2900.399 | 2869.128 | 2840.132 | 2820.796 | 2806.575 | 2780.997 | 2759.397 | 2741.209 | 2723.024 | 2706.546 | 2690.071 | 2674.735 | 2659.97 | 2645.208 | 2631.585 | 2617.965 | 2603.781 | 2589.674 | 2575.644 | 2561.692 | 2547.816 | 2534.016 | 2520.291 | 2506.642 | 2493.068 | 2479.569
W_genRManaw2 | wind | 3657 | 3551.951 | 3450.881 | 3356.632 | 3266.362 | 3180.071 | 3112.429 | 3048.766 | 2991.354 | 2928.834 | 2900.399 | 2869.128 | 2840.132 | 2820.796 | 2806.575 | 2780.997 | 2759.397 | 2741.209 | 2723.024 | 2706.546 | 2690.071 | 2674.735 | 2659.97 | 2645.208 | 2631.585 | 2617.965 | 2603.781 | 2589.674 | 2575.644 | 2561.692 | 2547.816 | 2534.016 | 2520.291 | 2506.642 | 2493.068 | 2479.569
W_genRMarlbo | wind | 3657 | 3551.951 | 3450.881 | 3356.632 | 3266.362 | 3180.071 | 3112.429 | 3048.766 | 2991.354 | 2928.834 | 2900.399 | 2869.128 | 2840.132 | 2820.796 | 2806.575 | 2780.997 | 2759.397 | 2741.209 | 2723.024 | 2706.546 | 2690.071 | 2674.735 | 2659.97 | 2645.208 | 2631.585 | 2617.965 | 2603.781 | 2589.674 | 2575.644 | 2561.692 | 2547.816 | 2534.016 | 2520.291 | 2506.642 | 2493.068 | 2479.569
W_genRNorthl | wind | 3657 | 3551.951 | 3450.881 | 3356.632 | 3266.362 | 3180.071 | 3112.429 | 3048.766 | 2991.354 | 2928.834 | 2900.399 | 2869.128 | 2840.132 | 2820.796 | 2806.575 | 2780.997 | 2759.397 | 2741.209 | 2723.024 | 2706.546 | 2690.071 | 2674.735 | 2659.97 | 2645.208 | 2631.585 | 2617.965 | 2603.781 | 2589.674 | 2575.644 | 2561.692 | 2547.816 | 2534.016 | 2520.291 | 2506.642 | 2493.068 | 2479.569
W_genROtago1 | wind | 3657 | 3551.951 | 3450.881 | 3356.632 | 3266.362 | 3180.071 | 3112.429 | 3048.766 | 2991.354 | 2928.834 | 2900.399 | 2869.128 | 2840.132 | 2820.796 | 2806.575 | 2780.997 | 2759.397 | 2741.209 | 2723.024 | 2706.546 | 2690.071 | 2674.735 | 2659.97 | 2645.208 | 2631.585 | 2617.965 | 2603.781 | 2589.674 | 2575.644 | 2561.692 | 2547.816 | 2534.016 | 2520.291 | 2506.642 | 2493.068 | 2479.569
W_genRSouthl | wind | 3657 | 3551.951 | 3450.881 | 3356.632 | 3266.362 | 3180.071 | 3112.429 | 3048.766 | 2991.354 | 2928.834 | 2900.399 | 2869.128 | 2840.132 | 2820.796 | 2806.575 | 2780.997 | 2759.397 | 2741.209 | 2723.024 | 2706.546 | 2690.071 | 2674.735 | 2659.97 | 2645.208 | 2631.585 | 2617.965 | 2603.781 | 2589.674 | 2575.644 | 2561.692 | 2547.816 | 2534.016 | 2520.291 | 2506.642 | 2493.068 | 2479.569
W_genRTarana | wind | 3657 | 3551.951 | 3450.881 | 3356.632 | 3266.362 | 3180.071 | 3112.429 | 3048.766 | 2991.354 | 2928.834 | 2900.399 | 2869.128 | 2840.132 | 2820.796 | 2806.575 | 2780.997 | 2759.397 | 2741.209 | 2723.024 | 2706.546 | 2690.071 | 2674.735 | 2659.97 | 2645.208 | 2631.585 | 2617.965 | 2603.781 | 2589.674 | 2575.644 | 2561.692 | 2547.816 | 2534.016 | 2520.291 | 2506.642 | 2493.068 | 2479.569
W_genRWaikat | wind | 3657 | 3551.951 | 3450.881 | 3356.632 | 3266.362 | 3180.071 | 3112.429 | 3048.766 | 2991.354 | 2928.834 | 2900.399 | 2869.128 | 2840.132 | 2820.796 | 2806.575 | 2780.997 | 2759.397 | 2741.209 | 2723.024 | 2706.546 | 2690.071 | 2674.735 | 2659.97 | 2645.208 | 2631.585 | 2617.965 | 2603.781 | 2589.674 | 2575.644 | 2561.692 | 2547.816 | 2534.016 | 2520.291 | 2506.642 | 2493.068 | 2479.569
W_genRWairar | wind | 3657 | 3551.951 | 3450.881 | 3356.632 | 3266.362 | 3180.071 | 3112.429 | 3048.766 | 2991.354 | 2928.834 | 2900.399 | 2869.128 | 2840.132 | 2820.796 | 2806.575 | 2780.997 | 2759.397 | 2741.209 | 2723.024 | 2706.546 | 2690.071 | 2674.735 | 2659.97 | 2645.208 | 2631.585 | 2617.965 | 2603.781 | 2589.674 | 2575.644 | 2561.692 | 2547.816 | 2534.016 | 2520.291 | 2506.642 | 2493.068 | 2479.569
WaiauCntbry | hydro | 9195.092 | 9163.021 | 9131.062 | 9099.215 | 9067.479 | 9035.853 | 9004.338 | 8972.933 | 8941.637 | 8910.451 | 8879.373 | 8848.403 | 8817.542 | 8786.788 | 8756.142 | 8725.602 | 8695.169 | 8664.842 | 8634.621 | 8604.505 | 8574.494 | 8544.588 | 8514.787 | 8485.089 | 8455.495 | 8426.003 | 8396.615 | 8367.33 | 8338.146 | 8309.064 | 8280.084 | 8251.205 | 8222.426 | 8193.748 | 8165.17 | 8136.692
WaimakaA | hydro | 9195.092 | 9163.021 | 9131.062 | 9099.215 | 9067.479 | 9035.853 | 9004.338 | 8972.933 | 8941.637 | 8910.451 | 8879.373 | 8848.403 | 8817.542 | 8786.788 | 8756.142 | 8725.602 | 8695.169 | 8664.842 | 8634.621 | 8604.505 | 8574.494 | 8544.588 | 8514.787 | 8485.089 | 8455.495 | 8426.003 | 8396.615 | 8367.33 | 8338.146 | 8309.064 | 8280.084 | 8251.205 | 8222.426 | 8193.748 | 8165.17 | 8136.692
WaimakaB | hydro | 9195.092 | 9163.021 | 9131.062 | 9099.215 | 9067.479 | 9035.853 | 9004.338 | 8972.933 | 8941.637 | 8910.451 | 8879.373 | 8848.403 | 8817.542 | 8786.788 | 8756.142 | 8725.602 | 8695.169 | 8664.842 | 8634.621 | 8604.505 | 8574.494 | 8544.588 | 8514.787 | 8485.089 | 8455.495 | 8426.003 | 8396.615 | 8367.33 | 8338.146 | 8309.064 | 8280.084 | 8251.205 | 8222.426 | 8193.748 | 8165.17 | 8136.692
Wairau | hydro | 9195.092 | 9163.021 | 9131.062 | 9099.215 | 9067.479 | 9035.853 | 9004.338 | 8972.933 | 8941.637 | 8910.451 | 8879.373 | 8848.403 | 8817.542 | 8786.788 | 8756.142 | 8725.602 | 8695.169 | 8664.842 | 8634.621 | 8604.505 | 8574.494 | 8544.588 | 8514.787 | 8485.089 | 8455.495 | 8426.003 | 8396.615 | 8367.33 | 8338.146 | 8309.064 | 8280.084 | 8251.205 | 8222.426 | 8193.748 | 8165.17 | 8136.692
Whangaehu | hydro | 9195.092 | 9163.021 | 9131.062 | 9099.215 | 9067.479 | 9035.853 | 9004.338 | 8972.933 | 8941.637 | 8910.451 | 8879.373 | 8848.403 | 8817.542 | 8786.788 | 8756.142 | 8725.602 | 8695.169 | 8664.842 | 8634.621 | 8604.505 | 8574.494 | 8544.588 | 8514.787 | 8485.089 | 8455.495 | 8426.003 | 8396.615 | 8367.33 | 8338.146 | 8309.064 | 8280.084 | 8251.205 | 8222.426 | 8193.748 | 8165.17 | 8136.692

## 9c. Chron. cap. costs (Growth)
9c. Chronological capital costs for the Growth scenario |  |  |  |  | Back to contents
Costs are given in 2025 NZD /kW/year
Name | Type | 2025 | 2026 | 2027 | 2028 | 2029 | 2030 | 2031 | 2032 | 2033 | 2034 | 2035 | 2036 | 2037 | 2038 | 2039 | 2040 | 2041 | 2042 | 2043 | 2044 | 2045 | 2046 | 2047 | 2048 | 2049 | 2050 | 2051 | 2052 | 2053 | 2054 | 2055 | 2056 | 2057 | 2058 | 2059 | 2060
ArnoldValley | hydro | 9195.092 | 9163.021 | 9131.062 | 9099.215 | 9067.479 | 9035.853 | 9004.338 | 8972.933 | 8941.637 | 8910.451 | 8879.373 | 8848.403 | 8817.542 | 8786.788 | 8756.142 | 8725.602 | 8695.169 | 8664.842 | 8634.621 | 8604.505 | 8574.494 | 8544.588 | 8514.787 | 8485.089 | 8455.495 | 8426.003 | 8396.615 | 8367.33 | 8338.146 | 8309.064 | 8280.084 | 8251.205 | 8222.426 | 8193.748 | 8165.17 | 8136.692
BESS_ASB2h | battery | 1700 | 1640.771 | 1586.39 | 1534.474 | 1489.816 | 1452.428 | 1433.092 | 1414.225 | 1394.867 | 1375.977 | 1357.074 | 1338.158 | 1319.709 | 1300.766 | 1282.289 | 1265.232 | 1247.681 | 1230.592 | 1213.965 | 1196.841 | 1180.178 | 1163.017 | 1146.314 | 1129.59 | 1112.843 | 1096.074 | 1079.986 | 1064.135 | 1048.516 | 1033.126 | 1017.963 | 1003.021 | 988.3 | 973.794 | 959.501 | 945.418
BESS_BPE2h | battery | 1700 | 1640.771 | 1586.39 | 1534.474 | 1489.816 | 1452.428 | 1433.092 | 1414.225 | 1394.867 | 1375.977 | 1357.074 | 1338.158 | 1319.709 | 1300.766 | 1282.289 | 1265.232 | 1247.681 | 1230.592 | 1213.965 | 1196.841 | 1180.178 | 1163.017 | 1146.314 | 1129.59 | 1112.843 | 1096.074 | 1079.986 | 1064.135 | 1048.516 | 1033.126 | 1017.963 | 1003.021 | 988.3 | 973.794 | 959.501 | 945.418
BESS_BRB2h | battery | 1700 | 1640.771 | 1586.39 | 1534.474 | 1489.816 | 1452.428 | 1433.092 | 1414.225 | 1394.867 | 1375.977 | 1357.074 | 1338.158 | 1319.709 | 1300.766 | 1282.289 | 1265.232 | 1247.681 | 1230.592 | 1213.965 | 1196.841 | 1180.178 | 1163.017 | 1146.314 | 1129.59 | 1112.843 | 1096.074 | 1079.986 | 1064.135 | 1048.516 | 1033.126 | 1017.963 | 1003.021 | 988.3 | 973.794 | 959.501 | 945.418
BESS_DOB2h | battery | 1700 | 1640.771 | 1586.39 | 1534.474 | 1489.816 | 1452.428 | 1433.092 | 1414.225 | 1394.867 | 1375.977 | 1357.074 | 1338.158 | 1319.709 | 1300.766 | 1282.289 | 1265.232 | 1247.681 | 1230.592 | 1213.965 | 1196.841 | 1180.178 | 1163.017 | 1146.314 | 1129.59 | 1112.843 | 1096.074 | 1079.986 | 1064.135 | 1048.516 | 1033.126 | 1017.963 | 1003.021 | 988.3 | 973.794 | 959.501 | 945.418
BESS_EDG2h | battery | 1700 | 1640.771 | 1586.39 | 1534.474 | 1489.816 | 1452.428 | 1433.092 | 1414.225 | 1394.867 | 1375.977 | 1357.074 | 1338.158 | 1319.709 | 1300.766 | 1282.289 | 1265.232 | 1247.681 | 1230.592 | 1213.965 | 1196.841 | 1180.178 | 1163.017 | 1146.314 | 1129.59 | 1112.843 | 1096.074 | 1079.986 | 1064.135 | 1048.516 | 1033.126 | 1017.963 | 1003.021 | 988.3 | 973.794 | 959.501 | 945.418
BESS_HLY2h | battery | 1700 | 1640.771 | 1586.39 | 1534.474 | 1489.816 | 1452.428 | 1433.092 | 1414.225 | 1394.867 | 1375.977 | 1357.074 | 1338.158 | 1319.709 | 1300.766 | 1282.289 | 1265.232 | 1247.681 | 1230.592 | 1213.965 | 1196.841 | 1180.178 | 1163.017 | 1146.314 | 1129.59 | 1112.843 | 1096.074 | 1079.986 | 1064.135 | 1048.516 | 1033.126 | 1017.963 | 1003.021 | 988.3 | 973.794 | 959.501 | 945.418
BESS_HRP2h | battery | 1700 | 1640.771 | 1586.39 | 1534.474 | 1489.816 | 1452.428 | 1433.092 | 1414.225 | 1394.867 | 1375.977 | 1357.074 | 1338.158 | 1319.709 | 1300.766 | 1282.289 | 1265.232 | 1247.681 | 1230.592 | 1213.965 | 1196.841 | 1180.178 | 1163.017 | 1146.314 | 1129.59 | 1112.843 | 1096.074 | 1079.986 | 1064.135 | 1048.516 | 1033.126 | 1017.963 | 1003.021 | 988.3 | 973.794 | 959.501 | 945.418
BESS_ISL2h | battery | 1700 | 1640.771 | 1586.39 | 1534.474 | 1489.816 | 1452.428 | 1433.092 | 1414.225 | 1394.867 | 1375.977 | 1357.074 | 1338.158 | 1319.709 | 1300.766 | 1282.289 | 1265.232 | 1247.681 | 1230.592 | 1213.965 | 1196.841 | 1180.178 | 1163.017 | 1146.314 | 1129.59 | 1112.843 | 1096.074 | 1079.986 | 1064.135 | 1048.516 | 1033.126 | 1017.963 | 1003.021 | 988.3 | 973.794 | 959.501 | 945.418
BESS_KIK2h | battery | 1700 | 1640.771 | 1586.39 | 1534.474 | 1489.816 | 1452.428 | 1433.092 | 1414.225 | 1394.867 | 1375.977 | 1357.074 | 1338.158 | 1319.709 | 1300.766 | 1282.289 | 1265.232 | 1247.681 | 1230.592 | 1213.965 | 1196.841 | 1180.178 | 1163.017 | 1146.314 | 1129.59 | 1112.843 | 1096.074 | 1079.986 | 1064.135 | 1048.516 | 1033.126 | 1017.963 | 1003.021 | 988.3 | 973.794 | 959.501 | 945.418
BESS_LIV2h | battery | 1700 | 1640.771 | 1586.39 | 1534.474 | 1489.816 | 1452.428 | 1433.092 | 1414.225 | 1394.867 | 1375.977 | 1357.074 | 1338.158 | 1319.709 | 1300.766 | 1282.289 | 1265.232 | 1247.681 | 1230.592 | 1213.965 | 1196.841 | 1180.178 | 1163.017 | 1146.314 | 1129.59 | 1112.843 | 1096.074 | 1079.986 | 1064.135 | 1048.516 | 1033.126 | 1017.963 | 1003.021 | 988.3 | 973.794 | 959.501 | 945.418
BESS_OTA2h | battery | 1700 | 1640.771 | 1586.39 | 1534.474 | 1489.816 | 1452.428 | 1433.092 | 1414.225 | 1394.867 | 1375.977 | 1357.074 | 1338.158 | 1319.709 | 1300.766 | 1282.289 | 1265.232 | 1247.681 | 1230.592 | 1213.965 | 1196.841 | 1180.178 | 1163.017 | 1146.314 | 1129.59 | 1112.843 | 1096.074 | 1079.986 | 1064.135 | 1048.516 | 1033.126 | 1017.963 | 1003.021 | 988.3 | 973.794 | 959.501 | 945.418
BESS_ROX2h | battery | 1700 | 1640.771 | 1586.39 | 1534.474 | 1489.816 | 1452.428 | 1433.092 | 1414.225 | 1394.867 | 1375.977 | 1357.074 | 1338.158 | 1319.709 | 1300.766 | 1282.289 | 1265.232 | 1247.681 | 1230.592 | 1213.965 | 1196.841 | 1180.178 | 1163.017 | 1146.314 | 1129.59 | 1112.843 | 1096.074 | 1079.986 | 1064.135 | 1048.516 | 1033.126 | 1017.963 | 1003.021 | 988.3 | 973.794 | 959.501 | 945.418
BESS_SFD2h | battery | 1700 | 1640.771 | 1586.39 | 1534.474 | 1489.816 | 1452.428 | 1433.092 | 1414.225 | 1394.867 | 1375.977 | 1357.074 | 1338.158 | 1319.709 | 1300.766 | 1282.289 | 1265.232 | 1247.681 | 1230.592 | 1213.965 | 1196.841 | 1180.178 | 1163.017 | 1146.314 | 1129.59 | 1112.843 | 1096.074 | 1079.986 | 1064.135 | 1048.516 | 1033.126 | 1017.963 | 1003.021 | 988.3 | 973.794 | 959.501 | 945.418
BESS_WIL2h | battery | 1700 | 1640.771 | 1586.39 | 1534.474 | 1489.816 | 1452.428 | 1433.092 | 1414.225 | 1394.867 | 1375.977 | 1357.074 | 1338.158 | 1319.709 | 1300.766 | 1282.289 | 1265.232 | 1247.681 | 1230.592 | 1213.965 | 1196.841 | 1180.178 | 1163.017 | 1146.314 | 1129.59 | 1112.843 | 1096.074 | 1079.986 | 1064.135 | 1048.516 | 1033.126 | 1017.963 | 1003.021 | 988.3 | 973.794 | 959.501 | 945.418
BRB_recip | thermal | 1737.497 | 1737.497 | 1733.109 | 1725.211 | 1712.926 | 1706.783 | 1706.783 | 1712.926 | 1719.069 | 1724.334 | 1730.477 | 1736.619 | 1742.762 | 1748.905 | 1755.047 | 1760.312 | 1764.7 | 1769.088 | 1772.598 | 1776.985 | 1780.495 | 1784.883 | 1789.271 | 1792.781 | 1797.168 | 1800.678 | 1804.189 | 1807.699 | 1810.331 | 1813.841 | 1815.596 | 1817.353 | 1819.112 | 1820.872 | 1822.634 | 1824.397
Barnego | hydro | 9195.092 | 9163.021 | 9131.062 | 9099.215 | 9067.479 | 9035.853 | 9004.338 | 8972.933 | 8941.637 | 8910.451 | 8879.373 | 8848.403 | 8817.542 | 8786.788 | 8756.142 | 8725.602 | 8695.169 | 8664.842 | 8634.621 | 8604.505 | 8574.494 | 8544.588 | 8514.787 | 8485.089 | 8455.495 | 8426.003 | 8396.615 | 8367.33 | 8338.146 | 8309.064 | 8280.084 | 8251.205 | 8222.426 | 8193.748 | 8165.17 | 8136.692
Dumbarton | hydro | 9195.092 | 9163.021 | 9131.062 | 9099.215 | 9067.479 | 9035.853 | 9004.338 | 8972.933 | 8941.637 | 8910.451 | 8879.373 | 8848.403 | 8817.542 | 8786.788 | 8756.142 | 8725.602 | 8695.169 | 8664.842 | 8634.621 | 8604.505 | 8574.494 | 8544.588 | 8514.787 | 8485.089 | 8455.495 | 8426.003 | 8396.615 | 8367.33 | 8338.146 | 8309.064 | 8280.084 | 8251.205 | 8222.426 | 8193.748 | 8165.17 | 8136.692
GLN_BESS | battery | 1700 | 1640.771 | 1586.39 | 1534.474 | 1489.816 | 1452.428 | 1433.092 | 1414.225 | 1394.867 | 1375.977 | 1357.074 | 1338.158 | 1319.709 | 1300.766 | 1282.289 | 1265.232 | 1247.681 | 1230.592 | 1213.965 | 1196.841 | 1180.178 | 1163.017 | 1146.314 | 1129.59 | 1112.843 | 1096.074 | 1079.986 | 1064.135 | 1048.516 | 1033.126 | 1017.963 | 1003.021 | 988.3 | 973.794 | 959.501 | 945.418
GreyRiver | hydro | 9195.092 | 9163.021 | 9131.062 | 9099.215 | 9067.479 | 9035.853 | 9004.338 | 8972.933 | 8941.637 | 8910.451 | 8879.373 | 8848.403 | 8817.542 | 8786.788 | 8756.142 | 8725.602 | 8695.169 | 8664.842 | 8634.621 | 8604.505 | 8574.494 | 8544.588 | 8514.787 | 8485.089 | 8455.495 | 8426.003 | 8396.615 | 8367.33 | 8338.146 | 8309.064 | 8280.084 | 8251.205 | 8222.426 | 8193.748 | 8165.17 | 8136.692
HLY_BESS | battery | 1700 | 1640.771 | 1586.39 | 1534.474 | 1489.816 | 1452.428 | 1433.092 | 1414.225 | 1394.867 | 1375.977 | 1357.074 | 1338.158 | 1319.709 | 1300.766 | 1282.289 | 1265.232 | 1247.681 | 1230.592 | 1213.965 | 1196.841 | 1180.178 | 1163.017 | 1146.314 | 1129.59 | 1112.843 | 1096.074 | 1079.986 | 1064.135 | 1048.516 | 1033.126 | 1017.963 | 1003.021 | 988.3 | 973.794 | 959.501 | 945.418
HLY_recip | thermal | 1737.497 | 1737.497 | 1733.109 | 1725.211 | 1712.926 | 1706.783 | 1706.783 | 1712.926 | 1719.069 | 1724.334 | 1730.477 | 1736.619 | 1742.762 | 1748.905 | 1755.047 | 1760.312 | 1764.7 | 1769.088 | 1772.598 | 1776.985 | 1780.495 | 1784.883 | 1789.271 | 1792.781 | 1797.168 | 1800.678 | 1804.189 | 1807.699 | 1810.331 | 1813.841 | 1815.596 | 1817.353 | 1819.112 | 1820.872 | 1822.634 | 1824.397
HaastRiver | hydro | 9195.092 | 9163.021 | 9131.062 | 9099.215 | 9067.479 | 9035.853 | 9004.338 | 8972.933 | 8941.637 | 8910.451 | 8879.373 | 8848.403 | 8817.542 | 8786.788 | 8756.142 | 8725.602 | 8695.169 | 8664.842 | 8634.621 | 8604.505 | 8574.494 | 8544.588 | 8514.787 | 8485.089 | 8455.495 | 8426.003 | 8396.615 | 8367.33 | 8338.146 | 8309.064 | 8280.084 | 8251.205 | 8222.426 | 8193.748 | 8165.17 | 8136.692
HaweaGates | hydro | 9195.092 | 9163.021 | 9131.062 | 9099.215 | 9067.479 | 9035.853 | 9004.338 | 8972.933 | 8941.637 | 8910.451 | 8879.373 | 8848.403 | 8817.542 | 8786.788 | 8756.142 | 8725.602 | 8695.169 | 8664.842 | 8634.621 | 8604.505 | 8574.494 | 8544.588 | 8514.787 | 8485.089 | 8455.495 | 8426.003 | 8396.615 | 8367.33 | 8338.146 | 8309.064 | 8280.084 | 8251.205 | 8222.426 | 8193.748 | 8165.17 | 8136.692
HaweaRiver | hydro | 9195.092 | 9163.021 | 9131.062 | 9099.215 | 9067.479 | 9035.853 | 9004.338 | 8972.933 | 8941.637 | 8910.451 | 8879.373 | 8848.403 | 8817.542 | 8786.788 | 8756.142 | 8725.602 | 8695.169 | 8664.842 | 8634.621 | 8604.505 | 8574.494 | 8544.588 | 8514.787 | 8485.089 | 8455.495 | 8426.003 | 8396.615 | 8367.33 | 8338.146 | 8309.064 | 8280.084 | 8251.205 | 8222.426 | 8193.748 | 8165.17 | 8136.692
Kawerau2 | geothermal | 6030 | 5988.083 | 5946.458 | 5905.122 | 5864.074 | 5823.311 | 5782.831 | 5742.632 | 5702.713 | 5663.072 | 5623.706 | 5584.614 | 5545.793 | 5507.242 | 5468.96 | 5430.943 | 5393.191 | 5355.701 | 5318.472 | 5281.501 | 5244.788 | 5208.329 | 5172.124 | 5136.171 | 5100.468 | 5065.013 | 5029.804 | 4994.84 | 4960.119 | 4925.64 | 4891.4 | 4857.398 | 4823.633 | 4790.102 | 4756.805 | 4723.738
LoWaiauSth | hydro | 9195.092 | 9163.021 | 9131.062 | 9099.215 | 9067.479 | 9035.853 | 9004.338 | 8972.933 | 8941.637 | 8910.451 | 8879.373 | 8848.403 | 8817.542 | 8786.788 | 8756.142 | 8725.602 | 8695.169 | 8664.842 | 8634.621 | 8604.505 | 8574.494 | 8544.588 | 8514.787 | 8485.089 | 8455.495 | 8426.003 | 8396.615 | 8367.33 | 8338.146 | 8309.064 | 8280.084 | 8251.205 | 8222.426 | 8193.748 | 8165.17 | 8136.692
Luggate | hydro | 9195.092 | 9163.021 | 9131.062 | 9099.215 | 9067.479 | 9035.853 | 9004.338 | 8972.933 | 8941.637 | 8910.451 | 8879.373 | 8848.403 | 8817.542 | 8786.788 | 8756.142 | 8725.602 | 8695.169 | 8664.842 | 8634.621 | 8604.505 | 8574.494 | 8544.588 | 8514.787 | 8485.089 | 8455.495 | 8426.003 | 8396.615 | 8367.33 | 8338.146 | 8309.064 | 8280.084 | 8251.205 | 8222.426 | 8193.748 | 8165.17 | 8136.692
Mangakino | geothermal | 6030 | 5988.083 | 5946.458 | 5905.122 | 5864.074 | 5823.311 | 5782.831 | 5742.632 | 5702.713 | 5663.072 | 5623.706 | 5584.614 | 5545.793 | 5507.242 | 5468.96 | 5430.943 | 5393.191 | 5355.701 | 5318.472 | 5281.501 | 5244.788 | 5208.329 | 5172.124 | 5136.171 | 5100.468 | 5065.013 | 5029.804 | 4994.84 | 4960.119 | 4925.64 | 4891.4 | 4857.398 | 4823.633 | 4790.102 | 4756.805 | 4723.738
Mohaka | hydro | 9195.092 | 9163.021 | 9131.062 | 9099.215 | 9067.479 | 9035.853 | 9004.338 | 8972.933 | 8941.637 | 8910.451 | 8879.373 | 8848.403 | 8817.542 | 8786.788 | 8756.142 | 8725.602 | 8695.169 | 8664.842 | 8634.621 | 8604.505 | 8574.494 | 8544.588 | 8514.787 | 8485.089 | 8455.495 | 8426.003 | 8396.615 | 8367.33 | 8338.146 | 8309.064 | 8280.084 | 8251.205 | 8222.426 | 8193.748 | 8165.17 | 8136.692
Mokai4 | geothermal | 7236 | 7185.7 | 7135.75 | 7086.147 | 7036.889 | 6987.973 | 6939.397 | 6891.159 | 6843.256 | 6795.686 | 6748.447 | 6701.536 | 6654.952 | 6608.691 | 6562.752 | 6517.132 | 6471.829 | 6426.841 | 6382.166 | 6337.801 | 6293.745 | 6249.995 | 6206.549 | 6163.405 | 6120.561 | 6078.015 | 6035.765 | 5993.808 | 5952.143 | 5910.768 | 5869.68 | 5828.878 | 5788.36 | 5748.123 | 5708.166 | 5668.486
Mokihinui | hydro | 9195.092 | 9163.021 | 9131.062 | 9099.215 | 9067.479 | 9035.853 | 9004.338 | 8972.933 | 8941.637 | 8910.451 | 8879.373 | 8848.403 | 8817.542 | 8786.788 | 8756.142 | 8725.602 | 8695.169 | 8664.842 | 8634.621 | 8604.505 | 8574.494 | 8544.588 | 8514.787 | 8485.089 | 8455.495 | 8426.003 | 8396.615 | 8367.33 | 8338.146 | 8309.064 | 8280.084 | 8251.205 | 8222.426 | 8193.748 | 8165.17 | 8136.692
Motu | hydro | 9195.092 | 9163.021 | 9131.062 | 9099.215 | 9067.479 | 9035.853 | 9004.338 | 8972.933 | 8941.637 | 8910.451 | 8879.373 | 8848.403 | 8817.542 | 8786.788 | 8756.142 | 8725.602 | 8695.169 | 8664.842 | 8634.621 | 8604.505 | 8574.494 | 8544.588 | 8514.787 | 8485.089 | 8455.495 | 8426.003 | 8396.615 | 8367.33 | 8338.146 | 8309.064 | 8280.084 | 8251.205 | 8222.426 | 8193.748 | 8165.17 | 8136.692
NewHLYOCGT | thermal | 2431.081 | 2431.081 | 2327.653 | 2108.785 | 1763.858 | 1549.598 | 1452.622 | 1456.4 | 1461.119 | 1465.839 | 1469.617 | 1474.336 | 1479.055 | 1483.775 | 1488.494 | 1492.272 | 1495.107 | 1497.943 | 1500.778 | 1503.613 | 1506.448 | 1509.283 | 1512.119 | 1514.954 | 1517.789 | 1520.624 | 1522.516 | 1524.407 | 1526.298 | 1528.19 | 1529.136 | 1530.083 | 1531.03 | 1531.978 | 1532.927 | 1533.876
NewHLYRank | thermal | 6286.644 | 5993.988 | 5808.348 | 5734.092 | 5759.208 | 5786.508 | 5812.716 | 5834.556 | 5854.212 | 5874.96 | 5895.708 | 5917.548 | 5940.48 | 5963.412 | 5986.344 | 6006 | 6024.564 | 6042.036 | 6057.324 | 6072.612 | 6085.716 | 6099.912 | 6114.108 | 6127.212 | 6140.316 | 6153.42 | 6166.524 | 6179.628 | 6191.64 | 6203.652 | 6209.112 | 6214.577 | 6220.046 | 6225.521 | 6231 | 6236.484
NewSFDOCGT | thermal | 2431.081 | 2431.081 | 2327.653 | 2108.785 | 1763.858 | 1549.598 | 1452.622 | 1456.4 | 1461.119 | 1465.839 | 1469.617 | 1474.336 | 1479.055 | 1483.775 | 1488.494 | 1492.272 | 1495.107 | 1497.943 | 1500.778 | 1503.613 | 1506.448 | 1509.283 | 1512.119 | 1514.954 | 1517.789 | 1520.624 | 1522.516 | 1524.407 | 1526.298 | 1528.19 | 1529.136 | 1530.083 | 1531.03 | 1531.978 | 1532.927 | 1533.876
Ngakawau | hydro | 9195.092 | 9163.021 | 9131.062 | 9099.215 | 9067.479 | 9035.853 | 9004.338 | 8972.933 | 8941.637 | 8910.451 | 8879.373 | 8848.403 | 8817.542 | 8786.788 | 8756.142 | 8725.602 | 8695.169 | 8664.842 | 8634.621 | 8604.505 | 8574.494 | 8544.588 | 8514.787 | 8485.089 | 8455.495 | 8426.003 | 8396.615 | 8367.33 | 8338.146 | 8309.064 | 8280.084 | 8251.205 | 8222.426 | 8193.748 | 8165.17 | 8136.692
Ngatamariki2 | geothermal | 6030 | 5988.083 | 5946.458 | 5905.122 | 5864.074 | 5823.311 | 5782.831 | 5742.632 | 5702.713 | 5663.072 | 5623.706 | 5584.614 | 5545.793 | 5507.242 | 5468.96 | 5430.943 | 5393.191 | 5355.701 | 5318.472 | 5281.501 | 5244.788 | 5208.329 | 5172.124 | 5136.171 | 5100.468 | 5065.013 | 5029.804 | 4994.84 | 4960.119 | 4925.64 | 4891.4 | 4857.398 | 4823.633 | 4790.102 | 4756.805 | 4723.738
Ngawha3 | geothermal | 7236 | 7185.7 | 7135.75 | 7086.147 | 7036.889 | 6987.973 | 6939.397 | 6891.159 | 6843.256 | 6795.686 | 6748.447 | 6701.536 | 6654.952 | 6608.691 | 6562.752 | 6517.132 | 6471.829 | 6426.841 | 6382.166 | 6337.801 | 6293.745 | 6249.995 | 6206.549 | 6163.405 | 6120.561 | 6078.015 | 6035.765 | 5993.808 | 5952.143 | 5910.768 | 5869.68 | 5828.878 | 5788.36 | 5748.123 | 5708.166 | 5668.486
Ngawha4 | geothermal | 7236 | 7185.7 | 7135.75 | 7086.147 | 7036.889 | 6987.973 | 6939.397 | 6891.159 | 6843.256 | 6795.686 | 6748.447 | 6701.536 | 6654.952 | 6608.691 | 6562.752 | 6517.132 | 6471.829 | 6426.841 | 6382.166 | 6337.801 | 6293.745 | 6249.995 | 6206.549 | 6163.405 | 6120.561 | 6078.015 | 6035.765 | 5993.808 | 5952.143 | 5910.768 | 5869.68 | 5828.878 | 5788.36 | 5748.123 | 5708.166 | 5668.486
Ngawha5 | geothermal | 7236 | 7185.7 | 7135.75 | 7086.147 | 7036.889 | 6987.973 | 6939.397 | 6891.159 | 6843.256 | 6795.686 | 6748.447 | 6701.536 | 6654.952 | 6608.691 | 6562.752 | 6517.132 | 6471.829 | 6426.841 | 6382.166 | 6337.801 | 6293.745 | 6249.995 | 6206.549 | 6163.405 | 6120.561 | 6078.015 | 6035.765 | 5993.808 | 5952.143 | 5910.768 | 5869.68 | 5828.878 | 5788.36 | 5748.123 | 5708.166 | 5668.486
Ngawha6 | geothermal | 7236 | 7185.7 | 7135.75 | 7086.147 | 7036.889 | 6987.973 | 6939.397 | 6891.159 | 6843.256 | 6795.686 | 6748.447 | 6701.536 | 6654.952 | 6608.691 | 6562.752 | 6517.132 | 6471.829 | 6426.841 | 6382.166 | 6337.801 | 6293.745 | 6249.995 | 6206.549 | 6163.405 | 6120.561 | 6078.015 | 6035.765 | 5993.808 | 5952.143 | 5910.768 | 5869.68 | 5828.878 | 5788.36 | 5748.123 | 5708.166 | 5668.486
NorthBank | hydro | 9195.092 | 9163.021 | 9131.062 | 9099.215 | 9067.479 | 9035.853 | 9004.338 | 8972.933 | 8941.637 | 8910.451 | 8879.373 | 8848.403 | 8817.542 | 8786.788 | 8756.142 | 8725.602 | 8695.169 | 8664.842 | 8634.621 | 8604.505 | 8574.494 | 8544.588 | 8514.787 | 8485.089 | 8455.495 | 8426.003 | 8396.615 | 8367.33 | 8338.146 | 8309.064 | 8280.084 | 8251.205 | 8222.426 | 8193.748 | 8165.17 | 8136.692
OTOpeakers | thermal | 2431.081 | 2431.081 | 2327.653 | 2108.785 | 1763.858 | 1549.598 | 1452.622 | 1456.4 | 1461.119 | 1465.839 | 1469.617 | 1474.336 | 1479.055 | 1483.775 | 1488.494 | 1492.272 | 1495.107 | 1497.943 | 1500.778 | 1503.613 | 1506.448 | 1509.283 | 1512.119 | 1514.954 | 1517.789 | 1520.624 | 1522.516 | 1524.407 | 1526.298 | 1528.19 | 1529.136 | 1530.083 | 1531.03 | 1531.978 | 1532.927 | 1533.876
Pukaki | hydro | 9195.092 | 9163.021 | 9131.062 | 9099.215 | 9067.479 | 9035.853 | 9004.338 | 8972.933 | 8941.637 | 8910.451 | 8879.373 | 8848.403 | 8817.542 | 8786.788 | 8756.142 | 8725.602 | 8695.169 | 8664.842 | 8634.621 | 8604.505 | 8574.494 | 8544.588 | 8514.787 | 8485.089 | 8455.495 | 8426.003 | 8396.615 | 8367.33 | 8338.146 | 8309.064 | 8280.084 | 8251.205 | 8222.426 | 8193.748 | 8165.17 | 8136.692
Queensberry | hydro | 9195.092 | 9163.021 | 9131.062 | 9099.215 | 9067.479 | 9035.853 | 9004.338 | 8972.933 | 8941.637 | 8910.451 | 8879.373 | 8848.403 | 8817.542 | 8786.788 | 8756.142 | 8725.602 | 8695.169 | 8664.842 | 8634.621 | 8604.505 | 8574.494 | 8544.588 | 8514.787 | 8485.089 | 8455.495 | 8426.003 | 8396.615 | 8367.33 | 8338.146 | 8309.064 | 8280.084 | 8251.205 | 8222.426 | 8193.748 | 8165.17 | 8136.692
Rakaia | hydro | 9195.092 | 9163.021 | 9131.062 | 9099.215 | 9067.479 | 9035.853 | 9004.338 | 8972.933 | 8941.637 | 8910.451 | 8879.373 | 8848.403 | 8817.542 | 8786.788 | 8756.142 | 8725.602 | 8695.169 | 8664.842 | 8634.621 | 8604.505 | 8574.494 | 8544.588 | 8514.787 | 8485.089 | 8455.495 | 8426.003 | 8396.615 | 8367.33 | 8338.146 | 8309.064 | 8280.084 | 8251.205 | 8222.426 | 8193.748 | 8165.17 | 8136.692
Reporoa1 | geothermal | 6030 | 5988.083 | 5946.458 | 5905.122 | 5864.074 | 5823.311 | 5782.831 | 5742.632 | 5702.713 | 5663.072 | 5623.706 | 5584.614 | 5545.793 | 5507.242 | 5468.96 | 5430.943 | 5393.191 | 5355.701 | 5318.472 | 5281.501 | 5244.788 | 5208.329 | 5172.124 | 5136.171 | 5100.468 | 5065.013 | 5029.804 | 4994.84 | 4960.119 | 4925.64 | 4891.4 | 4857.398 | 4823.633 | 4790.102 | 4756.805 | 4723.738
Reporoa2 | geothermal | 6030 | 5988.083 | 5946.458 | 5905.122 | 5864.074 | 5823.311 | 5782.831 | 5742.632 | 5702.713 | 5663.072 | 5623.706 | 5584.614 | 5545.793 | 5507.242 | 5468.96 | 5430.943 | 5393.191 | 5355.701 | 5318.472 | 5281.501 | 5244.788 | 5208.329 | 5172.124 | 5136.171 | 5100.468 | 5065.013 | 5029.804 | 4994.84 | 4960.119 | 4925.64 | 4891.4 | 4857.398 | 4823.633 | 4790.102 | 4756.805 | 4723.738
Rotokawa3 | geothermal | 6030 | 5988.083 | 5946.458 | 5905.122 | 5864.074 | 5823.311 | 5782.831 | 5742.632 | 5702.713 | 5663.072 | 5623.706 | 5584.614 | 5545.793 | 5507.242 | 5468.96 | 5430.943 | 5393.191 | 5355.701 | 5318.472 | 5281.501 | 5244.788 | 5208.329 | 5172.124 | 5136.171 | 5100.468 | 5065.013 | 5029.804 | 4994.84 | 4960.119 | 4925.64 | 4891.4 | 4857.398 | 4823.633 | 4790.102 | 4756.805 | 4723.738
Rotokawa4 | geothermal | 6030 | 5988.083 | 5946.458 | 5905.122 | 5864.074 | 5823.311 | 5782.831 | 5742.632 | 5702.713 | 5663.072 | 5623.706 | 5584.614 | 5545.793 | 5507.242 | 5468.96 | 5430.943 | 5393.191 | 5355.701 | 5318.472 | 5281.501 | 5244.788 | 5208.329 | 5172.124 | 5136.171 | 5100.468 | 5065.013 | 5029.804 | 4994.84 | 4960.119 | 4925.64 | 4891.4 | 4857.398 | 4823.633 | 4790.102 | 4756.805 | 4723.738
Rotoma1 | geothermal | 7236 | 7185.7 | 7135.75 | 7086.147 | 7036.889 | 6987.973 | 6939.397 | 6891.159 | 6843.256 | 6795.686 | 6748.447 | 6701.536 | 6654.952 | 6608.691 | 6562.752 | 6517.132 | 6471.829 | 6426.841 | 6382.166 | 6337.801 | 6293.745 | 6249.995 | 6206.549 | 6163.405 | 6120.561 | 6078.015 | 6035.765 | 5993.808 | 5952.143 | 5910.768 | 5869.68 | 5828.878 | 5788.36 | 5748.123 | 5708.166 | 5668.486
Ruakaka | battery | 1700 | 1640.771 | 1586.39 | 1534.474 | 1489.816 | 1452.428 | 1433.092 | 1414.225 | 1394.867 | 1375.977 | 1357.074 | 1338.158 | 1319.709 | 1300.766 | 1282.289 | 1265.232 | 1247.681 | 1230.592 | 1213.965 | 1196.841 | 1180.178 | 1163.017 | 1146.314 | 1129.59 | 1112.843 | 1096.074 | 1079.986 | 1064.135 | 1048.516 | 1033.126 | 1017.963 | 1003.021 | 988.3 | 973.794 | 959.501 | 945.418
S_Albury | solar | 1825 | 1726.123 | 1633.19 | 1548.432 | 1465.16 | 1396.751 | 1343.206 | 1303.038 | 1258.409 | 1201.145 | 1144.623 | 1126.106 | 1106.845 | 1090.556 | 1075.752 | 1060.948 | 1046.885 | 1032.822 | 1018.015 | 1003.951 | 989.885 | 976.562 | 962.494 | 949.169 | 935.1 | 921.774 | 908.703 | 895.81 | 883.093 | 870.549 | 858.176 | 845.972 | 833.934 | 822.06 | 810.348 | 798.795
S_AnniesWay | solar | 1975 | 1875.599 | 1782.146 | 1696.868 | 1613.078 | 1544.153 | 1490.094 | 1449.413 | 1404.275 | 1346.502 | 1289.473 | 1270.451 | 1250.686 | 1233.895 | 1218.592 | 1203.289 | 1188.73 | 1174.172 | 1158.872 | 1144.316 | 1129.761 | 1115.95 | 1101.397 | 1087.587 | 1073.035 | 1059.228 | 1045.677 | 1032.307 | 1019.114 | 1006.095 | 993.249 | 980.574 | 968.066 | 955.725 | 943.547 | 931.53
S_Argyle_s1 | solar | 1975 | 1875.599 | 1782.146 | 1696.868 | 1613.078 | 1544.153 | 1490.094 | 1449.413 | 1404.275 | 1346.502 | 1289.473 | 1270.451 | 1250.686 | 1233.895 | 1218.592 | 1203.289 | 1188.73 | 1174.172 | 1158.872 | 1144.316 | 1129.761 | 1115.95 | 1101.397 | 1087.587 | 1073.035 | 1059.228 | 1045.677 | 1032.307 | 1019.114 | 1006.095 | 993.249 | 980.574 | 968.066 | 955.725 | 943.547 | 931.53
S_Argyle_s2 | solar | 1975 | 1875.599 | 1782.146 | 1696.868 | 1613.078 | 1544.153 | 1490.094 | 1449.413 | 1404.275 | 1346.502 | 1289.473 | 1270.451 | 1250.686 | 1233.895 | 1218.592 | 1203.289 | 1188.73 | 1174.172 | 1158.872 | 1144.316 | 1129.761 | 1115.95 | 1101.397 | 1087.587 | 1073.035 | 1059.228 | 1045.677 | 1032.307 | 1019.114 | 1006.095 | 993.249 | 980.574 | 968.066 | 955.725 | 943.547 | 931.53
S_Ariki150M | solar | 1900 | 1800.861 | 1707.668 | 1622.65 | 1539.119 | 1470.452 | 1416.65 | 1376.225 | 1331.342 | 1273.823 | 1217.048 | 1198.278 | 1178.766 | 1162.225 | 1147.172 | 1132.118 | 1117.808 | 1103.497 | 1088.444 | 1074.133 | 1059.823 | 1046.256 | 1031.945 | 1018.378 | 1004.068 | 990.501 | 977.19 | 964.058 | 951.103 | 938.322 | 925.713 | 913.273 | 901 | 888.892 | 876.947 | 865.162
S_Ashbourne2 | solar | 1825 | 1726.123 | 1633.19 | 1548.432 | 1465.16 | 1396.751 | 1343.206 | 1303.038 | 1258.409 | 1201.145 | 1144.623 | 1126.106 | 1106.845 | 1090.556 | 1075.752 | 1060.948 | 1046.885 | 1032.822 | 1018.015 | 1003.951 | 989.885 | 976.562 | 962.494 | 949.169 | 935.1 | 921.774 | 908.703 | 895.81 | 883.093 | 870.549 | 858.176 | 845.972 | 833.934 | 822.06 | 810.348 | 798.795
S_Ashley | solar | 1975 | 1875.599 | 1782.146 | 1696.868 | 1613.078 | 1544.153 | 1490.094 | 1449.413 | 1404.275 | 1346.502 | 1289.473 | 1270.451 | 1250.686 | 1233.895 | 1218.592 | 1203.289 | 1188.73 | 1174.172 | 1158.872 | 1144.316 | 1129.761 | 1115.95 | 1101.397 | 1087.587 | 1073.035 | 1059.228 | 1045.677 | 1032.307 | 1019.114 | 1006.095 | 993.249 | 980.574 | 968.066 | 955.725 | 943.547 | 931.53
S_Auckland | solar | 1825 | 1726.123 | 1633.19 | 1548.432 | 1465.16 | 1396.751 | 1343.206 | 1303.038 | 1258.409 | 1201.145 | 1144.623 | 1126.106 | 1106.845 | 1090.556 | 1075.752 | 1060.948 | 1046.885 | 1032.822 | 1018.015 | 1003.951 | 989.885 | 976.562 | 962.494 | 949.169 | 935.1 | 921.774 | 908.703 | 895.81 | 883.093 | 870.549 | 858.176 | 845.972 | 833.934 | 822.06 | 810.348 | 798.795
S_BalmoralSt | solar | 1825 | 1726.123 | 1633.19 | 1548.432 | 1465.16 | 1396.751 | 1343.206 | 1303.038 | 1258.409 | 1201.145 | 1144.623 | 1126.106 | 1106.845 | 1090.556 | 1075.752 | 1060.948 | 1046.885 | 1032.822 | 1018.015 | 1003.951 | 989.885 | 976.562 | 962.494 | 949.169 | 935.1 | 921.774 | 908.703 | 895.81 | 883.093 | 870.549 | 858.176 | 845.972 | 833.934 | 822.06 | 810.348 | 798.795
S_BlackPoint | solar | 1975 | 1875.599 | 1782.146 | 1696.868 | 1613.078 | 1544.153 | 1490.094 | 1449.413 | 1404.275 | 1346.502 | 1289.473 | 1270.451 | 1250.686 | 1233.895 | 1218.592 | 1203.289 | 1188.73 | 1174.172 | 1158.872 | 1144.316 | 1129.761 | 1115.95 | 1101.397 | 1087.587 | 1073.035 | 1059.228 | 1045.677 | 1032.307 | 1019.114 | 1006.095 | 993.249 | 980.574 | 968.066 | 955.725 | 943.547 | 931.53
S_BridgeStre | solar | 1825 | 1726.123 | 1633.19 | 1548.432 | 1465.16 | 1396.751 | 1343.206 | 1303.038 | 1258.409 | 1201.145 | 1144.623 | 1126.106 | 1106.845 | 1090.556 | 1075.752 | 1060.948 | 1046.885 | 1032.822 | 1018.015 | 1003.951 | 989.885 | 976.562 | 962.494 | 949.169 | 935.1 | 921.774 | 908.703 | 895.81 | 883.093 | 870.549 | 858.176 | 845.972 | 833.934 | 822.06 | 810.348 | 798.795
S_Bunnythor1 | solar | 1900 | 1800.861 | 1707.668 | 1622.65 | 1539.119 | 1470.452 | 1416.65 | 1376.225 | 1331.342 | 1273.823 | 1217.048 | 1198.278 | 1178.766 | 1162.225 | 1147.172 | 1132.118 | 1117.808 | 1103.497 | 1088.444 | 1074.133 | 1059.823 | 1046.256 | 1031.945 | 1018.378 | 1004.068 | 990.501 | 977.19 | 964.058 | 951.103 | 938.322 | 925.713 | 913.273 | 901 | 888.892 | 876.947 | 865.162
S_Bunnythor2 | solar | 1975 | 1875.599 | 1782.146 | 1696.868 | 1613.078 | 1544.153 | 1490.094 | 1449.413 | 1404.275 | 1346.502 | 1289.473 | 1270.451 | 1250.686 | 1233.895 | 1218.592 | 1203.289 | 1188.73 | 1174.172 | 1158.872 | 1144.316 | 1129.761 | 1115.95 | 1101.397 | 1087.587 | 1073.035 | 1059.228 | 1045.677 | 1032.307 | 1019.114 | 1006.095 | 993.249 | 980.574 | 968.066 | 955.725 | 943.547 | 931.53
S_Bunnythor3 | solar | 1825 | 1726.123 | 1633.19 | 1548.432 | 1465.16 | 1396.751 | 1343.206 | 1303.038 | 1258.409 | 1201.145 | 1144.623 | 1126.106 | 1106.845 | 1090.556 | 1075.752 | 1060.948 | 1046.885 | 1032.822 | 1018.015 | 1003.951 | 989.885 | 976.562 | 962.494 | 949.169 | 935.1 | 921.774 | 908.703 | 895.81 | 883.093 | 870.549 | 858.176 | 845.972 | 833.934 | 822.06 | 810.348 | 798.795
S_Cambridge | solar | 1825 | 1726.123 | 1633.19 | 1548.432 | 1465.16 | 1396.751 | 1343.206 | 1303.038 | 1258.409 | 1201.145 | 1144.623 | 1126.106 | 1106.845 | 1090.556 | 1075.752 | 1060.948 | 1046.885 | 1032.822 | 1018.015 | 1003.951 | 989.885 | 976.562 | 962.494 | 949.169 | 935.1 | 921.774 | 908.703 | 895.81 | 883.093 | 870.549 | 858.176 | 845.972 | 833.934 | 822.06 | 810.348 | 798.795
S_Canterbur1 | solar | 1975 | 1875.599 | 1782.146 | 1696.868 | 1613.078 | 1544.153 | 1490.094 | 1449.413 | 1404.275 | 1346.502 | 1289.473 | 1270.451 | 1250.686 | 1233.895 | 1218.592 | 1203.289 | 1188.73 | 1174.172 | 1158.872 | 1144.316 | 1129.761 | 1115.95 | 1101.397 | 1087.587 | 1073.035 | 1059.228 | 1045.677 | 1032.307 | 1019.114 | 1006.095 | 993.249 | 980.574 | 968.066 | 955.725 | 943.547 | 931.53
S_Canterbur2 | solar | 1975 | 1875.599 | 1782.146 | 1696.868 | 1613.078 | 1544.153 | 1490.094 | 1449.413 | 1404.275 | 1346.502 | 1289.473 | 1270.451 | 1250.686 | 1233.895 | 1218.592 | 1203.289 | 1188.73 | 1174.172 | 1158.872 | 1144.316 | 1129.761 | 1115.95 | 1101.397 | 1087.587 | 1073.035 | 1059.228 | 1045.677 | 1032.307 | 1019.114 | 1006.095 | 993.249 | 980.574 | 968.066 | 955.725 | 943.547 | 931.53
S_Carterton | solar | 1975 | 1875.599 | 1782.146 | 1696.868 | 1613.078 | 1544.153 | 1490.094 | 1449.413 | 1404.275 | 1346.502 | 1289.473 | 1270.451 | 1250.686 | 1233.895 | 1218.592 | 1203.289 | 1188.73 | 1174.172 | 1158.872 | 1144.316 | 1129.761 | 1115.95 | 1101.397 | 1087.587 | 1073.035 | 1059.228 | 1045.677 | 1032.307 | 1019.114 | 1006.095 | 993.249 | 980.574 | 968.066 | 955.725 | 943.547 | 931.53
S_Clandeboye | solar | 1900 | 1800.861 | 1707.668 | 1622.65 | 1539.119 | 1470.452 | 1416.65 | 1376.225 | 1331.342 | 1273.823 | 1217.048 | 1198.278 | 1178.766 | 1162.225 | 1147.172 | 1132.118 | 1117.808 | 1103.497 | 1088.444 | 1074.133 | 1059.823 | 1046.256 | 1031.945 | 1018.378 | 1004.068 | 990.501 | 977.19 | 964.058 | 951.103 | 938.322 | 925.713 | 913.273 | 901 | 888.892 | 876.947 | 865.162
S_Dannevirk1 | solar | 1825 | 1726.123 | 1633.19 | 1548.432 | 1465.16 | 1396.751 | 1343.206 | 1303.038 | 1258.409 | 1201.145 | 1144.623 | 1126.106 | 1106.845 | 1090.556 | 1075.752 | 1060.948 | 1046.885 | 1032.822 | 1018.015 | 1003.951 | 989.885 | 976.562 | 962.494 | 949.169 | 935.1 | 921.774 | 908.703 | 895.81 | 883.093 | 870.549 | 858.176 | 845.972 | 833.934 | 822.06 | 810.348 | 798.795
S_Dannevirk2 | solar | 1975 | 1875.599 | 1782.146 | 1696.868 | 1613.078 | 1544.153 | 1490.094 | 1449.413 | 1404.275 | 1346.502 | 1289.473 | 1270.451 | 1250.686 | 1233.895 | 1218.592 | 1203.289 | 1188.73 | 1174.172 | 1158.872 | 1144.316 | 1129.761 | 1115.95 | 1101.397 | 1087.587 | 1073.035 | 1059.228 | 1045.677 | 1032.307 | 1019.114 | 1006.095 | 993.249 | 980.574 | 968.066 | 955.725 | 943.547 | 931.53
S_Darfield | solar | 1975 | 1875.599 | 1782.146 | 1696.868 | 1613.078 | 1544.153 | 1490.094 | 1449.413 | 1404.275 | 1346.502 | 1289.473 | 1270.451 | 1250.686 | 1233.895 | 1218.592 | 1203.289 | 1188.73 | 1174.172 | 1158.872 | 1144.316 | 1129.761 | 1115.95 | 1101.397 | 1087.587 | 1073.035 | 1059.228 | 1045.677 | 1032.307 | 1019.114 | 1006.095 | 993.249 | 980.574 | 968.066 | 955.725 | 943.547 | 931.53
S_Dargaville | solar | 1825 | 1726.123 | 1633.19 | 1548.432 | 1465.16 | 1396.751 | 1343.206 | 1303.038 | 1258.409 | 1201.145 | 1144.623 | 1126.106 | 1106.845 | 1090.556 | 1075.752 | 1060.948 | 1046.885 | 1032.822 | 1018.015 | 1003.951 | 989.885 | 976.562 | 962.494 | 949.169 | 935.1 | 921.774 | 908.703 | 895.81 | 883.093 | 870.549 | 858.176 | 845.972 | 833.934 | 822.06 | 810.348 | 798.795
S_Dunsandel | solar | 1825 | 1726.123 | 1633.19 | 1548.432 | 1465.16 | 1396.751 | 1343.206 | 1303.038 | 1258.409 | 1201.145 | 1144.623 | 1126.106 | 1106.845 | 1090.556 | 1075.752 | 1060.948 | 1046.885 | 1032.822 | 1018.015 | 1003.951 | 989.885 | 976.562 | 962.494 | 949.169 | 935.1 | 921.774 | 908.703 | 895.81 | 883.093 | 870.549 | 858.176 | 845.972 | 833.934 | 822.06 | 810.348 | 798.795
S_Edgecumbe1 | solar | 1900 | 1800.861 | 1707.668 | 1622.65 | 1539.119 | 1470.452 | 1416.65 | 1376.225 | 1331.342 | 1273.823 | 1217.048 | 1198.278 | 1178.766 | 1162.225 | 1147.172 | 1132.118 | 1117.808 | 1103.497 | 1088.444 | 1074.133 | 1059.823 | 1046.256 | 1031.945 | 1018.378 | 1004.068 | 990.501 | 977.19 | 964.058 | 951.103 | 938.322 | 925.713 | 913.273 | 901 | 888.892 | 876.947 | 865.162
S_Edgecumbe2 | solar | 1975 | 1875.599 | 1782.146 | 1696.868 | 1613.078 | 1544.153 | 1490.094 | 1449.413 | 1404.275 | 1346.502 | 1289.473 | 1270.451 | 1250.686 | 1233.895 | 1218.592 | 1203.289 | 1188.73 | 1174.172 | 1158.872 | 1144.316 | 1129.761 | 1115.95 | 1101.397 | 1087.587 | 1073.035 | 1059.228 | 1045.677 | 1032.307 | 1019.114 | 1006.095 | 993.249 | 980.574 | 968.066 | 955.725 | 943.547 | 931.53
S_Foxton0 | solar | 1825 | 1726.123 | 1633.19 | 1548.432 | 1465.16 | 1396.751 | 1343.206 | 1303.038 | 1258.409 | 1201.145 | 1144.623 | 1126.106 | 1106.845 | 1090.556 | 1075.752 | 1060.948 | 1046.885 | 1032.822 | 1018.015 | 1003.951 | 989.885 | 976.562 | 962.494 | 949.169 | 935.1 | 921.774 | 908.703 | 895.81 | 883.093 | 870.549 | 858.176 | 845.972 | 833.934 | 822.06 | 810.348 | 798.795
S_Foxton1 | solar | 1975 | 1875.599 | 1782.146 | 1696.868 | 1613.078 | 1544.153 | 1490.094 | 1449.413 | 1404.275 | 1346.502 | 1289.473 | 1270.451 | 1250.686 | 1233.895 | 1218.592 | 1203.289 | 1188.73 | 1174.172 | 1158.872 | 1144.316 | 1129.761 | 1115.95 | 1101.397 | 1087.587 | 1073.035 | 1059.228 | 1045.677 | 1032.307 | 1019.114 | 1006.095 | 993.249 | 980.574 | 968.066 | 955.725 | 943.547 | 931.53
S_Gartartan | solar | 1825 | 1726.123 | 1633.19 | 1548.432 | 1465.16 | 1396.751 | 1343.206 | 1303.038 | 1258.409 | 1201.145 | 1144.623 | 1126.106 | 1106.845 | 1090.556 | 1075.752 | 1060.948 | 1046.885 | 1032.822 | 1018.015 | 1003.951 | 989.885 | 976.562 | 962.494 | 949.169 | 935.1 | 921.774 | 908.703 | 895.81 | 883.093 | 870.549 | 858.176 | 845.972 | 833.934 | 822.06 | 810.348 | 798.795
S_Glorit | solar | 1975 | 1875.599 | 1782.146 | 1696.868 | 1613.078 | 1544.153 | 1490.094 | 1449.413 | 1404.275 | 1346.502 | 1289.473 | 1270.451 | 1250.686 | 1233.895 | 1218.592 | 1203.289 | 1188.73 | 1174.172 | 1158.872 | 1144.316 | 1129.761 | 1115.95 | 1101.397 | 1087.587 | 1073.035 | 1059.228 | 1045.677 | 1032.307 | 1019.114 | 1006.095 | 993.249 | 980.574 | 968.066 | 955.725 | 943.547 | 931.53
S_GoldenStai | solar | 1900 | 1800.861 | 1707.668 | 1622.65 | 1539.119 | 1470.452 | 1416.65 | 1376.225 | 1331.342 | 1273.823 | 1217.048 | 1198.278 | 1178.766 | 1162.225 | 1147.172 | 1132.118 | 1117.808 | 1103.497 | 1088.444 | 1074.133 | 1059.823 | 1046.256 | 1031.945 | 1018.378 | 1004.068 | 990.501 | 977.19 | 964.058 | 951.103 | 938.322 | 925.713 | 913.273 | 901 | 888.892 | 876.947 | 865.162
S_Grampians | solar | 1975 | 1875.599 | 1782.146 | 1696.868 | 1613.078 | 1544.153 | 1490.094 | 1449.413 | 1404.275 | 1346.502 | 1289.473 | 1270.451 | 1250.686 | 1233.895 | 1218.592 | 1203.289 | 1188.73 | 1174.172 | 1158.872 | 1144.316 | 1129.761 | 1115.95 | 1101.397 | 1087.587 | 1073.035 | 1059.228 | 1045.677 | 1032.307 | 1019.114 | 1006.095 | 993.249 | 980.574 | 968.066 | 955.725 | 943.547 | 931.53
S_Greendale | solar | 1825 | 1726.123 | 1633.19 | 1548.432 | 1465.16 | 1396.751 | 1343.206 | 1303.038 | 1258.409 | 1201.145 | 1144.623 | 1126.106 | 1106.845 | 1090.556 | 1075.752 | 1060.948 | 1046.885 | 1032.822 | 1018.015 | 1003.951 | 989.885 | 976.562 | 962.494 | 949.169 | 935.1 | 921.774 | 908.703 | 895.81 | 883.093 | 870.549 | 858.176 | 845.972 | 833.934 | 822.06 | 810.348 | 798.795
S_Greytown0 | solar | 1975 | 1875.599 | 1782.146 | 1696.868 | 1613.078 | 1544.153 | 1490.094 | 1449.413 | 1404.275 | 1346.502 | 1289.473 | 1270.451 | 1250.686 | 1233.895 | 1218.592 | 1203.289 | 1188.73 | 1174.172 | 1158.872 | 1144.316 | 1129.761 | 1115.95 | 1101.397 | 1087.587 | 1073.035 | 1059.228 | 1045.677 | 1032.307 | 1019.114 | 1006.095 | 993.249 | 980.574 | 968.066 | 955.725 | 943.547 | 931.53
S_Greytown1 | solar | 1825 | 1726.123 | 1633.19 | 1548.432 | 1465.16 | 1396.751 | 1343.206 | 1303.038 | 1258.409 | 1201.145 | 1144.623 | 1126.106 | 1106.845 | 1090.556 | 1075.752 | 1060.948 | 1046.885 | 1032.822 | 1018.015 | 1003.951 | 989.885 | 976.562 | 962.494 | 949.169 | 935.1 | 921.774 | 908.703 | 895.81 | 883.093 | 870.549 | 858.176 | 845.972 | 833.934 | 822.06 | 810.348 | 798.795
S_HaldonSta1 | solar | 1975 | 1875.599 | 1782.146 | 1696.868 | 1613.078 | 1544.153 | 1490.094 | 1449.413 | 1404.275 | 1346.502 | 1289.473 | 1270.451 | 1250.686 | 1233.895 | 1218.592 | 1203.289 | 1188.73 | 1174.172 | 1158.872 | 1144.316 | 1129.761 | 1115.95 | 1101.397 | 1087.587 | 1073.035 | 1059.228 | 1045.677 | 1032.307 | 1019.114 | 1006.095 | 993.249 | 980.574 | 968.066 | 955.725 | 943.547 | 931.53
S_HaldonSta2 | solar | 1975 | 1875.599 | 1782.146 | 1696.868 | 1613.078 | 1544.153 | 1490.094 | 1449.413 | 1404.275 | 1346.502 | 1289.473 | 1270.451 | 1250.686 | 1233.895 | 1218.592 | 1203.289 | 1188.73 | 1174.172 | 1158.872 | 1144.316 | 1129.761 | 1115.95 | 1101.397 | 1087.587 | 1073.035 | 1059.228 | 1045.677 | 1032.307 | 1019.114 | 1006.095 | 993.249 | 980.574 | 968.066 | 955.725 | 943.547 | 931.53
S_HanmerRoad | solar | 1825 | 1726.123 | 1633.19 | 1548.432 | 1465.16 | 1396.751 | 1343.206 | 1303.038 | 1258.409 | 1201.145 | 1144.623 | 1126.106 | 1106.845 | 1090.556 | 1075.752 | 1060.948 | 1046.885 | 1032.822 | 1018.015 | 1003.951 | 989.885 | 976.562 | 962.494 | 949.169 | 935.1 | 921.774 | 908.703 | 895.81 | 883.093 | 870.549 | 858.176 | 845.972 | 833.934 | 822.06 | 810.348 | 798.795
S_HawkesBay1 | solar | 1975 | 1875.599 | 1782.146 | 1696.868 | 1613.078 | 1544.153 | 1490.094 | 1449.413 | 1404.275 | 1346.502 | 1289.473 | 1270.451 | 1250.686 | 1233.895 | 1218.592 | 1203.289 | 1188.73 | 1174.172 | 1158.872 | 1144.316 | 1129.761 | 1115.95 | 1101.397 | 1087.587 | 1073.035 | 1059.228 | 1045.677 | 1032.307 | 1019.114 | 1006.095 | 993.249 | 980.574 | 968.066 | 955.725 | 943.547 | 931.53
S_HawkesBay2 | solar | 1825 | 1726.123 | 1633.19 | 1548.432 | 1465.16 | 1396.751 | 1343.206 | 1303.038 | 1258.409 | 1201.145 | 1144.623 | 1126.106 | 1106.845 | 1090.556 | 1075.752 | 1060.948 | 1046.885 | 1032.822 | 1018.015 | 1003.951 | 989.885 | 976.562 | 962.494 | 949.169 | 935.1 | 921.774 | 908.703 | 895.81 | 883.093 | 870.549 | 858.176 | 845.972 | 833.934 | 822.06 | 810.348 | 798.795
S_Highfield | solar | 1975 | 1875.599 | 1782.146 | 1696.868 | 1613.078 | 1544.153 | 1490.094 | 1449.413 | 1404.275 | 1346.502 | 1289.473 | 1270.451 | 1250.686 | 1233.895 | 1218.592 | 1203.289 | 1188.73 | 1174.172 | 1158.872 | 1144.316 | 1129.761 | 1115.95 | 1101.397 | 1087.587 | 1073.035 | 1059.228 | 1045.677 | 1032.307 | 1019.114 | 1006.095 | 993.249 | 980.574 | 968.066 | 955.725 | 943.547 | 931.53
S_Hikawaik | solar | 1900 | 1800.861 | 1707.668 | 1622.65 | 1539.119 | 1470.452 | 1416.65 | 1376.225 | 1331.342 | 1273.823 | 1217.048 | 1198.278 | 1178.766 | 1162.225 | 1147.172 | 1132.118 | 1117.808 | 1103.497 | 1088.444 | 1074.133 | 1059.823 | 1046.256 | 1031.945 | 1018.378 | 1004.068 | 990.501 | 977.19 | 964.058 | 951.103 | 938.322 | 925.713 | 913.273 | 901 | 888.892 | 876.947 | 865.162
S_Hinuera | solar | 1975 | 1875.599 | 1782.146 | 1696.868 | 1613.078 | 1544.153 | 1490.094 | 1449.413 | 1404.275 | 1346.502 | 1289.473 | 1270.451 | 1250.686 | 1233.895 | 1218.592 | 1203.289 | 1188.73 | 1174.172 | 1158.872 | 1144.316 | 1129.761 | 1115.95 | 1101.397 | 1087.587 | 1073.035 | 1059.228 | 1045.677 | 1032.307 | 1019.114 | 1006.095 | 993.249 | 980.574 | 968.066 | 955.725 | 943.547 | 931.53
S_Huirangi | solar | 1975 | 1875.599 | 1782.146 | 1696.868 | 1613.078 | 1544.153 | 1490.094 | 1449.413 | 1404.275 | 1346.502 | 1289.473 | 1270.451 | 1250.686 | 1233.895 | 1218.592 | 1203.289 | 1188.73 | 1174.172 | 1158.872 | 1144.316 | 1129.761 | 1115.95 | 1101.397 | 1087.587 | 1073.035 | 1059.228 | 1045.677 | 1032.307 | 1019.114 | 1006.095 | 993.249 | 980.574 | 968.066 | 955.725 | 943.547 | 931.53
S_IdaValley | solar | 1900 | 1800.861 | 1707.668 | 1622.65 | 1539.119 | 1470.452 | 1416.65 | 1376.225 | 1331.342 | 1273.823 | 1217.048 | 1198.278 | 1178.766 | 1162.225 | 1147.172 | 1132.118 | 1117.808 | 1103.497 | 1088.444 | 1074.133 | 1059.823 | 1046.256 | 1031.945 | 1018.378 | 1004.068 | 990.501 | 977.19 | 964.058 | 951.103 | 938.322 | 925.713 | 913.273 | 901 | 888.892 | 876.947 | 865.162
S_IrishmanCr | solar | 1975 | 1875.599 | 1782.146 | 1696.868 | 1613.078 | 1544.153 | 1490.094 | 1449.413 | 1404.275 | 1346.502 | 1289.473 | 1270.451 | 1250.686 | 1233.895 | 1218.592 | 1203.289 | 1188.73 | 1174.172 | 1158.872 | 1144.316 | 1129.761 | 1115.95 | 1101.397 | 1087.587 | 1073.035 | 1059.228 | 1045.677 | 1032.307 | 1019.114 | 1006.095 | 993.249 | 980.574 | 968.066 | 955.725 | 943.547 | 931.53
S_Islington | solar | 1975 | 1875.599 | 1782.146 | 1696.868 | 1613.078 | 1544.153 | 1490.094 | 1449.413 | 1404.275 | 1346.502 | 1289.473 | 1270.451 | 1250.686 | 1233.895 | 1218.592 | 1203.289 | 1188.73 | 1174.172 | 1158.872 | 1144.316 | 1129.761 | 1115.95 | 1101.397 | 1087.587 | 1073.035 | 1059.228 | 1045.677 | 1032.307 | 1019.114 | 1006.095 | 993.249 | 980.574 | 968.066 | 955.725 | 943.547 | 931.53
S_Kaipara | solar | 1975 | 1875.599 | 1782.146 | 1696.868 | 1613.078 | 1544.153 | 1490.094 | 1449.413 | 1404.275 | 1346.502 | 1289.473 | 1270.451 | 1250.686 | 1233.895 | 1218.592 | 1203.289 | 1188.73 | 1174.172 | 1158.872 | 1144.316 | 1129.761 | 1115.95 | 1101.397 | 1087.587 | 1073.035 | 1059.228 | 1045.677 | 1032.307 | 1019.114 | 1006.095 | 993.249 | 980.574 | 968.066 | 955.725 | 943.547 | 931.53
S_Karioi | solar | 1975 | 1875.599 | 1782.146 | 1696.868 | 1613.078 | 1544.153 | 1490.094 | 1449.413 | 1404.275 | 1346.502 | 1289.473 | 1270.451 | 1250.686 | 1233.895 | 1218.592 | 1203.289 | 1188.73 | 1174.172 | 1158.872 | 1144.316 | 1129.761 | 1115.95 | 1101.397 | 1087.587 | 1073.035 | 1059.228 | 1045.677 | 1032.307 | 1019.114 | 1006.095 | 993.249 | 980.574 | 968.066 | 955.725 | 943.547 | 931.53
S_Killermont | solar | 1900 | 1800.861 | 1707.668 | 1622.65 | 1539.119 | 1470.452 | 1416.65 | 1376.225 | 1331.342 | 1273.823 | 1217.048 | 1198.278 | 1178.766 | 1162.225 | 1147.172 | 1132.118 | 1117.808 | 1103.497 | 1088.444 | 1074.133 | 1059.823 | 1046.256 | 1031.945 | 1018.378 | 1004.068 | 990.501 | 977.19 | 964.058 | 951.103 | 938.322 | 925.713 | 913.273 | 901 | 888.892 | 876.947 | 865.162
S_Kilvarock | solar | 1900 | 1800.861 | 1707.668 | 1622.65 | 1539.119 | 1470.452 | 1416.65 | 1376.225 | 1331.342 | 1273.823 | 1217.048 | 1198.278 | 1178.766 | 1162.225 | 1147.172 | 1132.118 | 1117.808 | 1103.497 | 1088.444 | 1074.133 | 1059.823 | 1046.256 | 1031.945 | 1018.378 | 1004.068 | 990.501 | 977.19 | 964.058 | 951.103 | 938.322 | 925.713 | 913.273 | 901 | 888.892 | 876.947 | 865.162
S_Kowhai | solar | 1900 | 1800.861 | 1707.668 | 1622.65 | 1539.119 | 1470.452 | 1416.65 | 1376.225 | 1331.342 | 1273.823 | 1217.048 | 1198.278 | 1178.766 | 1162.225 | 1147.172 | 1132.118 | 1117.808 | 1103.497 | 1088.444 | 1074.133 | 1059.823 | 1046.256 | 1031.945 | 1018.378 | 1004.068 | 990.501 | 977.19 | 964.058 | 951.103 | 938.322 | 925.713 | 913.273 | 901 | 888.892 | 876.947 | 865.162
S_Kuratau | solar | 1825 | 1726.123 | 1633.19 | 1548.432 | 1465.16 | 1396.751 | 1343.206 | 1303.038 | 1258.409 | 1201.145 | 1144.623 | 1126.106 | 1106.845 | 1090.556 | 1075.752 | 1060.948 | 1046.885 | 1032.822 | 1018.015 | 1003.951 | 989.885 | 976.562 | 962.494 | 949.169 | 935.1 | 921.774 | 908.703 | 895.81 | 883.093 | 870.549 | 858.176 | 845.972 | 833.934 | 822.06 | 810.348 | 798.795
S_Leeston | solar | 1825 | 1726.123 | 1633.19 | 1548.432 | 1465.16 | 1396.751 | 1343.206 | 1303.038 | 1258.409 | 1201.145 | 1144.623 | 1126.106 | 1106.845 | 1090.556 | 1075.752 | 1060.948 | 1046.885 | 1032.822 | 1018.015 | 1003.951 | 989.885 | 976.562 | 962.494 | 949.169 | 935.1 | 921.774 | 908.703 | 895.81 | 883.093 | 870.549 | 858.176 | 845.972 | 833.934 | 822.06 | 810.348 | 798.795
S_Manawatu1 | solar | 1825 | 1726.123 | 1633.19 | 1548.432 | 1465.16 | 1396.751 | 1343.206 | 1303.038 | 1258.409 | 1201.145 | 1144.623 | 1126.106 | 1106.845 | 1090.556 | 1075.752 | 1060.948 | 1046.885 | 1032.822 | 1018.015 | 1003.951 | 989.885 | 976.562 | 962.494 | 949.169 | 935.1 | 921.774 | 908.703 | 895.81 | 883.093 | 870.549 | 858.176 | 845.972 | 833.934 | 822.06 | 810.348 | 798.795
S_Manawatu2 | solar | 1975 | 1875.599 | 1782.146 | 1696.868 | 1613.078 | 1544.153 | 1490.094 | 1449.413 | 1404.275 | 1346.502 | 1289.473 | 1270.451 | 1250.686 | 1233.895 | 1218.592 | 1203.289 | 1188.73 | 1174.172 | 1158.872 | 1144.316 | 1129.761 | 1115.95 | 1101.397 | 1087.587 | 1073.035 | 1059.228 | 1045.677 | 1032.307 | 1019.114 | 1006.095 | 993.249 | 980.574 | 968.066 | 955.725 | 943.547 | 931.53
S_Mangamaire | solar | 1825 | 1726.123 | 1633.19 | 1548.432 | 1465.16 | 1396.751 | 1343.206 | 1303.038 | 1258.409 | 1201.145 | 1144.623 | 1126.106 | 1106.845 | 1090.556 | 1075.752 | 1060.948 | 1046.885 | 1032.822 | 1018.015 | 1003.951 | 989.885 | 976.562 | 962.494 | 949.169 | 935.1 | 921.774 | 908.703 | 895.81 | 883.093 | 870.549 | 858.176 | 845.972 | 833.934 | 822.06 | 810.348 | 798.795
S_Maniototo | solar | 1975 | 1875.599 | 1782.146 | 1696.868 | 1613.078 | 1544.153 | 1490.094 | 1449.413 | 1404.275 | 1346.502 | 1289.473 | 1270.451 | 1250.686 | 1233.895 | 1218.592 | 1203.289 | 1188.73 | 1174.172 | 1158.872 | 1144.316 | 1129.761 | 1115.95 | 1101.397 | 1087.587 | 1073.035 | 1059.228 | 1045.677 | 1032.307 | 1019.114 | 1006.095 | 993.249 | 980.574 | 968.066 | 955.725 | 943.547 | 931.53
S_MarangaRa | solar | 1825 | 1726.123 | 1633.19 | 1548.432 | 1465.16 | 1396.751 | 1343.206 | 1303.038 | 1258.409 | 1201.145 | 1144.623 | 1126.106 | 1106.845 | 1090.556 | 1075.752 | 1060.948 | 1046.885 | 1032.822 | 1018.015 | 1003.951 | 989.885 | 976.562 | 962.494 | 949.169 | 935.1 | 921.774 | 908.703 | 895.81 | 883.093 | 870.549 | 858.176 | 845.972 | 833.934 | 822.06 | 810.348 | 798.795
S_Marton0 | solar | 1975 | 1875.599 | 1782.146 | 1696.868 | 1613.078 | 1544.153 | 1490.094 | 1449.413 | 1404.275 | 1346.502 | 1289.473 | 1270.451 | 1250.686 | 1233.895 | 1218.592 | 1203.289 | 1188.73 | 1174.172 | 1158.872 | 1144.316 | 1129.761 | 1115.95 | 1101.397 | 1087.587 | 1073.035 | 1059.228 | 1045.677 | 1032.307 | 1019.114 | 1006.095 | 993.249 | 980.574 | 968.066 | 955.725 | 943.547 | 931.53
S_Marton1 | solar | 1825 | 1726.123 | 1633.19 | 1548.432 | 1465.16 | 1396.751 | 1343.206 | 1303.038 | 1258.409 | 1201.145 | 1144.623 | 1126.106 | 1106.845 | 1090.556 | 1075.752 | 1060.948 | 1046.885 | 1032.822 | 1018.015 | 1003.951 | 989.885 | 976.562 | 962.494 | 949.169 | 935.1 | 921.774 | 908.703 | 895.81 | 883.093 | 870.549 | 858.176 | 845.972 | 833.934 | 822.06 | 810.348 | 798.795
S_Marton2 | solar | 1975 | 1875.599 | 1782.146 | 1696.868 | 1613.078 | 1544.153 | 1490.094 | 1449.413 | 1404.275 | 1346.502 | 1289.473 | 1270.451 | 1250.686 | 1233.895 | 1218.592 | 1203.289 | 1188.73 | 1174.172 | 1158.872 | 1144.316 | 1129.761 | 1115.95 | 1101.397 | 1087.587 | 1073.035 | 1059.228 | 1045.677 | 1032.307 | 1019.114 | 1006.095 | 993.249 | 980.574 | 968.066 | 955.725 | 943.547 | 931.53
S_Marton3 | solar | 1975 | 1875.599 | 1782.146 | 1696.868 | 1613.078 | 1544.153 | 1490.094 | 1449.413 | 1404.275 | 1346.502 | 1289.473 | 1270.451 | 1250.686 | 1233.895 | 1218.592 | 1203.289 | 1188.73 | 1174.172 | 1158.872 | 1144.316 | 1129.761 | 1115.95 | 1101.397 | 1087.587 | 1073.035 | 1059.228 | 1045.677 | 1032.307 | 1019.114 | 1006.095 | 993.249 | 980.574 | 968.066 | 955.725 | 943.547 | 931.53
S_Masterton | solar | 1975 | 1875.599 | 1782.146 | 1696.868 | 1613.078 | 1544.153 | 1490.094 | 1449.413 | 1404.275 | 1346.502 | 1289.473 | 1270.451 | 1250.686 | 1233.895 | 1218.592 | 1203.289 | 1188.73 | 1174.172 | 1158.872 | 1144.316 | 1129.761 | 1115.95 | 1101.397 | 1087.587 | 1073.035 | 1059.228 | 1045.677 | 1032.307 | 1019.114 | 1006.095 | 993.249 | 980.574 | 968.066 | 955.725 | 943.547 | 931.53
S_Morrinsvil | solar | 1900 | 1800.861 | 1707.668 | 1622.65 | 1539.119 | 1470.452 | 1416.65 | 1376.225 | 1331.342 | 1273.823 | 1217.048 | 1198.278 | 1178.766 | 1162.225 | 1147.172 | 1132.118 | 1117.808 | 1103.497 | 1088.444 | 1074.133 | 1059.823 | 1046.256 | 1031.945 | 1018.378 | 1004.068 | 990.501 | 977.19 | 964.058 | 951.103 | 938.322 | 925.713 | 913.273 | 901 | 888.892 | 876.947 | 865.162
S_MountSomer | solar | 1825 | 1726.123 | 1633.19 | 1548.432 | 1465.16 | 1396.751 | 1343.206 | 1303.038 | 1258.409 | 1201.145 | 1144.623 | 1126.106 | 1106.845 | 1090.556 | 1075.752 | 1060.948 | 1046.885 | 1032.822 | 1018.015 | 1003.951 | 989.885 | 976.562 | 962.494 | 949.169 | 935.1 | 921.774 | 908.703 | 895.81 | 883.093 | 870.549 | 858.176 | 845.972 | 833.934 | 822.06 | 810.348 | 798.795
S_MtEllaRen2 | solar | 1825 | 1726.123 | 1633.19 | 1548.432 | 1465.16 | 1396.751 | 1343.206 | 1303.038 | 1258.409 | 1201.145 | 1144.623 | 1126.106 | 1106.845 | 1090.556 | 1075.752 | 1060.948 | 1046.885 | 1032.822 | 1018.015 | 1003.951 | 989.885 | 976.562 | 962.494 | 949.169 | 935.1 | 921.774 | 908.703 | 895.81 | 883.093 | 870.549 | 858.176 | 845.972 | 833.934 | 822.06 | 810.348 | 798.795
S_Naseby | solar | 1975 | 1875.599 | 1782.146 | 1696.868 | 1613.078 | 1544.153 | 1490.094 | 1449.413 | 1404.275 | 1346.502 | 1289.473 | 1270.451 | 1250.686 | 1233.895 | 1218.592 | 1203.289 | 1188.73 | 1174.172 | 1158.872 | 1144.316 | 1129.761 | 1115.95 | 1101.397 | 1087.587 | 1073.035 | 1059.228 | 1045.677 | 1032.307 | 1019.114 | 1006.095 | 993.249 | 980.574 | 968.066 | 955.725 | 943.547 | 931.53
S_NewPlymout | solar | 1825 | 1726.123 | 1633.19 | 1548.432 | 1465.16 | 1396.751 | 1343.206 | 1303.038 | 1258.409 | 1201.145 | 1144.623 | 1126.106 | 1106.845 | 1090.556 | 1075.752 | 1060.948 | 1046.885 | 1032.822 | 1018.015 | 1003.951 | 989.885 | 976.562 | 962.494 | 949.169 | 935.1 | 921.774 | 908.703 | 895.81 | 883.093 | 870.549 | 858.176 | 845.972 | 833.934 | 822.06 | 810.348 | 798.795
S_NorthRakai | solar | 1975 | 1875.599 | 1782.146 | 1696.868 | 1613.078 | 1544.153 | 1490.094 | 1449.413 | 1404.275 | 1346.502 | 1289.473 | 1270.451 | 1250.686 | 1233.895 | 1218.592 | 1203.289 | 1188.73 | 1174.172 | 1158.872 | 1144.316 | 1129.761 | 1115.95 | 1101.397 | 1087.587 | 1073.035 | 1059.228 | 1045.677 | 1032.307 | 1019.114 | 1006.095 | 993.249 | 980.574 | 968.066 | 955.725 | 943.547 | 931.53
S_Norwood | solar | 1975 | 1875.599 | 1782.146 | 1696.868 | 1613.078 | 1544.153 | 1490.094 | 1449.413 | 1404.275 | 1346.502 | 1289.473 | 1270.451 | 1250.686 | 1233.895 | 1218.592 | 1203.289 | 1188.73 | 1174.172 | 1158.872 | 1144.316 | 1129.761 | 1115.95 | 1101.397 | 1087.587 | 1073.035 | 1059.228 | 1045.677 | 1032.307 | 1019.114 | 1006.095 | 993.249 | 980.574 | 968.066 | 955.725 | 943.547 | 931.53
S_Ohau | solar | 1975 | 1875.599 | 1782.146 | 1696.868 | 1613.078 | 1544.153 | 1490.094 | 1449.413 | 1404.275 | 1346.502 | 1289.473 | 1270.451 | 1250.686 | 1233.895 | 1218.592 | 1203.289 | 1188.73 | 1174.172 | 1158.872 | 1144.316 | 1129.761 | 1115.95 | 1101.397 | 1087.587 | 1073.035 | 1059.228 | 1045.677 | 1032.307 | 1019.114 | 1006.095 | 993.249 | 980.574 | 968.066 | 955.725 | 943.547 | 931.53
S_Ongaonga0 | solar | 1825 | 1726.123 | 1633.19 | 1548.432 | 1465.16 | 1396.751 | 1343.206 | 1303.038 | 1258.409 | 1201.145 | 1144.623 | 1126.106 | 1106.845 | 1090.556 | 1075.752 | 1060.948 | 1046.885 | 1032.822 | 1018.015 | 1003.951 | 989.885 | 976.562 | 962.494 | 949.169 | 935.1 | 921.774 | 908.703 | 895.81 | 883.093 | 870.549 | 858.176 | 845.972 | 833.934 | 822.06 | 810.348 | 798.795
S_Ongaonga1 | solar | 1975 | 1875.599 | 1782.146 | 1696.868 | 1613.078 | 1544.153 | 1490.094 | 1449.413 | 1404.275 | 1346.502 | 1289.473 | 1270.451 | 1250.686 | 1233.895 | 1218.592 | 1203.289 | 1188.73 | 1174.172 | 1158.872 | 1144.316 | 1129.761 | 1115.95 | 1101.397 | 1087.587 | 1073.035 | 1059.228 | 1045.677 | 1032.307 | 1019.114 | 1006.095 | 993.249 | 980.574 | 968.066 | 955.725 | 943.547 | 931.53
S_Ongaonga2 | solar | 1975 | 1875.599 | 1782.146 | 1696.868 | 1613.078 | 1544.153 | 1490.094 | 1449.413 | 1404.275 | 1346.502 | 1289.473 | 1270.451 | 1250.686 | 1233.895 | 1218.592 | 1203.289 | 1188.73 | 1174.172 | 1158.872 | 1144.316 | 1129.761 | 1115.95 | 1101.397 | 1087.587 | 1073.035 | 1059.228 | 1045.677 | 1032.307 | 1019.114 | 1006.095 | 993.249 | 980.574 | 968.066 | 955.725 | 943.547 | 931.53
S_Opunake0 | solar | 1975 | 1875.599 | 1782.146 | 1696.868 | 1613.078 | 1544.153 | 1490.094 | 1449.413 | 1404.275 | 1346.502 | 1289.473 | 1270.451 | 1250.686 | 1233.895 | 1218.592 | 1203.289 | 1188.73 | 1174.172 | 1158.872 | 1144.316 | 1129.761 | 1115.95 | 1101.397 | 1087.587 | 1073.035 | 1059.228 | 1045.677 | 1032.307 | 1019.114 | 1006.095 | 993.249 | 980.574 | 968.066 | 955.725 | 943.547 | 931.53
S_Opunake1 | solar | 1825 | 1726.123 | 1633.19 | 1548.432 | 1465.16 | 1396.751 | 1343.206 | 1303.038 | 1258.409 | 1201.145 | 1144.623 | 1126.106 | 1106.845 | 1090.556 | 1075.752 | 1060.948 | 1046.885 | 1032.822 | 1018.015 | 1003.951 | 989.885 | 976.562 | 962.494 | 949.169 | 935.1 | 921.774 | 908.703 | 895.81 | 883.093 | 870.549 | 858.176 | 845.972 | 833.934 | 822.06 | 810.348 | 798.795
S_Poolburn& | solar | 1900 | 1800.861 | 1707.668 | 1622.65 | 1539.119 | 1470.452 | 1416.65 | 1376.225 | 1331.342 | 1273.823 | 1217.048 | 1198.278 | 1178.766 | 1162.225 | 1147.172 | 1132.118 | 1117.808 | 1103.497 | 1088.444 | 1074.133 | 1059.823 | 1046.256 | 1031.945 | 1018.378 | 1004.068 | 990.501 | 977.19 | 964.058 | 951.103 | 938.322 | 925.713 | 913.273 | 901 | 888.892 | 876.947 | 865.162
S_Pukenui | solar | 1900 | 1800.861 | 1707.668 | 1622.65 | 1539.119 | 1470.452 | 1416.65 | 1376.225 | 1331.342 | 1273.823 | 1217.048 | 1198.278 | 1178.766 | 1162.225 | 1147.172 | 1132.118 | 1117.808 | 1103.497 | 1088.444 | 1074.133 | 1059.823 | 1046.256 | 1031.945 | 1018.378 | 1004.068 | 990.501 | 977.19 | 964.058 | 951.103 | 938.322 | 925.713 | 913.273 | 901 | 888.892 | 876.947 | 865.162
S_Rangimarie | solar | 1825 | 1726.123 | 1633.19 | 1548.432 | 1465.16 | 1396.751 | 1343.206 | 1303.038 | 1258.409 | 1201.145 | 1144.623 | 1126.106 | 1106.845 | 1090.556 | 1075.752 | 1060.948 | 1046.885 | 1032.822 | 1018.015 | 1003.951 | 989.885 | 976.562 | 962.494 | 949.169 | 935.1 | 921.774 | 908.703 | 895.81 | 883.093 | 870.549 | 858.176 | 845.972 | 833.934 | 822.06 | 810.348 | 798.795
S_Rangiriri | solar | 1975 | 1875.599 | 1782.146 | 1696.868 | 1613.078 | 1544.153 | 1490.094 | 1449.413 | 1404.275 | 1346.502 | 1289.473 | 1270.451 | 1250.686 | 1233.895 | 1218.592 | 1203.289 | 1188.73 | 1174.172 | 1158.872 | 1144.316 | 1129.761 | 1115.95 | 1101.397 | 1087.587 | 1073.035 | 1059.228 | 1045.677 | 1032.307 | 1019.114 | 1006.095 | 993.249 | 980.574 | 968.066 | 955.725 | 943.547 | 931.53
S_Reefton | solar | 1825 | 1726.123 | 1633.19 | 1548.432 | 1465.16 | 1396.751 | 1343.206 | 1303.038 | 1258.409 | 1201.145 | 1144.623 | 1126.106 | 1106.845 | 1090.556 | 1075.752 | 1060.948 | 1046.885 | 1032.822 | 1018.015 | 1003.951 | 989.885 | 976.562 | 962.494 | 949.169 | 935.1 | 921.774 | 908.703 | 895.81 | 883.093 | 870.549 | 858.176 | 845.972 | 833.934 | 822.06 | 810.348 | 798.795
S_Rotokawa | solar | 1975 | 1875.599 | 1782.146 | 1696.868 | 1613.078 | 1544.153 | 1490.094 | 1449.413 | 1404.275 | 1346.502 | 1289.473 | 1270.451 | 1250.686 | 1233.895 | 1218.592 | 1203.289 | 1188.73 | 1174.172 | 1158.872 | 1144.316 | 1129.761 | 1115.95 | 1101.397 | 1087.587 | 1073.035 | 1059.228 | 1045.677 | 1032.307 | 1019.114 | 1006.095 | 993.249 | 980.574 | 968.066 | 955.725 | 943.547 | 931.53
S_Ruakaka | solar | 1900 | 1800.861 | 1707.668 | 1622.65 | 1539.119 | 1470.452 | 1416.65 | 1376.225 | 1331.342 | 1273.823 | 1217.048 | 1198.278 | 1178.766 | 1162.225 | 1147.172 | 1132.118 | 1117.808 | 1103.497 | 1088.444 | 1074.133 | 1059.823 | 1046.256 | 1031.945 | 1018.378 | 1004.068 | 990.501 | 977.19 | 964.058 | 951.103 | 938.322 | 925.713 | 913.273 | 901 | 888.892 | 876.947 | 865.162
S_Scargill | solar | 1900 | 1800.861 | 1707.668 | 1622.65 | 1539.119 | 1470.452 | 1416.65 | 1376.225 | 1331.342 | 1273.823 | 1217.048 | 1198.278 | 1178.766 | 1162.225 | 1147.172 | 1132.118 | 1117.808 | 1103.497 | 1088.444 | 1074.133 | 1059.823 | 1046.256 | 1031.945 | 1018.378 | 1004.068 | 990.501 | 977.19 | 964.058 | 951.103 | 938.322 | 925.713 | 913.273 | 901 | 888.892 | 876.947 | 865.162
S_SkinnerRoa | solar | 1825 | 1726.123 | 1633.19 | 1548.432 | 1465.16 | 1396.751 | 1343.206 | 1303.038 | 1258.409 | 1201.145 | 1144.623 | 1126.106 | 1106.845 | 1090.556 | 1075.752 | 1060.948 | 1046.885 | 1032.822 | 1018.015 | 1003.951 | 989.885 | 976.562 | 962.494 | 949.169 | 935.1 | 921.774 | 908.703 | 895.81 | 883.093 | 870.549 | 858.176 | 845.972 | 833.934 | 822.06 | 810.348 | 798.795
S_Somerton | solar | 1825 | 1726.123 | 1633.19 | 1548.432 | 1465.16 | 1396.751 | 1343.206 | 1303.038 | 1258.409 | 1201.145 | 1144.623 | 1126.106 | 1106.845 | 1090.556 | 1075.752 | 1060.948 | 1046.885 | 1032.822 | 1018.015 | 1003.951 | 989.885 | 976.562 | 962.494 | 949.169 | 935.1 | 921.774 | 908.703 | 895.81 | 883.093 | 870.549 | 858.176 | 845.972 | 833.934 | 822.06 | 810.348 | 798.795
S_Stratford | solar | 1975 | 1875.599 | 1782.146 | 1696.868 | 1613.078 | 1544.153 | 1490.094 | 1449.413 | 1404.275 | 1346.502 | 1289.473 | 1270.451 | 1250.686 | 1233.895 | 1218.592 | 1203.289 | 1188.73 | 1174.172 | 1158.872 | 1144.316 | 1129.761 | 1115.95 | 1101.397 | 1087.587 | 1073.035 | 1059.228 | 1045.677 | 1032.307 | 1019.114 | 1006.095 | 993.249 | 980.574 | 968.066 | 955.725 | 943.547 | 931.53
S_Swannoa | solar | 1975 | 1875.599 | 1782.146 | 1696.868 | 1613.078 | 1544.153 | 1490.094 | 1449.413 | 1404.275 | 1346.502 | 1289.473 | 1270.451 | 1250.686 | 1233.895 | 1218.592 | 1203.289 | 1188.73 | 1174.172 | 1158.872 | 1144.316 | 1129.761 | 1115.95 | 1101.397 | 1087.587 | 1073.035 | 1059.228 | 1045.677 | 1032.307 | 1019.114 | 1006.095 | 993.249 | 980.574 | 968.066 | 955.725 | 943.547 | 931.53
S_Tahuna | solar | 1825 | 1726.123 | 1633.19 | 1548.432 | 1465.16 | 1396.751 | 1343.206 | 1303.038 | 1258.409 | 1201.145 | 1144.623 | 1126.106 | 1106.845 | 1090.556 | 1075.752 | 1060.948 | 1046.885 | 1032.822 | 1018.015 | 1003.951 | 989.885 | 976.562 | 962.494 | 949.169 | 935.1 | 921.774 | 908.703 | 895.81 | 883.093 | 870.549 | 858.176 | 845.972 | 833.934 | 822.06 | 810.348 | 798.795
S_Taiohi | solar | 1900 | 1800.861 | 1707.668 | 1622.65 | 1539.119 | 1470.452 | 1416.65 | 1376.225 | 1331.342 | 1273.823 | 1217.048 | 1198.278 | 1178.766 | 1162.225 | 1147.172 | 1132.118 | 1117.808 | 1103.497 | 1088.444 | 1074.133 | 1059.823 | 1046.256 | 1031.945 | 1018.378 | 1004.068 | 990.501 | 977.19 | 964.058 | 951.103 | 938.322 | 925.713 | 913.273 | 901 | 888.892 | 876.947 | 865.162
S_Tangiwai | solar | 1900 | 1800.861 | 1707.668 | 1622.65 | 1539.119 | 1470.452 | 1416.65 | 1376.225 | 1331.342 | 1273.823 | 1217.048 | 1198.278 | 1178.766 | 1162.225 | 1147.172 | 1132.118 | 1117.808 | 1103.497 | 1088.444 | 1074.133 | 1059.823 | 1046.256 | 1031.945 | 1018.378 | 1004.068 | 990.501 | 977.19 | 964.058 | 951.103 | 938.322 | 925.713 | 913.273 | 901 | 888.892 | 876.947 | 865.162
S_TararuaTar | solar | 1900 | 1800.861 | 1707.668 | 1622.65 | 1539.119 | 1470.452 | 1416.65 | 1376.225 | 1331.342 | 1273.823 | 1217.048 | 1198.278 | 1178.766 | 1162.225 | 1147.172 | 1132.118 | 1117.808 | 1103.497 | 1088.444 | 1074.133 | 1059.823 | 1046.256 | 1031.945 | 1018.378 | 1004.068 | 990.501 | 977.19 | 964.058 | 951.103 | 938.322 | 925.713 | 913.273 | 901 | 888.892 | 876.947 | 865.162
S_Tasman | solar | 1975 | 1875.599 | 1782.146 | 1696.868 | 1613.078 | 1544.153 | 1490.094 | 1449.413 | 1404.275 | 1346.502 | 1289.473 | 1270.451 | 1250.686 | 1233.895 | 1218.592 | 1203.289 | 1188.73 | 1174.172 | 1158.872 | 1144.316 | 1129.761 | 1115.95 | 1101.397 | 1087.587 | 1073.035 | 1059.228 | 1045.677 | 1032.307 | 1019.114 | 1006.095 | 993.249 | 980.574 | 968.066 | 955.725 | 943.547 | 931.53
S_Tauhei | solar | 1975 | 1875.599 | 1782.146 | 1696.868 | 1613.078 | 1544.153 | 1490.094 | 1449.413 | 1404.275 | 1346.502 | 1289.473 | 1270.451 | 1250.686 | 1233.895 | 1218.592 | 1203.289 | 1188.73 | 1174.172 | 1158.872 | 1144.316 | 1129.761 | 1115.95 | 1101.397 | 1087.587 | 1073.035 | 1059.228 | 1045.677 | 1032.307 | 1019.114 | 1006.095 | 993.249 | 980.574 | 968.066 | 955.725 | 943.547 | 931.53
S_Tauhei_s2 | solar | 1975 | 1875.599 | 1782.146 | 1696.868 | 1613.078 | 1544.153 | 1490.094 | 1449.413 | 1404.275 | 1346.502 | 1289.473 | 1270.451 | 1250.686 | 1233.895 | 1218.592 | 1203.289 | 1188.73 | 1174.172 | 1158.872 | 1144.316 | 1129.761 | 1115.95 | 1101.397 | 1087.587 | 1073.035 | 1059.228 | 1045.677 | 1032.307 | 1019.114 | 1006.095 | 993.249 | 980.574 | 968.066 | 955.725 | 943.547 | 931.53
S_TeRahui_s1 | solar | 1975 | 1875.599 | 1782.146 | 1696.868 | 1613.078 | 1544.153 | 1490.094 | 1449.413 | 1404.275 | 1346.502 | 1289.473 | 1270.451 | 1250.686 | 1233.895 | 1218.592 | 1203.289 | 1188.73 | 1174.172 | 1158.872 | 1144.316 | 1129.761 | 1115.95 | 1101.397 | 1087.587 | 1073.035 | 1059.228 | 1045.677 | 1032.307 | 1019.114 | 1006.095 | 993.249 | 980.574 | 968.066 | 955.725 | 943.547 | 931.53
S_TeRahui_s2 | solar | 1975 | 1875.599 | 1782.146 | 1696.868 | 1613.078 | 1544.153 | 1490.094 | 1449.413 | 1404.275 | 1346.502 | 1289.473 | 1270.451 | 1250.686 | 1233.895 | 1218.592 | 1203.289 | 1188.73 | 1174.172 | 1158.872 | 1144.316 | 1129.761 | 1115.95 | 1101.397 | 1087.587 | 1073.035 | 1059.228 | 1045.677 | 1032.307 | 1019.114 | 1006.095 | 993.249 | 980.574 | 968.066 | 955.725 | 943.547 | 931.53
S_ThePoint | solar | 1975 | 1875.599 | 1782.146 | 1696.868 | 1613.078 | 1544.153 | 1490.094 | 1449.413 | 1404.275 | 1346.502 | 1289.473 | 1270.451 | 1250.686 | 1233.895 | 1218.592 | 1203.289 | 1188.73 | 1174.172 | 1158.872 | 1144.316 | 1129.761 | 1115.95 | 1101.397 | 1087.587 | 1073.035 | 1059.228 | 1045.677 | 1032.307 | 1019.114 | 1006.095 | 993.249 | 980.574 | 968.066 | 955.725 | 943.547 | 931.53
S_ThreeStrea | solar | 1825 | 1726.123 | 1633.19 | 1548.432 | 1465.16 | 1396.751 | 1343.206 | 1303.038 | 1258.409 | 1201.145 | 1144.623 | 1126.106 | 1106.845 | 1090.556 | 1075.752 | 1060.948 | 1046.885 | 1032.822 | 1018.015 | 1003.951 | 989.885 | 976.562 | 962.494 | 949.169 | 935.1 | 921.774 | 908.703 | 895.81 | 883.093 | 870.549 | 858.176 | 845.972 | 833.934 | 822.06 | 810.348 | 798.795
S_Timaru | solar | 1825 | 1726.123 | 1633.19 | 1548.432 | 1465.16 | 1396.751 | 1343.206 | 1303.038 | 1258.409 | 1201.145 | 1144.623 | 1126.106 | 1106.845 | 1090.556 | 1075.752 | 1060.948 | 1046.885 | 1032.822 | 1018.015 | 1003.951 | 989.885 | 976.562 | 962.494 | 949.169 | 935.1 | 921.774 | 908.703 | 895.81 | 883.093 | 870.549 | 858.176 | 845.972 | 833.934 | 822.06 | 810.348 | 798.795
S_TwinRivers | solar | 1900 | 1800.861 | 1707.668 | 1622.65 | 1539.119 | 1470.452 | 1416.65 | 1376.225 | 1331.342 | 1273.823 | 1217.048 | 1198.278 | 1178.766 | 1162.225 | 1147.172 | 1132.118 | 1117.808 | 1103.497 | 1088.444 | 1074.133 | 1059.823 | 1046.256 | 1031.945 | 1018.378 | 1004.068 | 990.501 | 977.19 | 964.058 | 951.103 | 938.322 | 925.713 | 913.273 | 901 | 888.892 | 876.947 | 865.162
S_Twizel0 | solar | 1975 | 1875.599 | 1782.146 | 1696.868 | 1613.078 | 1544.153 | 1490.094 | 1449.413 | 1404.275 | 1346.502 | 1289.473 | 1270.451 | 1250.686 | 1233.895 | 1218.592 | 1203.289 | 1188.73 | 1174.172 | 1158.872 | 1144.316 | 1129.761 | 1115.95 | 1101.397 | 1087.587 | 1073.035 | 1059.228 | 1045.677 | 1032.307 | 1019.114 | 1006.095 | 993.249 | 980.574 | 968.066 | 955.725 | 943.547 | 931.53
S_Twizel1 | solar | 1975 | 1875.599 | 1782.146 | 1696.868 | 1613.078 | 1544.153 | 1490.094 | 1449.413 | 1404.275 | 1346.502 | 1289.473 | 1270.451 | 1250.686 | 1233.895 | 1218.592 | 1203.289 | 1188.73 | 1174.172 | 1158.872 | 1144.316 | 1129.761 | 1115.95 | 1101.397 | 1087.587 | 1073.035 | 1059.228 | 1045.677 | 1032.307 | 1019.114 | 1006.095 | 993.249 | 980.574 | 968.066 | 955.725 | 943.547 | 931.53
S_UpperTaka1 | solar | 1825 | 1726.123 | 1633.19 | 1548.432 | 1465.16 | 1396.751 | 1343.206 | 1303.038 | 1258.409 | 1201.145 | 1144.623 | 1126.106 | 1106.845 | 1090.556 | 1075.752 | 1060.948 | 1046.885 | 1032.822 | 1018.015 | 1003.951 | 989.885 | 976.562 | 962.494 | 949.169 | 935.1 | 921.774 | 908.703 | 895.81 | 883.093 | 870.549 | 858.176 | 845.972 | 833.934 | 822.06 | 810.348 | 798.795
S_UpperTaka2 | solar | 1825 | 1726.123 | 1633.19 | 1548.432 | 1465.16 | 1396.751 | 1343.206 | 1303.038 | 1258.409 | 1201.145 | 1144.623 | 1126.106 | 1106.845 | 1090.556 | 1075.752 | 1060.948 | 1046.885 | 1032.822 | 1018.015 | 1003.951 | 989.885 | 976.562 | 962.494 | 949.169 | 935.1 | 921.774 | 908.703 | 895.81 | 883.093 | 870.549 | 858.176 | 845.972 | 833.934 | 822.06 | 810.348 | 798.795
S_Waerenga | solar | 1975 | 1875.599 | 1782.146 | 1696.868 | 1613.078 | 1544.153 | 1490.094 | 1449.413 | 1404.275 | 1346.502 | 1289.473 | 1270.451 | 1250.686 | 1233.895 | 1218.592 | 1203.289 | 1188.73 | 1174.172 | 1158.872 | 1144.316 | 1129.761 | 1115.95 | 1101.397 | 1087.587 | 1073.035 | 1059.228 | 1045.677 | 1032.307 | 1019.114 | 1006.095 | 993.249 | 980.574 | 968.066 | 955.725 | 943.547 | 931.53
S_Waihou | solar | 1975 | 1875.599 | 1782.146 | 1696.868 | 1613.078 | 1544.153 | 1490.094 | 1449.413 | 1404.275 | 1346.502 | 1289.473 | 1270.451 | 1250.686 | 1233.895 | 1218.592 | 1203.289 | 1188.73 | 1174.172 | 1158.872 | 1144.316 | 1129.761 | 1115.95 | 1101.397 | 1087.587 | 1073.035 | 1059.228 | 1045.677 | 1032.307 | 1019.114 | 1006.095 | 993.249 | 980.574 | 968.066 | 955.725 | 943.547 | 931.53
S_Waiinu_s1 | solar | 1975 | 1875.599 | 1782.146 | 1696.868 | 1613.078 | 1544.153 | 1490.094 | 1449.413 | 1404.275 | 1346.502 | 1289.473 | 1270.451 | 1250.686 | 1233.895 | 1218.592 | 1203.289 | 1188.73 | 1174.172 | 1158.872 | 1144.316 | 1129.761 | 1115.95 | 1101.397 | 1087.587 | 1073.035 | 1059.228 | 1045.677 | 1032.307 | 1019.114 | 1006.095 | 993.249 | 980.574 | 968.066 | 955.725 | 943.547 | 931.53
S_Waiinu_s2 | solar | 1975 | 1875.599 | 1782.146 | 1696.868 | 1613.078 | 1544.153 | 1490.094 | 1449.413 | 1404.275 | 1346.502 | 1289.473 | 1270.451 | 1250.686 | 1233.895 | 1218.592 | 1203.289 | 1188.73 | 1174.172 | 1158.872 | 1144.316 | 1129.761 | 1115.95 | 1101.397 | 1087.587 | 1073.035 | 1059.228 | 1045.677 | 1032.307 | 1019.114 | 1006.095 | 993.249 | 980.574 | 968.066 | 955.725 | 943.547 | 931.53
S_Waikato | solar | 1975 | 1875.599 | 1782.146 | 1696.868 | 1613.078 | 1544.153 | 1490.094 | 1449.413 | 1404.275 | 1346.502 | 1289.473 | 1270.451 | 1250.686 | 1233.895 | 1218.592 | 1203.289 | 1188.73 | 1174.172 | 1158.872 | 1144.316 | 1129.761 | 1115.95 | 1101.397 | 1087.587 | 1073.035 | 1059.228 | 1045.677 | 1032.307 | 1019.114 | 1006.095 | 993.249 | 980.574 | 968.066 | 955.725 | 943.547 | 931.53
S_Waikato0 | solar | 1975 | 1875.599 | 1782.146 | 1696.868 | 1613.078 | 1544.153 | 1490.094 | 1449.413 | 1404.275 | 1346.502 | 1289.473 | 1270.451 | 1250.686 | 1233.895 | 1218.592 | 1203.289 | 1188.73 | 1174.172 | 1158.872 | 1144.316 | 1129.761 | 1115.95 | 1101.397 | 1087.587 | 1073.035 | 1059.228 | 1045.677 | 1032.307 | 1019.114 | 1006.095 | 993.249 | 980.574 | 968.066 | 955.725 | 943.547 | 931.53
S_Waikato1 | solar | 1975 | 1875.599 | 1782.146 | 1696.868 | 1613.078 | 1544.153 | 1490.094 | 1449.413 | 1404.275 | 1346.502 | 1289.473 | 1270.451 | 1250.686 | 1233.895 | 1218.592 | 1203.289 | 1188.73 | 1174.172 | 1158.872 | 1144.316 | 1129.761 | 1115.95 | 1101.397 | 1087.587 | 1073.035 | 1059.228 | 1045.677 | 1032.307 | 1019.114 | 1006.095 | 993.249 | 980.574 | 968.066 | 955.725 | 943.547 | 931.53
S_Waiotahe | solar | 1825 | 1726.123 | 1633.19 | 1548.432 | 1465.16 | 1396.751 | 1343.206 | 1303.038 | 1258.409 | 1201.145 | 1144.623 | 1126.106 | 1106.845 | 1090.556 | 1075.752 | 1060.948 | 1046.885 | 1032.822 | 1018.015 | 1003.951 | 989.885 | 976.562 | 962.494 | 949.169 | 935.1 | 921.774 | 908.703 | 895.81 | 883.093 | 870.549 | 858.176 | 845.972 | 833.934 | 822.06 | 810.348 | 798.795
S_Waipawa | solar | 1900 | 1800.861 | 1707.668 | 1622.65 | 1539.119 | 1470.452 | 1416.65 | 1376.225 | 1331.342 | 1273.823 | 1217.048 | 1198.278 | 1178.766 | 1162.225 | 1147.172 | 1132.118 | 1117.808 | 1103.497 | 1088.444 | 1074.133 | 1059.823 | 1046.256 | 1031.945 | 1018.378 | 1004.068 | 990.501 | 977.19 | 964.058 | 951.103 | 938.322 | 925.713 | 913.273 | 901 | 888.892 | 876.947 | 865.162
S_Waitara | solar | 1975 | 1875.599 | 1782.146 | 1696.868 | 1613.078 | 1544.153 | 1490.094 | 1449.413 | 1404.275 | 1346.502 | 1289.473 | 1270.451 | 1250.686 | 1233.895 | 1218.592 | 1203.289 | 1188.73 | 1174.172 | 1158.872 | 1144.316 | 1129.761 | 1115.95 | 1101.397 | 1087.587 | 1073.035 | 1059.228 | 1045.677 | 1032.307 | 1019.114 | 1006.095 | 993.249 | 980.574 | 968.066 | 955.725 | 943.547 | 931.53
S_Waiterimu | solar | 1900 | 1800.861 | 1707.668 | 1622.65 | 1539.119 | 1470.452 | 1416.65 | 1376.225 | 1331.342 | 1273.823 | 1217.048 | 1198.278 | 1178.766 | 1162.225 | 1147.172 | 1132.118 | 1117.808 | 1103.497 | 1088.444 | 1074.133 | 1059.823 | 1046.256 | 1031.945 | 1018.378 | 1004.068 | 990.501 | 977.19 | 964.058 | 951.103 | 938.322 | 925.713 | 913.273 | 901 | 888.892 | 876.947 | 865.162
S_Wellsford | solar | 1975 | 1875.599 | 1782.146 | 1696.868 | 1613.078 | 1544.153 | 1490.094 | 1449.413 | 1404.275 | 1346.502 | 1289.473 | 1270.451 | 1250.686 | 1233.895 | 1218.592 | 1203.289 | 1188.73 | 1174.172 | 1158.872 | 1144.316 | 1129.761 | 1115.95 | 1101.397 | 1087.587 | 1073.035 | 1059.228 | 1045.677 | 1032.307 | 1019.114 | 1006.095 | 993.249 | 980.574 | 968.066 | 955.725 | 943.547 | 931.53
S_WesternBa1 | solar | 1975 | 1875.599 | 1782.146 | 1696.868 | 1613.078 | 1544.153 | 1490.094 | 1449.413 | 1404.275 | 1346.502 | 1289.473 | 1270.451 | 1250.686 | 1233.895 | 1218.592 | 1203.289 | 1188.73 | 1174.172 | 1158.872 | 1144.316 | 1129.761 | 1115.95 | 1101.397 | 1087.587 | 1073.035 | 1059.228 | 1045.677 | 1032.307 | 1019.114 | 1006.095 | 993.249 | 980.574 | 968.066 | 955.725 | 943.547 | 931.53
S_WesternBa2 | solar | 1975 | 1875.599 | 1782.146 | 1696.868 | 1613.078 | 1544.153 | 1490.094 | 1449.413 | 1404.275 | 1346.502 | 1289.473 | 1270.451 | 1250.686 | 1233.895 | 1218.592 | 1203.289 | 1188.73 | 1174.172 | 1158.872 | 1144.316 | 1129.761 | 1115.95 | 1101.397 | 1087.587 | 1073.035 | 1059.228 | 1045.677 | 1032.307 | 1019.114 | 1006.095 | 993.249 | 980.574 | 968.066 | 955.725 | 943.547 | 931.53
S_Whakatane | solar | 1825 | 1726.123 | 1633.19 | 1548.432 | 1465.16 | 1396.751 | 1343.206 | 1303.038 | 1258.409 | 1201.145 | 1144.623 | 1126.106 | 1106.845 | 1090.556 | 1075.752 | 1060.948 | 1046.885 | 1032.822 | 1018.015 | 1003.951 | 989.885 | 976.562 | 962.494 | 949.169 | 935.1 | 921.774 | 908.703 | 895.81 | 883.093 | 870.549 | 858.176 | 845.972 | 833.934 | 822.06 | 810.348 | 798.795
S_WhangapeEn | solar | 1975 | 1875.599 | 1782.146 | 1696.868 | 1613.078 | 1544.153 | 1490.094 | 1449.413 | 1404.275 | 1346.502 | 1289.473 | 1270.451 | 1250.686 | 1233.895 | 1218.592 | 1203.289 | 1188.73 | 1174.172 | 1158.872 | 1144.316 | 1129.761 | 1115.95 | 1101.397 | 1087.587 | 1073.035 | 1059.228 | 1045.677 | 1032.307 | 1019.114 | 1006.095 | 993.249 | 980.574 | 968.066 | 955.725 | 943.547 | 931.53
S_Whitianga | solar | 1900 | 1800.861 | 1707.668 | 1622.65 | 1539.119 | 1470.452 | 1416.65 | 1376.225 | 1331.342 | 1273.823 | 1217.048 | 1198.278 | 1178.766 | 1162.225 | 1147.172 | 1132.118 | 1117.808 | 1103.497 | 1088.444 | 1074.133 | 1059.823 | 1046.256 | 1031.945 | 1018.378 | 1004.068 | 990.501 | 977.19 | 964.058 | 951.103 | 938.322 | 925.713 | 913.273 | 901 | 888.892 | 876.947 | 865.162
S_genAucklan | solar | 1975 | 1875.599 | 1782.146 | 1696.868 | 1613.078 | 1544.153 | 1490.094 | 1449.413 | 1404.275 | 1346.502 | 1289.473 | 1270.451 | 1250.686 | 1233.895 | 1218.592 | 1203.289 | 1188.73 | 1174.172 | 1158.872 | 1144.316 | 1129.761 | 1115.95 | 1101.397 | 1087.587 | 1073.035 | 1059.228 | 1045.677 | 1032.307 | 1019.114 | 1006.095 | 993.249 | 980.574 | 968.066 | 955.725 | 943.547 | 931.53
S_genBayofPl | solar | 1975 | 1875.599 | 1782.146 | 1696.868 | 1613.078 | 1544.153 | 1490.094 | 1449.413 | 1404.275 | 1346.502 | 1289.473 | 1270.451 | 1250.686 | 1233.895 | 1218.592 | 1203.289 | 1188.73 | 1174.172 | 1158.872 | 1144.316 | 1129.761 | 1115.95 | 1101.397 | 1087.587 | 1073.035 | 1059.228 | 1045.677 | 1032.307 | 1019.114 | 1006.095 | 993.249 | 980.574 | 968.066 | 955.725 | 943.547 | 931.53
S_genCanter1 | solar | 1975 | 1875.599 | 1782.146 | 1696.868 | 1613.078 | 1544.153 | 1490.094 | 1449.413 | 1404.275 | 1346.502 | 1289.473 | 1270.451 | 1250.686 | 1233.895 | 1218.592 | 1203.289 | 1188.73 | 1174.172 | 1158.872 | 1144.316 | 1129.761 | 1115.95 | 1101.397 | 1087.587 | 1073.035 | 1059.228 | 1045.677 | 1032.307 | 1019.114 | 1006.095 | 993.249 | 980.574 | 968.066 | 955.725 | 943.547 | 931.53
S_genCanter2 | solar | 1975 | 1875.599 | 1782.146 | 1696.868 | 1613.078 | 1544.153 | 1490.094 | 1449.413 | 1404.275 | 1346.502 | 1289.473 | 1270.451 | 1250.686 | 1233.895 | 1218.592 | 1203.289 | 1188.73 | 1174.172 | 1158.872 | 1144.316 | 1129.761 | 1115.95 | 1101.397 | 1087.587 | 1073.035 | 1059.228 | 1045.677 | 1032.307 | 1019.114 | 1006.095 | 993.249 | 980.574 | 968.066 | 955.725 | 943.547 | 931.53
S_genGisborn | solar | 1975 | 1875.599 | 1782.146 | 1696.868 | 1613.078 | 1544.153 | 1490.094 | 1449.413 | 1404.275 | 1346.502 | 1289.473 | 1270.451 | 1250.686 | 1233.895 | 1218.592 | 1203.289 | 1188.73 | 1174.172 | 1158.872 | 1144.316 | 1129.761 | 1115.95 | 1101.397 | 1087.587 | 1073.035 | 1059.228 | 1045.677 | 1032.307 | 1019.114 | 1006.095 | 993.249 | 980.574 | 968.066 | 955.725 | 943.547 | 931.53
S_genHawkes | solar | 1975 | 1875.599 | 1782.146 | 1696.868 | 1613.078 | 1544.153 | 1490.094 | 1449.413 | 1404.275 | 1346.502 | 1289.473 | 1270.451 | 1250.686 | 1233.895 | 1218.592 | 1203.289 | 1188.73 | 1174.172 | 1158.872 | 1144.316 | 1129.761 | 1115.95 | 1101.397 | 1087.587 | 1073.035 | 1059.228 | 1045.677 | 1032.307 | 1019.114 | 1006.095 | 993.249 | 980.574 | 968.066 | 955.725 | 943.547 | 931.53
S_genMarlbor | solar | 1975 | 1875.599 | 1782.146 | 1696.868 | 1613.078 | 1544.153 | 1490.094 | 1449.413 | 1404.275 | 1346.502 | 1289.473 | 1270.451 | 1250.686 | 1233.895 | 1218.592 | 1203.289 | 1188.73 | 1174.172 | 1158.872 | 1144.316 | 1129.761 | 1115.95 | 1101.397 | 1087.587 | 1073.035 | 1059.228 | 1045.677 | 1032.307 | 1019.114 | 1006.095 | 993.249 | 980.574 | 968.066 | 955.725 | 943.547 | 931.53
S_genNorthla | solar | 1975 | 1875.599 | 1782.146 | 1696.868 | 1613.078 | 1544.153 | 1490.094 | 1449.413 | 1404.275 | 1346.502 | 1289.473 | 1270.451 | 1250.686 | 1233.895 | 1218.592 | 1203.289 | 1188.73 | 1174.172 | 1158.872 | 1144.316 | 1129.761 | 1115.95 | 1101.397 | 1087.587 | 1073.035 | 1059.228 | 1045.677 | 1032.307 | 1019.114 | 1006.095 | 993.249 | 980.574 | 968.066 | 955.725 | 943.547 | 931.53
S_genTaranak | solar | 1975 | 1875.599 | 1782.146 | 1696.868 | 1613.078 | 1544.153 | 1490.094 | 1449.413 | 1404.275 | 1346.502 | 1289.473 | 1270.451 | 1250.686 | 1233.895 | 1218.592 | 1203.289 | 1188.73 | 1174.172 | 1158.872 | 1144.316 | 1129.761 | 1115.95 | 1101.397 | 1087.587 | 1073.035 | 1059.228 | 1045.677 | 1032.307 | 1019.114 | 1006.095 | 993.249 | 980.574 | 968.066 | 955.725 | 943.547 | 931.53
S_genWaikat1 | solar | 1975 | 1875.599 | 1782.146 | 1696.868 | 1613.078 | 1544.153 | 1490.094 | 1449.413 | 1404.275 | 1346.502 | 1289.473 | 1270.451 | 1250.686 | 1233.895 | 1218.592 | 1203.289 | 1188.73 | 1174.172 | 1158.872 | 1144.316 | 1129.761 | 1115.95 | 1101.397 | 1087.587 | 1073.035 | 1059.228 | 1045.677 | 1032.307 | 1019.114 | 1006.095 | 993.249 | 980.574 | 968.066 | 955.725 | 943.547 | 931.53
S_genWaikat2 | solar | 1975 | 1875.599 | 1782.146 | 1696.868 | 1613.078 | 1544.153 | 1490.094 | 1449.413 | 1404.275 | 1346.502 | 1289.473 | 1270.451 | 1250.686 | 1233.895 | 1218.592 | 1203.289 | 1188.73 | 1174.172 | 1158.872 | 1144.316 | 1129.761 | 1115.95 | 1101.397 | 1087.587 | 1073.035 | 1059.228 | 1045.677 | 1032.307 | 1019.114 | 1006.095 | 993.249 | 980.574 | 968.066 | 955.725 | 943.547 | 931.53
S_genWairara | solar | 1975 | 1875.599 | 1782.146 | 1696.868 | 1613.078 | 1544.153 | 1490.094 | 1449.413 | 1404.275 | 1346.502 | 1289.473 | 1270.451 | 1250.686 | 1233.895 | 1218.592 | 1203.289 | 1188.73 | 1174.172 | 1158.872 | 1144.316 | 1129.761 | 1115.95 | 1101.397 | 1087.587 | 1073.035 | 1059.228 | 1045.677 | 1032.307 | 1019.114 | 1006.095 | 993.249 | 980.574 | 968.066 | 955.725 | 943.547 | 931.53
Taheke1 | geothermal | 6030 | 5988.083 | 5946.458 | 5905.122 | 5864.074 | 5823.311 | 5782.831 | 5742.632 | 5702.713 | 5663.072 | 5623.706 | 5584.614 | 5545.793 | 5507.242 | 5468.96 | 5430.943 | 5393.191 | 5355.701 | 5318.472 | 5281.501 | 5244.788 | 5208.329 | 5172.124 | 5136.171 | 5100.468 | 5065.013 | 5029.804 | 4994.84 | 4960.119 | 4925.64 | 4891.4 | 4857.398 | 4823.633 | 4790.102 | 4756.805 | 4723.738
Taheke2 | geothermal | 6030 | 5988.083 | 5946.458 | 5905.122 | 5864.074 | 5823.311 | 5782.831 | 5742.632 | 5702.713 | 5663.072 | 5623.706 | 5584.614 | 5545.793 | 5507.242 | 5468.96 | 5430.943 | 5393.191 | 5355.701 | 5318.472 | 5281.501 | 5244.788 | 5208.329 | 5172.124 | 5136.171 | 5100.468 | 5065.013 | 5029.804 | 4994.84 | 4960.119 | 4925.64 | 4891.4 | 4857.398 | 4823.633 | 4790.102 | 4756.805 | 4723.738
Taheke3 | geothermal | 6030 | 5988.083 | 5946.458 | 5905.122 | 5864.074 | 5823.311 | 5782.831 | 5742.632 | 5702.713 | 5663.072 | 5623.706 | 5584.614 | 5545.793 | 5507.242 | 5468.96 | 5430.943 | 5393.191 | 5355.701 | 5318.472 | 5281.501 | 5244.788 | 5208.329 | 5172.124 | 5136.171 | 5100.468 | 5065.013 | 5029.804 | 4994.84 | 4960.119 | 4925.64 | 4891.4 | 4857.398 | 4823.633 | 4790.102 | 4756.805 | 4723.738
TaramTaipo | hydro | 9195.092 | 9163.021 | 9131.062 | 9099.215 | 9067.479 | 9035.853 | 9004.338 | 8972.933 | 8941.637 | 8910.451 | 8879.373 | 8848.403 | 8817.542 | 8786.788 | 8756.142 | 8725.602 | 8695.169 | 8664.842 | 8634.621 | 8604.505 | 8574.494 | 8544.588 | 8514.787 | 8485.089 | 8455.495 | 8426.003 | 8396.615 | 8367.33 | 8338.146 | 8309.064 | 8280.084 | 8251.205 | 8222.426 | 8193.748 | 8165.17 | 8136.692
Tauhara2 | geothermal | 6030 | 5988.083 | 5946.458 | 5905.122 | 5864.074 | 5823.311 | 5782.831 | 5742.632 | 5702.713 | 5663.072 | 5623.706 | 5584.614 | 5545.793 | 5507.242 | 5468.96 | 5430.943 | 5393.191 | 5355.701 | 5318.472 | 5281.501 | 5244.788 | 5208.329 | 5172.124 | 5136.171 | 5100.468 | 5065.013 | 5029.804 | 4994.84 | 4960.119 | 4925.64 | 4891.4 | 4857.398 | 4823.633 | 4790.102 | 4756.805 | 4723.738
Tauhara3 | geothermal | 5040 | 5004.965 | 4970.174 | 4935.625 | 4901.315 | 4867.245 | 4833.411 | 4799.812 | 4766.447 | 4733.314 | 4700.411 | 4667.737 | 4635.29 | 4603.068 | 4571.071 | 4539.296 | 4507.742 | 4476.407 | 4445.29 | 4414.389 | 4383.703 | 4353.23 | 4322.97 | 4292.919 | 4263.078 | 4233.444 | 4204.015 | 4174.792 | 4145.771 | 4116.953 | 4088.334 | 4059.915 | 4031.693 | 4003.668 | 3975.837 | 3948.199
TauheiBESS | battery | 1700 | 1640.771 | 1586.39 | 1534.474 | 1489.816 | 1452.428 | 1433.092 | 1414.225 | 1394.867 | 1375.977 | 1357.074 | 1338.158 | 1319.709 | 1300.766 | 1282.289 | 1265.232 | 1247.681 | 1230.592 | 1213.965 | 1196.841 | 1180.178 | 1163.017 | 1146.314 | 1129.59 | 1112.843 | 1096.074 | 1079.986 | 1064.135 | 1048.516 | 1033.126 | 1017.963 | 1003.021 | 988.3 | 973.794 | 959.501 | 945.418
TeMihi2 | geothermal | 6030 | 5988.083 | 5946.458 | 5905.122 | 5864.074 | 5823.311 | 5782.831 | 5742.632 | 5702.713 | 5663.072 | 5623.706 | 5584.614 | 5545.793 | 5507.242 | 5468.96 | 5430.943 | 5393.191 | 5355.701 | 5318.472 | 5281.501 | 5244.788 | 5208.329 | 5172.124 | 5136.171 | 5100.468 | 5065.013 | 5029.804 | 4994.84 | 4960.119 | 4925.64 | 4891.4 | 4857.398 | 4823.633 | 4790.102 | 4756.805 | 4723.738
TeMihi3 | geothermal | 6030 | 5988.083 | 5946.458 | 5905.122 | 5864.074 | 5823.311 | 5782.831 | 5742.632 | 5702.713 | 5663.072 | 5623.706 | 5584.614 | 5545.793 | 5507.242 | 5468.96 | 5430.943 | 5393.191 | 5355.701 | 5318.472 | 5281.501 | 5244.788 | 5208.329 | 5172.124 | 5136.171 | 5100.468 | 5065.013 | 5029.804 | 4994.84 | 4960.119 | 4925.64 | 4891.4 | 4857.398 | 4823.633 | 4790.102 | 4756.805 | 4723.738
Tikitere1 | geothermal | 6030 | 5988.083 | 5946.458 | 5905.122 | 5864.074 | 5823.311 | 5782.831 | 5742.632 | 5702.713 | 5663.072 | 5623.706 | 5584.614 | 5545.793 | 5507.242 | 5468.96 | 5430.943 | 5393.191 | 5355.701 | 5318.472 | 5281.501 | 5244.788 | 5208.329 | 5172.124 | 5136.171 | 5100.468 | 5065.013 | 5029.804 | 4994.84 | 4960.119 | 4925.64 | 4891.4 | 4857.398 | 4823.633 | 4790.102 | 4756.805 | 4723.738
Tikitere2 | geothermal | 6030 | 5988.083 | 5946.458 | 5905.122 | 5864.074 | 5823.311 | 5782.831 | 5742.632 | 5702.713 | 5663.072 | 5623.706 | 5584.614 | 5545.793 | 5507.242 | 5468.96 | 5430.943 | 5393.191 | 5355.701 | 5318.472 | 5281.501 | 5244.788 | 5208.329 | 5172.124 | 5136.171 | 5100.468 | 5065.013 | 5029.804 | 4994.84 | 4960.119 | 4925.64 | 4891.4 | 4857.398 | 4823.633 | 4790.102 | 4756.805 | 4723.738
TokaanuGeo1 | geothermal | 6030 | 5988.083 | 5946.458 | 5905.122 | 5864.074 | 5823.311 | 5782.831 | 5742.632 | 5702.713 | 5663.072 | 5623.706 | 5584.614 | 5545.793 | 5507.242 | 5468.96 | 5430.943 | 5393.191 | 5355.701 | 5318.472 | 5281.501 | 5244.788 | 5208.329 | 5172.124 | 5136.171 | 5100.468 | 5065.013 | 5029.804 | 4994.84 | 4960.119 | 4925.64 | 4891.4 | 4857.398 | 4823.633 | 4790.102 | 4756.805 | 4723.738
TokaanuGeo2 | geothermal | 5040 | 5004.965 | 4970.174 | 4935.625 | 4901.315 | 4867.245 | 4833.411 | 4799.812 | 4766.447 | 4733.314 | 4700.411 | 4667.737 | 4635.29 | 4603.068 | 4571.071 | 4539.296 | 4507.742 | 4476.407 | 4445.29 | 4414.389 | 4383.703 | 4353.23 | 4322.97 | 4292.919 | 4263.078 | 4233.444 | 4204.015 | 4174.792 | 4145.771 | 4116.953 | 4088.334 | 4059.915 | 4031.693 | 4003.668 | 3975.837 | 3948.199
Tuapeka | hydro | 9195.092 | 9163.021 | 9131.062 | 9099.215 | 9067.479 | 9035.853 | 9004.338 | 8972.933 | 8941.637 | 8910.451 | 8879.373 | 8848.403 | 8817.542 | 8786.788 | 8756.142 | 8725.602 | 8695.169 | 8664.842 | 8634.621 | 8604.505 | 8574.494 | 8544.588 | 8514.787 | 8485.089 | 8455.495 | 8426.003 | 8396.615 | 8367.33 | 8338.146 | 8309.064 | 8280.084 | 8251.205 | 8222.426 | 8193.748 | 8165.17 | 8136.692
UpWaiauSth | hydro | 9195.092 | 9163.021 | 9131.062 | 9099.215 | 9067.479 | 9035.853 | 9004.338 | 8972.933 | 8941.637 | 8910.451 | 8879.373 | 8848.403 | 8817.542 | 8786.788 | 8756.142 | 8725.602 | 8695.169 | 8664.842 | 8634.621 | 8604.505 | 8574.494 | 8544.588 | 8514.787 | 8485.089 | 8455.495 | 8426.003 | 8396.615 | 8367.33 | 8338.146 | 8309.064 | 8280.084 | 8251.205 | 8222.426 | 8193.748 | 8165.17 | 8136.692
WRKreduced | geothermal | 0 | 0 | 0 | 0 | 0 | 0 | 0 | 0 | 0 | 0 | 0 | 0 | 0 | 0 | 0 | 0 | 0 | 0 | 0 | 0 | 0 | 0 | 0 | 0 | 0 | 0 | 0 | 0 | 0 | 0 | 0 | 0 | 0 | 0 | 0 | 0
W_AwaruaQuad | wind | 3102.238 | 2999.124 | 2899.983 | 2807.654 | 2719.299 | 2634.916 | 2569.175 | 2507.407 | 2451.884 | 2391.245 | 2364.686 | 2335.283 | 2308.149 | 2290.668 | 2278.296 | 2254.56 | 2234.797 | 2218.439 | 2202.077 | 2187.416 | 2172.752 | 2159.22 | 2146.253 | 2133.283 | 2121.445 | 2109.604 | 2097.193 | 2084.853 | 2072.584 | 2060.386 | 2048.258 | 2036.201 | 2024.213 | 2012.294 | 2000.444 | 1988.663
W_CastleHill | wind | 3777 | 3671.532 | 3570.046 | 3475.381 | 3384.696 | 3297.993 | 3229.939 | 3165.866 | 3108.047 | 3045.119 | 3016.279 | 2984.604 | 2955.205 | 2935.467 | 2920.847 | 2894.87 | 2872.873 | 2854.289 | 2835.71 | 2818.839 | 2801.972 | 2786.246 | 2771.092 | 2755.943 | 2741.933 | 2727.928 | 2713.36 | 2698.871 | 2684.461 | 2670.128 | 2655.874 | 2641.697 | 2627.598 | 2613.575 | 2599.627 | 2585.756
W_Edendale | wind | 3400 | 3295.847 | 3195.671 | 3102.312 | 3012.928 | 2927.522 | 2860.76 | 2797.975 | 2741.438 | 2679.789 | 2652.224 | 2621.818 | 2593.684 | 2575.208 | 2561.844 | 2537.119 | 2516.37 | 2499.03 | 2481.689 | 2466.053 | 2450.417 | 2435.917 | 2421.985 | 2408.053 | 2395.257 | 2382.461 | 2369.098 | 2355.809 | 2342.595 | 2329.456 | 2316.39 | 2303.397 | 2290.477 | 2277.63 | 2264.854 | 2252.151
W_GlenMasse1 | wind | 3273.176 | 3169.466 | 3069.731 | 2976.81 | 2887.865 | 2802.895 | 2736.568 | 2674.215 | 2618.111 | 2556.892 | 2529.755 | 2499.776 | 2472.068 | 2454.016 | 2441.075 | 2416.771 | 2396.442 | 2379.52 | 2362.596 | 2347.375 | 2332.153 | 2318.065 | 2304.544 | 2291.022 | 2278.634 | 2266.245 | 2253.287 | 2240.403 | 2227.591 | 2214.853 | 2202.186 | 2189.592 | 2177.069 | 2164.617 | 2152.236 | 2139.925
W_GlenMasse2 | wind | 3436.167 | 3331.888 | 3231.586 | 3138.101 | 3048.593 | 2963.062 | 2896.177 | 2833.268 | 2776.608 | 2714.836 | 2687.149 | 2656.621 | 2628.366 | 2609.769 | 2596.284 | 2571.439 | 2550.57 | 2533.111 | 2515.651 | 2499.897 | 2484.143 | 2469.525 | 2455.476 | 2441.427 | 2428.515 | 2415.603 | 2402.124 | 2388.72 | 2375.392 | 2362.137 | 2348.957 | 2335.851 | 2322.818 | 2309.858 | 2296.97 | 2284.154
W_Hapuakohe | wind | 3315.696 | 3211.837 | 3111.954 | 3018.886 | 2929.794 | 2844.677 | 2778.205 | 2715.707 | 2659.458 | 2598.095 | 2570.814 | 2540.692 | 2512.842 | 2494.647 | 2481.564 | 2457.119 | 2436.649 | 2419.587 | 2402.524 | 2387.163 | 2371.802 | 2357.577 | 2343.918 | 2330.258 | 2317.733 | 2305.208 | 2292.114 | 2279.094 | 2266.148 | 2253.275 | 2240.475 | 2227.747 | 2215.091 | 2202.506 | 2189.993 | 2177.55
W_Huriwaka | wind | 3593.667 | 3488.839 | 3387.989 | 3293.959 | 3203.907 | 3117.835 | 3050.409 | 2986.962 | 2929.767 | 2867.461 | 2839.241 | 2808.183 | 2779.399 | 2760.275 | 2746.265 | 2720.897 | 2699.507 | 2681.528 | 2663.551 | 2647.281 | 2631.013 | 2615.883 | 2601.323 | 2586.765 | 2573.346 | 2559.929 | 2545.947 | 2532.042 | 2518.213 | 2504.461 | 2490.785 | 2477.184 | 2463.658 | 2450.206 | 2436.829 | 2423.525
W_Jericho | wind | 3335.571 | 3231.643 | 3131.691 | 3038.555 | 2949.394 | 2864.209 | 2797.668 | 2735.103 | 2678.786 | 2617.355 | 2590.007 | 2559.819 | 2531.901 | 2513.64 | 2500.491 | 2475.98 | 2455.444 | 2438.316 | 2421.188 | 2405.763 | 2390.337 | 2376.046 | 2362.323 | 2348.599 | 2336.011 | 2323.421 | 2310.264 | 2297.181 | 2284.171 | 2271.235 | 2258.372 | 2245.582 | 2232.864 | 2220.217 | 2207.642 | 2195.138
W_Kaihiku | wind | 3593.667 | 3488.839 | 3387.989 | 3293.959 | 3203.907 | 3117.835 | 3050.409 | 2986.962 | 2929.767 | 2867.461 | 2839.241 | 2808.183 | 2779.399 | 2760.275 | 2746.265 | 2720.897 | 2699.507 | 2681.528 | 2663.551 | 2647.281 | 2631.013 | 2615.883 | 2601.323 | 2586.765 | 2573.346 | 2559.929 | 2545.947 | 2532.042 | 2518.213 | 2504.461 | 2490.785 | 2477.184 | 2463.658 | 2450.206 | 2436.829 | 2423.525
W_Kaimai | wind | 3551.737 | 3447.055 | 3346.351 | 3252.466 | 3162.559 | 3076.631 | 3009.349 | 2946.046 | 2888.993 | 2826.829 | 2798.751 | 2767.834 | 2739.191 | 2720.207 | 2706.337 | 2681.108 | 2659.857 | 2642.016 | 2624.177 | 2608.044 | 2591.913 | 2576.919 | 2562.495 | 2548.073 | 2534.789 | 2521.506 | 2507.658 | 2493.886 | 2480.191 | 2466.571 | 2453.027 | 2439.558 | 2426.163 | 2412.842 | 2399.596 | 2386.422
W_Kaiwaikawe | wind | 3595.312 | 3490.478 | 3389.623 | 3295.587 | 3205.53 | 3119.451 | 3052.02 | 2988.568 | 2931.366 | 2869.055 | 2840.829 | 2809.766 | 2780.977 | 2761.847 | 2747.832 | 2722.458 | 2701.063 | 2683.078 | 2665.096 | 2648.82 | 2632.547 | 2617.411 | 2602.846 | 2588.283 | 2574.859 | 2561.437 | 2547.449 | 2533.539 | 2519.705 | 2505.947 | 2492.266 | 2478.66 | 2465.129 | 2451.672 | 2438.29 | 2424.981
W_KaiweraDow | wind | 3516.677 | 3412.118 | 3311.536 | 3217.772 | 3127.987 | 3042.179 | 2975.017 | 2911.833 | 2854.9 | 2792.855 | 2764.895 | 2734.096 | 2705.571 | 2686.704 | 2672.951 | 2647.839 | 2626.704 | 2608.979 | 2591.255 | 2575.236 | 2559.219 | 2544.34 | 2530.03 | 2515.721 | 2502.549 | 2489.379 | 2475.643 | 2461.983 | 2448.399 | 2434.89 | 2421.457 | 2408.097 | 2394.812 | 2381.601 | 2368.463 | 2355.398
W_Kapuni | wind | 3152.833 | 3049.543 | 2950.226 | 2857.722 | 2769.192 | 2684.635 | 2618.721 | 2556.78 | 2501.085 | 2440.274 | 2413.544 | 2383.97 | 2356.666 | 2339.017 | 2326.476 | 2302.572 | 2282.641 | 2266.116 | 2249.588 | 2234.762 | 2219.932 | 2206.236 | 2193.105 | 2179.971 | 2167.971 | 2155.968 | 2143.394 | 2130.893 | 2118.464 | 2106.106 | 2093.819 | 2081.602 | 2069.456 | 2057.379 | 2045.372 | 2033.434
W_Kinleith | wind | 3400 | 3295.847 | 3195.671 | 3102.312 | 3012.928 | 2927.522 | 2860.76 | 2797.975 | 2741.438 | 2679.789 | 2652.224 | 2621.818 | 2593.684 | 2575.208 | 2561.844 | 2537.119 | 2516.37 | 2499.03 | 2481.689 | 2466.053 | 2450.417 | 2435.917 | 2421.985 | 2408.053 | 2395.257 | 2382.461 | 2369.098 | 2355.809 | 2342.595 | 2329.456 | 2316.39 | 2303.397 | 2290.477 | 2277.63 | 2264.854 | 2252.151
W_Kohi | wind | 3360.005 | 3255.992 | 3155.955 | 3062.734 | 2973.489 | 2888.22 | 2821.595 | 2758.947 | 2702.546 | 2641.033 | 2613.602 | 2583.331 | 2555.332 | 2536.989 | 2523.759 | 2499.166 | 2478.55 | 2461.341 | 2444.133 | 2428.627 | 2413.122 | 2398.752 | 2384.949 | 2371.146 | 2358.479 | 2345.812 | 2332.576 | 2319.415 | 2306.328 | 2293.315 | 2280.375 | 2267.508 | 2254.713 | 2241.991 | 2229.34 | 2216.76
W_Kupe | wind | 3222.278 | 3118.745 | 3019.186 | 2926.442 | 2837.673 | 2752.877 | 2686.725 | 2624.547 | 2568.615 | 2507.568 | 2480.604 | 2450.796 | 2423.259 | 2405.377 | 2392.606 | 2368.471 | 2348.31 | 2331.556 | 2314.8 | 2299.746 | 2284.69 | 2270.767 | 2257.411 | 2244.053 | 2231.83 | 2219.604 | 2206.808 | 2194.086 | 2181.436 | 2168.859 | 2156.353 | 2143.918 | 2131.555 | 2119.261 | 2107.038 | 2094.885
W_Kurow | wind | 3499.308 | 3394.809 | 3294.287 | 3200.584 | 3110.858 | 3025.11 | 2958.008 | 2894.883 | 2838.009 | 2776.023 | 2748.122 | 2717.381 | 2688.915 | 2670.106 | 2656.411 | 2631.356 | 2610.279 | 2592.611 | 2574.944 | 2558.982 | 2543.022 | 2528.199 | 2513.945 | 2499.692 | 2486.577 | 2473.462 | 2459.782 | 2446.177 | 2432.648 | 2419.194 | 2405.815 | 2392.511 | 2379.28 | 2366.123 | 2353.039 | 2340.028
W_Mahinerang | wind | 3151.444 | 3048.159 | 2948.846 | 2856.348 | 2767.822 | 2683.271 | 2617.361 | 2555.425 | 2499.734 | 2438.928 | 2412.202 | 2382.634 | 2355.335 | 2337.689 | 2325.154 | 2301.254 | 2281.328 | 2264.807 | 2248.284 | 2233.462 | 2218.637 | 2204.945 | 2191.819 | 2178.69 | 2166.694 | 2154.695 | 2142.126 | 2129.629 | 2117.204 | 2104.851 | 2092.568 | 2080.356 | 2068.214 | 2056.142 | 2044.139 | 2032.205
W_Mamaku_s1 | wind | 3564.143 | 3459.418 | 3358.671 | 3264.743 | 3174.793 | 3088.822 | 3021.498 | 2958.152 | 2901.057 | 2838.851 | 2810.731 | 2779.772 | 2751.088 | 2732.062 | 2718.151 | 2692.881 | 2671.589 | 2653.707 | 2635.827 | 2619.653 | 2603.481 | 2588.447 | 2573.983 | 2559.521 | 2546.197 | 2532.875 | 2518.987 | 2505.176 | 2491.441 | 2477.782 | 2464.199 | 2450.69 | 2437.257 | 2423.897 | 2410.612 | 2397.4
W_Mamaku_s2 | wind | 3269.5 | 3165.802 | 3066.08 | 2973.172 | 2884.24 | 2799.282 | 2732.967 | 2670.628 | 2614.535 | 2553.329 | 2526.205 | 2496.238 | 2468.543 | 2450.503 | 2437.574 | 2413.282 | 2392.965 | 2376.055 | 2359.144 | 2343.935 | 2328.725 | 2314.649 | 2301.14 | 2287.629 | 2275.254 | 2262.876 | 2249.93 | 2237.057 | 2224.258 | 2211.531 | 2198.876 | 2186.293 | 2173.782 | 2161.341 | 2148.971 | 2136.672
W_Manawatu | wind | 3419.5 | 3315.279 | 3215.035 | 3121.608 | 3032.158 | 2946.684 | 2879.856 | 2817.004 | 2760.401 | 2698.686 | 2671.054 | 2640.583 | 2612.384 | 2593.842 | 2580.413 | 2555.623 | 2534.81 | 2517.405 | 2500.001 | 2484.301 | 2468.601 | 2454.037 | 2440.042 | 2426.047 | 2413.188 | 2400.33 | 2386.904 | 2373.554 | 2360.278 | 2347.077 | 2333.949 | 2320.895 | 2307.914 | 2295.006 | 2282.17 | 2269.406
W_Mangapapa | wind | 3378.111 | 3274.035 | 3173.935 | 3080.651 | 2991.343 | 2906.012 | 2839.325 | 2776.615 | 2720.153 | 2658.578 | 2631.086 | 2600.754 | 2572.694 | 2554.291 | 2541 | 2516.348 | 2495.671 | 2478.403 | 2461.135 | 2445.57 | 2430.005 | 2415.576 | 2401.715 | 2387.854 | 2375.129 | 2362.403 | 2349.11 | 2335.891 | 2322.747 | 2309.676 | 2296.679 | 2283.755 | 2270.904 | 2258.125 | 2245.417 | 2232.781
W_Motorimu | wind | 3460.571 | 3356.207 | 3255.821 | 3162.251 | 3072.659 | 2987.044 | 2920.075 | 2857.083 | 2800.34 | 2738.486 | 2710.715 | 2680.106 | 2651.769 | 2633.09 | 2619.524 | 2594.598 | 2573.648 | 2556.108 | 2538.569 | 2522.734 | 2506.9 | 2492.203 | 2478.075 | 2463.947 | 2450.956 | 2437.966 | 2424.409 | 2410.928 | 2397.522 | 2384.191 | 2370.934 | 2357.751 | 2344.641 | 2331.605 | 2318.641 | 2305.75
W_MtCass | wind | 3560.277 | 3455.565 | 3354.832 | 3260.917 | 3170.981 | 3085.023 | 3017.712 | 2954.379 | 2897.297 | 2835.105 | 2806.997 | 2776.052 | 2747.38 | 2728.368 | 2714.47 | 2689.212 | 2667.933 | 2650.064 | 2632.197 | 2616.036 | 2599.876 | 2584.855 | 2570.404 | 2555.954 | 2542.642 | 2529.332 | 2515.457 | 2501.658 | 2487.935 | 2474.289 | 2460.717 | 2447.221 | 2433.8 | 2420.453 | 2407.179 | 2393.979
W_MtMunro | wind | 3468.111 | 3363.721 | 3263.308 | 3169.712 | 3080.094 | 2994.453 | 2927.458 | 2864.44 | 2807.672 | 2745.792 | 2717.996 | 2687.361 | 2658.999 | 2640.295 | 2626.704 | 2601.752 | 2580.778 | 2563.213 | 2545.649 | 2529.79 | 2513.931 | 2499.209 | 2485.057 | 2470.905 | 2457.89 | 2444.875 | 2431.294 | 2417.789 | 2404.359 | 2391.004 | 2377.723 | 2364.516 | 2351.383 | 2338.324 | 2325.337 | 2312.422
W_Ototoka | wind | 3300.333 | 3196.528 | 3096.698 | 3003.684 | 2914.645 | 2829.581 | 2763.161 | 2700.716 | 2644.519 | 2583.208 | 2555.979 | 2525.909 | 2498.11 | 2479.967 | 2466.935 | 2442.541 | 2422.122 | 2405.11 | 2388.098 | 2372.788 | 2357.477 | 2343.301 | 2329.692 | 2316.082 | 2303.607 | 2291.131 | 2278.086 | 2265.115 | 2252.217 | 2239.393 | 2226.641 | 2213.961 | 2201.353 | 2188.817 | 2176.351 | 2163.956
W_Otupaefarm | wind | 3400 | 3295.847 | 3195.671 | 3102.312 | 3012.928 | 2927.522 | 2860.76 | 2797.975 | 2741.438 | 2679.789 | 2652.224 | 2621.818 | 2593.684 | 2575.208 | 2561.844 | 2537.119 | 2516.37 | 2499.03 | 2481.689 | 2466.053 | 2450.417 | 2435.917 | 2421.985 | 2408.053 | 2395.257 | 2382.461 | 2369.098 | 2355.809 | 2342.595 | 2329.456 | 2316.39 | 2303.397 | 2290.477 | 2277.63 | 2264.854 | 2252.151
W_Pahiatua | wind | 3280.996 | 3177.258 | 3077.496 | 2984.548 | 2895.576 | 2810.578 | 2744.225 | 2681.846 | 2625.714 | 2564.469 | 2537.306 | 2507.301 | 2479.566 | 2461.488 | 2448.521 | 2424.191 | 2403.836 | 2386.888 | 2369.939 | 2354.692 | 2339.445 | 2325.331 | 2311.785 | 2298.238 | 2285.825 | 2273.41 | 2260.427 | 2247.518 | 2234.682 | 2221.919 | 2209.228 | 2196.609 | 2184.061 | 2171.585 | 2159.18 | 2146.844
W_Puketoi | wind | 3753.491 | 3648.106 | 3546.701 | 3452.117 | 3361.514 | 3274.891 | 3206.918 | 3142.926 | 3085.186 | 3022.338 | 2993.578 | 2961.981 | 2932.661 | 2913.003 | 2898.46 | 2872.561 | 2850.643 | 2832.136 | 2813.634 | 2796.84 | 2780.05 | 2764.4 | 2749.323 | 2734.249 | 2720.315 | 2706.386 | 2691.893 | 2677.478 | 2663.143 | 2648.885 | 2634.705 | 2620.602 | 2606.576 | 2592.626 | 2578.752 | 2564.953
W_Ratahiwi | wind | 3668.111 | 3563.023 | 3461.915 | 3367.627 | 3277.319 | 3190.99 | 3123.309 | 3059.608 | 3002.159 | 2939.601 | 2911.129 | 2879.82 | 2850.787 | 2831.414 | 2817.156 | 2791.54 | 2769.904 | 2751.68 | 2733.458 | 2716.944 | 2700.433 | 2685.061 | 2670.26 | 2655.462 | 2641.803 | 2628.147 | 2613.927 | 2599.784 | 2585.72 | 2571.732 | 2557.821 | 2543.986 | 2530.227 | 2516.544 | 2502.935 | 2489.401
W_Ruarangi | wind | 3561.167 | 3456.452 | 3355.715 | 3261.798 | 3171.858 | 3085.897 | 3018.583 | 2955.248 | 2898.163 | 2835.967 | 2807.857 | 2776.908 | 2748.234 | 2729.218 | 2715.317 | 2690.056 | 2668.774 | 2650.902 | 2633.032 | 2616.868 | 2600.706 | 2585.682 | 2571.227 | 2556.775 | 2543.46 | 2530.148 | 2516.269 | 2502.467 | 2488.742 | 2475.093 | 2461.519 | 2448.02 | 2434.595 | 2421.245 | 2407.969 | 2394.766
W_Santoft | wind | 3247 | 3143.381 | 3043.736 | 2950.907 | 2862.052 | 2777.171 | 2710.934 | 2648.671 | 2592.656 | 2531.525 | 2504.477 | 2474.587 | 2446.967 | 2429.002 | 2416.148 | 2391.931 | 2371.688 | 2354.853 | 2338.015 | 2322.88 | 2307.743 | 2293.741 | 2280.305 | 2266.867 | 2254.563 | 2242.258 | 2229.384 | 2216.583 | 2203.854 | 2191.199 | 2178.615 | 2166.103 | 2153.662 | 2141.291 | 2128.992 | 2116.762
W_Southland | wind | 3703.97 | 3598.757 | 3497.524 | 3403.112 | 3312.68 | 3226.227 | 3158.424 | 3094.6 | 3037.029 | 2974.349 | 2945.756 | 2914.327 | 2885.173 | 2865.68 | 2851.303 | 2825.568 | 2803.813 | 2785.47 | 2767.131 | 2750.499 | 2733.871 | 2718.382 | 2703.465 | 2688.551 | 2674.777 | 2661.006 | 2646.671 | 2632.415 | 2618.236 | 2604.135 | 2590.111 | 2576.164 | 2562.293 | 2548.497 | 2534.777 | 2521.132
W_Tairawhiti | wind | 3575.75 | 3470.984 | 3370.197 | 3276.229 | 3186.239 | 3100.228 | 3032.864 | 2969.479 | 2912.344 | 2850.099 | 2821.939 | 2790.942 | 2762.218 | 2743.154 | 2729.204 | 2703.895 | 2682.565 | 2664.645 | 2646.727 | 2630.515 | 2614.305 | 2599.233 | 2584.732 | 2570.232 | 2556.871 | 2543.511 | 2529.586 | 2515.738 | 2501.966 | 2488.271 | 2474.651 | 2461.106 | 2447.636 | 2434.241 | 2420.919 | 2407.671
W_Taumatatot | wind | 3400 | 3295.847 | 3195.671 | 3102.312 | 3012.928 | 2927.522 | 2860.76 | 2797.975 | 2741.438 | 2679.789 | 2652.224 | 2621.818 | 2593.684 | 2575.208 | 2561.844 | 2537.119 | 2516.37 | 2499.03 | 2481.689 | 2466.053 | 2450.417 | 2435.917 | 2421.985 | 2408.053 | 2395.257 | 2382.461 | 2369.098 | 2355.809 | 2342.595 | 2329.456 | 2316.39 | 2303.397 | 2290.477 | 2277.63 | 2264.854 | 2252.151
W_TeRereHaue | wind | 3407 | 3302.823 | 3202.622 | 3109.239 | 3019.831 | 2934.401 | 2867.615 | 2804.806 | 2748.245 | 2686.572 | 2658.983 | 2628.554 | 2600.397 | 2581.897 | 2568.51 | 2543.761 | 2522.989 | 2505.626 | 2488.263 | 2472.603 | 2456.944 | 2442.422 | 2428.467 | 2414.512 | 2401.694 | 2388.876 | 2375.49 | 2362.179 | 2348.943 | 2335.781 | 2322.693 | 2309.678 | 2296.737 | 2283.867 | 2271.07 | 2258.345
W_Vernon | wind | 3472 | 3367.596 | 3267.17 | 3173.561 | 3083.929 | 2998.275 | 2931.266 | 2868.235 | 2811.454 | 2749.56 | 2721.752 | 2691.103 | 2662.728 | 2644.011 | 2630.407 | 2605.443 | 2584.456 | 2566.878 | 2549.301 | 2533.429 | 2517.557 | 2502.823 | 2488.658 | 2474.493 | 2461.466 | 2448.439 | 2434.845 | 2421.328 | 2407.885 | 2394.518 | 2381.225 | 2368.006 | 2354.861 | 2341.789 | 2328.79 | 2315.863
W_Waiinu | wind | 3184.143 | 3080.743 | 2981.317 | 2888.705 | 2800.067 | 2715.403 | 2649.381 | 2587.333 | 2531.531 | 2470.614 | 2443.778 | 2414.099 | 2386.69 | 2368.936 | 2356.291 | 2332.283 | 2312.249 | 2295.62 | 2278.989 | 2264.06 | 2249.128 | 2235.33 | 2222.098 | 2208.863 | 2196.762 | 2184.658 | 2171.985 | 2159.384 | 2146.855 | 2134.398 | 2122.013 | 2109.698 | 2097.454 | 2085.279 | 2073.175 | 2061.14
W_Waikokowai | wind | 3613.667 | 3508.769 | 3407.85 | 3313.75 | 3223.63 | 3137.488 | 3069.994 | 3006.479 | 2949.215 | 2886.842 | 2858.554 | 2827.429 | 2798.578 | 2779.387 | 2765.311 | 2739.876 | 2718.42 | 2700.375 | 2682.332 | 2665.996 | 2649.663 | 2634.468 | 2619.843 | 2605.221 | 2591.738 | 2578.256 | 2564.21 | 2550.241 | 2536.349 | 2522.534 | 2508.794 | 2495.131 | 2481.542 | 2468.028 | 2454.589 | 2441.223
W_Waiuku | wind | 3361.07 | 3257.053 | 3157.012 | 3063.787 | 2974.539 | 2889.266 | 2822.638 | 2759.985 | 2703.581 | 2642.064 | 2614.63 | 2584.356 | 2556.353 | 2538.006 | 2524.772 | 2500.176 | 2479.556 | 2462.344 | 2445.132 | 2429.623 | 2414.114 | 2399.741 | 2385.935 | 2372.129 | 2359.458 | 2346.787 | 2333.548 | 2320.384 | 2307.293 | 2294.277 | 2281.333 | 2268.463 | 2255.665 | 2242.939 | 2230.285 | 2217.702
W_genRAuckla | wind | 3657 | 3551.951 | 3450.881 | 3356.632 | 3266.362 | 3180.071 | 3112.429 | 3048.766 | 2991.354 | 2928.834 | 2900.399 | 2869.128 | 2840.132 | 2820.796 | 2806.575 | 2780.997 | 2759.397 | 2741.209 | 2723.024 | 2706.546 | 2690.071 | 2674.735 | 2659.97 | 2645.208 | 2631.585 | 2617.965 | 2603.781 | 2589.674 | 2575.644 | 2561.692 | 2547.816 | 2534.016 | 2520.291 | 2506.642 | 2493.068 | 2479.569
W_genRCanter | wind | 3657 | 3551.951 | 3450.881 | 3356.632 | 3266.362 | 3180.071 | 3112.429 | 3048.766 | 2991.354 | 2928.834 | 2900.399 | 2869.128 | 2840.132 | 2820.796 | 2806.575 | 2780.997 | 2759.397 | 2741.209 | 2723.024 | 2706.546 | 2690.071 | 2674.735 | 2659.97 | 2645.208 | 2631.585 | 2617.965 | 2603.781 | 2589.674 | 2575.644 | 2561.692 | 2547.816 | 2534.016 | 2520.291 | 2506.642 | 2493.068 | 2479.569
W_genRGisbor | wind | 3657 | 3551.951 | 3450.881 | 3356.632 | 3266.362 | 3180.071 | 3112.429 | 3048.766 | 2991.354 | 2928.834 | 2900.399 | 2869.128 | 2840.132 | 2820.796 | 2806.575 | 2780.997 | 2759.397 | 2741.209 | 2723.024 | 2706.546 | 2690.071 | 2674.735 | 2659.97 | 2645.208 | 2631.585 | 2617.965 | 2603.781 | 2589.674 | 2575.644 | 2561.692 | 2547.816 | 2534.016 | 2520.291 | 2506.642 | 2493.068 | 2479.569
W_genRManaw1 | wind | 3657 | 3551.951 | 3450.881 | 3356.632 | 3266.362 | 3180.071 | 3112.429 | 3048.766 | 2991.354 | 2928.834 | 2900.399 | 2869.128 | 2840.132 | 2820.796 | 2806.575 | 2780.997 | 2759.397 | 2741.209 | 2723.024 | 2706.546 | 2690.071 | 2674.735 | 2659.97 | 2645.208 | 2631.585 | 2617.965 | 2603.781 | 2589.674 | 2575.644 | 2561.692 | 2547.816 | 2534.016 | 2520.291 | 2506.642 | 2493.068 | 2479.569
W_genRManaw2 | wind | 3657 | 3551.951 | 3450.881 | 3356.632 | 3266.362 | 3180.071 | 3112.429 | 3048.766 | 2991.354 | 2928.834 | 2900.399 | 2869.128 | 2840.132 | 2820.796 | 2806.575 | 2780.997 | 2759.397 | 2741.209 | 2723.024 | 2706.546 | 2690.071 | 2674.735 | 2659.97 | 2645.208 | 2631.585 | 2617.965 | 2603.781 | 2589.674 | 2575.644 | 2561.692 | 2547.816 | 2534.016 | 2520.291 | 2506.642 | 2493.068 | 2479.569
W_genRMarlbo | wind | 3657 | 3551.951 | 3450.881 | 3356.632 | 3266.362 | 3180.071 | 3112.429 | 3048.766 | 2991.354 | 2928.834 | 2900.399 | 2869.128 | 2840.132 | 2820.796 | 2806.575 | 2780.997 | 2759.397 | 2741.209 | 2723.024 | 2706.546 | 2690.071 | 2674.735 | 2659.97 | 2645.208 | 2631.585 | 2617.965 | 2603.781 | 2589.674 | 2575.644 | 2561.692 | 2547.816 | 2534.016 | 2520.291 | 2506.642 | 2493.068 | 2479.569
W_genRNorthl | wind | 3657 | 3551.951 | 3450.881 | 3356.632 | 3266.362 | 3180.071 | 3112.429 | 3048.766 | 2991.354 | 2928.834 | 2900.399 | 2869.128 | 2840.132 | 2820.796 | 2806.575 | 2780.997 | 2759.397 | 2741.209 | 2723.024 | 2706.546 | 2690.071 | 2674.735 | 2659.97 | 2645.208 | 2631.585 | 2617.965 | 2603.781 | 2589.674 | 2575.644 | 2561.692 | 2547.816 | 2534.016 | 2520.291 | 2506.642 | 2493.068 | 2479.569
W_genROtago1 | wind | 3657 | 3551.951 | 3450.881 | 3356.632 | 3266.362 | 3180.071 | 3112.429 | 3048.766 | 2991.354 | 2928.834 | 2900.399 | 2869.128 | 2840.132 | 2820.796 | 2806.575 | 2780.997 | 2759.397 | 2741.209 | 2723.024 | 2706.546 | 2690.071 | 2674.735 | 2659.97 | 2645.208 | 2631.585 | 2617.965 | 2603.781 | 2589.674 | 2575.644 | 2561.692 | 2547.816 | 2534.016 | 2520.291 | 2506.642 | 2493.068 | 2479.569
W_genRSouthl | wind | 3657 | 3551.951 | 3450.881 | 3356.632 | 3266.362 | 3180.071 | 3112.429 | 3048.766 | 2991.354 | 2928.834 | 2900.399 | 2869.128 | 2840.132 | 2820.796 | 2806.575 | 2780.997 | 2759.397 | 2741.209 | 2723.024 | 2706.546 | 2690.071 | 2674.735 | 2659.97 | 2645.208 | 2631.585 | 2617.965 | 2603.781 | 2589.674 | 2575.644 | 2561.692 | 2547.816 | 2534.016 | 2520.291 | 2506.642 | 2493.068 | 2479.569
W_genRTarana | wind | 3657 | 3551.951 | 3450.881 | 3356.632 | 3266.362 | 3180.071 | 3112.429 | 3048.766 | 2991.354 | 2928.834 | 2900.399 | 2869.128 | 2840.132 | 2820.796 | 2806.575 | 2780.997 | 2759.397 | 2741.209 | 2723.024 | 2706.546 | 2690.071 | 2674.735 | 2659.97 | 2645.208 | 2631.585 | 2617.965 | 2603.781 | 2589.674 | 2575.644 | 2561.692 | 2547.816 | 2534.016 | 2520.291 | 2506.642 | 2493.068 | 2479.569
W_genRWaikat | wind | 3657 | 3551.951 | 3450.881 | 3356.632 | 3266.362 | 3180.071 | 3112.429 | 3048.766 | 2991.354 | 2928.834 | 2900.399 | 2869.128 | 2840.132 | 2820.796 | 2806.575 | 2780.997 | 2759.397 | 2741.209 | 2723.024 | 2706.546 | 2690.071 | 2674.735 | 2659.97 | 2645.208 | 2631.585 | 2617.965 | 2603.781 | 2589.674 | 2575.644 | 2561.692 | 2547.816 | 2534.016 | 2520.291 | 2506.642 | 2493.068 | 2479.569
W_genRWairar | wind | 3657 | 3551.951 | 3450.881 | 3356.632 | 3266.362 | 3180.071 | 3112.429 | 3048.766 | 2991.354 | 2928.834 | 2900.399 | 2869.128 | 2840.132 | 2820.796 | 2806.575 | 2780.997 | 2759.397 | 2741.209 | 2723.024 | 2706.546 | 2690.071 | 2674.735 | 2659.97 | 2645.208 | 2631.585 | 2617.965 | 2603.781 | 2589.674 | 2575.644 | 2561.692 | 2547.816 | 2534.016 | 2520.291 | 2506.642 | 2493.068 | 2479.569
WaiauCntbry | hydro | 9195.092 | 9163.021 | 9131.062 | 9099.215 | 9067.479 | 9035.853 | 9004.338 | 8972.933 | 8941.637 | 8910.451 | 8879.373 | 8848.403 | 8817.542 | 8786.788 | 8756.142 | 8725.602 | 8695.169 | 8664.842 | 8634.621 | 8604.505 | 8574.494 | 8544.588 | 8514.787 | 8485.089 | 8455.495 | 8426.003 | 8396.615 | 8367.33 | 8338.146 | 8309.064 | 8280.084 | 8251.205 | 8222.426 | 8193.748 | 8165.17 | 8136.692
WaimakaA | hydro | 9195.092 | 9163.021 | 9131.062 | 9099.215 | 9067.479 | 9035.853 | 9004.338 | 8972.933 | 8941.637 | 8910.451 | 8879.373 | 8848.403 | 8817.542 | 8786.788 | 8756.142 | 8725.602 | 8695.169 | 8664.842 | 8634.621 | 8604.505 | 8574.494 | 8544.588 | 8514.787 | 8485.089 | 8455.495 | 8426.003 | 8396.615 | 8367.33 | 8338.146 | 8309.064 | 8280.084 | 8251.205 | 8222.426 | 8193.748 | 8165.17 | 8136.692
WaimakaB | hydro | 9195.092 | 9163.021 | 9131.062 | 9099.215 | 9067.479 | 9035.853 | 9004.338 | 8972.933 | 8941.637 | 8910.451 | 8879.373 | 8848.403 | 8817.542 | 8786.788 | 8756.142 | 8725.602 | 8695.169 | 8664.842 | 8634.621 | 8604.505 | 8574.494 | 8544.588 | 8514.787 | 8485.089 | 8455.495 | 8426.003 | 8396.615 | 8367.33 | 8338.146 | 8309.064 | 8280.084 | 8251.205 | 8222.426 | 8193.748 | 8165.17 | 8136.692
Wairau | hydro | 9195.092 | 9163.021 | 9131.062 | 9099.215 | 9067.479 | 9035.853 | 9004.338 | 8972.933 | 8941.637 | 8910.451 | 8879.373 | 8848.403 | 8817.542 | 8786.788 | 8756.142 | 8725.602 | 8695.169 | 8664.842 | 8634.621 | 8604.505 | 8574.494 | 8544.588 | 8514.787 | 8485.089 | 8455.495 | 8426.003 | 8396.615 | 8367.33 | 8338.146 | 8309.064 | 8280.084 | 8251.205 | 8222.426 | 8193.748 | 8165.17 | 8136.692
Whangaehu | hydro | 9195.092 | 9163.021 | 9131.062 | 9099.215 | 9067.479 | 9035.853 | 9004.338 | 8972.933 | 8941.637 | 8910.451 | 8879.373 | 8848.403 | 8817.542 | 8786.788 | 8756.142 | 8725.602 | 8695.169 | 8664.842 | 8634.621 | 8604.505 | 8574.494 | 8544.588 | 8514.787 | 8485.089 | 8455.495 | 8426.003 | 8396.615 | 8367.33 | 8338.146 | 8309.064 | 8280.084 | 8251.205 | 8222.426 | 8193.748 | 8165.17 | 8136.692

## 9d. Chron. cap. costs (Innov.)
9d. Chronological capital costs for the Innovation scenario |  |  |  |  | Back to contents
Costs are given in 2025 NZD /kW/year
Name | Type | 2025 | 2026 | 2027 | 2028 | 2029 | 2030 | 2031 | 2032 | 2033 | 2034 | 2035 | 2036 | 2037 | 2038 | 2039 | 2040 | 2041 | 2042 | 2043 | 2044 | 2045 | 2046 | 2047 | 2048 | 2049 | 2050 | 2051 | 2052 | 2053 | 2054 | 2055 | 2056 | 2057 | 2058 | 2059 | 2060
ArnoldValley | hydro | 9018.302 | 8986.848 | 8955.503 | 8924.268 | 8893.142 | 8862.125 | 8831.216 | 8800.414 | 8769.72 | 8739.133 | 8708.653 | 8678.279 | 8648.011 | 8617.849 | 8587.791 | 8557.839 | 8527.991 | 8498.247 | 8468.607 | 8439.07 | 8409.636 | 8380.305 | 8351.077 | 8321.95 | 8292.925 | 8264 | 8235.177 | 8206.455 | 8177.832 | 8149.31 | 8120.887 | 8092.563 | 8064.338 | 8036.211 | 8008.182 | 7980.251
BESS_ASB2h | battery | 1401.863 | 1236.973 | 1164.844 | 1098.82 | 1041.035 | 986.73 | 943.321 | 925.363 | 907.303 | 889.965 | 872.868 | 854.985 | 839.587 | 822.71 | 807.296 | 793.082 | 780.985 | 769.636 | 757.365 | 745.114 | 733.578 | 721.296 | 710.455 | 698.425 | 687.12 | 675.048 | 662.585 | 651.658 | 640.91 | 630.34 | 619.944 | 609.72 | 599.664 | 589.775 | 580.048 | 570.481
BESS_BPE2h | battery | 1401.863 | 1236.973 | 1164.844 | 1098.82 | 1041.035 | 986.73 | 943.321 | 925.363 | 907.303 | 889.965 | 872.868 | 854.985 | 839.587 | 822.71 | 807.296 | 793.082 | 780.985 | 769.636 | 757.365 | 745.114 | 733.578 | 721.296 | 710.455 | 698.425 | 687.12 | 675.048 | 662.585 | 651.658 | 640.91 | 630.34 | 619.944 | 609.72 | 599.664 | 589.775 | 580.048 | 570.481
BESS_BRB2h | battery | 1401.863 | 1236.973 | 1164.844 | 1098.82 | 1041.035 | 986.73 | 943.321 | 925.363 | 907.303 | 889.965 | 872.868 | 854.985 | 839.587 | 822.71 | 807.296 | 793.082 | 780.985 | 769.636 | 757.365 | 745.114 | 733.578 | 721.296 | 710.455 | 698.425 | 687.12 | 675.048 | 662.585 | 651.658 | 640.91 | 630.34 | 619.944 | 609.72 | 599.664 | 589.775 | 580.048 | 570.481
BESS_DOB2h | battery | 1401.863 | 1236.973 | 1164.844 | 1098.82 | 1041.035 | 986.73 | 943.321 | 925.363 | 907.303 | 889.965 | 872.868 | 854.985 | 839.587 | 822.71 | 807.296 | 793.082 | 780.985 | 769.636 | 757.365 | 745.114 | 733.578 | 721.296 | 710.455 | 698.425 | 687.12 | 675.048 | 662.585 | 651.658 | 640.91 | 630.34 | 619.944 | 609.72 | 599.664 | 589.775 | 580.048 | 570.481
BESS_EDG2h | battery | 1401.863 | 1236.973 | 1164.844 | 1098.82 | 1041.035 | 986.73 | 943.321 | 925.363 | 907.303 | 889.965 | 872.868 | 854.985 | 839.587 | 822.71 | 807.296 | 793.082 | 780.985 | 769.636 | 757.365 | 745.114 | 733.578 | 721.296 | 710.455 | 698.425 | 687.12 | 675.048 | 662.585 | 651.658 | 640.91 | 630.34 | 619.944 | 609.72 | 599.664 | 589.775 | 580.048 | 570.481
BESS_HLY2h | battery | 1401.863 | 1236.973 | 1164.844 | 1098.82 | 1041.035 | 986.73 | 943.321 | 925.363 | 907.303 | 889.965 | 872.868 | 854.985 | 839.587 | 822.71 | 807.296 | 793.082 | 780.985 | 769.636 | 757.365 | 745.114 | 733.578 | 721.296 | 710.455 | 698.425 | 687.12 | 675.048 | 662.585 | 651.658 | 640.91 | 630.34 | 619.944 | 609.72 | 599.664 | 589.775 | 580.048 | 570.481
BESS_HRP2h | battery | 1401.863 | 1236.973 | 1164.844 | 1098.82 | 1041.035 | 986.73 | 943.321 | 925.363 | 907.303 | 889.965 | 872.868 | 854.985 | 839.587 | 822.71 | 807.296 | 793.082 | 780.985 | 769.636 | 757.365 | 745.114 | 733.578 | 721.296 | 710.455 | 698.425 | 687.12 | 675.048 | 662.585 | 651.658 | 640.91 | 630.34 | 619.944 | 609.72 | 599.664 | 589.775 | 580.048 | 570.481
BESS_ISL2h | battery | 1401.863 | 1236.973 | 1164.844 | 1098.82 | 1041.035 | 986.73 | 943.321 | 925.363 | 907.303 | 889.965 | 872.868 | 854.985 | 839.587 | 822.71 | 807.296 | 793.082 | 780.985 | 769.636 | 757.365 | 745.114 | 733.578 | 721.296 | 710.455 | 698.425 | 687.12 | 675.048 | 662.585 | 651.658 | 640.91 | 630.34 | 619.944 | 609.72 | 599.664 | 589.775 | 580.048 | 570.481
BESS_KIK2h | battery | 1401.863 | 1236.973 | 1164.844 | 1098.82 | 1041.035 | 986.73 | 943.321 | 925.363 | 907.303 | 889.965 | 872.868 | 854.985 | 839.587 | 822.71 | 807.296 | 793.082 | 780.985 | 769.636 | 757.365 | 745.114 | 733.578 | 721.296 | 710.455 | 698.425 | 687.12 | 675.048 | 662.585 | 651.658 | 640.91 | 630.34 | 619.944 | 609.72 | 599.664 | 589.775 | 580.048 | 570.481
BESS_LIV2h | battery | 1401.863 | 1236.973 | 1164.844 | 1098.82 | 1041.035 | 986.73 | 943.321 | 925.363 | 907.303 | 889.965 | 872.868 | 854.985 | 839.587 | 822.71 | 807.296 | 793.082 | 780.985 | 769.636 | 757.365 | 745.114 | 733.578 | 721.296 | 710.455 | 698.425 | 687.12 | 675.048 | 662.585 | 651.658 | 640.91 | 630.34 | 619.944 | 609.72 | 599.664 | 589.775 | 580.048 | 570.481
BESS_OTA2h | battery | 1401.863 | 1236.973 | 1164.844 | 1098.82 | 1041.035 | 986.73 | 943.321 | 925.363 | 907.303 | 889.965 | 872.868 | 854.985 | 839.587 | 822.71 | 807.296 | 793.082 | 780.985 | 769.636 | 757.365 | 745.114 | 733.578 | 721.296 | 710.455 | 698.425 | 687.12 | 675.048 | 662.585 | 651.658 | 640.91 | 630.34 | 619.944 | 609.72 | 599.664 | 589.775 | 580.048 | 570.481
BESS_ROX2h | battery | 1401.863 | 1236.973 | 1164.844 | 1098.82 | 1041.035 | 986.73 | 943.321 | 925.363 | 907.303 | 889.965 | 872.868 | 854.985 | 839.587 | 822.71 | 807.296 | 793.082 | 780.985 | 769.636 | 757.365 | 745.114 | 733.578 | 721.296 | 710.455 | 698.425 | 687.12 | 675.048 | 662.585 | 651.658 | 640.91 | 630.34 | 619.944 | 609.72 | 599.664 | 589.775 | 580.048 | 570.481
BESS_SFD2h | battery | 1401.863 | 1236.973 | 1164.844 | 1098.82 | 1041.035 | 986.73 | 943.321 | 925.363 | 907.303 | 889.965 | 872.868 | 854.985 | 839.587 | 822.71 | 807.296 | 793.082 | 780.985 | 769.636 | 757.365 | 745.114 | 733.578 | 721.296 | 710.455 | 698.425 | 687.12 | 675.048 | 662.585 | 651.658 | 640.91 | 630.34 | 619.944 | 609.72 | 599.664 | 589.775 | 580.048 | 570.481
BESS_WIL2h | battery | 1401.863 | 1236.973 | 1164.844 | 1098.82 | 1041.035 | 986.73 | 943.321 | 925.363 | 907.303 | 889.965 | 872.868 | 854.985 | 839.587 | 822.71 | 807.296 | 793.082 | 780.985 | 769.636 | 757.365 | 745.114 | 733.578 | 721.296 | 710.455 | 698.425 | 687.12 | 675.048 | 662.585 | 651.658 | 640.91 | 630.34 | 619.944 | 609.72 | 599.664 | 589.775 | 580.048 | 570.481
BRB_recip | thermal | 1297.698 | 1297.698 | 1294.421 | 1288.523 | 1279.347 | 1274.759 | 1274.759 | 1279.347 | 1283.935 | 1287.867 | 1292.455 | 1297.043 | 1301.631 | 1306.219 | 1310.807 | 1314.739 | 1318.016 | 1321.293 | 1323.915 | 1327.192 | 1329.813 | 1333.09 | 1336.367 | 1338.989 | 1342.266 | 1344.887 | 1347.509 | 1350.131 | 1352.097 | 1354.719 | 1356.029 | 1357.341 | 1358.655 | 1359.969 | 1361.285 | 1362.602
Barnego | hydro | 9018.302 | 8986.848 | 8955.503 | 8924.268 | 8893.142 | 8862.125 | 8831.216 | 8800.414 | 8769.72 | 8739.133 | 8708.653 | 8678.279 | 8648.011 | 8617.849 | 8587.791 | 8557.839 | 8527.991 | 8498.247 | 8468.607 | 8439.07 | 8409.636 | 8380.305 | 8351.077 | 8321.95 | 8292.925 | 8264 | 8235.177 | 8206.455 | 8177.832 | 8149.31 | 8120.887 | 8092.563 | 8064.338 | 8036.211 | 8008.182 | 7980.251
Dumbarton | hydro | 9018.302 | 8986.848 | 8955.503 | 8924.268 | 8893.142 | 8862.125 | 8831.216 | 8800.414 | 8769.72 | 8739.133 | 8708.653 | 8678.279 | 8648.011 | 8617.849 | 8587.791 | 8557.839 | 8527.991 | 8498.247 | 8468.607 | 8439.07 | 8409.636 | 8380.305 | 8351.077 | 8321.95 | 8292.925 | 8264 | 8235.177 | 8206.455 | 8177.832 | 8149.31 | 8120.887 | 8092.563 | 8064.338 | 8036.211 | 8008.182 | 7980.251
GLN_BESS | battery | 1401.863 | 1236.973 | 1164.844 | 1098.82 | 1041.035 | 986.73 | 943.321 | 925.363 | 907.303 | 889.965 | 872.868 | 854.985 | 839.587 | 822.71 | 807.296 | 793.082 | 780.985 | 769.636 | 757.365 | 745.114 | 733.578 | 721.296 | 710.455 | 698.425 | 687.12 | 675.048 | 662.585 | 651.658 | 640.91 | 630.34 | 619.944 | 609.72 | 599.664 | 589.775 | 580.048 | 570.481
GreyRiver | hydro | 9018.302 | 8986.848 | 8955.503 | 8924.268 | 8893.142 | 8862.125 | 8831.216 | 8800.414 | 8769.72 | 8739.133 | 8708.653 | 8678.279 | 8648.011 | 8617.849 | 8587.791 | 8557.839 | 8527.991 | 8498.247 | 8468.607 | 8439.07 | 8409.636 | 8380.305 | 8351.077 | 8321.95 | 8292.925 | 8264 | 8235.177 | 8206.455 | 8177.832 | 8149.31 | 8120.887 | 8092.563 | 8064.338 | 8036.211 | 8008.182 | 7980.251
HLY_BESS | battery | 1401.863 | 1236.973 | 1164.844 | 1098.82 | 1041.035 | 986.73 | 943.321 | 925.363 | 907.303 | 889.965 | 872.868 | 854.985 | 839.587 | 822.71 | 807.296 | 793.082 | 780.985 | 769.636 | 757.365 | 745.114 | 733.578 | 721.296 | 710.455 | 698.425 | 687.12 | 675.048 | 662.585 | 651.658 | 640.91 | 630.34 | 619.944 | 609.72 | 599.664 | 589.775 | 580.048 | 570.481
HLY_recip | thermal | 1297.698 | 1297.698 | 1294.421 | 1288.523 | 1279.347 | 1274.759 | 1274.759 | 1279.347 | 1283.935 | 1287.867 | 1292.455 | 1297.043 | 1301.631 | 1306.219 | 1310.807 | 1314.739 | 1318.016 | 1321.293 | 1323.915 | 1327.192 | 1329.813 | 1333.09 | 1336.367 | 1338.989 | 1342.266 | 1344.887 | 1347.509 | 1350.131 | 1352.097 | 1354.719 | 1356.029 | 1357.341 | 1358.655 | 1359.969 | 1361.285 | 1362.602
HaastRiver | hydro | 9018.302 | 8986.848 | 8955.503 | 8924.268 | 8893.142 | 8862.125 | 8831.216 | 8800.414 | 8769.72 | 8739.133 | 8708.653 | 8678.279 | 8648.011 | 8617.849 | 8587.791 | 8557.839 | 8527.991 | 8498.247 | 8468.607 | 8439.07 | 8409.636 | 8380.305 | 8351.077 | 8321.95 | 8292.925 | 8264 | 8235.177 | 8206.455 | 8177.832 | 8149.31 | 8120.887 | 8092.563 | 8064.338 | 8036.211 | 8008.182 | 7980.251
HaweaGates | hydro | 9018.302 | 8986.848 | 8955.503 | 8924.268 | 8893.142 | 8862.125 | 8831.216 | 8800.414 | 8769.72 | 8739.133 | 8708.653 | 8678.279 | 8648.011 | 8617.849 | 8587.791 | 8557.839 | 8527.991 | 8498.247 | 8468.607 | 8439.07 | 8409.636 | 8380.305 | 8351.077 | 8321.95 | 8292.925 | 8264 | 8235.177 | 8206.455 | 8177.832 | 8149.31 | 8120.887 | 8092.563 | 8064.338 | 8036.211 | 8008.182 | 7980.251
HaweaRiver | hydro | 9018.302 | 8986.848 | 8955.503 | 8924.268 | 8893.142 | 8862.125 | 8831.216 | 8800.414 | 8769.72 | 8739.133 | 8708.653 | 8678.279 | 8648.011 | 8617.849 | 8587.791 | 8557.839 | 8527.991 | 8498.247 | 8468.607 | 8439.07 | 8409.636 | 8380.305 | 8351.077 | 8321.95 | 8292.925 | 8264 | 8235.177 | 8206.455 | 8177.832 | 8149.31 | 8120.887 | 8092.563 | 8064.338 | 8036.211 | 8008.182 | 7980.251
Kawerau2 | geothermal | 6030 | 5988.083 | 5946.458 | 5905.122 | 5864.074 | 5823.311 | 5782.831 | 5742.632 | 5702.713 | 5663.072 | 5623.706 | 5584.614 | 5545.793 | 5507.242 | 5468.96 | 5430.943 | 5393.191 | 5355.701 | 5318.472 | 5281.501 | 5244.788 | 5208.329 | 5172.124 | 5136.171 | 5100.468 | 5065.013 | 5029.804 | 4994.84 | 4960.119 | 4925.64 | 4891.4 | 4857.398 | 4823.633 | 4790.102 | 4756.805 | 4723.738
LoWaiauSth | hydro | 9018.302 | 8986.848 | 8955.503 | 8924.268 | 8893.142 | 8862.125 | 8831.216 | 8800.414 | 8769.72 | 8739.133 | 8708.653 | 8678.279 | 8648.011 | 8617.849 | 8587.791 | 8557.839 | 8527.991 | 8498.247 | 8468.607 | 8439.07 | 8409.636 | 8380.305 | 8351.077 | 8321.95 | 8292.925 | 8264 | 8235.177 | 8206.455 | 8177.832 | 8149.31 | 8120.887 | 8092.563 | 8064.338 | 8036.211 | 8008.182 | 7980.251
Luggate | hydro | 9018.302 | 8986.848 | 8955.503 | 8924.268 | 8893.142 | 8862.125 | 8831.216 | 8800.414 | 8769.72 | 8739.133 | 8708.653 | 8678.279 | 8648.011 | 8617.849 | 8587.791 | 8557.839 | 8527.991 | 8498.247 | 8468.607 | 8439.07 | 8409.636 | 8380.305 | 8351.077 | 8321.95 | 8292.925 | 8264 | 8235.177 | 8206.455 | 8177.832 | 8149.31 | 8120.887 | 8092.563 | 8064.338 | 8036.211 | 8008.182 | 7980.251
Mangakino | geothermal | 6030 | 5988.083 | 5946.458 | 5905.122 | 5864.074 | 5823.311 | 5782.831 | 5742.632 | 5702.713 | 5663.072 | 5623.706 | 5584.614 | 5545.793 | 5507.242 | 5468.96 | 5430.943 | 5393.191 | 5355.701 | 5318.472 | 5281.501 | 5244.788 | 5208.329 | 5172.124 | 5136.171 | 5100.468 | 5065.013 | 5029.804 | 4994.84 | 4960.119 | 4925.64 | 4891.4 | 4857.398 | 4823.633 | 4790.102 | 4756.805 | 4723.738
Mohaka | hydro | 9018.302 | 8986.848 | 8955.503 | 8924.268 | 8893.142 | 8862.125 | 8831.216 | 8800.414 | 8769.72 | 8739.133 | 8708.653 | 8678.279 | 8648.011 | 8617.849 | 8587.791 | 8557.839 | 8527.991 | 8498.247 | 8468.607 | 8439.07 | 8409.636 | 8380.305 | 8351.077 | 8321.95 | 8292.925 | 8264 | 8235.177 | 8206.455 | 8177.832 | 8149.31 | 8120.887 | 8092.563 | 8064.338 | 8036.211 | 8008.182 | 7980.251
Mokai4 | geothermal | 7236 | 7185.7 | 7135.75 | 7086.147 | 7036.889 | 6987.973 | 6939.397 | 6891.159 | 6843.256 | 6795.686 | 6748.447 | 6701.536 | 6654.952 | 6608.691 | 6562.752 | 6517.132 | 6471.829 | 6426.841 | 6382.166 | 6337.801 | 6293.745 | 6249.995 | 6206.549 | 6163.405 | 6120.561 | 6078.015 | 6035.765 | 5993.808 | 5952.143 | 5910.768 | 5869.68 | 5828.878 | 5788.36 | 5748.123 | 5708.166 | 5668.486
Mokihinui | hydro | 9018.302 | 8986.848 | 8955.503 | 8924.268 | 8893.142 | 8862.125 | 8831.216 | 8800.414 | 8769.72 | 8739.133 | 8708.653 | 8678.279 | 8648.011 | 8617.849 | 8587.791 | 8557.839 | 8527.991 | 8498.247 | 8468.607 | 8439.07 | 8409.636 | 8380.305 | 8351.077 | 8321.95 | 8292.925 | 8264 | 8235.177 | 8206.455 | 8177.832 | 8149.31 | 8120.887 | 8092.563 | 8064.338 | 8036.211 | 8008.182 | 7980.251
Motu | hydro | 9018.302 | 8986.848 | 8955.503 | 8924.268 | 8893.142 | 8862.125 | 8831.216 | 8800.414 | 8769.72 | 8739.133 | 8708.653 | 8678.279 | 8648.011 | 8617.849 | 8587.791 | 8557.839 | 8527.991 | 8498.247 | 8468.607 | 8439.07 | 8409.636 | 8380.305 | 8351.077 | 8321.95 | 8292.925 | 8264 | 8235.177 | 8206.455 | 8177.832 | 8149.31 | 8120.887 | 8092.563 | 8064.338 | 8036.211 | 8008.182 | 7980.251
NewHLYOCGT | thermal | 2203.83 | 2203.83 | 2110.07 | 1911.662 | 1598.978 | 1404.746 | 1316.835 | 1320.26 | 1324.538 | 1328.816 | 1332.241 | 1336.519 | 1340.797 | 1345.076 | 1349.354 | 1352.779 | 1355.349 | 1357.919 | 1360.489 | 1363.059 | 1365.63 | 1368.2 | 1370.77 | 1373.34 | 1375.91 | 1378.481 | 1380.195 | 1381.91 | 1383.624 | 1385.339 | 1386.197 | 1387.055 | 1387.914 | 1388.773 | 1389.633 | 1390.493
NewHLYRank | thermal | 6130.488 | 5689.32 | 5444.712 | 5398.848 | 5537.532 | 5631.444 | 5681.676 | 5683.86 | 5683.86 | 5686.044 | 5688.228 | 5691.504 | 5695.872 | 5700.24 | 5703.516 | 5703.516 | 5702.424 | 5702.424 | 5698.056 | 5692.596 | 5682.768 | 5675.124 | 5666.388 | 5655.468 | 5643.456 | 5633.628 | 5623.8 | 5615.064 | 5604.144 | 5593.224 | 5586.672 | 5580.128 | 5573.591 | 5567.062 | 5560.541 | 5554.027
NewSFDOCGT | thermal | 2203.83 | 2203.83 | 2110.07 | 1911.662 | 1598.978 | 1404.746 | 1316.835 | 1320.26 | 1324.538 | 1328.816 | 1332.241 | 1336.519 | 1340.797 | 1345.076 | 1349.354 | 1352.779 | 1355.349 | 1357.919 | 1360.489 | 1363.059 | 1365.63 | 1368.2 | 1370.77 | 1373.34 | 1375.91 | 1378.481 | 1380.195 | 1381.91 | 1383.624 | 1385.339 | 1386.197 | 1387.055 | 1387.914 | 1388.773 | 1389.633 | 1390.493
Ngakawau | hydro | 9018.302 | 8986.848 | 8955.503 | 8924.268 | 8893.142 | 8862.125 | 8831.216 | 8800.414 | 8769.72 | 8739.133 | 8708.653 | 8678.279 | 8648.011 | 8617.849 | 8587.791 | 8557.839 | 8527.991 | 8498.247 | 8468.607 | 8439.07 | 8409.636 | 8380.305 | 8351.077 | 8321.95 | 8292.925 | 8264 | 8235.177 | 8206.455 | 8177.832 | 8149.31 | 8120.887 | 8092.563 | 8064.338 | 8036.211 | 8008.182 | 7980.251
Ngatamariki2 | geothermal | 6030 | 5988.083 | 5946.458 | 5905.122 | 5864.074 | 5823.311 | 5782.831 | 5742.632 | 5702.713 | 5663.072 | 5623.706 | 5584.614 | 5545.793 | 5507.242 | 5468.96 | 5430.943 | 5393.191 | 5355.701 | 5318.472 | 5281.501 | 5244.788 | 5208.329 | 5172.124 | 5136.171 | 5100.468 | 5065.013 | 5029.804 | 4994.84 | 4960.119 | 4925.64 | 4891.4 | 4857.398 | 4823.633 | 4790.102 | 4756.805 | 4723.738
Ngawha3 | geothermal | 7236 | 7185.7 | 7135.75 | 7086.147 | 7036.889 | 6987.973 | 6939.397 | 6891.159 | 6843.256 | 6795.686 | 6748.447 | 6701.536 | 6654.952 | 6608.691 | 6562.752 | 6517.132 | 6471.829 | 6426.841 | 6382.166 | 6337.801 | 6293.745 | 6249.995 | 6206.549 | 6163.405 | 6120.561 | 6078.015 | 6035.765 | 5993.808 | 5952.143 | 5910.768 | 5869.68 | 5828.878 | 5788.36 | 5748.123 | 5708.166 | 5668.486
Ngawha4 | geothermal | 7236 | 7185.7 | 7135.75 | 7086.147 | 7036.889 | 6987.973 | 6939.397 | 6891.159 | 6843.256 | 6795.686 | 6748.447 | 6701.536 | 6654.952 | 6608.691 | 6562.752 | 6517.132 | 6471.829 | 6426.841 | 6382.166 | 6337.801 | 6293.745 | 6249.995 | 6206.549 | 6163.405 | 6120.561 | 6078.015 | 6035.765 | 5993.808 | 5952.143 | 5910.768 | 5869.68 | 5828.878 | 5788.36 | 5748.123 | 5708.166 | 5668.486
Ngawha5 | geothermal | 7236 | 7185.7 | 7135.75 | 7086.147 | 7036.889 | 6987.973 | 6939.397 | 6891.159 | 6843.256 | 6795.686 | 6748.447 | 6701.536 | 6654.952 | 6608.691 | 6562.752 | 6517.132 | 6471.829 | 6426.841 | 6382.166 | 6337.801 | 6293.745 | 6249.995 | 6206.549 | 6163.405 | 6120.561 | 6078.015 | 6035.765 | 5993.808 | 5952.143 | 5910.768 | 5869.68 | 5828.878 | 5788.36 | 5748.123 | 5708.166 | 5668.486
Ngawha6 | geothermal | 7236 | 7185.7 | 7135.75 | 7086.147 | 7036.889 | 6987.973 | 6939.397 | 6891.159 | 6843.256 | 6795.686 | 6748.447 | 6701.536 | 6654.952 | 6608.691 | 6562.752 | 6517.132 | 6471.829 | 6426.841 | 6382.166 | 6337.801 | 6293.745 | 6249.995 | 6206.549 | 6163.405 | 6120.561 | 6078.015 | 6035.765 | 5993.808 | 5952.143 | 5910.768 | 5869.68 | 5828.878 | 5788.36 | 5748.123 | 5708.166 | 5668.486
NorthBank | hydro | 9018.302 | 8986.848 | 8955.503 | 8924.268 | 8893.142 | 8862.125 | 8831.216 | 8800.414 | 8769.72 | 8739.133 | 8708.653 | 8678.279 | 8648.011 | 8617.849 | 8587.791 | 8557.839 | 8527.991 | 8498.247 | 8468.607 | 8439.07 | 8409.636 | 8380.305 | 8351.077 | 8321.95 | 8292.925 | 8264 | 8235.177 | 8206.455 | 8177.832 | 8149.31 | 8120.887 | 8092.563 | 8064.338 | 8036.211 | 8008.182 | 7980.251
OTOpeakers | thermal | 2203.83 | 2203.83 | 2110.07 | 1911.662 | 1598.978 | 1404.746 | 1316.835 | 1320.26 | 1324.538 | 1328.816 | 1332.241 | 1336.519 | 1340.797 | 1345.076 | 1349.354 | 1352.779 | 1355.349 | 1357.919 | 1360.489 | 1363.059 | 1365.63 | 1368.2 | 1370.77 | 1373.34 | 1375.91 | 1378.481 | 1380.195 | 1381.91 | 1383.624 | 1385.339 | 1386.197 | 1387.055 | 1387.914 | 1388.773 | 1389.633 | 1390.493
Pukaki | hydro | 9018.302 | 8986.848 | 8955.503 | 8924.268 | 8893.142 | 8862.125 | 8831.216 | 8800.414 | 8769.72 | 8739.133 | 8708.653 | 8678.279 | 8648.011 | 8617.849 | 8587.791 | 8557.839 | 8527.991 | 8498.247 | 8468.607 | 8439.07 | 8409.636 | 8380.305 | 8351.077 | 8321.95 | 8292.925 | 8264 | 8235.177 | 8206.455 | 8177.832 | 8149.31 | 8120.887 | 8092.563 | 8064.338 | 8036.211 | 8008.182 | 7980.251
Queensberry | hydro | 9018.302 | 8986.848 | 8955.503 | 8924.268 | 8893.142 | 8862.125 | 8831.216 | 8800.414 | 8769.72 | 8739.133 | 8708.653 | 8678.279 | 8648.011 | 8617.849 | 8587.791 | 8557.839 | 8527.991 | 8498.247 | 8468.607 | 8439.07 | 8409.636 | 8380.305 | 8351.077 | 8321.95 | 8292.925 | 8264 | 8235.177 | 8206.455 | 8177.832 | 8149.31 | 8120.887 | 8092.563 | 8064.338 | 8036.211 | 8008.182 | 7980.251
Rakaia | hydro | 9018.302 | 8986.848 | 8955.503 | 8924.268 | 8893.142 | 8862.125 | 8831.216 | 8800.414 | 8769.72 | 8739.133 | 8708.653 | 8678.279 | 8648.011 | 8617.849 | 8587.791 | 8557.839 | 8527.991 | 8498.247 | 8468.607 | 8439.07 | 8409.636 | 8380.305 | 8351.077 | 8321.95 | 8292.925 | 8264 | 8235.177 | 8206.455 | 8177.832 | 8149.31 | 8120.887 | 8092.563 | 8064.338 | 8036.211 | 8008.182 | 7980.251
Reporoa1 | geothermal | 6030 | 5988.083 | 5946.458 | 5905.122 | 5864.074 | 5823.311 | 5782.831 | 5742.632 | 5702.713 | 5663.072 | 5623.706 | 5584.614 | 5545.793 | 5507.242 | 5468.96 | 5430.943 | 5393.191 | 5355.701 | 5318.472 | 5281.501 | 5244.788 | 5208.329 | 5172.124 | 5136.171 | 5100.468 | 5065.013 | 5029.804 | 4994.84 | 4960.119 | 4925.64 | 4891.4 | 4857.398 | 4823.633 | 4790.102 | 4756.805 | 4723.738
Reporoa2 | geothermal | 6030 | 5988.083 | 5946.458 | 5905.122 | 5864.074 | 5823.311 | 5782.831 | 5742.632 | 5702.713 | 5663.072 | 5623.706 | 5584.614 | 5545.793 | 5507.242 | 5468.96 | 5430.943 | 5393.191 | 5355.701 | 5318.472 | 5281.501 | 5244.788 | 5208.329 | 5172.124 | 5136.171 | 5100.468 | 5065.013 | 5029.804 | 4994.84 | 4960.119 | 4925.64 | 4891.4 | 4857.398 | 4823.633 | 4790.102 | 4756.805 | 4723.738
Rotokawa3 | geothermal | 6030 | 5988.083 | 5946.458 | 5905.122 | 5864.074 | 5823.311 | 5782.831 | 5742.632 | 5702.713 | 5663.072 | 5623.706 | 5584.614 | 5545.793 | 5507.242 | 5468.96 | 5430.943 | 5393.191 | 5355.701 | 5318.472 | 5281.501 | 5244.788 | 5208.329 | 5172.124 | 5136.171 | 5100.468 | 5065.013 | 5029.804 | 4994.84 | 4960.119 | 4925.64 | 4891.4 | 4857.398 | 4823.633 | 4790.102 | 4756.805 | 4723.738
Rotokawa4 | geothermal | 6030 | 5988.083 | 5946.458 | 5905.122 | 5864.074 | 5823.311 | 5782.831 | 5742.632 | 5702.713 | 5663.072 | 5623.706 | 5584.614 | 5545.793 | 5507.242 | 5468.96 | 5430.943 | 5393.191 | 5355.701 | 5318.472 | 5281.501 | 5244.788 | 5208.329 | 5172.124 | 5136.171 | 5100.468 | 5065.013 | 5029.804 | 4994.84 | 4960.119 | 4925.64 | 4891.4 | 4857.398 | 4823.633 | 4790.102 | 4756.805 | 4723.738
Rotoma1 | geothermal | 7236 | 7185.7 | 7135.75 | 7086.147 | 7036.889 | 6987.973 | 6939.397 | 6891.159 | 6843.256 | 6795.686 | 6748.447 | 6701.536 | 6654.952 | 6608.691 | 6562.752 | 6517.132 | 6471.829 | 6426.841 | 6382.166 | 6337.801 | 6293.745 | 6249.995 | 6206.549 | 6163.405 | 6120.561 | 6078.015 | 6035.765 | 5993.808 | 5952.143 | 5910.768 | 5869.68 | 5828.878 | 5788.36 | 5748.123 | 5708.166 | 5668.486
Ruakaka | battery | 1401.863 | 1236.973 | 1164.844 | 1098.82 | 1041.035 | 986.73 | 943.321 | 925.363 | 907.303 | 889.965 | 872.868 | 854.985 | 839.587 | 822.71 | 807.296 | 793.082 | 780.985 | 769.636 | 757.365 | 745.114 | 733.578 | 721.296 | 710.455 | 698.425 | 687.12 | 675.048 | 662.585 | 651.658 | 640.91 | 630.34 | 619.944 | 609.72 | 599.664 | 589.775 | 580.048 | 570.481
S_Albury | solar | 1618.291 | 1502.574 | 1394.17 | 1310.804 | 1268.667 | 1202.602 | 1146.158 | 1092.161 | 1005.638 | 917.296 | 844.993 | 801.418 | 783.143 | 767.65 | 754.509 | 743.927 | 736.156 | 726.27 | 716.613 | 707.372 | 698.281 | 690.486 | 681.558 | 673.79 | 664.894 | 656.429 | 649.031 | 641.039 | 633.141 | 625.335 | 617.62 | 609.996 | 602.461 | 595.015 | 587.656 | 580.383
S_AnniesWay | solar | 1768.291 | 1652.051 | 1543.126 | 1459.24 | 1416.585 | 1350.004 | 1293.046 | 1238.537 | 1151.503 | 1062.653 | 989.843 | 945.763 | 926.984 | 910.989 | 897.349 | 886.268 | 878 | 867.62 | 857.47 | 847.738 | 838.157 | 829.874 | 820.46 | 812.208 | 802.829 | 793.883 | 786.005 | 777.536 | 769.161 | 760.881 | 752.694 | 744.598 | 736.594 | 728.68 | 720.854 | 713.117
S_Argyle_s1 | solar | 1768.291 | 1652.051 | 1543.126 | 1459.24 | 1416.585 | 1350.004 | 1293.046 | 1238.537 | 1151.503 | 1062.653 | 989.843 | 945.763 | 926.984 | 910.989 | 897.349 | 886.268 | 878 | 867.62 | 857.47 | 847.738 | 838.157 | 829.874 | 820.46 | 812.208 | 802.829 | 793.883 | 786.005 | 777.536 | 769.161 | 760.881 | 752.694 | 744.598 | 736.594 | 728.68 | 720.854 | 713.117
S_Argyle_s2 | solar | 1768.291 | 1652.051 | 1543.126 | 1459.24 | 1416.585 | 1350.004 | 1293.046 | 1238.537 | 1151.503 | 1062.653 | 989.843 | 945.763 | 926.984 | 910.989 | 897.349 | 886.268 | 878 | 867.62 | 857.47 | 847.738 | 838.157 | 829.874 | 820.46 | 812.208 | 802.829 | 793.883 | 786.005 | 777.536 | 769.161 | 760.881 | 752.694 | 744.598 | 736.594 | 728.68 | 720.854 | 713.117
S_Ariki150M | solar | 1693.291 | 1577.312 | 1468.648 | 1385.022 | 1342.626 | 1276.303 | 1219.602 | 1165.349 | 1078.571 | 989.975 | 917.418 | 873.591 | 855.063 | 839.32 | 825.929 | 815.097 | 807.078 | 796.945 | 787.042 | 777.555 | 768.219 | 760.18 | 751.009 | 742.999 | 733.862 | 725.156 | 717.518 | 709.287 | 701.151 | 693.108 | 685.157 | 677.297 | 669.528 | 661.847 | 654.255 | 646.75
S_Ashbourne2 | solar | 1618.291 | 1502.574 | 1394.17 | 1310.804 | 1268.667 | 1202.602 | 1146.158 | 1092.161 | 1005.638 | 917.296 | 844.993 | 801.418 | 783.143 | 767.65 | 754.509 | 743.927 | 736.156 | 726.27 | 716.613 | 707.372 | 698.281 | 690.486 | 681.558 | 673.79 | 664.894 | 656.429 | 649.031 | 641.039 | 633.141 | 625.335 | 617.62 | 609.996 | 602.461 | 595.015 | 587.656 | 580.383
S_Ashley | solar | 1768.291 | 1652.051 | 1543.126 | 1459.24 | 1416.585 | 1350.004 | 1293.046 | 1238.537 | 1151.503 | 1062.653 | 989.843 | 945.763 | 926.984 | 910.989 | 897.349 | 886.268 | 878 | 867.62 | 857.47 | 847.738 | 838.157 | 829.874 | 820.46 | 812.208 | 802.829 | 793.883 | 786.005 | 777.536 | 769.161 | 760.881 | 752.694 | 744.598 | 736.594 | 728.68 | 720.854 | 713.117
S_Auckland | solar | 1618.291 | 1502.574 | 1394.17 | 1310.804 | 1268.667 | 1202.602 | 1146.158 | 1092.161 | 1005.638 | 917.296 | 844.993 | 801.418 | 783.143 | 767.65 | 754.509 | 743.927 | 736.156 | 726.27 | 716.613 | 707.372 | 698.281 | 690.486 | 681.558 | 673.79 | 664.894 | 656.429 | 649.031 | 641.039 | 633.141 | 625.335 | 617.62 | 609.996 | 602.461 | 595.015 | 587.656 | 580.383
S_BalmoralSt | solar | 1618.291 | 1502.574 | 1394.17 | 1310.804 | 1268.667 | 1202.602 | 1146.158 | 1092.161 | 1005.638 | 917.296 | 844.993 | 801.418 | 783.143 | 767.65 | 754.509 | 743.927 | 736.156 | 726.27 | 716.613 | 707.372 | 698.281 | 690.486 | 681.558 | 673.79 | 664.894 | 656.429 | 649.031 | 641.039 | 633.141 | 625.335 | 617.62 | 609.996 | 602.461 | 595.015 | 587.656 | 580.383
S_BlackPoint | solar | 1768.291 | 1652.051 | 1543.126 | 1459.24 | 1416.585 | 1350.004 | 1293.046 | 1238.537 | 1151.503 | 1062.653 | 989.843 | 945.763 | 926.984 | 910.989 | 897.349 | 886.268 | 878 | 867.62 | 857.47 | 847.738 | 838.157 | 829.874 | 820.46 | 812.208 | 802.829 | 793.883 | 786.005 | 777.536 | 769.161 | 760.881 | 752.694 | 744.598 | 736.594 | 728.68 | 720.854 | 713.117
S_BridgeStre | solar | 1618.291 | 1502.574 | 1394.17 | 1310.804 | 1268.667 | 1202.602 | 1146.158 | 1092.161 | 1005.638 | 917.296 | 844.993 | 801.418 | 783.143 | 767.65 | 754.509 | 743.927 | 736.156 | 726.27 | 716.613 | 707.372 | 698.281 | 690.486 | 681.558 | 673.79 | 664.894 | 656.429 | 649.031 | 641.039 | 633.141 | 625.335 | 617.62 | 609.996 | 602.461 | 595.015 | 587.656 | 580.383
S_Bunnythor1 | solar | 1693.291 | 1577.312 | 1468.648 | 1385.022 | 1342.626 | 1276.303 | 1219.602 | 1165.349 | 1078.571 | 989.975 | 917.418 | 873.591 | 855.063 | 839.32 | 825.929 | 815.097 | 807.078 | 796.945 | 787.042 | 777.555 | 768.219 | 760.18 | 751.009 | 742.999 | 733.862 | 725.156 | 717.518 | 709.287 | 701.151 | 693.108 | 685.157 | 677.297 | 669.528 | 661.847 | 654.255 | 646.75
S_Bunnythor2 | solar | 1768.291 | 1652.051 | 1543.126 | 1459.24 | 1416.585 | 1350.004 | 1293.046 | 1238.537 | 1151.503 | 1062.653 | 989.843 | 945.763 | 926.984 | 910.989 | 897.349 | 886.268 | 878 | 867.62 | 857.47 | 847.738 | 838.157 | 829.874 | 820.46 | 812.208 | 802.829 | 793.883 | 786.005 | 777.536 | 769.161 | 760.881 | 752.694 | 744.598 | 736.594 | 728.68 | 720.854 | 713.117
S_Bunnythor3 | solar | 1618.291 | 1502.574 | 1394.17 | 1310.804 | 1268.667 | 1202.602 | 1146.158 | 1092.161 | 1005.638 | 917.296 | 844.993 | 801.418 | 783.143 | 767.65 | 754.509 | 743.927 | 736.156 | 726.27 | 716.613 | 707.372 | 698.281 | 690.486 | 681.558 | 673.79 | 664.894 | 656.429 | 649.031 | 641.039 | 633.141 | 625.335 | 617.62 | 609.996 | 602.461 | 595.015 | 587.656 | 580.383
S_Cambridge | solar | 1618.291 | 1502.574 | 1394.17 | 1310.804 | 1268.667 | 1202.602 | 1146.158 | 1092.161 | 1005.638 | 917.296 | 844.993 | 801.418 | 783.143 | 767.65 | 754.509 | 743.927 | 736.156 | 726.27 | 716.613 | 707.372 | 698.281 | 690.486 | 681.558 | 673.79 | 664.894 | 656.429 | 649.031 | 641.039 | 633.141 | 625.335 | 617.62 | 609.996 | 602.461 | 595.015 | 587.656 | 580.383
S_Canterbur1 | solar | 1768.291 | 1652.051 | 1543.126 | 1459.24 | 1416.585 | 1350.004 | 1293.046 | 1238.537 | 1151.503 | 1062.653 | 989.843 | 945.763 | 926.984 | 910.989 | 897.349 | 886.268 | 878 | 867.62 | 857.47 | 847.738 | 838.157 | 829.874 | 820.46 | 812.208 | 802.829 | 793.883 | 786.005 | 777.536 | 769.161 | 760.881 | 752.694 | 744.598 | 736.594 | 728.68 | 720.854 | 713.117
S_Canterbur2 | solar | 1768.291 | 1652.051 | 1543.126 | 1459.24 | 1416.585 | 1350.004 | 1293.046 | 1238.537 | 1151.503 | 1062.653 | 989.843 | 945.763 | 926.984 | 910.989 | 897.349 | 886.268 | 878 | 867.62 | 857.47 | 847.738 | 838.157 | 829.874 | 820.46 | 812.208 | 802.829 | 793.883 | 786.005 | 777.536 | 769.161 | 760.881 | 752.694 | 744.598 | 736.594 | 728.68 | 720.854 | 713.117
S_Carterton | solar | 1768.291 | 1652.051 | 1543.126 | 1459.24 | 1416.585 | 1350.004 | 1293.046 | 1238.537 | 1151.503 | 1062.653 | 989.843 | 945.763 | 926.984 | 910.989 | 897.349 | 886.268 | 878 | 867.62 | 857.47 | 847.738 | 838.157 | 829.874 | 820.46 | 812.208 | 802.829 | 793.883 | 786.005 | 777.536 | 769.161 | 760.881 | 752.694 | 744.598 | 736.594 | 728.68 | 720.854 | 713.117
S_Clandeboye | solar | 1693.291 | 1577.312 | 1468.648 | 1385.022 | 1342.626 | 1276.303 | 1219.602 | 1165.349 | 1078.571 | 989.975 | 917.418 | 873.591 | 855.063 | 839.32 | 825.929 | 815.097 | 807.078 | 796.945 | 787.042 | 777.555 | 768.219 | 760.18 | 751.009 | 742.999 | 733.862 | 725.156 | 717.518 | 709.287 | 701.151 | 693.108 | 685.157 | 677.297 | 669.528 | 661.847 | 654.255 | 646.75
S_Dannevirk1 | solar | 1618.291 | 1502.574 | 1394.17 | 1310.804 | 1268.667 | 1202.602 | 1146.158 | 1092.161 | 1005.638 | 917.296 | 844.993 | 801.418 | 783.143 | 767.65 | 754.509 | 743.927 | 736.156 | 726.27 | 716.613 | 707.372 | 698.281 | 690.486 | 681.558 | 673.79 | 664.894 | 656.429 | 649.031 | 641.039 | 633.141 | 625.335 | 617.62 | 609.996 | 602.461 | 595.015 | 587.656 | 580.383
S_Dannevirk2 | solar | 1768.291 | 1652.051 | 1543.126 | 1459.24 | 1416.585 | 1350.004 | 1293.046 | 1238.537 | 1151.503 | 1062.653 | 989.843 | 945.763 | 926.984 | 910.989 | 897.349 | 886.268 | 878 | 867.62 | 857.47 | 847.738 | 838.157 | 829.874 | 820.46 | 812.208 | 802.829 | 793.883 | 786.005 | 777.536 | 769.161 | 760.881 | 752.694 | 744.598 | 736.594 | 728.68 | 720.854 | 713.117
S_Darfield | solar | 1768.291 | 1652.051 | 1543.126 | 1459.24 | 1416.585 | 1350.004 | 1293.046 | 1238.537 | 1151.503 | 1062.653 | 989.843 | 945.763 | 926.984 | 910.989 | 897.349 | 886.268 | 878 | 867.62 | 857.47 | 847.738 | 838.157 | 829.874 | 820.46 | 812.208 | 802.829 | 793.883 | 786.005 | 777.536 | 769.161 | 760.881 | 752.694 | 744.598 | 736.594 | 728.68 | 720.854 | 713.117
S_Dargaville | solar | 1618.291 | 1502.574 | 1394.17 | 1310.804 | 1268.667 | 1202.602 | 1146.158 | 1092.161 | 1005.638 | 917.296 | 844.993 | 801.418 | 783.143 | 767.65 | 754.509 | 743.927 | 736.156 | 726.27 | 716.613 | 707.372 | 698.281 | 690.486 | 681.558 | 673.79 | 664.894 | 656.429 | 649.031 | 641.039 | 633.141 | 625.335 | 617.62 | 609.996 | 602.461 | 595.015 | 587.656 | 580.383
S_Dunsandel | solar | 1618.291 | 1502.574 | 1394.17 | 1310.804 | 1268.667 | 1202.602 | 1146.158 | 1092.161 | 1005.638 | 917.296 | 844.993 | 801.418 | 783.143 | 767.65 | 754.509 | 743.927 | 736.156 | 726.27 | 716.613 | 707.372 | 698.281 | 690.486 | 681.558 | 673.79 | 664.894 | 656.429 | 649.031 | 641.039 | 633.141 | 625.335 | 617.62 | 609.996 | 602.461 | 595.015 | 587.656 | 580.383
S_Edgecumbe1 | solar | 1693.291 | 1577.312 | 1468.648 | 1385.022 | 1342.626 | 1276.303 | 1219.602 | 1165.349 | 1078.571 | 989.975 | 917.418 | 873.591 | 855.063 | 839.32 | 825.929 | 815.097 | 807.078 | 796.945 | 787.042 | 777.555 | 768.219 | 760.18 | 751.009 | 742.999 | 733.862 | 725.156 | 717.518 | 709.287 | 701.151 | 693.108 | 685.157 | 677.297 | 669.528 | 661.847 | 654.255 | 646.75
S_Edgecumbe2 | solar | 1768.291 | 1652.051 | 1543.126 | 1459.24 | 1416.585 | 1350.004 | 1293.046 | 1238.537 | 1151.503 | 1062.653 | 989.843 | 945.763 | 926.984 | 910.989 | 897.349 | 886.268 | 878 | 867.62 | 857.47 | 847.738 | 838.157 | 829.874 | 820.46 | 812.208 | 802.829 | 793.883 | 786.005 | 777.536 | 769.161 | 760.881 | 752.694 | 744.598 | 736.594 | 728.68 | 720.854 | 713.117
S_Foxton0 | solar | 1618.291 | 1502.574 | 1394.17 | 1310.804 | 1268.667 | 1202.602 | 1146.158 | 1092.161 | 1005.638 | 917.296 | 844.993 | 801.418 | 783.143 | 767.65 | 754.509 | 743.927 | 736.156 | 726.27 | 716.613 | 707.372 | 698.281 | 690.486 | 681.558 | 673.79 | 664.894 | 656.429 | 649.031 | 641.039 | 633.141 | 625.335 | 617.62 | 609.996 | 602.461 | 595.015 | 587.656 | 580.383
S_Foxton1 | solar | 1768.291 | 1652.051 | 1543.126 | 1459.24 | 1416.585 | 1350.004 | 1293.046 | 1238.537 | 1151.503 | 1062.653 | 989.843 | 945.763 | 926.984 | 910.989 | 897.349 | 886.268 | 878 | 867.62 | 857.47 | 847.738 | 838.157 | 829.874 | 820.46 | 812.208 | 802.829 | 793.883 | 786.005 | 777.536 | 769.161 | 760.881 | 752.694 | 744.598 | 736.594 | 728.68 | 720.854 | 713.117
S_Gartartan | solar | 1618.291 | 1502.574 | 1394.17 | 1310.804 | 1268.667 | 1202.602 | 1146.158 | 1092.161 | 1005.638 | 917.296 | 844.993 | 801.418 | 783.143 | 767.65 | 754.509 | 743.927 | 736.156 | 726.27 | 716.613 | 707.372 | 698.281 | 690.486 | 681.558 | 673.79 | 664.894 | 656.429 | 649.031 | 641.039 | 633.141 | 625.335 | 617.62 | 609.996 | 602.461 | 595.015 | 587.656 | 580.383
S_Glorit | solar | 1768.291 | 1652.051 | 1543.126 | 1459.24 | 1416.585 | 1350.004 | 1293.046 | 1238.537 | 1151.503 | 1062.653 | 989.843 | 945.763 | 926.984 | 910.989 | 897.349 | 886.268 | 878 | 867.62 | 857.47 | 847.738 | 838.157 | 829.874 | 820.46 | 812.208 | 802.829 | 793.883 | 786.005 | 777.536 | 769.161 | 760.881 | 752.694 | 744.598 | 736.594 | 728.68 | 720.854 | 713.117
S_GoldenStai | solar | 1693.291 | 1577.312 | 1468.648 | 1385.022 | 1342.626 | 1276.303 | 1219.602 | 1165.349 | 1078.571 | 989.975 | 917.418 | 873.591 | 855.063 | 839.32 | 825.929 | 815.097 | 807.078 | 796.945 | 787.042 | 777.555 | 768.219 | 760.18 | 751.009 | 742.999 | 733.862 | 725.156 | 717.518 | 709.287 | 701.151 | 693.108 | 685.157 | 677.297 | 669.528 | 661.847 | 654.255 | 646.75
S_Grampians | solar | 1768.291 | 1652.051 | 1543.126 | 1459.24 | 1416.585 | 1350.004 | 1293.046 | 1238.537 | 1151.503 | 1062.653 | 989.843 | 945.763 | 926.984 | 910.989 | 897.349 | 886.268 | 878 | 867.62 | 857.47 | 847.738 | 838.157 | 829.874 | 820.46 | 812.208 | 802.829 | 793.883 | 786.005 | 777.536 | 769.161 | 760.881 | 752.694 | 744.598 | 736.594 | 728.68 | 720.854 | 713.117
S_Greendale | solar | 1618.291 | 1502.574 | 1394.17 | 1310.804 | 1268.667 | 1202.602 | 1146.158 | 1092.161 | 1005.638 | 917.296 | 844.993 | 801.418 | 783.143 | 767.65 | 754.509 | 743.927 | 736.156 | 726.27 | 716.613 | 707.372 | 698.281 | 690.486 | 681.558 | 673.79 | 664.894 | 656.429 | 649.031 | 641.039 | 633.141 | 625.335 | 617.62 | 609.996 | 602.461 | 595.015 | 587.656 | 580.383
S_Greytown0 | solar | 1768.291 | 1652.051 | 1543.126 | 1459.24 | 1416.585 | 1350.004 | 1293.046 | 1238.537 | 1151.503 | 1062.653 | 989.843 | 945.763 | 926.984 | 910.989 | 897.349 | 886.268 | 878 | 867.62 | 857.47 | 847.738 | 838.157 | 829.874 | 820.46 | 812.208 | 802.829 | 793.883 | 786.005 | 777.536 | 769.161 | 760.881 | 752.694 | 744.598 | 736.594 | 728.68 | 720.854 | 713.117
S_Greytown1 | solar | 1618.291 | 1502.574 | 1394.17 | 1310.804 | 1268.667 | 1202.602 | 1146.158 | 1092.161 | 1005.638 | 917.296 | 844.993 | 801.418 | 783.143 | 767.65 | 754.509 | 743.927 | 736.156 | 726.27 | 716.613 | 707.372 | 698.281 | 690.486 | 681.558 | 673.79 | 664.894 | 656.429 | 649.031 | 641.039 | 633.141 | 625.335 | 617.62 | 609.996 | 602.461 | 595.015 | 587.656 | 580.383
S_HaldonSta1 | solar | 1768.291 | 1652.051 | 1543.126 | 1459.24 | 1416.585 | 1350.004 | 1293.046 | 1238.537 | 1151.503 | 1062.653 | 989.843 | 945.763 | 926.984 | 910.989 | 897.349 | 886.268 | 878 | 867.62 | 857.47 | 847.738 | 838.157 | 829.874 | 820.46 | 812.208 | 802.829 | 793.883 | 786.005 | 777.536 | 769.161 | 760.881 | 752.694 | 744.598 | 736.594 | 728.68 | 720.854 | 713.117
S_HaldonSta2 | solar | 1768.291 | 1652.051 | 1543.126 | 1459.24 | 1416.585 | 1350.004 | 1293.046 | 1238.537 | 1151.503 | 1062.653 | 989.843 | 945.763 | 926.984 | 910.989 | 897.349 | 886.268 | 878 | 867.62 | 857.47 | 847.738 | 838.157 | 829.874 | 820.46 | 812.208 | 802.829 | 793.883 | 786.005 | 777.536 | 769.161 | 760.881 | 752.694 | 744.598 | 736.594 | 728.68 | 720.854 | 713.117
S_HanmerRoad | solar | 1618.291 | 1502.574 | 1394.17 | 1310.804 | 1268.667 | 1202.602 | 1146.158 | 1092.161 | 1005.638 | 917.296 | 844.993 | 801.418 | 783.143 | 767.65 | 754.509 | 743.927 | 736.156 | 726.27 | 716.613 | 707.372 | 698.281 | 690.486 | 681.558 | 673.79 | 664.894 | 656.429 | 649.031 | 641.039 | 633.141 | 625.335 | 617.62 | 609.996 | 602.461 | 595.015 | 587.656 | 580.383
S_HawkesBay1 | solar | 1768.291 | 1652.051 | 1543.126 | 1459.24 | 1416.585 | 1350.004 | 1293.046 | 1238.537 | 1151.503 | 1062.653 | 989.843 | 945.763 | 926.984 | 910.989 | 897.349 | 886.268 | 878 | 867.62 | 857.47 | 847.738 | 838.157 | 829.874 | 820.46 | 812.208 | 802.829 | 793.883 | 786.005 | 777.536 | 769.161 | 760.881 | 752.694 | 744.598 | 736.594 | 728.68 | 720.854 | 713.117
S_HawkesBay2 | solar | 1618.291 | 1502.574 | 1394.17 | 1310.804 | 1268.667 | 1202.602 | 1146.158 | 1092.161 | 1005.638 | 917.296 | 844.993 | 801.418 | 783.143 | 767.65 | 754.509 | 743.927 | 736.156 | 726.27 | 716.613 | 707.372 | 698.281 | 690.486 | 681.558 | 673.79 | 664.894 | 656.429 | 649.031 | 641.039 | 633.141 | 625.335 | 617.62 | 609.996 | 602.461 | 595.015 | 587.656 | 580.383
S_Highfield | solar | 1768.291 | 1652.051 | 1543.126 | 1459.24 | 1416.585 | 1350.004 | 1293.046 | 1238.537 | 1151.503 | 1062.653 | 989.843 | 945.763 | 926.984 | 910.989 | 897.349 | 886.268 | 878 | 867.62 | 857.47 | 847.738 | 838.157 | 829.874 | 820.46 | 812.208 | 802.829 | 793.883 | 786.005 | 777.536 | 769.161 | 760.881 | 752.694 | 744.598 | 736.594 | 728.68 | 720.854 | 713.117
S_Hikawaik | solar | 1693.291 | 1577.312 | 1468.648 | 1385.022 | 1342.626 | 1276.303 | 1219.602 | 1165.349 | 1078.571 | 989.975 | 917.418 | 873.591 | 855.063 | 839.32 | 825.929 | 815.097 | 807.078 | 796.945 | 787.042 | 777.555 | 768.219 | 760.18 | 751.009 | 742.999 | 733.862 | 725.156 | 717.518 | 709.287 | 701.151 | 693.108 | 685.157 | 677.297 | 669.528 | 661.847 | 654.255 | 646.75
S_Hinuera | solar | 1768.291 | 1652.051 | 1543.126 | 1459.24 | 1416.585 | 1350.004 | 1293.046 | 1238.537 | 1151.503 | 1062.653 | 989.843 | 945.763 | 926.984 | 910.989 | 897.349 | 886.268 | 878 | 867.62 | 857.47 | 847.738 | 838.157 | 829.874 | 820.46 | 812.208 | 802.829 | 793.883 | 786.005 | 777.536 | 769.161 | 760.881 | 752.694 | 744.598 | 736.594 | 728.68 | 720.854 | 713.117
S_Huirangi | solar | 1768.291 | 1652.051 | 1543.126 | 1459.24 | 1416.585 | 1350.004 | 1293.046 | 1238.537 | 1151.503 | 1062.653 | 989.843 | 945.763 | 926.984 | 910.989 | 897.349 | 886.268 | 878 | 867.62 | 857.47 | 847.738 | 838.157 | 829.874 | 820.46 | 812.208 | 802.829 | 793.883 | 786.005 | 777.536 | 769.161 | 760.881 | 752.694 | 744.598 | 736.594 | 728.68 | 720.854 | 713.117
S_IdaValley | solar | 1693.291 | 1577.312 | 1468.648 | 1385.022 | 1342.626 | 1276.303 | 1219.602 | 1165.349 | 1078.571 | 989.975 | 917.418 | 873.591 | 855.063 | 839.32 | 825.929 | 815.097 | 807.078 | 796.945 | 787.042 | 777.555 | 768.219 | 760.18 | 751.009 | 742.999 | 733.862 | 725.156 | 717.518 | 709.287 | 701.151 | 693.108 | 685.157 | 677.297 | 669.528 | 661.847 | 654.255 | 646.75
S_IrishmanCr | solar | 1768.291 | 1652.051 | 1543.126 | 1459.24 | 1416.585 | 1350.004 | 1293.046 | 1238.537 | 1151.503 | 1062.653 | 989.843 | 945.763 | 926.984 | 910.989 | 897.349 | 886.268 | 878 | 867.62 | 857.47 | 847.738 | 838.157 | 829.874 | 820.46 | 812.208 | 802.829 | 793.883 | 786.005 | 777.536 | 769.161 | 760.881 | 752.694 | 744.598 | 736.594 | 728.68 | 720.854 | 713.117
S_Islington | solar | 1768.291 | 1652.051 | 1543.126 | 1459.24 | 1416.585 | 1350.004 | 1293.046 | 1238.537 | 1151.503 | 1062.653 | 989.843 | 945.763 | 926.984 | 910.989 | 897.349 | 886.268 | 878 | 867.62 | 857.47 | 847.738 | 838.157 | 829.874 | 820.46 | 812.208 | 802.829 | 793.883 | 786.005 | 777.536 | 769.161 | 760.881 | 752.694 | 744.598 | 736.594 | 728.68 | 720.854 | 713.117
S_Kaipara | solar | 1768.291 | 1652.051 | 1543.126 | 1459.24 | 1416.585 | 1350.004 | 1293.046 | 1238.537 | 1151.503 | 1062.653 | 989.843 | 945.763 | 926.984 | 910.989 | 897.349 | 886.268 | 878 | 867.62 | 857.47 | 847.738 | 838.157 | 829.874 | 820.46 | 812.208 | 802.829 | 793.883 | 786.005 | 777.536 | 769.161 | 760.881 | 752.694 | 744.598 | 736.594 | 728.68 | 720.854 | 713.117
S_Karioi | solar | 1768.291 | 1652.051 | 1543.126 | 1459.24 | 1416.585 | 1350.004 | 1293.046 | 1238.537 | 1151.503 | 1062.653 | 989.843 | 945.763 | 926.984 | 910.989 | 897.349 | 886.268 | 878 | 867.62 | 857.47 | 847.738 | 838.157 | 829.874 | 820.46 | 812.208 | 802.829 | 793.883 | 786.005 | 777.536 | 769.161 | 760.881 | 752.694 | 744.598 | 736.594 | 728.68 | 720.854 | 713.117
S_Killermont | solar | 1693.291 | 1577.312 | 1468.648 | 1385.022 | 1342.626 | 1276.303 | 1219.602 | 1165.349 | 1078.571 | 989.975 | 917.418 | 873.591 | 855.063 | 839.32 | 825.929 | 815.097 | 807.078 | 796.945 | 787.042 | 777.555 | 768.219 | 760.18 | 751.009 | 742.999 | 733.862 | 725.156 | 717.518 | 709.287 | 701.151 | 693.108 | 685.157 | 677.297 | 669.528 | 661.847 | 654.255 | 646.75
S_Kilvarock | solar | 1693.291 | 1577.312 | 1468.648 | 1385.022 | 1342.626 | 1276.303 | 1219.602 | 1165.349 | 1078.571 | 989.975 | 917.418 | 873.591 | 855.063 | 839.32 | 825.929 | 815.097 | 807.078 | 796.945 | 787.042 | 777.555 | 768.219 | 760.18 | 751.009 | 742.999 | 733.862 | 725.156 | 717.518 | 709.287 | 701.151 | 693.108 | 685.157 | 677.297 | 669.528 | 661.847 | 654.255 | 646.75
S_Kowhai | solar | 1693.291 | 1577.312 | 1468.648 | 1385.022 | 1342.626 | 1276.303 | 1219.602 | 1165.349 | 1078.571 | 989.975 | 917.418 | 873.591 | 855.063 | 839.32 | 825.929 | 815.097 | 807.078 | 796.945 | 787.042 | 777.555 | 768.219 | 760.18 | 751.009 | 742.999 | 733.862 | 725.156 | 717.518 | 709.287 | 701.151 | 693.108 | 685.157 | 677.297 | 669.528 | 661.847 | 654.255 | 646.75
S_Kuratau | solar | 1618.291 | 1502.574 | 1394.17 | 1310.804 | 1268.667 | 1202.602 | 1146.158 | 1092.161 | 1005.638 | 917.296 | 844.993 | 801.418 | 783.143 | 767.65 | 754.509 | 743.927 | 736.156 | 726.27 | 716.613 | 707.372 | 698.281 | 690.486 | 681.558 | 673.79 | 664.894 | 656.429 | 649.031 | 641.039 | 633.141 | 625.335 | 617.62 | 609.996 | 602.461 | 595.015 | 587.656 | 580.383
S_Leeston | solar | 1618.291 | 1502.574 | 1394.17 | 1310.804 | 1268.667 | 1202.602 | 1146.158 | 1092.161 | 1005.638 | 917.296 | 844.993 | 801.418 | 783.143 | 767.65 | 754.509 | 743.927 | 736.156 | 726.27 | 716.613 | 707.372 | 698.281 | 690.486 | 681.558 | 673.79 | 664.894 | 656.429 | 649.031 | 641.039 | 633.141 | 625.335 | 617.62 | 609.996 | 602.461 | 595.015 | 587.656 | 580.383
S_Manawatu1 | solar | 1618.291 | 1502.574 | 1394.17 | 1310.804 | 1268.667 | 1202.602 | 1146.158 | 1092.161 | 1005.638 | 917.296 | 844.993 | 801.418 | 783.143 | 767.65 | 754.509 | 743.927 | 736.156 | 726.27 | 716.613 | 707.372 | 698.281 | 690.486 | 681.558 | 673.79 | 664.894 | 656.429 | 649.031 | 641.039 | 633.141 | 625.335 | 617.62 | 609.996 | 602.461 | 595.015 | 587.656 | 580.383
S_Manawatu2 | solar | 1768.291 | 1652.051 | 1543.126 | 1459.24 | 1416.585 | 1350.004 | 1293.046 | 1238.537 | 1151.503 | 1062.653 | 989.843 | 945.763 | 926.984 | 910.989 | 897.349 | 886.268 | 878 | 867.62 | 857.47 | 847.738 | 838.157 | 829.874 | 820.46 | 812.208 | 802.829 | 793.883 | 786.005 | 777.536 | 769.161 | 760.881 | 752.694 | 744.598 | 736.594 | 728.68 | 720.854 | 713.117
S_Mangamaire | solar | 1618.291 | 1502.574 | 1394.17 | 1310.804 | 1268.667 | 1202.602 | 1146.158 | 1092.161 | 1005.638 | 917.296 | 844.993 | 801.418 | 783.143 | 767.65 | 754.509 | 743.927 | 736.156 | 726.27 | 716.613 | 707.372 | 698.281 | 690.486 | 681.558 | 673.79 | 664.894 | 656.429 | 649.031 | 641.039 | 633.141 | 625.335 | 617.62 | 609.996 | 602.461 | 595.015 | 587.656 | 580.383
S_Maniototo | solar | 1768.291 | 1652.051 | 1543.126 | 1459.24 | 1416.585 | 1350.004 | 1293.046 | 1238.537 | 1151.503 | 1062.653 | 989.843 | 945.763 | 926.984 | 910.989 | 897.349 | 886.268 | 878 | 867.62 | 857.47 | 847.738 | 838.157 | 829.874 | 820.46 | 812.208 | 802.829 | 793.883 | 786.005 | 777.536 | 769.161 | 760.881 | 752.694 | 744.598 | 736.594 | 728.68 | 720.854 | 713.117
S_MarangaRa | solar | 1618.291 | 1502.574 | 1394.17 | 1310.804 | 1268.667 | 1202.602 | 1146.158 | 1092.161 | 1005.638 | 917.296 | 844.993 | 801.418 | 783.143 | 767.65 | 754.509 | 743.927 | 736.156 | 726.27 | 716.613 | 707.372 | 698.281 | 690.486 | 681.558 | 673.79 | 664.894 | 656.429 | 649.031 | 641.039 | 633.141 | 625.335 | 617.62 | 609.996 | 602.461 | 595.015 | 587.656 | 580.383
S_Marton0 | solar | 1768.291 | 1652.051 | 1543.126 | 1459.24 | 1416.585 | 1350.004 | 1293.046 | 1238.537 | 1151.503 | 1062.653 | 989.843 | 945.763 | 926.984 | 910.989 | 897.349 | 886.268 | 878 | 867.62 | 857.47 | 847.738 | 838.157 | 829.874 | 820.46 | 812.208 | 802.829 | 793.883 | 786.005 | 777.536 | 769.161 | 760.881 | 752.694 | 744.598 | 736.594 | 728.68 | 720.854 | 713.117
S_Marton1 | solar | 1618.291 | 1502.574 | 1394.17 | 1310.804 | 1268.667 | 1202.602 | 1146.158 | 1092.161 | 1005.638 | 917.296 | 844.993 | 801.418 | 783.143 | 767.65 | 754.509 | 743.927 | 736.156 | 726.27 | 716.613 | 707.372 | 698.281 | 690.486 | 681.558 | 673.79 | 664.894 | 656.429 | 649.031 | 641.039 | 633.141 | 625.335 | 617.62 | 609.996 | 602.461 | 595.015 | 587.656 | 580.383
S_Marton2 | solar | 1768.291 | 1652.051 | 1543.126 | 1459.24 | 1416.585 | 1350.004 | 1293.046 | 1238.537 | 1151.503 | 1062.653 | 989.843 | 945.763 | 926.984 | 910.989 | 897.349 | 886.268 | 878 | 867.62 | 857.47 | 847.738 | 838.157 | 829.874 | 820.46 | 812.208 | 802.829 | 793.883 | 786.005 | 777.536 | 769.161 | 760.881 | 752.694 | 744.598 | 736.594 | 728.68 | 720.854 | 713.117
S_Marton3 | solar | 1768.291 | 1652.051 | 1543.126 | 1459.24 | 1416.585 | 1350.004 | 1293.046 | 1238.537 | 1151.503 | 1062.653 | 989.843 | 945.763 | 926.984 | 910.989 | 897.349 | 886.268 | 878 | 867.62 | 857.47 | 847.738 | 838.157 | 829.874 | 820.46 | 812.208 | 802.829 | 793.883 | 786.005 | 777.536 | 769.161 | 760.881 | 752.694 | 744.598 | 736.594 | 728.68 | 720.854 | 713.117
S_Masterton | solar | 1768.291 | 1652.051 | 1543.126 | 1459.24 | 1416.585 | 1350.004 | 1293.046 | 1238.537 | 1151.503 | 1062.653 | 989.843 | 945.763 | 926.984 | 910.989 | 897.349 | 886.268 | 878 | 867.62 | 857.47 | 847.738 | 838.157 | 829.874 | 820.46 | 812.208 | 802.829 | 793.883 | 786.005 | 777.536 | 769.161 | 760.881 | 752.694 | 744.598 | 736.594 | 728.68 | 720.854 | 713.117
S_Morrinsvil | solar | 1693.291 | 1577.312 | 1468.648 | 1385.022 | 1342.626 | 1276.303 | 1219.602 | 1165.349 | 1078.571 | 989.975 | 917.418 | 873.591 | 855.063 | 839.32 | 825.929 | 815.097 | 807.078 | 796.945 | 787.042 | 777.555 | 768.219 | 760.18 | 751.009 | 742.999 | 733.862 | 725.156 | 717.518 | 709.287 | 701.151 | 693.108 | 685.157 | 677.297 | 669.528 | 661.847 | 654.255 | 646.75
S_MountSomer | solar | 1618.291 | 1502.574 | 1394.17 | 1310.804 | 1268.667 | 1202.602 | 1146.158 | 1092.161 | 1005.638 | 917.296 | 844.993 | 801.418 | 783.143 | 767.65 | 754.509 | 743.927 | 736.156 | 726.27 | 716.613 | 707.372 | 698.281 | 690.486 | 681.558 | 673.79 | 664.894 | 656.429 | 649.031 | 641.039 | 633.141 | 625.335 | 617.62 | 609.996 | 602.461 | 595.015 | 587.656 | 580.383
S_MtEllaRen2 | solar | 1618.291 | 1502.574 | 1394.17 | 1310.804 | 1268.667 | 1202.602 | 1146.158 | 1092.161 | 1005.638 | 917.296 | 844.993 | 801.418 | 783.143 | 767.65 | 754.509 | 743.927 | 736.156 | 726.27 | 716.613 | 707.372 | 698.281 | 690.486 | 681.558 | 673.79 | 664.894 | 656.429 | 649.031 | 641.039 | 633.141 | 625.335 | 617.62 | 609.996 | 602.461 | 595.015 | 587.656 | 580.383
S_Naseby | solar | 1768.291 | 1652.051 | 1543.126 | 1459.24 | 1416.585 | 1350.004 | 1293.046 | 1238.537 | 1151.503 | 1062.653 | 989.843 | 945.763 | 926.984 | 910.989 | 897.349 | 886.268 | 878 | 867.62 | 857.47 | 847.738 | 838.157 | 829.874 | 820.46 | 812.208 | 802.829 | 793.883 | 786.005 | 777.536 | 769.161 | 760.881 | 752.694 | 744.598 | 736.594 | 728.68 | 720.854 | 713.117
S_NewPlymout | solar | 1618.291 | 1502.574 | 1394.17 | 1310.804 | 1268.667 | 1202.602 | 1146.158 | 1092.161 | 1005.638 | 917.296 | 844.993 | 801.418 | 783.143 | 767.65 | 754.509 | 743.927 | 736.156 | 726.27 | 716.613 | 707.372 | 698.281 | 690.486 | 681.558 | 673.79 | 664.894 | 656.429 | 649.031 | 641.039 | 633.141 | 625.335 | 617.62 | 609.996 | 602.461 | 595.015 | 587.656 | 580.383
S_NorthRakai | solar | 1768.291 | 1652.051 | 1543.126 | 1459.24 | 1416.585 | 1350.004 | 1293.046 | 1238.537 | 1151.503 | 1062.653 | 989.843 | 945.763 | 926.984 | 910.989 | 897.349 | 886.268 | 878 | 867.62 | 857.47 | 847.738 | 838.157 | 829.874 | 820.46 | 812.208 | 802.829 | 793.883 | 786.005 | 777.536 | 769.161 | 760.881 | 752.694 | 744.598 | 736.594 | 728.68 | 720.854 | 713.117
S_Norwood | solar | 1768.291 | 1652.051 | 1543.126 | 1459.24 | 1416.585 | 1350.004 | 1293.046 | 1238.537 | 1151.503 | 1062.653 | 989.843 | 945.763 | 926.984 | 910.989 | 897.349 | 886.268 | 878 | 867.62 | 857.47 | 847.738 | 838.157 | 829.874 | 820.46 | 812.208 | 802.829 | 793.883 | 786.005 | 777.536 | 769.161 | 760.881 | 752.694 | 744.598 | 736.594 | 728.68 | 720.854 | 713.117
S_Ohau | solar | 1768.291 | 1652.051 | 1543.126 | 1459.24 | 1416.585 | 1350.004 | 1293.046 | 1238.537 | 1151.503 | 1062.653 | 989.843 | 945.763 | 926.984 | 910.989 | 897.349 | 886.268 | 878 | 867.62 | 857.47 | 847.738 | 838.157 | 829.874 | 820.46 | 812.208 | 802.829 | 793.883 | 786.005 | 777.536 | 769.161 | 760.881 | 752.694 | 744.598 | 736.594 | 728.68 | 720.854 | 713.117
S_Ongaonga0 | solar | 1618.291 | 1502.574 | 1394.17 | 1310.804 | 1268.667 | 1202.602 | 1146.158 | 1092.161 | 1005.638 | 917.296 | 844.993 | 801.418 | 783.143 | 767.65 | 754.509 | 743.927 | 736.156 | 726.27 | 716.613 | 707.372 | 698.281 | 690.486 | 681.558 | 673.79 | 664.894 | 656.429 | 649.031 | 641.039 | 633.141 | 625.335 | 617.62 | 609.996 | 602.461 | 595.015 | 587.656 | 580.383
S_Ongaonga1 | solar | 1768.291 | 1652.051 | 1543.126 | 1459.24 | 1416.585 | 1350.004 | 1293.046 | 1238.537 | 1151.503 | 1062.653 | 989.843 | 945.763 | 926.984 | 910.989 | 897.349 | 886.268 | 878 | 867.62 | 857.47 | 847.738 | 838.157 | 829.874 | 820.46 | 812.208 | 802.829 | 793.883 | 786.005 | 777.536 | 769.161 | 760.881 | 752.694 | 744.598 | 736.594 | 728.68 | 720.854 | 713.117
S_Ongaonga2 | solar | 1768.291 | 1652.051 | 1543.126 | 1459.24 | 1416.585 | 1350.004 | 1293.046 | 1238.537 | 1151.503 | 1062.653 | 989.843 | 945.763 | 926.984 | 910.989 | 897.349 | 886.268 | 878 | 867.62 | 857.47 | 847.738 | 838.157 | 829.874 | 820.46 | 812.208 | 802.829 | 793.883 | 786.005 | 777.536 | 769.161 | 760.881 | 752.694 | 744.598 | 736.594 | 728.68 | 720.854 | 713.117
S_Opunake0 | solar | 1768.291 | 1652.051 | 1543.126 | 1459.24 | 1416.585 | 1350.004 | 1293.046 | 1238.537 | 1151.503 | 1062.653 | 989.843 | 945.763 | 926.984 | 910.989 | 897.349 | 886.268 | 878 | 867.62 | 857.47 | 847.738 | 838.157 | 829.874 | 820.46 | 812.208 | 802.829 | 793.883 | 786.005 | 777.536 | 769.161 | 760.881 | 752.694 | 744.598 | 736.594 | 728.68 | 720.854 | 713.117
S_Opunake1 | solar | 1618.291 | 1502.574 | 1394.17 | 1310.804 | 1268.667 | 1202.602 | 1146.158 | 1092.161 | 1005.638 | 917.296 | 844.993 | 801.418 | 783.143 | 767.65 | 754.509 | 743.927 | 736.156 | 726.27 | 716.613 | 707.372 | 698.281 | 690.486 | 681.558 | 673.79 | 664.894 | 656.429 | 649.031 | 641.039 | 633.141 | 625.335 | 617.62 | 609.996 | 602.461 | 595.015 | 587.656 | 580.383
S_Poolburn& | solar | 1693.291 | 1577.312 | 1468.648 | 1385.022 | 1342.626 | 1276.303 | 1219.602 | 1165.349 | 1078.571 | 989.975 | 917.418 | 873.591 | 855.063 | 839.32 | 825.929 | 815.097 | 807.078 | 796.945 | 787.042 | 777.555 | 768.219 | 760.18 | 751.009 | 742.999 | 733.862 | 725.156 | 717.518 | 709.287 | 701.151 | 693.108 | 685.157 | 677.297 | 669.528 | 661.847 | 654.255 | 646.75
S_Pukenui | solar | 1693.291 | 1577.312 | 1468.648 | 1385.022 | 1342.626 | 1276.303 | 1219.602 | 1165.349 | 1078.571 | 989.975 | 917.418 | 873.591 | 855.063 | 839.32 | 825.929 | 815.097 | 807.078 | 796.945 | 787.042 | 777.555 | 768.219 | 760.18 | 751.009 | 742.999 | 733.862 | 725.156 | 717.518 | 709.287 | 701.151 | 693.108 | 685.157 | 677.297 | 669.528 | 661.847 | 654.255 | 646.75
S_Rangimarie | solar | 1618.291 | 1502.574 | 1394.17 | 1310.804 | 1268.667 | 1202.602 | 1146.158 | 1092.161 | 1005.638 | 917.296 | 844.993 | 801.418 | 783.143 | 767.65 | 754.509 | 743.927 | 736.156 | 726.27 | 716.613 | 707.372 | 698.281 | 690.486 | 681.558 | 673.79 | 664.894 | 656.429 | 649.031 | 641.039 | 633.141 | 625.335 | 617.62 | 609.996 | 602.461 | 595.015 | 587.656 | 580.383
S_Rangiriri | solar | 1768.291 | 1652.051 | 1543.126 | 1459.24 | 1416.585 | 1350.004 | 1293.046 | 1238.537 | 1151.503 | 1062.653 | 989.843 | 945.763 | 926.984 | 910.989 | 897.349 | 886.268 | 878 | 867.62 | 857.47 | 847.738 | 838.157 | 829.874 | 820.46 | 812.208 | 802.829 | 793.883 | 786.005 | 777.536 | 769.161 | 760.881 | 752.694 | 744.598 | 736.594 | 728.68 | 720.854 | 713.117
S_Reefton | solar | 1618.291 | 1502.574 | 1394.17 | 1310.804 | 1268.667 | 1202.602 | 1146.158 | 1092.161 | 1005.638 | 917.296 | 844.993 | 801.418 | 783.143 | 767.65 | 754.509 | 743.927 | 736.156 | 726.27 | 716.613 | 707.372 | 698.281 | 690.486 | 681.558 | 673.79 | 664.894 | 656.429 | 649.031 | 641.039 | 633.141 | 625.335 | 617.62 | 609.996 | 602.461 | 595.015 | 587.656 | 580.383
S_Rotokawa | solar | 1768.291 | 1652.051 | 1543.126 | 1459.24 | 1416.585 | 1350.004 | 1293.046 | 1238.537 | 1151.503 | 1062.653 | 989.843 | 945.763 | 926.984 | 910.989 | 897.349 | 886.268 | 878 | 867.62 | 857.47 | 847.738 | 838.157 | 829.874 | 820.46 | 812.208 | 802.829 | 793.883 | 786.005 | 777.536 | 769.161 | 760.881 | 752.694 | 744.598 | 736.594 | 728.68 | 720.854 | 713.117
S_Ruakaka | solar | 1693.291 | 1577.312 | 1468.648 | 1385.022 | 1342.626 | 1276.303 | 1219.602 | 1165.349 | 1078.571 | 989.975 | 917.418 | 873.591 | 855.063 | 839.32 | 825.929 | 815.097 | 807.078 | 796.945 | 787.042 | 777.555 | 768.219 | 760.18 | 751.009 | 742.999 | 733.862 | 725.156 | 717.518 | 709.287 | 701.151 | 693.108 | 685.157 | 677.297 | 669.528 | 661.847 | 654.255 | 646.75
S_Scargill | solar | 1693.291 | 1577.312 | 1468.648 | 1385.022 | 1342.626 | 1276.303 | 1219.602 | 1165.349 | 1078.571 | 989.975 | 917.418 | 873.591 | 855.063 | 839.32 | 825.929 | 815.097 | 807.078 | 796.945 | 787.042 | 777.555 | 768.219 | 760.18 | 751.009 | 742.999 | 733.862 | 725.156 | 717.518 | 709.287 | 701.151 | 693.108 | 685.157 | 677.297 | 669.528 | 661.847 | 654.255 | 646.75
S_SkinnerRoa | solar | 1618.291 | 1502.574 | 1394.17 | 1310.804 | 1268.667 | 1202.602 | 1146.158 | 1092.161 | 1005.638 | 917.296 | 844.993 | 801.418 | 783.143 | 767.65 | 754.509 | 743.927 | 736.156 | 726.27 | 716.613 | 707.372 | 698.281 | 690.486 | 681.558 | 673.79 | 664.894 | 656.429 | 649.031 | 641.039 | 633.141 | 625.335 | 617.62 | 609.996 | 602.461 | 595.015 | 587.656 | 580.383
S_Somerton | solar | 1618.291 | 1502.574 | 1394.17 | 1310.804 | 1268.667 | 1202.602 | 1146.158 | 1092.161 | 1005.638 | 917.296 | 844.993 | 801.418 | 783.143 | 767.65 | 754.509 | 743.927 | 736.156 | 726.27 | 716.613 | 707.372 | 698.281 | 690.486 | 681.558 | 673.79 | 664.894 | 656.429 | 649.031 | 641.039 | 633.141 | 625.335 | 617.62 | 609.996 | 602.461 | 595.015 | 587.656 | 580.383
S_Stratford | solar | 1768.291 | 1652.051 | 1543.126 | 1459.24 | 1416.585 | 1350.004 | 1293.046 | 1238.537 | 1151.503 | 1062.653 | 989.843 | 945.763 | 926.984 | 910.989 | 897.349 | 886.268 | 878 | 867.62 | 857.47 | 847.738 | 838.157 | 829.874 | 820.46 | 812.208 | 802.829 | 793.883 | 786.005 | 777.536 | 769.161 | 760.881 | 752.694 | 744.598 | 736.594 | 728.68 | 720.854 | 713.117
S_Swannoa | solar | 1768.291 | 1652.051 | 1543.126 | 1459.24 | 1416.585 | 1350.004 | 1293.046 | 1238.537 | 1151.503 | 1062.653 | 989.843 | 945.763 | 926.984 | 910.989 | 897.349 | 886.268 | 878 | 867.62 | 857.47 | 847.738 | 838.157 | 829.874 | 820.46 | 812.208 | 802.829 | 793.883 | 786.005 | 777.536 | 769.161 | 760.881 | 752.694 | 744.598 | 736.594 | 728.68 | 720.854 | 713.117
S_Tahuna | solar | 1618.291 | 1502.574 | 1394.17 | 1310.804 | 1268.667 | 1202.602 | 1146.158 | 1092.161 | 1005.638 | 917.296 | 844.993 | 801.418 | 783.143 | 767.65 | 754.509 | 743.927 | 736.156 | 726.27 | 716.613 | 707.372 | 698.281 | 690.486 | 681.558 | 673.79 | 664.894 | 656.429 | 649.031 | 641.039 | 633.141 | 625.335 | 617.62 | 609.996 | 602.461 | 595.015 | 587.656 | 580.383
S_Taiohi | solar | 1693.291 | 1577.312 | 1468.648 | 1385.022 | 1342.626 | 1276.303 | 1219.602 | 1165.349 | 1078.571 | 989.975 | 917.418 | 873.591 | 855.063 | 839.32 | 825.929 | 815.097 | 807.078 | 796.945 | 787.042 | 777.555 | 768.219 | 760.18 | 751.009 | 742.999 | 733.862 | 725.156 | 717.518 | 709.287 | 701.151 | 693.108 | 685.157 | 677.297 | 669.528 | 661.847 | 654.255 | 646.75
S_Tangiwai | solar | 1693.291 | 1577.312 | 1468.648 | 1385.022 | 1342.626 | 1276.303 | 1219.602 | 1165.349 | 1078.571 | 989.975 | 917.418 | 873.591 | 855.063 | 839.32 | 825.929 | 815.097 | 807.078 | 796.945 | 787.042 | 777.555 | 768.219 | 760.18 | 751.009 | 742.999 | 733.862 | 725.156 | 717.518 | 709.287 | 701.151 | 693.108 | 685.157 | 677.297 | 669.528 | 661.847 | 654.255 | 646.75
S_TararuaTar | solar | 1693.291 | 1577.312 | 1468.648 | 1385.022 | 1342.626 | 1276.303 | 1219.602 | 1165.349 | 1078.571 | 989.975 | 917.418 | 873.591 | 855.063 | 839.32 | 825.929 | 815.097 | 807.078 | 796.945 | 787.042 | 777.555 | 768.219 | 760.18 | 751.009 | 742.999 | 733.862 | 725.156 | 717.518 | 709.287 | 701.151 | 693.108 | 685.157 | 677.297 | 669.528 | 661.847 | 654.255 | 646.75
S_Tasman | solar | 1768.291 | 1652.051 | 1543.126 | 1459.24 | 1416.585 | 1350.004 | 1293.046 | 1238.537 | 1151.503 | 1062.653 | 989.843 | 945.763 | 926.984 | 910.989 | 897.349 | 886.268 | 878 | 867.62 | 857.47 | 847.738 | 838.157 | 829.874 | 820.46 | 812.208 | 802.829 | 793.883 | 786.005 | 777.536 | 769.161 | 760.881 | 752.694 | 744.598 | 736.594 | 728.68 | 720.854 | 713.117
S_Tauhei | solar | 1768.291 | 1652.051 | 1543.126 | 1459.24 | 1416.585 | 1350.004 | 1293.046 | 1238.537 | 1151.503 | 1062.653 | 989.843 | 945.763 | 926.984 | 910.989 | 897.349 | 886.268 | 878 | 867.62 | 857.47 | 847.738 | 838.157 | 829.874 | 820.46 | 812.208 | 802.829 | 793.883 | 786.005 | 777.536 | 769.161 | 760.881 | 752.694 | 744.598 | 736.594 | 728.68 | 720.854 | 713.117
S_Tauhei_s2 | solar | 1768.291 | 1652.051 | 1543.126 | 1459.24 | 1416.585 | 1350.004 | 1293.046 | 1238.537 | 1151.503 | 1062.653 | 989.843 | 945.763 | 926.984 | 910.989 | 897.349 | 886.268 | 878 | 867.62 | 857.47 | 847.738 | 838.157 | 829.874 | 820.46 | 812.208 | 802.829 | 793.883 | 786.005 | 777.536 | 769.161 | 760.881 | 752.694 | 744.598 | 736.594 | 728.68 | 720.854 | 713.117
S_TeRahui_s1 | solar | 1768.291 | 1652.051 | 1543.126 | 1459.24 | 1416.585 | 1350.004 | 1293.046 | 1238.537 | 1151.503 | 1062.653 | 989.843 | 945.763 | 926.984 | 910.989 | 897.349 | 886.268 | 878 | 867.62 | 857.47 | 847.738 | 838.157 | 829.874 | 820.46 | 812.208 | 802.829 | 793.883 | 786.005 | 777.536 | 769.161 | 760.881 | 752.694 | 744.598 | 736.594 | 728.68 | 720.854 | 713.117
S_TeRahui_s2 | solar | 1768.291 | 1652.051 | 1543.126 | 1459.24 | 1416.585 | 1350.004 | 1293.046 | 1238.537 | 1151.503 | 1062.653 | 989.843 | 945.763 | 926.984 | 910.989 | 897.349 | 886.268 | 878 | 867.62 | 857.47 | 847.738 | 838.157 | 829.874 | 820.46 | 812.208 | 802.829 | 793.883 | 786.005 | 777.536 | 769.161 | 760.881 | 752.694 | 744.598 | 736.594 | 728.68 | 720.854 | 713.117
S_ThePoint | solar | 1768.291 | 1652.051 | 1543.126 | 1459.24 | 1416.585 | 1350.004 | 1293.046 | 1238.537 | 1151.503 | 1062.653 | 989.843 | 945.763 | 926.984 | 910.989 | 897.349 | 886.268 | 878 | 867.62 | 857.47 | 847.738 | 838.157 | 829.874 | 820.46 | 812.208 | 802.829 | 793.883 | 786.005 | 777.536 | 769.161 | 760.881 | 752.694 | 744.598 | 736.594 | 728.68 | 720.854 | 713.117
S_ThreeStrea | solar | 1618.291 | 1502.574 | 1394.17 | 1310.804 | 1268.667 | 1202.602 | 1146.158 | 1092.161 | 1005.638 | 917.296 | 844.993 | 801.418 | 783.143 | 767.65 | 754.509 | 743.927 | 736.156 | 726.27 | 716.613 | 707.372 | 698.281 | 690.486 | 681.558 | 673.79 | 664.894 | 656.429 | 649.031 | 641.039 | 633.141 | 625.335 | 617.62 | 609.996 | 602.461 | 595.015 | 587.656 | 580.383
S_Timaru | solar | 1618.291 | 1502.574 | 1394.17 | 1310.804 | 1268.667 | 1202.602 | 1146.158 | 1092.161 | 1005.638 | 917.296 | 844.993 | 801.418 | 783.143 | 767.65 | 754.509 | 743.927 | 736.156 | 726.27 | 716.613 | 707.372 | 698.281 | 690.486 | 681.558 | 673.79 | 664.894 | 656.429 | 649.031 | 641.039 | 633.141 | 625.335 | 617.62 | 609.996 | 602.461 | 595.015 | 587.656 | 580.383
S_TwinRivers | solar | 1693.291 | 1577.312 | 1468.648 | 1385.022 | 1342.626 | 1276.303 | 1219.602 | 1165.349 | 1078.571 | 989.975 | 917.418 | 873.591 | 855.063 | 839.32 | 825.929 | 815.097 | 807.078 | 796.945 | 787.042 | 777.555 | 768.219 | 760.18 | 751.009 | 742.999 | 733.862 | 725.156 | 717.518 | 709.287 | 701.151 | 693.108 | 685.157 | 677.297 | 669.528 | 661.847 | 654.255 | 646.75
S_Twizel0 | solar | 1768.291 | 1652.051 | 1543.126 | 1459.24 | 1416.585 | 1350.004 | 1293.046 | 1238.537 | 1151.503 | 1062.653 | 989.843 | 945.763 | 926.984 | 910.989 | 897.349 | 886.268 | 878 | 867.62 | 857.47 | 847.738 | 838.157 | 829.874 | 820.46 | 812.208 | 802.829 | 793.883 | 786.005 | 777.536 | 769.161 | 760.881 | 752.694 | 744.598 | 736.594 | 728.68 | 720.854 | 713.117
S_Twizel1 | solar | 1768.291 | 1652.051 | 1543.126 | 1459.24 | 1416.585 | 1350.004 | 1293.046 | 1238.537 | 1151.503 | 1062.653 | 989.843 | 945.763 | 926.984 | 910.989 | 897.349 | 886.268 | 878 | 867.62 | 857.47 | 847.738 | 838.157 | 829.874 | 820.46 | 812.208 | 802.829 | 793.883 | 786.005 | 777.536 | 769.161 | 760.881 | 752.694 | 744.598 | 736.594 | 728.68 | 720.854 | 713.117
S_UpperTaka1 | solar | 1618.291 | 1502.574 | 1394.17 | 1310.804 | 1268.667 | 1202.602 | 1146.158 | 1092.161 | 1005.638 | 917.296 | 844.993 | 801.418 | 783.143 | 767.65 | 754.509 | 743.927 | 736.156 | 726.27 | 716.613 | 707.372 | 698.281 | 690.486 | 681.558 | 673.79 | 664.894 | 656.429 | 649.031 | 641.039 | 633.141 | 625.335 | 617.62 | 609.996 | 602.461 | 595.015 | 587.656 | 580.383
S_UpperTaka2 | solar | 1618.291 | 1502.574 | 1394.17 | 1310.804 | 1268.667 | 1202.602 | 1146.158 | 1092.161 | 1005.638 | 917.296 | 844.993 | 801.418 | 783.143 | 767.65 | 754.509 | 743.927 | 736.156 | 726.27 | 716.613 | 707.372 | 698.281 | 690.486 | 681.558 | 673.79 | 664.894 | 656.429 | 649.031 | 641.039 | 633.141 | 625.335 | 617.62 | 609.996 | 602.461 | 595.015 | 587.656 | 580.383
S_Waerenga | solar | 1768.291 | 1652.051 | 1543.126 | 1459.24 | 1416.585 | 1350.004 | 1293.046 | 1238.537 | 1151.503 | 1062.653 | 989.843 | 945.763 | 926.984 | 910.989 | 897.349 | 886.268 | 878 | 867.62 | 857.47 | 847.738 | 838.157 | 829.874 | 820.46 | 812.208 | 802.829 | 793.883 | 786.005 | 777.536 | 769.161 | 760.881 | 752.694 | 744.598 | 736.594 | 728.68 | 720.854 | 713.117
S_Waihou | solar | 1768.291 | 1652.051 | 1543.126 | 1459.24 | 1416.585 | 1350.004 | 1293.046 | 1238.537 | 1151.503 | 1062.653 | 989.843 | 945.763 | 926.984 | 910.989 | 897.349 | 886.268 | 878 | 867.62 | 857.47 | 847.738 | 838.157 | 829.874 | 820.46 | 812.208 | 802.829 | 793.883 | 786.005 | 777.536 | 769.161 | 760.881 | 752.694 | 744.598 | 736.594 | 728.68 | 720.854 | 713.117
S_Waiinu_s1 | solar | 1768.291 | 1652.051 | 1543.126 | 1459.24 | 1416.585 | 1350.004 | 1293.046 | 1238.537 | 1151.503 | 1062.653 | 989.843 | 945.763 | 926.984 | 910.989 | 897.349 | 886.268 | 878 | 867.62 | 857.47 | 847.738 | 838.157 | 829.874 | 820.46 | 812.208 | 802.829 | 793.883 | 786.005 | 777.536 | 769.161 | 760.881 | 752.694 | 744.598 | 736.594 | 728.68 | 720.854 | 713.117
S_Waiinu_s2 | solar | 1768.291 | 1652.051 | 1543.126 | 1459.24 | 1416.585 | 1350.004 | 1293.046 | 1238.537 | 1151.503 | 1062.653 | 989.843 | 945.763 | 926.984 | 910.989 | 897.349 | 886.268 | 878 | 867.62 | 857.47 | 847.738 | 838.157 | 829.874 | 820.46 | 812.208 | 802.829 | 793.883 | 786.005 | 777.536 | 769.161 | 760.881 | 752.694 | 744.598 | 736.594 | 728.68 | 720.854 | 713.117
S_Waikato | solar | 1768.291 | 1652.051 | 1543.126 | 1459.24 | 1416.585 | 1350.004 | 1293.046 | 1238.537 | 1151.503 | 1062.653 | 989.843 | 945.763 | 926.984 | 910.989 | 897.349 | 886.268 | 878 | 867.62 | 857.47 | 847.738 | 838.157 | 829.874 | 820.46 | 812.208 | 802.829 | 793.883 | 786.005 | 777.536 | 769.161 | 760.881 | 752.694 | 744.598 | 736.594 | 728.68 | 720.854 | 713.117
S_Waikato0 | solar | 1768.291 | 1652.051 | 1543.126 | 1459.24 | 1416.585 | 1350.004 | 1293.046 | 1238.537 | 1151.503 | 1062.653 | 989.843 | 945.763 | 926.984 | 910.989 | 897.349 | 886.268 | 878 | 867.62 | 857.47 | 847.738 | 838.157 | 829.874 | 820.46 | 812.208 | 802.829 | 793.883 | 786.005 | 777.536 | 769.161 | 760.881 | 752.694 | 744.598 | 736.594 | 728.68 | 720.854 | 713.117
S_Waikato1 | solar | 1768.291 | 1652.051 | 1543.126 | 1459.24 | 1416.585 | 1350.004 | 1293.046 | 1238.537 | 1151.503 | 1062.653 | 989.843 | 945.763 | 926.984 | 910.989 | 897.349 | 886.268 | 878 | 867.62 | 857.47 | 847.738 | 838.157 | 829.874 | 820.46 | 812.208 | 802.829 | 793.883 | 786.005 | 777.536 | 769.161 | 760.881 | 752.694 | 744.598 | 736.594 | 728.68 | 720.854 | 713.117
S_Waiotahe | solar | 1618.291 | 1502.574 | 1394.17 | 1310.804 | 1268.667 | 1202.602 | 1146.158 | 1092.161 | 1005.638 | 917.296 | 844.993 | 801.418 | 783.143 | 767.65 | 754.509 | 743.927 | 736.156 | 726.27 | 716.613 | 707.372 | 698.281 | 690.486 | 681.558 | 673.79 | 664.894 | 656.429 | 649.031 | 641.039 | 633.141 | 625.335 | 617.62 | 609.996 | 602.461 | 595.015 | 587.656 | 580.383
S_Waipawa | solar | 1693.291 | 1577.312 | 1468.648 | 1385.022 | 1342.626 | 1276.303 | 1219.602 | 1165.349 | 1078.571 | 989.975 | 917.418 | 873.591 | 855.063 | 839.32 | 825.929 | 815.097 | 807.078 | 796.945 | 787.042 | 777.555 | 768.219 | 760.18 | 751.009 | 742.999 | 733.862 | 725.156 | 717.518 | 709.287 | 701.151 | 693.108 | 685.157 | 677.297 | 669.528 | 661.847 | 654.255 | 646.75
S_Waitara | solar | 1768.291 | 1652.051 | 1543.126 | 1459.24 | 1416.585 | 1350.004 | 1293.046 | 1238.537 | 1151.503 | 1062.653 | 989.843 | 945.763 | 926.984 | 910.989 | 897.349 | 886.268 | 878 | 867.62 | 857.47 | 847.738 | 838.157 | 829.874 | 820.46 | 812.208 | 802.829 | 793.883 | 786.005 | 777.536 | 769.161 | 760.881 | 752.694 | 744.598 | 736.594 | 728.68 | 720.854 | 713.117
S_Waiterimu | solar | 1693.291 | 1577.312 | 1468.648 | 1385.022 | 1342.626 | 1276.303 | 1219.602 | 1165.349 | 1078.571 | 989.975 | 917.418 | 873.591 | 855.063 | 839.32 | 825.929 | 815.097 | 807.078 | 796.945 | 787.042 | 777.555 | 768.219 | 760.18 | 751.009 | 742.999 | 733.862 | 725.156 | 717.518 | 709.287 | 701.151 | 693.108 | 685.157 | 677.297 | 669.528 | 661.847 | 654.255 | 646.75
S_Wellsford | solar | 1768.291 | 1652.051 | 1543.126 | 1459.24 | 1416.585 | 1350.004 | 1293.046 | 1238.537 | 1151.503 | 1062.653 | 989.843 | 945.763 | 926.984 | 910.989 | 897.349 | 886.268 | 878 | 867.62 | 857.47 | 847.738 | 838.157 | 829.874 | 820.46 | 812.208 | 802.829 | 793.883 | 786.005 | 777.536 | 769.161 | 760.881 | 752.694 | 744.598 | 736.594 | 728.68 | 720.854 | 713.117
S_WesternBa1 | solar | 1768.291 | 1652.051 | 1543.126 | 1459.24 | 1416.585 | 1350.004 | 1293.046 | 1238.537 | 1151.503 | 1062.653 | 989.843 | 945.763 | 926.984 | 910.989 | 897.349 | 886.268 | 878 | 867.62 | 857.47 | 847.738 | 838.157 | 829.874 | 820.46 | 812.208 | 802.829 | 793.883 | 786.005 | 777.536 | 769.161 | 760.881 | 752.694 | 744.598 | 736.594 | 728.68 | 720.854 | 713.117
S_WesternBa2 | solar | 1768.291 | 1652.051 | 1543.126 | 1459.24 | 1416.585 | 1350.004 | 1293.046 | 1238.537 | 1151.503 | 1062.653 | 989.843 | 945.763 | 926.984 | 910.989 | 897.349 | 886.268 | 878 | 867.62 | 857.47 | 847.738 | 838.157 | 829.874 | 820.46 | 812.208 | 802.829 | 793.883 | 786.005 | 777.536 | 769.161 | 760.881 | 752.694 | 744.598 | 736.594 | 728.68 | 720.854 | 713.117
S_Whakatane | solar | 1618.291 | 1502.574 | 1394.17 | 1310.804 | 1268.667 | 1202.602 | 1146.158 | 1092.161 | 1005.638 | 917.296 | 844.993 | 801.418 | 783.143 | 767.65 | 754.509 | 743.927 | 736.156 | 726.27 | 716.613 | 707.372 | 698.281 | 690.486 | 681.558 | 673.79 | 664.894 | 656.429 | 649.031 | 641.039 | 633.141 | 625.335 | 617.62 | 609.996 | 602.461 | 595.015 | 587.656 | 580.383
S_WhangapeEn | solar | 1768.291 | 1652.051 | 1543.126 | 1459.24 | 1416.585 | 1350.004 | 1293.046 | 1238.537 | 1151.503 | 1062.653 | 989.843 | 945.763 | 926.984 | 910.989 | 897.349 | 886.268 | 878 | 867.62 | 857.47 | 847.738 | 838.157 | 829.874 | 820.46 | 812.208 | 802.829 | 793.883 | 786.005 | 777.536 | 769.161 | 760.881 | 752.694 | 744.598 | 736.594 | 728.68 | 720.854 | 713.117
S_Whitianga | solar | 1693.291 | 1577.312 | 1468.648 | 1385.022 | 1342.626 | 1276.303 | 1219.602 | 1165.349 | 1078.571 | 989.975 | 917.418 | 873.591 | 855.063 | 839.32 | 825.929 | 815.097 | 807.078 | 796.945 | 787.042 | 777.555 | 768.219 | 760.18 | 751.009 | 742.999 | 733.862 | 725.156 | 717.518 | 709.287 | 701.151 | 693.108 | 685.157 | 677.297 | 669.528 | 661.847 | 654.255 | 646.75
S_genAucklan | solar | 1768.291 | 1652.051 | 1543.126 | 1459.24 | 1416.585 | 1350.004 | 1293.046 | 1238.537 | 1151.503 | 1062.653 | 989.843 | 945.763 | 926.984 | 910.989 | 897.349 | 886.268 | 878 | 867.62 | 857.47 | 847.738 | 838.157 | 829.874 | 820.46 | 812.208 | 802.829 | 793.883 | 786.005 | 777.536 | 769.161 | 760.881 | 752.694 | 744.598 | 736.594 | 728.68 | 720.854 | 713.117
S_genBayofPl | solar | 1768.291 | 1652.051 | 1543.126 | 1459.24 | 1416.585 | 1350.004 | 1293.046 | 1238.537 | 1151.503 | 1062.653 | 989.843 | 945.763 | 926.984 | 910.989 | 897.349 | 886.268 | 878 | 867.62 | 857.47 | 847.738 | 838.157 | 829.874 | 820.46 | 812.208 | 802.829 | 793.883 | 786.005 | 777.536 | 769.161 | 760.881 | 752.694 | 744.598 | 736.594 | 728.68 | 720.854 | 713.117
S_genCanter1 | solar | 1768.291 | 1652.051 | 1543.126 | 1459.24 | 1416.585 | 1350.004 | 1293.046 | 1238.537 | 1151.503 | 1062.653 | 989.843 | 945.763 | 926.984 | 910.989 | 897.349 | 886.268 | 878 | 867.62 | 857.47 | 847.738 | 838.157 | 829.874 | 820.46 | 812.208 | 802.829 | 793.883 | 786.005 | 777.536 | 769.161 | 760.881 | 752.694 | 744.598 | 736.594 | 728.68 | 720.854 | 713.117
S_genCanter2 | solar | 1768.291 | 1652.051 | 1543.126 | 1459.24 | 1416.585 | 1350.004 | 1293.046 | 1238.537 | 1151.503 | 1062.653 | 989.843 | 945.763 | 926.984 | 910.989 | 897.349 | 886.268 | 878 | 867.62 | 857.47 | 847.738 | 838.157 | 829.874 | 820.46 | 812.208 | 802.829 | 793.883 | 786.005 | 777.536 | 769.161 | 760.881 | 752.694 | 744.598 | 736.594 | 728.68 | 720.854 | 713.117
S_genGisborn | solar | 1768.291 | 1652.051 | 1543.126 | 1459.24 | 1416.585 | 1350.004 | 1293.046 | 1238.537 | 1151.503 | 1062.653 | 989.843 | 945.763 | 926.984 | 910.989 | 897.349 | 886.268 | 878 | 867.62 | 857.47 | 847.738 | 838.157 | 829.874 | 820.46 | 812.208 | 802.829 | 793.883 | 786.005 | 777.536 | 769.161 | 760.881 | 752.694 | 744.598 | 736.594 | 728.68 | 720.854 | 713.117
S_genHawkes | solar | 1768.291 | 1652.051 | 1543.126 | 1459.24 | 1416.585 | 1350.004 | 1293.046 | 1238.537 | 1151.503 | 1062.653 | 989.843 | 945.763 | 926.984 | 910.989 | 897.349 | 886.268 | 878 | 867.62 | 857.47 | 847.738 | 838.157 | 829.874 | 820.46 | 812.208 | 802.829 | 793.883 | 786.005 | 777.536 | 769.161 | 760.881 | 752.694 | 744.598 | 736.594 | 728.68 | 720.854 | 713.117
S_genMarlbor | solar | 1768.291 | 1652.051 | 1543.126 | 1459.24 | 1416.585 | 1350.004 | 1293.046 | 1238.537 | 1151.503 | 1062.653 | 989.843 | 945.763 | 926.984 | 910.989 | 897.349 | 886.268 | 878 | 867.62 | 857.47 | 847.738 | 838.157 | 829.874 | 820.46 | 812.208 | 802.829 | 793.883 | 786.005 | 777.536 | 769.161 | 760.881 | 752.694 | 744.598 | 736.594 | 728.68 | 720.854 | 713.117
S_genNorthla | solar | 1768.291 | 1652.051 | 1543.126 | 1459.24 | 1416.585 | 1350.004 | 1293.046 | 1238.537 | 1151.503 | 1062.653 | 989.843 | 945.763 | 926.984 | 910.989 | 897.349 | 886.268 | 878 | 867.62 | 857.47 | 847.738 | 838.157 | 829.874 | 820.46 | 812.208 | 802.829 | 793.883 | 786.005 | 777.536 | 769.161 | 760.881 | 752.694 | 744.598 | 736.594 | 728.68 | 720.854 | 713.117
S_genTaranak | solar | 1768.291 | 1652.051 | 1543.126 | 1459.24 | 1416.585 | 1350.004 | 1293.046 | 1238.537 | 1151.503 | 1062.653 | 989.843 | 945.763 | 926.984 | 910.989 | 897.349 | 886.268 | 878 | 867.62 | 857.47 | 847.738 | 838.157 | 829.874 | 820.46 | 812.208 | 802.829 | 793.883 | 786.005 | 777.536 | 769.161 | 760.881 | 752.694 | 744.598 | 736.594 | 728.68 | 720.854 | 713.117
S_genWaikat1 | solar | 1768.291 | 1652.051 | 1543.126 | 1459.24 | 1416.585 | 1350.004 | 1293.046 | 1238.537 | 1151.503 | 1062.653 | 989.843 | 945.763 | 926.984 | 910.989 | 897.349 | 886.268 | 878 | 867.62 | 857.47 | 847.738 | 838.157 | 829.874 | 820.46 | 812.208 | 802.829 | 793.883 | 786.005 | 777.536 | 769.161 | 760.881 | 752.694 | 744.598 | 736.594 | 728.68 | 720.854 | 713.117
S_genWaikat2 | solar | 1768.291 | 1652.051 | 1543.126 | 1459.24 | 1416.585 | 1350.004 | 1293.046 | 1238.537 | 1151.503 | 1062.653 | 989.843 | 945.763 | 926.984 | 910.989 | 897.349 | 886.268 | 878 | 867.62 | 857.47 | 847.738 | 838.157 | 829.874 | 820.46 | 812.208 | 802.829 | 793.883 | 786.005 | 777.536 | 769.161 | 760.881 | 752.694 | 744.598 | 736.594 | 728.68 | 720.854 | 713.117
S_genWairara | solar | 1768.291 | 1652.051 | 1543.126 | 1459.24 | 1416.585 | 1350.004 | 1293.046 | 1238.537 | 1151.503 | 1062.653 | 989.843 | 945.763 | 926.984 | 910.989 | 897.349 | 886.268 | 878 | 867.62 | 857.47 | 847.738 | 838.157 | 829.874 | 820.46 | 812.208 | 802.829 | 793.883 | 786.005 | 777.536 | 769.161 | 760.881 | 752.694 | 744.598 | 736.594 | 728.68 | 720.854 | 713.117
Taheke1 | geothermal | 6030 | 5988.083 | 5946.458 | 5905.122 | 5864.074 | 5823.311 | 5782.831 | 5742.632 | 5702.713 | 5663.072 | 5623.706 | 5584.614 | 5545.793 | 5507.242 | 5468.96 | 5430.943 | 5393.191 | 5355.701 | 5318.472 | 5281.501 | 5244.788 | 5208.329 | 5172.124 | 5136.171 | 5100.468 | 5065.013 | 5029.804 | 4994.84 | 4960.119 | 4925.64 | 4891.4 | 4857.398 | 4823.633 | 4790.102 | 4756.805 | 4723.738
Taheke2 | geothermal | 6030 | 5988.083 | 5946.458 | 5905.122 | 5864.074 | 5823.311 | 5782.831 | 5742.632 | 5702.713 | 5663.072 | 5623.706 | 5584.614 | 5545.793 | 5507.242 | 5468.96 | 5430.943 | 5393.191 | 5355.701 | 5318.472 | 5281.501 | 5244.788 | 5208.329 | 5172.124 | 5136.171 | 5100.468 | 5065.013 | 5029.804 | 4994.84 | 4960.119 | 4925.64 | 4891.4 | 4857.398 | 4823.633 | 4790.102 | 4756.805 | 4723.738
Taheke3 | geothermal | 6030 | 5988.083 | 5946.458 | 5905.122 | 5864.074 | 5823.311 | 5782.831 | 5742.632 | 5702.713 | 5663.072 | 5623.706 | 5584.614 | 5545.793 | 5507.242 | 5468.96 | 5430.943 | 5393.191 | 5355.701 | 5318.472 | 5281.501 | 5244.788 | 5208.329 | 5172.124 | 5136.171 | 5100.468 | 5065.013 | 5029.804 | 4994.84 | 4960.119 | 4925.64 | 4891.4 | 4857.398 | 4823.633 | 4790.102 | 4756.805 | 4723.738
TaramTaipo | hydro | 9018.302 | 8986.848 | 8955.503 | 8924.268 | 8893.142 | 8862.125 | 8831.216 | 8800.414 | 8769.72 | 8739.133 | 8708.653 | 8678.279 | 8648.011 | 8617.849 | 8587.791 | 8557.839 | 8527.991 | 8498.247 | 8468.607 | 8439.07 | 8409.636 | 8380.305 | 8351.077 | 8321.95 | 8292.925 | 8264 | 8235.177 | 8206.455 | 8177.832 | 8149.31 | 8120.887 | 8092.563 | 8064.338 | 8036.211 | 8008.182 | 7980.251
Tauhara2 | geothermal | 6030 | 5988.083 | 5946.458 | 5905.122 | 5864.074 | 5823.311 | 5782.831 | 5742.632 | 5702.713 | 5663.072 | 5623.706 | 5584.614 | 5545.793 | 5507.242 | 5468.96 | 5430.943 | 5393.191 | 5355.701 | 5318.472 | 5281.501 | 5244.788 | 5208.329 | 5172.124 | 5136.171 | 5100.468 | 5065.013 | 5029.804 | 4994.84 | 4960.119 | 4925.64 | 4891.4 | 4857.398 | 4823.633 | 4790.102 | 4756.805 | 4723.738
Tauhara3 | geothermal | 5040 | 5004.965 | 4970.174 | 4935.625 | 4901.315 | 4867.245 | 4833.411 | 4799.812 | 4766.447 | 4733.314 | 4700.411 | 4667.737 | 4635.29 | 4603.068 | 4571.071 | 4539.296 | 4507.742 | 4476.407 | 4445.29 | 4414.389 | 4383.703 | 4353.23 | 4322.97 | 4292.919 | 4263.078 | 4233.444 | 4204.015 | 4174.792 | 4145.771 | 4116.953 | 4088.334 | 4059.915 | 4031.693 | 4003.668 | 3975.837 | 3948.199
TauheiBESS | battery | 1401.863 | 1236.973 | 1164.844 | 1098.82 | 1041.035 | 986.73 | 943.321 | 925.363 | 907.303 | 889.965 | 872.868 | 854.985 | 839.587 | 822.71 | 807.296 | 793.082 | 780.985 | 769.636 | 757.365 | 745.114 | 733.578 | 721.296 | 710.455 | 698.425 | 687.12 | 675.048 | 662.585 | 651.658 | 640.91 | 630.34 | 619.944 | 609.72 | 599.664 | 589.775 | 580.048 | 570.481
TeMihi2 | geothermal | 6030 | 5988.083 | 5946.458 | 5905.122 | 5864.074 | 5823.311 | 5782.831 | 5742.632 | 5702.713 | 5663.072 | 5623.706 | 5584.614 | 5545.793 | 5507.242 | 5468.96 | 5430.943 | 5393.191 | 5355.701 | 5318.472 | 5281.501 | 5244.788 | 5208.329 | 5172.124 | 5136.171 | 5100.468 | 5065.013 | 5029.804 | 4994.84 | 4960.119 | 4925.64 | 4891.4 | 4857.398 | 4823.633 | 4790.102 | 4756.805 | 4723.738
TeMihi3 | geothermal | 6030 | 5988.083 | 5946.458 | 5905.122 | 5864.074 | 5823.311 | 5782.831 | 5742.632 | 5702.713 | 5663.072 | 5623.706 | 5584.614 | 5545.793 | 5507.242 | 5468.96 | 5430.943 | 5393.191 | 5355.701 | 5318.472 | 5281.501 | 5244.788 | 5208.329 | 5172.124 | 5136.171 | 5100.468 | 5065.013 | 5029.804 | 4994.84 | 4960.119 | 4925.64 | 4891.4 | 4857.398 | 4823.633 | 4790.102 | 4756.805 | 4723.738
Tikitere1 | geothermal | 6030 | 5988.083 | 5946.458 | 5905.122 | 5864.074 | 5823.311 | 5782.831 | 5742.632 | 5702.713 | 5663.072 | 5623.706 | 5584.614 | 5545.793 | 5507.242 | 5468.96 | 5430.943 | 5393.191 | 5355.701 | 5318.472 | 5281.501 | 5244.788 | 5208.329 | 5172.124 | 5136.171 | 5100.468 | 5065.013 | 5029.804 | 4994.84 | 4960.119 | 4925.64 | 4891.4 | 4857.398 | 4823.633 | 4790.102 | 4756.805 | 4723.738
Tikitere2 | geothermal | 6030 | 5988.083 | 5946.458 | 5905.122 | 5864.074 | 5823.311 | 5782.831 | 5742.632 | 5702.713 | 5663.072 | 5623.706 | 5584.614 | 5545.793 | 5507.242 | 5468.96 | 5430.943 | 5393.191 | 5355.701 | 5318.472 | 5281.501 | 5244.788 | 5208.329 | 5172.124 | 5136.171 | 5100.468 | 5065.013 | 5029.804 | 4994.84 | 4960.119 | 4925.64 | 4891.4 | 4857.398 | 4823.633 | 4790.102 | 4756.805 | 4723.738
TokaanuGeo1 | geothermal | 6030 | 5988.083 | 5946.458 | 5905.122 | 5864.074 | 5823.311 | 5782.831 | 5742.632 | 5702.713 | 5663.072 | 5623.706 | 5584.614 | 5545.793 | 5507.242 | 5468.96 | 5430.943 | 5393.191 | 5355.701 | 5318.472 | 5281.501 | 5244.788 | 5208.329 | 5172.124 | 5136.171 | 5100.468 | 5065.013 | 5029.804 | 4994.84 | 4960.119 | 4925.64 | 4891.4 | 4857.398 | 4823.633 | 4790.102 | 4756.805 | 4723.738
TokaanuGeo2 | geothermal | 5040 | 5004.965 | 4970.174 | 4935.625 | 4901.315 | 4867.245 | 4833.411 | 4799.812 | 4766.447 | 4733.314 | 4700.411 | 4667.737 | 4635.29 | 4603.068 | 4571.071 | 4539.296 | 4507.742 | 4476.407 | 4445.29 | 4414.389 | 4383.703 | 4353.23 | 4322.97 | 4292.919 | 4263.078 | 4233.444 | 4204.015 | 4174.792 | 4145.771 | 4116.953 | 4088.334 | 4059.915 | 4031.693 | 4003.668 | 3975.837 | 3948.199
Tuapeka | hydro | 9018.302 | 8986.848 | 8955.503 | 8924.268 | 8893.142 | 8862.125 | 8831.216 | 8800.414 | 8769.72 | 8739.133 | 8708.653 | 8678.279 | 8648.011 | 8617.849 | 8587.791 | 8557.839 | 8527.991 | 8498.247 | 8468.607 | 8439.07 | 8409.636 | 8380.305 | 8351.077 | 8321.95 | 8292.925 | 8264 | 8235.177 | 8206.455 | 8177.832 | 8149.31 | 8120.887 | 8092.563 | 8064.338 | 8036.211 | 8008.182 | 7980.251
UpWaiauSth | hydro | 9018.302 | 8986.848 | 8955.503 | 8924.268 | 8893.142 | 8862.125 | 8831.216 | 8800.414 | 8769.72 | 8739.133 | 8708.653 | 8678.279 | 8648.011 | 8617.849 | 8587.791 | 8557.839 | 8527.991 | 8498.247 | 8468.607 | 8439.07 | 8409.636 | 8380.305 | 8351.077 | 8321.95 | 8292.925 | 8264 | 8235.177 | 8206.455 | 8177.832 | 8149.31 | 8120.887 | 8092.563 | 8064.338 | 8036.211 | 8008.182 | 7980.251
WRKreduced | geothermal | 0 | 0 | 0 | 0 | 0 | 0 | 0 | 0 | 0 | 0 | 0 | 0 | 0 | 0 | 0 | 0 | 0 | 0 | 0 | 0 | 0 | 0 | 0 | 0 | 0 | 0 | 0 | 0 | 0 | 0 | 0 | 0 | 0 | 0 | 0 | 0
W_AwaruaQuad | wind | 2794.481 | 2694.708 | 2598.551 | 2507.861 | 2420.041 | 2336.539 | 2268.994 | 2208.911 | 2155.153 | 2097.675 | 2089.801 | 2044.44 | 2019.666 | 2022.328 | 1994.551 | 1964.182 | 1958.22 | 1948.049 | 1933.83 | 1922.722 | 1910.782 | 1899.82 | 1888.53 | 1874.814 | 1859.715 | 1839.095 | 1821.961 | 1808.063 | 1794.266 | 1780.571 | 1766.976 | 1753.481 | 1740.085 | 1726.787 | 1713.587 | 1700.484
W_CastleHill | wind | 3469.243 | 3367.117 | 3268.614 | 3175.588 | 3085.438 | 2999.615 | 2929.758 | 2867.37 | 2811.316 | 2751.549 | 2741.394 | 2693.761 | 2666.723 | 2667.127 | 2637.101 | 2604.492 | 2596.296 | 2583.9 | 2567.463 | 2554.145 | 2540.003 | 2526.847 | 2513.369 | 2497.474 | 2480.203 | 2457.419 | 2438.129 | 2422.081 | 2406.143 | 2390.314 | 2374.592 | 2358.978 | 2343.47 | 2328.068 | 2312.771 | 2297.578
W_Edendale | wind | 3092.243 | 2991.432 | 2894.24 | 2802.518 | 2713.67 | 2629.144 | 2560.579 | 2499.479 | 2444.708 | 2386.219 | 2377.339 | 2330.975 | 2305.202 | 2306.868 | 2278.098 | 2246.741 | 2239.793 | 2228.64 | 2213.442 | 2201.36 | 2188.447 | 2176.517 | 2164.262 | 2149.584 | 2133.527 | 2111.952 | 2093.866 | 2079.02 | 2064.278 | 2049.641 | 2035.108 | 2020.677 | 2006.349 | 1992.123 | 1977.998 | 1963.972
W_GlenMasse1 | wind | 2965.419 | 2865.05 | 2768.299 | 2677.017 | 2588.607 | 2504.517 | 2436.386 | 2375.72 | 2321.38 | 2263.322 | 2254.87 | 2208.933 | 2183.586 | 2185.676 | 2157.329 | 2126.393 | 2119.864 | 2109.13 | 2094.349 | 2082.682 | 2070.183 | 2058.666 | 2046.821 | 2032.554 | 2016.904 | 1995.736 | 1978.056 | 1963.613 | 1949.274 | 1935.038 | 1920.904 | 1906.872 | 1892.941 | 1879.111 | 1865.379 | 1851.747
W_GlenMasse2 | wind | 3128.409 | 3027.472 | 2930.154 | 2838.308 | 2749.335 | 2664.684 | 2595.995 | 2534.772 | 2479.877 | 2421.266 | 2412.264 | 2365.778 | 2339.884 | 2341.428 | 2312.539 | 2281.061 | 2273.993 | 2262.721 | 2247.404 | 2235.203 | 2222.173 | 2210.125 | 2197.753 | 2182.958 | 2166.785 | 2145.094 | 2126.892 | 2111.93 | 2097.074 | 2082.323 | 2067.675 | 2053.131 | 2038.69 | 2024.351 | 2010.113 | 1995.976
W_Hapuakohe | wind | 3007.938 | 2907.421 | 2810.522 | 2719.093 | 2630.536 | 2546.3 | 2478.024 | 2417.212 | 2362.727 | 2304.525 | 2295.929 | 2249.849 | 2224.359 | 2226.307 | 2197.818 | 2166.741 | 2160.072 | 2149.197 | 2134.276 | 2122.47 | 2109.833 | 2098.177 | 2086.195 | 2071.79 | 2056.004 | 2034.699 | 2016.883 | 2002.304 | 1987.83 | 1973.46 | 1959.192 | 1945.027 | 1930.963 | 1916.999 | 1903.136 | 1889.372
W_Huriwaka | wind | 3285.909 | 3184.423 | 3086.558 | 2994.166 | 2904.649 | 2819.457 | 2750.228 | 2688.467 | 2633.036 | 2573.891 | 2564.356 | 2517.34 | 2490.917 | 2491.935 | 2462.52 | 2430.519 | 2422.93 | 2411.139 | 2395.304 | 2382.587 | 2369.043 | 2356.483 | 2343.6 | 2328.297 | 2311.616 | 2289.42 | 2270.716 | 2255.252 | 2239.896 | 2224.646 | 2209.502 | 2194.464 | 2179.53 | 2164.699 | 2149.972 | 2135.347
W_Jericho | wind | 3027.814 | 2927.228 | 2830.26 | 2738.762 | 2650.136 | 2565.831 | 2497.487 | 2436.607 | 2382.055 | 2323.785 | 2315.122 | 2268.976 | 2243.419 | 2245.3 | 2216.745 | 2185.602 | 2178.867 | 2167.927 | 2152.941 | 2141.069 | 2128.367 | 2116.647 | 2104.6 | 2090.131 | 2074.281 | 2052.912 | 2035.033 | 2020.391 | 2005.854 | 1991.421 | 1977.09 | 1962.862 | 1948.736 | 1934.711 | 1920.785 | 1906.96
W_Kaihiku | wind | 3285.909 | 3184.423 | 3086.558 | 2994.166 | 2904.649 | 2819.457 | 2750.228 | 2688.467 | 2633.036 | 2573.891 | 2564.356 | 2517.34 | 2490.917 | 2491.935 | 2462.52 | 2430.519 | 2422.93 | 2411.139 | 2395.304 | 2382.587 | 2369.043 | 2356.483 | 2343.6 | 2328.297 | 2311.616 | 2289.42 | 2270.716 | 2255.252 | 2239.896 | 2224.646 | 2209.502 | 2194.464 | 2179.53 | 2164.699 | 2149.972 | 2135.347
W_Kaimai | wind | 3243.98 | 3142.639 | 3044.92 | 2952.673 | 2863.301 | 2778.253 | 2709.168 | 2647.55 | 2592.262 | 2533.259 | 2523.866 | 2476.991 | 2450.709 | 2451.867 | 2422.592 | 2390.73 | 2383.28 | 2371.627 | 2355.93 | 2343.351 | 2329.943 | 2317.52 | 2304.772 | 2289.605 | 2273.059 | 2250.998 | 2232.427 | 2217.097 | 2201.873 | 2186.756 | 2171.745 | 2156.838 | 2142.035 | 2127.336 | 2112.739 | 2098.243
W_Kaiwaikawe | wind | 3287.554 | 3186.062 | 3088.191 | 2995.794 | 2906.271 | 2821.073 | 2751.839 | 2690.072 | 2634.636 | 2575.485 | 2565.944 | 2518.923 | 2492.494 | 2493.507 | 2464.086 | 2432.08 | 2424.486 | 2412.689 | 2396.849 | 2384.127 | 2370.577 | 2358.012 | 2345.123 | 2329.815 | 2313.129 | 2290.928 | 2272.218 | 2256.749 | 2241.387 | 2226.133 | 2210.984 | 2195.94 | 2181.001 | 2166.165 | 2151.433 | 2136.803
W_KaiweraDow | wind | 3208.92 | 3107.702 | 3010.104 | 2917.979 | 2828.728 | 2743.801 | 2674.836 | 2613.337 | 2558.169 | 2499.285 | 2490.01 | 2443.253 | 2417.089 | 2418.364 | 2389.206 | 2357.461 | 2350.127 | 2338.589 | 2323.008 | 2310.543 | 2297.25 | 2284.94 | 2272.307 | 2257.253 | 2240.82 | 2218.871 | 2200.412 | 2185.193 | 2170.081 | 2155.075 | 2140.174 | 2125.378 | 2110.685 | 2096.094 | 2081.606 | 2067.22
W_Kapuni | wind | 2845.076 | 2745.127 | 2648.794 | 2557.929 | 2469.934 | 2386.258 | 2318.54 | 2258.284 | 2204.354 | 2146.704 | 2138.659 | 2093.128 | 2068.184 | 2070.676 | 2042.731 | 2012.194 | 2006.064 | 1995.727 | 1981.341 | 1970.068 | 1957.962 | 1946.836 | 1935.382 | 1921.503 | 1906.241 | 1885.459 | 1868.163 | 1854.103 | 1840.146 | 1826.291 | 1812.537 | 1798.883 | 1785.328 | 1771.873 | 1758.515 | 1745.256
W_Kinleith | wind | 3092.243 | 2991.432 | 2894.24 | 2802.518 | 2713.67 | 2629.144 | 2560.579 | 2499.479 | 2444.708 | 2386.219 | 2377.339 | 2330.975 | 2305.202 | 2306.868 | 2278.098 | 2246.741 | 2239.793 | 2228.64 | 2213.442 | 2201.36 | 2188.447 | 2176.517 | 2164.262 | 2149.584 | 2133.527 | 2111.952 | 2093.866 | 2079.02 | 2064.278 | 2049.641 | 2035.108 | 2020.677 | 2006.349 | 1992.123 | 1977.998 | 1963.972
W_Kohi | wind | 3052.248 | 2951.577 | 2854.523 | 2762.941 | 2674.231 | 2589.842 | 2521.414 | 2460.451 | 2405.815 | 2347.463 | 2338.717 | 2292.489 | 2266.85 | 2268.649 | 2240.013 | 2208.789 | 2201.973 | 2190.952 | 2175.885 | 2163.934 | 2151.152 | 2139.352 | 2127.226 | 2112.678 | 2096.749 | 2075.303 | 2057.345 | 2042.625 | 2028.011 | 2013.5 | 1999.093 | 1984.788 | 1970.585 | 1956.484 | 1942.483 | 1928.581
W_Kupe | wind | 2914.521 | 2814.329 | 2717.755 | 2626.649 | 2538.414 | 2454.5 | 2386.544 | 2326.051 | 2271.884 | 2213.999 | 2205.719 | 2159.954 | 2134.777 | 2137.037 | 2108.86 | 2078.093 | 2071.733 | 2061.167 | 2046.553 | 2035.052 | 2022.72 | 2011.368 | 1999.688 | 1985.585 | 1970.1 | 1949.095 | 1931.577 | 1917.296 | 1903.119 | 1889.044 | 1875.071 | 1861.198 | 1847.427 | 1833.755 | 1820.182 | 1806.707
W_Kurow | wind | 3191.55 | 3090.393 | 2992.856 | 2900.791 | 2811.6 | 2726.732 | 2657.827 | 2596.387 | 2541.278 | 2482.453 | 2473.237 | 2426.539 | 2400.432 | 2401.766 | 2372.665 | 2340.978 | 2333.701 | 2322.221 | 2306.697 | 2294.289 | 2281.052 | 2268.8 | 2256.222 | 2241.224 | 2224.847 | 2202.954 | 2184.551 | 2169.387 | 2154.331 | 2139.379 | 2124.533 | 2109.791 | 2095.152 | 2080.616 | 2066.182 | 2051.849
W_Mahinerang | wind | 2843.687 | 2743.743 | 2647.415 | 2556.555 | 2468.564 | 2384.893 | 2317.18 | 2256.929 | 2203.003 | 2145.358 | 2137.318 | 2091.791 | 2066.852 | 2069.349 | 2041.408 | 2010.876 | 2004.751 | 1994.418 | 1980.037 | 1968.768 | 1956.667 | 1945.546 | 1934.096 | 1920.221 | 1904.964 | 1884.186 | 1866.895 | 1852.839 | 1838.887 | 1825.036 | 1811.286 | 1797.636 | 1784.086 | 1770.635 | 1757.282 | 1744.027
W_Mamaku_s1 | wind | 3256.386 | 3155.002 | 3057.239 | 2964.95 | 2875.535 | 2790.444 | 2721.317 | 2659.656 | 2604.326 | 2545.281 | 2535.846 | 2488.929 | 2462.605 | 2463.722 | 2434.405 | 2402.503 | 2395.011 | 2383.317 | 2367.58 | 2354.96 | 2341.512 | 2329.048 | 2316.26 | 2301.053 | 2284.467 | 2262.366 | 2243.756 | 2228.386 | 2213.123 | 2197.967 | 2182.916 | 2167.971 | 2153.129 | 2138.391 | 2123.755 | 2109.221
W_Mamaku_s2 | wind | 2961.743 | 2861.387 | 2764.648 | 2673.379 | 2584.981 | 2500.904 | 2432.786 | 2372.132 | 2317.805 | 2259.759 | 2251.32 | 2205.395 | 2180.06 | 2182.163 | 2153.828 | 2122.904 | 2116.388 | 2105.666 | 2090.897 | 2079.241 | 2066.755 | 2055.249 | 2043.417 | 2029.161 | 2013.524 | 1992.367 | 1974.699 | 1960.267 | 1945.94 | 1931.716 | 1917.594 | 1903.573 | 1889.654 | 1875.834 | 1862.115 | 1848.493
W_Manawatu | wind | 3111.743 | 3010.864 | 2913.604 | 2821.815 | 2732.9 | 2648.306 | 2579.674 | 2518.508 | 2463.67 | 2405.116 | 2396.169 | 2349.74 | 2323.901 | 2325.502 | 2296.667 | 2265.245 | 2258.232 | 2247.016 | 2231.754 | 2219.607 | 2206.631 | 2194.638 | 2182.319 | 2167.579 | 2151.458 | 2129.821 | 2111.673 | 2096.764 | 2081.961 | 2067.262 | 2052.667 | 2038.176 | 2023.787 | 2009.499 | 1995.313 | 1981.228
W_Mangapapa | wind | 3070.354 | 2969.619 | 2872.503 | 2780.858 | 2692.085 | 2607.634 | 2539.144 | 2478.119 | 2423.422 | 2365.008 | 2356.201 | 2309.912 | 2284.212 | 2285.951 | 2257.254 | 2225.97 | 2219.094 | 2208.013 | 2192.888 | 2180.877 | 2168.036 | 2156.177 | 2143.992 | 2129.386 | 2113.399 | 2091.894 | 2073.878 | 2059.101 | 2044.429 | 2029.861 | 2015.397 | 2001.035 | 1986.776 | 1972.618 | 1958.56 | 1944.603
W_Motorimu | wind | 3152.814 | 3051.792 | 2954.389 | 2862.458 | 2773.401 | 2688.667 | 2619.894 | 2558.587 | 2503.609 | 2444.916 | 2435.83 | 2389.263 | 2363.287 | 2364.75 | 2335.778 | 2304.22 | 2297.071 | 2285.719 | 2270.322 | 2258.041 | 2244.931 | 2232.804 | 2220.352 | 2205.479 | 2189.226 | 2167.457 | 2149.178 | 2134.138 | 2119.204 | 2104.376 | 2089.651 | 2075.031 | 2060.513 | 2046.098 | 2031.785 | 2017.572
W_MtCass | wind | 3252.52 | 3151.15 | 3053.4 | 2961.124 | 2871.723 | 2786.645 | 2717.531 | 2655.884 | 2600.567 | 2541.535 | 2532.113 | 2485.209 | 2458.898 | 2460.028 | 2430.724 | 2398.834 | 2391.356 | 2379.674 | 2363.95 | 2351.342 | 2337.907 | 2325.456 | 2312.68 | 2297.485 | 2280.912 | 2258.823 | 2240.225 | 2224.868 | 2209.618 | 2194.474 | 2179.435 | 2164.502 | 2149.672 | 2134.946 | 2120.322 | 2105.801
W_MtMunro | wind | 3160.354 | 3059.305 | 2961.876 | 2869.919 | 2780.836 | 2696.076 | 2627.277 | 2565.945 | 2510.941 | 2452.222 | 2443.111 | 2396.518 | 2370.517 | 2371.954 | 2342.958 | 2311.374 | 2304.201 | 2292.823 | 2277.402 | 2265.096 | 2251.961 | 2239.81 | 2227.334 | 2212.436 | 2196.16 | 2174.366 | 2156.063 | 2140.999 | 2126.041 | 2111.189 | 2096.441 | 2081.797 | 2067.256 | 2052.817 | 2038.48 | 2024.243
W_Ototoka | wind | 2992.576 | 2892.113 | 2795.267 | 2703.891 | 2615.387 | 2531.203 | 2462.98 | 2402.22 | 2347.788 | 2289.638 | 2281.094 | 2235.066 | 2209.628 | 2211.627 | 2183.19 | 2152.163 | 2145.545 | 2134.721 | 2119.851 | 2108.094 | 2095.507 | 2083.902 | 2071.969 | 2057.614 | 2041.877 | 2020.622 | 2002.855 | 1988.325 | 1973.9 | 1959.578 | 1945.359 | 1931.242 | 1917.226 | 1903.31 | 1889.494 | 1875.778
W_Otupaefarm | wind | 3092.243 | 2991.432 | 2894.24 | 2802.518 | 2713.67 | 2629.144 | 2560.579 | 2499.479 | 2444.708 | 2386.219 | 2377.339 | 2330.975 | 2305.202 | 2306.868 | 2278.098 | 2246.741 | 2239.793 | 2228.64 | 2213.442 | 2201.36 | 2188.447 | 2176.517 | 2164.262 | 2149.584 | 2133.527 | 2111.952 | 2093.866 | 2079.02 | 2064.278 | 2049.641 | 2035.108 | 2020.677 | 2006.349 | 1992.123 | 1977.998 | 1963.972
W_Pahiatua | wind | 2973.239 | 2872.843 | 2776.064 | 2684.755 | 2596.318 | 2512.201 | 2444.044 | 2383.35 | 2328.984 | 2270.899 | 2262.421 | 2216.458 | 2191.084 | 2193.148 | 2164.775 | 2133.813 | 2127.259 | 2116.498 | 2101.692 | 2089.999 | 2077.475 | 2065.932 | 2054.062 | 2039.769 | 2024.095 | 2002.902 | 1985.196 | 1970.728 | 1956.364 | 1942.104 | 1927.945 | 1913.889 | 1899.933 | 1886.078 | 1872.323 | 1858.666
W_Puketoi | wind | 3445.734 | 3343.69 | 3245.269 | 3152.324 | 3062.256 | 2976.514 | 2906.737 | 2844.43 | 2788.455 | 2728.768 | 2718.693 | 2671.138 | 2644.179 | 2644.662 | 2614.715 | 2582.183 | 2574.065 | 2561.747 | 2545.387 | 2532.147 | 2518.081 | 2505.001 | 2491.6 | 2475.781 | 2458.585 | 2435.877 | 2416.661 | 2400.689 | 2384.825 | 2369.07 | 2353.423 | 2337.882 | 2322.448 | 2307.119 | 2291.895 | 2276.775
W_Ratahiwi | wind | 3360.354 | 3258.608 | 3160.484 | 3067.834 | 2978.06 | 2892.612 | 2823.128 | 2761.112 | 2705.428 | 2646.031 | 2636.244 | 2588.977 | 2562.305 | 2563.074 | 2533.411 | 2501.163 | 2493.327 | 2481.29 | 2465.211 | 2452.25 | 2438.463 | 2425.661 | 2412.536 | 2396.993 | 2380.073 | 2357.638 | 2338.696 | 2322.995 | 2307.402 | 2291.917 | 2276.539 | 2261.266 | 2246.099 | 2231.037 | 2216.078 | 2201.222
W_Ruarangi | wind | 3253.409 | 3152.036 | 3054.284 | 2962.005 | 2872.6 | 2787.52 | 2718.402 | 2656.752 | 2601.432 | 2542.397 | 2532.972 | 2486.065 | 2459.751 | 2460.878 | 2431.571 | 2399.679 | 2392.197 | 2380.513 | 2364.785 | 2352.175 | 2338.736 | 2326.282 | 2313.504 | 2298.307 | 2281.73 | 2259.639 | 2241.038 | 2225.678 | 2210.424 | 2195.278 | 2180.236 | 2165.3 | 2150.468 | 2135.739 | 2121.112 | 2106.588
W_Santoft | wind | 2939.243 | 2838.965 | 2742.305 | 2651.114 | 2562.794 | 2478.794 | 2410.753 | 2350.176 | 2295.925 | 2237.956 | 2229.592 | 2183.744 | 2158.484 | 2160.662 | 2132.402 | 2101.553 | 2095.111 | 2084.463 | 2069.768 | 2058.186 | 2045.774 | 2034.341 | 2022.582 | 2008.398 | 1992.833 | 1971.749 | 1954.153 | 1939.793 | 1925.537 | 1911.384 | 1897.333 | 1883.383 | 1869.534 | 1855.785 | 1842.135 | 1828.583
W_Southland | wind | 3396.212 | 3294.341 | 3196.093 | 3103.319 | 3013.421 | 2927.85 | 2858.243 | 2796.105 | 2740.299 | 2680.779 | 2670.872 | 2623.484 | 2596.691 | 2597.34 | 2567.557 | 2535.19 | 2527.236 | 2515.081 | 2498.884 | 2485.806 | 2471.901 | 2458.983 | 2445.742 | 2430.083 | 2413.047 | 2390.497 | 2371.44 | 2355.625 | 2339.919 | 2324.32 | 2308.829 | 2293.444 | 2278.165 | 2262.99 | 2247.92 | 2232.954
W_Tairawhiti | wind | 3267.993 | 3166.569 | 3068.766 | 2976.436 | 2886.981 | 2801.85 | 2732.683 | 2670.983 | 2615.613 | 2556.529 | 2547.054 | 2500.099 | 2473.736 | 2474.814 | 2445.459 | 2413.517 | 2405.987 | 2394.255 | 2378.48 | 2365.821 | 2352.336 | 2339.834 | 2327.009 | 2311.764 | 2295.141 | 2273.002 | 2254.355 | 2238.948 | 2223.649 | 2208.456 | 2193.369 | 2178.386 | 2163.508 | 2148.734 | 2134.062 | 2119.493
W_Taumatatot | wind | 3092.243 | 2991.432 | 2894.24 | 2802.518 | 2713.67 | 2629.144 | 2560.579 | 2499.479 | 2444.708 | 2386.219 | 2377.339 | 2330.975 | 2305.202 | 2306.868 | 2278.098 | 2246.741 | 2239.793 | 2228.64 | 2213.442 | 2201.36 | 2188.447 | 2176.517 | 2164.262 | 2149.584 | 2133.527 | 2111.952 | 2093.866 | 2079.02 | 2064.278 | 2049.641 | 2035.108 | 2020.677 | 2006.349 | 1992.123 | 1977.998 | 1963.972
W_TeRereHaue | wind | 3099.243 | 2998.407 | 2901.191 | 2809.445 | 2720.573 | 2636.023 | 2567.434 | 2506.31 | 2451.515 | 2393.003 | 2384.098 | 2337.711 | 2311.915 | 2313.557 | 2284.764 | 2253.384 | 2246.412 | 2235.236 | 2220.016 | 2207.91 | 2194.975 | 2183.022 | 2170.744 | 2156.044 | 2139.964 | 2118.367 | 2100.259 | 2085.389 | 2070.626 | 2055.966 | 2041.411 | 2026.959 | 2012.609 | 1998.361 | 1984.213 | 1970.167
W_Vernon | wind | 3164.243 | 3063.181 | 2965.738 | 2873.768 | 2784.671 | 2699.897 | 2631.085 | 2569.739 | 2514.723 | 2455.991 | 2446.867 | 2400.26 | 2374.246 | 2375.671 | 2346.661 | 2315.065 | 2307.878 | 2296.488 | 2281.054 | 2268.735 | 2255.588 | 2243.424 | 2230.935 | 2216.025 | 2199.736 | 2177.93 | 2159.614 | 2144.538 | 2129.568 | 2114.703 | 2099.943 | 2085.286 | 2070.733 | 2056.282 | 2041.933 | 2027.685
W_Waiinu | wind | 2876.386 | 2776.327 | 2679.885 | 2588.912 | 2500.809 | 2417.025 | 2349.2 | 2288.837 | 2234.8 | 2177.044 | 2168.893 | 2123.257 | 2098.208 | 2100.596 | 2072.546 | 2041.905 | 2035.671 | 2025.231 | 2010.742 | 1999.367 | 1987.159 | 1975.931 | 1964.375 | 1950.395 | 1935.032 | 1914.15 | 1896.754 | 1882.594 | 1868.538 | 1854.583 | 1840.73 | 1826.978 | 1813.326 | 1799.773 | 1786.318 | 1772.961
W_Waikokowai | wind | 3305.909 | 3204.353 | 3106.418 | 3013.957 | 2924.371 | 2839.11 | 2769.813 | 2707.983 | 2652.485 | 2593.272 | 2583.669 | 2536.586 | 2510.096 | 2511.047 | 2481.565 | 2449.498 | 2441.843 | 2429.985 | 2414.085 | 2401.303 | 2387.693 | 2375.068 | 2362.12 | 2346.753 | 2330.008 | 2307.747 | 2288.979 | 2273.451 | 2258.032 | 2242.719 | 2227.512 | 2212.411 | 2197.414 | 2182.521 | 2167.732 | 2153.045
W_Waiuku | wind | 3053.313 | 2952.637 | 2855.58 | 2763.994 | 2675.28 | 2590.888 | 2522.456 | 2461.489 | 2406.85 | 2348.494 | 2339.745 | 2293.513 | 2267.87 | 2269.666 | 2241.027 | 2209.799 | 2202.979 | 2191.955 | 2176.885 | 2164.93 | 2152.145 | 2140.341 | 2128.212 | 2113.66 | 2097.728 | 2076.278 | 2058.317 | 2043.594 | 2028.976 | 2014.462 | 2000.051 | 1985.743 | 1971.537 | 1957.432 | 1943.428 | 1929.523
W_genRAuckla | wind | 3349.243 | 3247.535 | 3149.45 | 3056.839 | 2967.103 | 2881.693 | 2812.247 | 2750.27 | 2694.624 | 2635.264 | 2625.515 | 2578.285 | 2551.65 | 2552.456 | 2522.83 | 2490.619 | 2482.82 | 2470.82 | 2454.777 | 2441.853 | 2428.102 | 2415.336 | 2402.247 | 2386.74 | 2369.855 | 2347.456 | 2328.549 | 2312.884 | 2297.327 | 2281.877 | 2266.533 | 2251.296 | 2236.164 | 2221.136 | 2206.212 | 2191.39
W_genRCanter | wind | 3349.243 | 3247.535 | 3149.45 | 3056.839 | 2967.103 | 2881.693 | 2812.247 | 2750.27 | 2694.624 | 2635.264 | 2625.515 | 2578.285 | 2551.65 | 2552.456 | 2522.83 | 2490.619 | 2482.82 | 2470.82 | 2454.777 | 2441.853 | 2428.102 | 2415.336 | 2402.247 | 2386.74 | 2369.855 | 2347.456 | 2328.549 | 2312.884 | 2297.327 | 2281.877 | 2266.533 | 2251.296 | 2236.164 | 2221.136 | 2206.212 | 2191.39
W_genRGisbor | wind | 3349.243 | 3247.535 | 3149.45 | 3056.839 | 2967.103 | 2881.693 | 2812.247 | 2750.27 | 2694.624 | 2635.264 | 2625.515 | 2578.285 | 2551.65 | 2552.456 | 2522.83 | 2490.619 | 2482.82 | 2470.82 | 2454.777 | 2441.853 | 2428.102 | 2415.336 | 2402.247 | 2386.74 | 2369.855 | 2347.456 | 2328.549 | 2312.884 | 2297.327 | 2281.877 | 2266.533 | 2251.296 | 2236.164 | 2221.136 | 2206.212 | 2191.39
W_genRManaw1 | wind | 3349.243 | 3247.535 | 3149.45 | 3056.839 | 2967.103 | 2881.693 | 2812.247 | 2750.27 | 2694.624 | 2635.264 | 2625.515 | 2578.285 | 2551.65 | 2552.456 | 2522.83 | 2490.619 | 2482.82 | 2470.82 | 2454.777 | 2441.853 | 2428.102 | 2415.336 | 2402.247 | 2386.74 | 2369.855 | 2347.456 | 2328.549 | 2312.884 | 2297.327 | 2281.877 | 2266.533 | 2251.296 | 2236.164 | 2221.136 | 2206.212 | 2191.39
W_genRManaw2 | wind | 3349.243 | 3247.535 | 3149.45 | 3056.839 | 2967.103 | 2881.693 | 2812.247 | 2750.27 | 2694.624 | 2635.264 | 2625.515 | 2578.285 | 2551.65 | 2552.456 | 2522.83 | 2490.619 | 2482.82 | 2470.82 | 2454.777 | 2441.853 | 2428.102 | 2415.336 | 2402.247 | 2386.74 | 2369.855 | 2347.456 | 2328.549 | 2312.884 | 2297.327 | 2281.877 | 2266.533 | 2251.296 | 2236.164 | 2221.136 | 2206.212 | 2191.39
W_genRMarlbo | wind | 3349.243 | 3247.535 | 3149.45 | 3056.839 | 2967.103 | 2881.693 | 2812.247 | 2750.27 | 2694.624 | 2635.264 | 2625.515 | 2578.285 | 2551.65 | 2552.456 | 2522.83 | 2490.619 | 2482.82 | 2470.82 | 2454.777 | 2441.853 | 2428.102 | 2415.336 | 2402.247 | 2386.74 | 2369.855 | 2347.456 | 2328.549 | 2312.884 | 2297.327 | 2281.877 | 2266.533 | 2251.296 | 2236.164 | 2221.136 | 2206.212 | 2191.39
W_genRNorthl | wind | 3349.243 | 3247.535 | 3149.45 | 3056.839 | 2967.103 | 2881.693 | 2812.247 | 2750.27 | 2694.624 | 2635.264 | 2625.515 | 2578.285 | 2551.65 | 2552.456 | 2522.83 | 2490.619 | 2482.82 | 2470.82 | 2454.777 | 2441.853 | 2428.102 | 2415.336 | 2402.247 | 2386.74 | 2369.855 | 2347.456 | 2328.549 | 2312.884 | 2297.327 | 2281.877 | 2266.533 | 2251.296 | 2236.164 | 2221.136 | 2206.212 | 2191.39
W_genROtago1 | wind | 3349.243 | 3247.535 | 3149.45 | 3056.839 | 2967.103 | 2881.693 | 2812.247 | 2750.27 | 2694.624 | 2635.264 | 2625.515 | 2578.285 | 2551.65 | 2552.456 | 2522.83 | 2490.619 | 2482.82 | 2470.82 | 2454.777 | 2441.853 | 2428.102 | 2415.336 | 2402.247 | 2386.74 | 2369.855 | 2347.456 | 2328.549 | 2312.884 | 2297.327 | 2281.877 | 2266.533 | 2251.296 | 2236.164 | 2221.136 | 2206.212 | 2191.39
W_genRSouthl | wind | 3349.243 | 3247.535 | 3149.45 | 3056.839 | 2967.103 | 2881.693 | 2812.247 | 2750.27 | 2694.624 | 2635.264 | 2625.515 | 2578.285 | 2551.65 | 2552.456 | 2522.83 | 2490.619 | 2482.82 | 2470.82 | 2454.777 | 2441.853 | 2428.102 | 2415.336 | 2402.247 | 2386.74 | 2369.855 | 2347.456 | 2328.549 | 2312.884 | 2297.327 | 2281.877 | 2266.533 | 2251.296 | 2236.164 | 2221.136 | 2206.212 | 2191.39
W_genRTarana | wind | 3349.243 | 3247.535 | 3149.45 | 3056.839 | 2967.103 | 2881.693 | 2812.247 | 2750.27 | 2694.624 | 2635.264 | 2625.515 | 2578.285 | 2551.65 | 2552.456 | 2522.83 | 2490.619 | 2482.82 | 2470.82 | 2454.777 | 2441.853 | 2428.102 | 2415.336 | 2402.247 | 2386.74 | 2369.855 | 2347.456 | 2328.549 | 2312.884 | 2297.327 | 2281.877 | 2266.533 | 2251.296 | 2236.164 | 2221.136 | 2206.212 | 2191.39
W_genRWaikat | wind | 3349.243 | 3247.535 | 3149.45 | 3056.839 | 2967.103 | 2881.693 | 2812.247 | 2750.27 | 2694.624 | 2635.264 | 2625.515 | 2578.285 | 2551.65 | 2552.456 | 2522.83 | 2490.619 | 2482.82 | 2470.82 | 2454.777 | 2441.853 | 2428.102 | 2415.336 | 2402.247 | 2386.74 | 2369.855 | 2347.456 | 2328.549 | 2312.884 | 2297.327 | 2281.877 | 2266.533 | 2251.296 | 2236.164 | 2221.136 | 2206.212 | 2191.39
W_genRWairar | wind | 3349.243 | 3247.535 | 3149.45 | 3056.839 | 2967.103 | 2881.693 | 2812.247 | 2750.27 | 2694.624 | 2635.264 | 2625.515 | 2578.285 | 2551.65 | 2552.456 | 2522.83 | 2490.619 | 2482.82 | 2470.82 | 2454.777 | 2441.853 | 2428.102 | 2415.336 | 2402.247 | 2386.74 | 2369.855 | 2347.456 | 2328.549 | 2312.884 | 2297.327 | 2281.877 | 2266.533 | 2251.296 | 2236.164 | 2221.136 | 2206.212 | 2191.39
WaiauCntbry | hydro | 9018.302 | 8986.848 | 8955.503 | 8924.268 | 8893.142 | 8862.125 | 8831.216 | 8800.414 | 8769.72 | 8739.133 | 8708.653 | 8678.279 | 8648.011 | 8617.849 | 8587.791 | 8557.839 | 8527.991 | 8498.247 | 8468.607 | 8439.07 | 8409.636 | 8380.305 | 8351.077 | 8321.95 | 8292.925 | 8264 | 8235.177 | 8206.455 | 8177.832 | 8149.31 | 8120.887 | 8092.563 | 8064.338 | 8036.211 | 8008.182 | 7980.251
WaimakaA | hydro | 9018.302 | 8986.848 | 8955.503 | 8924.268 | 8893.142 | 8862.125 | 8831.216 | 8800.414 | 8769.72 | 8739.133 | 8708.653 | 8678.279 | 8648.011 | 8617.849 | 8587.791 | 8557.839 | 8527.991 | 8498.247 | 8468.607 | 8439.07 | 8409.636 | 8380.305 | 8351.077 | 8321.95 | 8292.925 | 8264 | 8235.177 | 8206.455 | 8177.832 | 8149.31 | 8120.887 | 8092.563 | 8064.338 | 8036.211 | 8008.182 | 7980.251
WaimakaB | hydro | 9018.302 | 8986.848 | 8955.503 | 8924.268 | 8893.142 | 8862.125 | 8831.216 | 8800.414 | 8769.72 | 8739.133 | 8708.653 | 8678.279 | 8648.011 | 8617.849 | 8587.791 | 8557.839 | 8527.991 | 8498.247 | 8468.607 | 8439.07 | 8409.636 | 8380.305 | 8351.077 | 8321.95 | 8292.925 | 8264 | 8235.177 | 8206.455 | 8177.832 | 8149.31 | 8120.887 | 8092.563 | 8064.338 | 8036.211 | 8008.182 | 7980.251
Wairau | hydro | 9018.302 | 8986.848 | 8955.503 | 8924.268 | 8893.142 | 8862.125 | 8831.216 | 8800.414 | 8769.72 | 8739.133 | 8708.653 | 8678.279 | 8648.011 | 8617.849 | 8587.791 | 8557.839 | 8527.991 | 8498.247 | 8468.607 | 8439.07 | 8409.636 | 8380.305 | 8351.077 | 8321.95 | 8292.925 | 8264 | 8235.177 | 8206.455 | 8177.832 | 8149.31 | 8120.887 | 8092.563 | 8064.338 | 8036.211 | 8008.182 | 7980.251
Whangaehu | hydro | 9018.302 | 8986.848 | 8955.503 | 8924.268 | 8893.142 | 8862.125 | 8831.216 | 8800.414 | 8769.72 | 8739.133 | 8708.653 | 8678.279 | 8648.011 | 8617.849 | 8587.791 | 8557.839 | 8527.991 | 8498.247 | 8468.607 | 8439.07 | 8409.636 | 8380.305 | 8351.077 | 8321.95 | 8292.925 | 8264 | 8235.177 | 8206.455 | 8177.832 | 8149.31 | 8120.887 | 8092.563 | 8064.338 | 8036.211 | 8008.182 | 7980.251

## 9e. Chron. cap. costs (Ref.)
9e. Chronological capital costs for the Reference scenario |  |  |  |  | Back to contents
Costs are given in 2025 NZD /kW/year
Name | Type | 2025 | 2026 | 2027 | 2028 | 2029 | 2030 | 2031 | 2032 | 2033 | 2034 | 2035 | 2036 | 2037 | 2038 | 2039 | 2040 | 2041 | 2042 | 2043 | 2044 | 2045 | 2046 | 2047 | 2048 | 2049 | 2050 | 2051 | 2052 | 2053 | 2054 | 2055 | 2056 | 2057 | 2058 | 2059 | 2060
ArnoldValley | hydro | 9195.092 | 9163.021 | 9131.062 | 9099.215 | 9067.479 | 9035.853 | 9004.338 | 8972.933 | 8941.637 | 8910.451 | 8879.373 | 8848.403 | 8817.542 | 8786.788 | 8756.142 | 8725.602 | 8695.169 | 8664.842 | 8634.621 | 8604.505 | 8574.494 | 8544.588 | 8514.787 | 8485.089 | 8455.495 | 8426.003 | 8396.615 | 8367.33 | 8338.146 | 8309.064 | 8280.084 | 8251.205 | 8222.426 | 8193.748 | 8165.17 | 8136.692
BESS_ASB2h | battery | 1700 | 1640.771 | 1586.39 | 1534.474 | 1489.816 | 1452.428 | 1433.092 | 1414.225 | 1394.867 | 1375.977 | 1357.074 | 1338.158 | 1319.709 | 1300.766 | 1282.289 | 1265.232 | 1247.681 | 1230.592 | 1213.965 | 1196.841 | 1180.178 | 1163.017 | 1146.314 | 1129.59 | 1112.843 | 1096.074 | 1079.986 | 1064.135 | 1048.516 | 1033.126 | 1017.963 | 1003.021 | 988.3 | 973.794 | 959.501 | 945.418
BESS_BPE2h | battery | 1700 | 1640.771 | 1586.39 | 1534.474 | 1489.816 | 1452.428 | 1433.092 | 1414.225 | 1394.867 | 1375.977 | 1357.074 | 1338.158 | 1319.709 | 1300.766 | 1282.289 | 1265.232 | 1247.681 | 1230.592 | 1213.965 | 1196.841 | 1180.178 | 1163.017 | 1146.314 | 1129.59 | 1112.843 | 1096.074 | 1079.986 | 1064.135 | 1048.516 | 1033.126 | 1017.963 | 1003.021 | 988.3 | 973.794 | 959.501 | 945.418
BESS_BRB2h | battery | 1700 | 1640.771 | 1586.39 | 1534.474 | 1489.816 | 1452.428 | 1433.092 | 1414.225 | 1394.867 | 1375.977 | 1357.074 | 1338.158 | 1319.709 | 1300.766 | 1282.289 | 1265.232 | 1247.681 | 1230.592 | 1213.965 | 1196.841 | 1180.178 | 1163.017 | 1146.314 | 1129.59 | 1112.843 | 1096.074 | 1079.986 | 1064.135 | 1048.516 | 1033.126 | 1017.963 | 1003.021 | 988.3 | 973.794 | 959.501 | 945.418
BESS_DOB2h | battery | 1700 | 1640.771 | 1586.39 | 1534.474 | 1489.816 | 1452.428 | 1433.092 | 1414.225 | 1394.867 | 1375.977 | 1357.074 | 1338.158 | 1319.709 | 1300.766 | 1282.289 | 1265.232 | 1247.681 | 1230.592 | 1213.965 | 1196.841 | 1180.178 | 1163.017 | 1146.314 | 1129.59 | 1112.843 | 1096.074 | 1079.986 | 1064.135 | 1048.516 | 1033.126 | 1017.963 | 1003.021 | 988.3 | 973.794 | 959.501 | 945.418
BESS_EDG2h | battery | 1700 | 1640.771 | 1586.39 | 1534.474 | 1489.816 | 1452.428 | 1433.092 | 1414.225 | 1394.867 | 1375.977 | 1357.074 | 1338.158 | 1319.709 | 1300.766 | 1282.289 | 1265.232 | 1247.681 | 1230.592 | 1213.965 | 1196.841 | 1180.178 | 1163.017 | 1146.314 | 1129.59 | 1112.843 | 1096.074 | 1079.986 | 1064.135 | 1048.516 | 1033.126 | 1017.963 | 1003.021 | 988.3 | 973.794 | 959.501 | 945.418
BESS_HLY2h | battery | 1700 | 1640.771 | 1586.39 | 1534.474 | 1489.816 | 1452.428 | 1433.092 | 1414.225 | 1394.867 | 1375.977 | 1357.074 | 1338.158 | 1319.709 | 1300.766 | 1282.289 | 1265.232 | 1247.681 | 1230.592 | 1213.965 | 1196.841 | 1180.178 | 1163.017 | 1146.314 | 1129.59 | 1112.843 | 1096.074 | 1079.986 | 1064.135 | 1048.516 | 1033.126 | 1017.963 | 1003.021 | 988.3 | 973.794 | 959.501 | 945.418
BESS_HRP2h | battery | 1700 | 1640.771 | 1586.39 | 1534.474 | 1489.816 | 1452.428 | 1433.092 | 1414.225 | 1394.867 | 1375.977 | 1357.074 | 1338.158 | 1319.709 | 1300.766 | 1282.289 | 1265.232 | 1247.681 | 1230.592 | 1213.965 | 1196.841 | 1180.178 | 1163.017 | 1146.314 | 1129.59 | 1112.843 | 1096.074 | 1079.986 | 1064.135 | 1048.516 | 1033.126 | 1017.963 | 1003.021 | 988.3 | 973.794 | 959.501 | 945.418
BESS_ISL2h | battery | 1700 | 1640.771 | 1586.39 | 1534.474 | 1489.816 | 1452.428 | 1433.092 | 1414.225 | 1394.867 | 1375.977 | 1357.074 | 1338.158 | 1319.709 | 1300.766 | 1282.289 | 1265.232 | 1247.681 | 1230.592 | 1213.965 | 1196.841 | 1180.178 | 1163.017 | 1146.314 | 1129.59 | 1112.843 | 1096.074 | 1079.986 | 1064.135 | 1048.516 | 1033.126 | 1017.963 | 1003.021 | 988.3 | 973.794 | 959.501 | 945.418
BESS_KIK2h | battery | 1700 | 1640.771 | 1586.39 | 1534.474 | 1489.816 | 1452.428 | 1433.092 | 1414.225 | 1394.867 | 1375.977 | 1357.074 | 1338.158 | 1319.709 | 1300.766 | 1282.289 | 1265.232 | 1247.681 | 1230.592 | 1213.965 | 1196.841 | 1180.178 | 1163.017 | 1146.314 | 1129.59 | 1112.843 | 1096.074 | 1079.986 | 1064.135 | 1048.516 | 1033.126 | 1017.963 | 1003.021 | 988.3 | 973.794 | 959.501 | 945.418
BESS_LIV2h | battery | 1700 | 1640.771 | 1586.39 | 1534.474 | 1489.816 | 1452.428 | 1433.092 | 1414.225 | 1394.867 | 1375.977 | 1357.074 | 1338.158 | 1319.709 | 1300.766 | 1282.289 | 1265.232 | 1247.681 | 1230.592 | 1213.965 | 1196.841 | 1180.178 | 1163.017 | 1146.314 | 1129.59 | 1112.843 | 1096.074 | 1079.986 | 1064.135 | 1048.516 | 1033.126 | 1017.963 | 1003.021 | 988.3 | 973.794 | 959.501 | 945.418
BESS_OTA2h | battery | 1700 | 1640.771 | 1586.39 | 1534.474 | 1489.816 | 1452.428 | 1433.092 | 1414.225 | 1394.867 | 1375.977 | 1357.074 | 1338.158 | 1319.709 | 1300.766 | 1282.289 | 1265.232 | 1247.681 | 1230.592 | 1213.965 | 1196.841 | 1180.178 | 1163.017 | 1146.314 | 1129.59 | 1112.843 | 1096.074 | 1079.986 | 1064.135 | 1048.516 | 1033.126 | 1017.963 | 1003.021 | 988.3 | 973.794 | 959.501 | 945.418
BESS_ROX2h | battery | 1700 | 1640.771 | 1586.39 | 1534.474 | 1489.816 | 1452.428 | 1433.092 | 1414.225 | 1394.867 | 1375.977 | 1357.074 | 1338.158 | 1319.709 | 1300.766 | 1282.289 | 1265.232 | 1247.681 | 1230.592 | 1213.965 | 1196.841 | 1180.178 | 1163.017 | 1146.314 | 1129.59 | 1112.843 | 1096.074 | 1079.986 | 1064.135 | 1048.516 | 1033.126 | 1017.963 | 1003.021 | 988.3 | 973.794 | 959.501 | 945.418
BESS_SFD2h | battery | 1700 | 1640.771 | 1586.39 | 1534.474 | 1489.816 | 1452.428 | 1433.092 | 1414.225 | 1394.867 | 1375.977 | 1357.074 | 1338.158 | 1319.709 | 1300.766 | 1282.289 | 1265.232 | 1247.681 | 1230.592 | 1213.965 | 1196.841 | 1180.178 | 1163.017 | 1146.314 | 1129.59 | 1112.843 | 1096.074 | 1079.986 | 1064.135 | 1048.516 | 1033.126 | 1017.963 | 1003.021 | 988.3 | 973.794 | 959.501 | 945.418
BESS_WIL2h | battery | 1700 | 1640.771 | 1586.39 | 1534.474 | 1489.816 | 1452.428 | 1433.092 | 1414.225 | 1394.867 | 1375.977 | 1357.074 | 1338.158 | 1319.709 | 1300.766 | 1282.289 | 1265.232 | 1247.681 | 1230.592 | 1213.965 | 1196.841 | 1180.178 | 1163.017 | 1146.314 | 1129.59 | 1112.843 | 1096.074 | 1079.986 | 1064.135 | 1048.516 | 1033.126 | 1017.963 | 1003.021 | 988.3 | 973.794 | 959.501 | 945.418
BRB_recip | thermal | 1737.497 | 1737.497 | 1733.109 | 1725.211 | 1712.926 | 1706.783 | 1706.783 | 1712.926 | 1719.069 | 1724.334 | 1730.477 | 1736.619 | 1742.762 | 1748.905 | 1755.047 | 1760.312 | 1764.7 | 1769.088 | 1772.598 | 1776.985 | 1780.495 | 1784.883 | 1789.271 | 1792.781 | 1797.168 | 1800.678 | 1804.189 | 1807.699 | 1810.331 | 1813.841 | 1815.596 | 1817.353 | 1819.112 | 1820.872 | 1822.634 | 1824.397
Barnego | hydro | 9195.092 | 9163.021 | 9131.062 | 9099.215 | 9067.479 | 9035.853 | 9004.338 | 8972.933 | 8941.637 | 8910.451 | 8879.373 | 8848.403 | 8817.542 | 8786.788 | 8756.142 | 8725.602 | 8695.169 | 8664.842 | 8634.621 | 8604.505 | 8574.494 | 8544.588 | 8514.787 | 8485.089 | 8455.495 | 8426.003 | 8396.615 | 8367.33 | 8338.146 | 8309.064 | 8280.084 | 8251.205 | 8222.426 | 8193.748 | 8165.17 | 8136.692
Dumbarton | hydro | 9195.092 | 9163.021 | 9131.062 | 9099.215 | 9067.479 | 9035.853 | 9004.338 | 8972.933 | 8941.637 | 8910.451 | 8879.373 | 8848.403 | 8817.542 | 8786.788 | 8756.142 | 8725.602 | 8695.169 | 8664.842 | 8634.621 | 8604.505 | 8574.494 | 8544.588 | 8514.787 | 8485.089 | 8455.495 | 8426.003 | 8396.615 | 8367.33 | 8338.146 | 8309.064 | 8280.084 | 8251.205 | 8222.426 | 8193.748 | 8165.17 | 8136.692
GLN_BESS | battery | 1700 | 1640.771 | 1586.39 | 1534.474 | 1489.816 | 1452.428 | 1433.092 | 1414.225 | 1394.867 | 1375.977 | 1357.074 | 1338.158 | 1319.709 | 1300.766 | 1282.289 | 1265.232 | 1247.681 | 1230.592 | 1213.965 | 1196.841 | 1180.178 | 1163.017 | 1146.314 | 1129.59 | 1112.843 | 1096.074 | 1079.986 | 1064.135 | 1048.516 | 1033.126 | 1017.963 | 1003.021 | 988.3 | 973.794 | 959.501 | 945.418
GreyRiver | hydro | 9195.092 | 9163.021 | 9131.062 | 9099.215 | 9067.479 | 9035.853 | 9004.338 | 8972.933 | 8941.637 | 8910.451 | 8879.373 | 8848.403 | 8817.542 | 8786.788 | 8756.142 | 8725.602 | 8695.169 | 8664.842 | 8634.621 | 8604.505 | 8574.494 | 8544.588 | 8514.787 | 8485.089 | 8455.495 | 8426.003 | 8396.615 | 8367.33 | 8338.146 | 8309.064 | 8280.084 | 8251.205 | 8222.426 | 8193.748 | 8165.17 | 8136.692
HLY_BESS | battery | 1700 | 1640.771 | 1586.39 | 1534.474 | 1489.816 | 1452.428 | 1433.092 | 1414.225 | 1394.867 | 1375.977 | 1357.074 | 1338.158 | 1319.709 | 1300.766 | 1282.289 | 1265.232 | 1247.681 | 1230.592 | 1213.965 | 1196.841 | 1180.178 | 1163.017 | 1146.314 | 1129.59 | 1112.843 | 1096.074 | 1079.986 | 1064.135 | 1048.516 | 1033.126 | 1017.963 | 1003.021 | 988.3 | 973.794 | 959.501 | 945.418
HLY_recip | thermal | 1737.497 | 1737.497 | 1733.109 | 1725.211 | 1712.926 | 1706.783 | 1706.783 | 1712.926 | 1719.069 | 1724.334 | 1730.477 | 1736.619 | 1742.762 | 1748.905 | 1755.047 | 1760.312 | 1764.7 | 1769.088 | 1772.598 | 1776.985 | 1780.495 | 1784.883 | 1789.271 | 1792.781 | 1797.168 | 1800.678 | 1804.189 | 1807.699 | 1810.331 | 1813.841 | 1815.596 | 1817.353 | 1819.112 | 1820.872 | 1822.634 | 1824.397
HaastRiver | hydro | 9195.092 | 9163.021 | 9131.062 | 9099.215 | 9067.479 | 9035.853 | 9004.338 | 8972.933 | 8941.637 | 8910.451 | 8879.373 | 8848.403 | 8817.542 | 8786.788 | 8756.142 | 8725.602 | 8695.169 | 8664.842 | 8634.621 | 8604.505 | 8574.494 | 8544.588 | 8514.787 | 8485.089 | 8455.495 | 8426.003 | 8396.615 | 8367.33 | 8338.146 | 8309.064 | 8280.084 | 8251.205 | 8222.426 | 8193.748 | 8165.17 | 8136.692
HaweaGates | hydro | 9195.092 | 9163.021 | 9131.062 | 9099.215 | 9067.479 | 9035.853 | 9004.338 | 8972.933 | 8941.637 | 8910.451 | 8879.373 | 8848.403 | 8817.542 | 8786.788 | 8756.142 | 8725.602 | 8695.169 | 8664.842 | 8634.621 | 8604.505 | 8574.494 | 8544.588 | 8514.787 | 8485.089 | 8455.495 | 8426.003 | 8396.615 | 8367.33 | 8338.146 | 8309.064 | 8280.084 | 8251.205 | 8222.426 | 8193.748 | 8165.17 | 8136.692
HaweaRiver | hydro | 9195.092 | 9163.021 | 9131.062 | 9099.215 | 9067.479 | 9035.853 | 9004.338 | 8972.933 | 8941.637 | 8910.451 | 8879.373 | 8848.403 | 8817.542 | 8786.788 | 8756.142 | 8725.602 | 8695.169 | 8664.842 | 8634.621 | 8604.505 | 8574.494 | 8544.588 | 8514.787 | 8485.089 | 8455.495 | 8426.003 | 8396.615 | 8367.33 | 8338.146 | 8309.064 | 8280.084 | 8251.205 | 8222.426 | 8193.748 | 8165.17 | 8136.692
Kawerau2 | geothermal | 6700 | 6676.632 | 6653.345 | 6630.14 | 6607.015 | 6583.971 | 6561.008 | 6538.124 | 6515.321 | 6492.596 | 6469.952 | 6447.386 | 6424.899 | 6402.49 | 6380.159 | 6357.907 | 6335.732 | 6313.634 | 6291.613 | 6269.669 | 6247.802 | 6226.011 | 6204.296 | 6182.657 | 6161.093 | 6139.604 | 6118.191 | 6096.852 | 6075.587 | 6054.397 | 6033.28 | 6012.237 | 5991.268 | 5970.372 | 5949.548 | 5928.797
LoWaiauSth | hydro | 9195.092 | 9163.021 | 9131.062 | 9099.215 | 9067.479 | 9035.853 | 9004.338 | 8972.933 | 8941.637 | 8910.451 | 8879.373 | 8848.403 | 8817.542 | 8786.788 | 8756.142 | 8725.602 | 8695.169 | 8664.842 | 8634.621 | 8604.505 | 8574.494 | 8544.588 | 8514.787 | 8485.089 | 8455.495 | 8426.003 | 8396.615 | 8367.33 | 8338.146 | 8309.064 | 8280.084 | 8251.205 | 8222.426 | 8193.748 | 8165.17 | 8136.692
Luggate | hydro | 9195.092 | 9163.021 | 9131.062 | 9099.215 | 9067.479 | 9035.853 | 9004.338 | 8972.933 | 8941.637 | 8910.451 | 8879.373 | 8848.403 | 8817.542 | 8786.788 | 8756.142 | 8725.602 | 8695.169 | 8664.842 | 8634.621 | 8604.505 | 8574.494 | 8544.588 | 8514.787 | 8485.089 | 8455.495 | 8426.003 | 8396.615 | 8367.33 | 8338.146 | 8309.064 | 8280.084 | 8251.205 | 8222.426 | 8193.748 | 8165.17 | 8136.692
Mangakino | geothermal | 6700 | 6676.632 | 6653.345 | 6630.14 | 6607.015 | 6583.971 | 6561.008 | 6538.124 | 6515.321 | 6492.596 | 6469.952 | 6447.386 | 6424.899 | 6402.49 | 6380.159 | 6357.907 | 6335.732 | 6313.634 | 6291.613 | 6269.669 | 6247.802 | 6226.011 | 6204.296 | 6182.657 | 6161.093 | 6139.604 | 6118.191 | 6096.852 | 6075.587 | 6054.397 | 6033.28 | 6012.237 | 5991.268 | 5970.372 | 5949.548 | 5928.797
Mohaka | hydro | 9195.092 | 9163.021 | 9131.062 | 9099.215 | 9067.479 | 9035.853 | 9004.338 | 8972.933 | 8941.637 | 8910.451 | 8879.373 | 8848.403 | 8817.542 | 8786.788 | 8756.142 | 8725.602 | 8695.169 | 8664.842 | 8634.621 | 8604.505 | 8574.494 | 8544.588 | 8514.787 | 8485.089 | 8455.495 | 8426.003 | 8396.615 | 8367.33 | 8338.146 | 8309.064 | 8280.084 | 8251.205 | 8222.426 | 8193.748 | 8165.17 | 8136.692
Mokai4 | geothermal | 8040 | 8011.958 | 7984.014 | 7956.168 | 7928.418 | 7900.765 | 7873.209 | 7845.749 | 7818.385 | 7791.116 | 7763.942 | 7736.863 | 7709.878 | 7682.988 | 7656.191 | 7629.488 | 7602.878 | 7576.361 | 7549.936 | 7523.603 | 7497.363 | 7471.213 | 7445.155 | 7419.188 | 7393.312 | 7367.525 | 7341.829 | 7316.222 | 7290.705 | 7265.276 | 7239.936 | 7214.685 | 7189.522 | 7164.446 | 7139.458 | 7114.557
Mokihinui | hydro | 9195.092 | 9163.021 | 9131.062 | 9099.215 | 9067.479 | 9035.853 | 9004.338 | 8972.933 | 8941.637 | 8910.451 | 8879.373 | 8848.403 | 8817.542 | 8786.788 | 8756.142 | 8725.602 | 8695.169 | 8664.842 | 8634.621 | 8604.505 | 8574.494 | 8544.588 | 8514.787 | 8485.089 | 8455.495 | 8426.003 | 8396.615 | 8367.33 | 8338.146 | 8309.064 | 8280.084 | 8251.205 | 8222.426 | 8193.748 | 8165.17 | 8136.692
Motu | hydro | 9195.092 | 9163.021 | 9131.062 | 9099.215 | 9067.479 | 9035.853 | 9004.338 | 8972.933 | 8941.637 | 8910.451 | 8879.373 | 8848.403 | 8817.542 | 8786.788 | 8756.142 | 8725.602 | 8695.169 | 8664.842 | 8634.621 | 8604.505 | 8574.494 | 8544.588 | 8514.787 | 8485.089 | 8455.495 | 8426.003 | 8396.615 | 8367.33 | 8338.146 | 8309.064 | 8280.084 | 8251.205 | 8222.426 | 8193.748 | 8165.17 | 8136.692
NewHLYOCGT | thermal | 2431.081 | 2431.081 | 2327.653 | 2108.785 | 1763.858 | 1549.598 | 1452.622 | 1456.4 | 1461.119 | 1465.839 | 1469.617 | 1474.336 | 1479.055 | 1483.775 | 1488.494 | 1492.272 | 1495.107 | 1497.943 | 1500.778 | 1503.613 | 1506.448 | 1509.283 | 1512.119 | 1514.954 | 1517.789 | 1520.624 | 1522.516 | 1524.407 | 1526.298 | 1528.19 | 1529.136 | 1530.083 | 1531.03 | 1531.978 | 1532.927 | 1533.876
NewHLYRank | thermal | 6286.644 | 5993.988 | 5808.348 | 5734.092 | 5759.208 | 5786.508 | 5812.716 | 5834.556 | 5854.212 | 5874.96 | 5895.708 | 5917.548 | 5940.48 | 5963.412 | 5986.344 | 6006 | 6024.564 | 6042.036 | 6057.324 | 6072.612 | 6085.716 | 6099.912 | 6114.108 | 6127.212 | 6140.316 | 6153.42 | 6166.524 | 6179.628 | 6191.64 | 6203.652 | 6209.112 | 6214.577 | 6220.046 | 6225.521 | 6231 | 6236.484
NewSFDOCGT | thermal | 2431.081 | 2431.081 | 2327.653 | 2108.785 | 1763.858 | 1549.598 | 1452.622 | 1456.4 | 1461.119 | 1465.839 | 1469.617 | 1474.336 | 1479.055 | 1483.775 | 1488.494 | 1492.272 | 1495.107 | 1497.943 | 1500.778 | 1503.613 | 1506.448 | 1509.283 | 1512.119 | 1514.954 | 1517.789 | 1520.624 | 1522.516 | 1524.407 | 1526.298 | 1528.19 | 1529.136 | 1530.083 | 1531.03 | 1531.978 | 1532.927 | 1533.876
Ngakawau | hydro | 9195.092 | 9163.021 | 9131.062 | 9099.215 | 9067.479 | 9035.853 | 9004.338 | 8972.933 | 8941.637 | 8910.451 | 8879.373 | 8848.403 | 8817.542 | 8786.788 | 8756.142 | 8725.602 | 8695.169 | 8664.842 | 8634.621 | 8604.505 | 8574.494 | 8544.588 | 8514.787 | 8485.089 | 8455.495 | 8426.003 | 8396.615 | 8367.33 | 8338.146 | 8309.064 | 8280.084 | 8251.205 | 8222.426 | 8193.748 | 8165.17 | 8136.692
Ngatamariki2 | geothermal | 6700 | 6676.632 | 6653.345 | 6630.14 | 6607.015 | 6583.971 | 6561.008 | 6538.124 | 6515.321 | 6492.596 | 6469.952 | 6447.386 | 6424.899 | 6402.49 | 6380.159 | 6357.907 | 6335.732 | 6313.634 | 6291.613 | 6269.669 | 6247.802 | 6226.011 | 6204.296 | 6182.657 | 6161.093 | 6139.604 | 6118.191 | 6096.852 | 6075.587 | 6054.397 | 6033.28 | 6012.237 | 5991.268 | 5970.372 | 5949.548 | 5928.797
Ngawha3 | geothermal | 8040 | 8011.958 | 7984.014 | 7956.168 | 7928.418 | 7900.765 | 7873.209 | 7845.749 | 7818.385 | 7791.116 | 7763.942 | 7736.863 | 7709.878 | 7682.988 | 7656.191 | 7629.488 | 7602.878 | 7576.361 | 7549.936 | 7523.603 | 7497.363 | 7471.213 | 7445.155 | 7419.188 | 7393.312 | 7367.525 | 7341.829 | 7316.222 | 7290.705 | 7265.276 | 7239.936 | 7214.685 | 7189.522 | 7164.446 | 7139.458 | 7114.557
Ngawha4 | geothermal | 8040 | 8011.958 | 7984.014 | 7956.168 | 7928.418 | 7900.765 | 7873.209 | 7845.749 | 7818.385 | 7791.116 | 7763.942 | 7736.863 | 7709.878 | 7682.988 | 7656.191 | 7629.488 | 7602.878 | 7576.361 | 7549.936 | 7523.603 | 7497.363 | 7471.213 | 7445.155 | 7419.188 | 7393.312 | 7367.525 | 7341.829 | 7316.222 | 7290.705 | 7265.276 | 7239.936 | 7214.685 | 7189.522 | 7164.446 | 7139.458 | 7114.557
Ngawha5 | geothermal | 8040 | 8011.958 | 7984.014 | 7956.168 | 7928.418 | 7900.765 | 7873.209 | 7845.749 | 7818.385 | 7791.116 | 7763.942 | 7736.863 | 7709.878 | 7682.988 | 7656.191 | 7629.488 | 7602.878 | 7576.361 | 7549.936 | 7523.603 | 7497.363 | 7471.213 | 7445.155 | 7419.188 | 7393.312 | 7367.525 | 7341.829 | 7316.222 | 7290.705 | 7265.276 | 7239.936 | 7214.685 | 7189.522 | 7164.446 | 7139.458 | 7114.557
Ngawha6 | geothermal | 8040 | 8011.958 | 7984.014 | 7956.168 | 7928.418 | 7900.765 | 7873.209 | 7845.749 | 7818.385 | 7791.116 | 7763.942 | 7736.863 | 7709.878 | 7682.988 | 7656.191 | 7629.488 | 7602.878 | 7576.361 | 7549.936 | 7523.603 | 7497.363 | 7471.213 | 7445.155 | 7419.188 | 7393.312 | 7367.525 | 7341.829 | 7316.222 | 7290.705 | 7265.276 | 7239.936 | 7214.685 | 7189.522 | 7164.446 | 7139.458 | 7114.557
NorthBank | hydro | 9195.092 | 9163.021 | 9131.062 | 9099.215 | 9067.479 | 9035.853 | 9004.338 | 8972.933 | 8941.637 | 8910.451 | 8879.373 | 8848.403 | 8817.542 | 8786.788 | 8756.142 | 8725.602 | 8695.169 | 8664.842 | 8634.621 | 8604.505 | 8574.494 | 8544.588 | 8514.787 | 8485.089 | 8455.495 | 8426.003 | 8396.615 | 8367.33 | 8338.146 | 8309.064 | 8280.084 | 8251.205 | 8222.426 | 8193.748 | 8165.17 | 8136.692
OTOpeakers | thermal | 2431.081 | 2431.081 | 2327.653 | 2108.785 | 1763.858 | 1549.598 | 1452.622 | 1456.4 | 1461.119 | 1465.839 | 1469.617 | 1474.336 | 1479.055 | 1483.775 | 1488.494 | 1492.272 | 1495.107 | 1497.943 | 1500.778 | 1503.613 | 1506.448 | 1509.283 | 1512.119 | 1514.954 | 1517.789 | 1520.624 | 1522.516 | 1524.407 | 1526.298 | 1528.19 | 1529.136 | 1530.083 | 1531.03 | 1531.978 | 1532.927 | 1533.876
Pukaki | hydro | 9195.092 | 9163.021 | 9131.062 | 9099.215 | 9067.479 | 9035.853 | 9004.338 | 8972.933 | 8941.637 | 8910.451 | 8879.373 | 8848.403 | 8817.542 | 8786.788 | 8756.142 | 8725.602 | 8695.169 | 8664.842 | 8634.621 | 8604.505 | 8574.494 | 8544.588 | 8514.787 | 8485.089 | 8455.495 | 8426.003 | 8396.615 | 8367.33 | 8338.146 | 8309.064 | 8280.084 | 8251.205 | 8222.426 | 8193.748 | 8165.17 | 8136.692
Queensberry | hydro | 9195.092 | 9163.021 | 9131.062 | 9099.215 | 9067.479 | 9035.853 | 9004.338 | 8972.933 | 8941.637 | 8910.451 | 8879.373 | 8848.403 | 8817.542 | 8786.788 | 8756.142 | 8725.602 | 8695.169 | 8664.842 | 8634.621 | 8604.505 | 8574.494 | 8544.588 | 8514.787 | 8485.089 | 8455.495 | 8426.003 | 8396.615 | 8367.33 | 8338.146 | 8309.064 | 8280.084 | 8251.205 | 8222.426 | 8193.748 | 8165.17 | 8136.692
Rakaia | hydro | 9195.092 | 9163.021 | 9131.062 | 9099.215 | 9067.479 | 9035.853 | 9004.338 | 8972.933 | 8941.637 | 8910.451 | 8879.373 | 8848.403 | 8817.542 | 8786.788 | 8756.142 | 8725.602 | 8695.169 | 8664.842 | 8634.621 | 8604.505 | 8574.494 | 8544.588 | 8514.787 | 8485.089 | 8455.495 | 8426.003 | 8396.615 | 8367.33 | 8338.146 | 8309.064 | 8280.084 | 8251.205 | 8222.426 | 8193.748 | 8165.17 | 8136.692
Reporoa1 | geothermal | 6700 | 6676.632 | 6653.345 | 6630.14 | 6607.015 | 6583.971 | 6561.008 | 6538.124 | 6515.321 | 6492.596 | 6469.952 | 6447.386 | 6424.899 | 6402.49 | 6380.159 | 6357.907 | 6335.732 | 6313.634 | 6291.613 | 6269.669 | 6247.802 | 6226.011 | 6204.296 | 6182.657 | 6161.093 | 6139.604 | 6118.191 | 6096.852 | 6075.587 | 6054.397 | 6033.28 | 6012.237 | 5991.268 | 5970.372 | 5949.548 | 5928.797
Reporoa2 | geothermal | 6700 | 6676.632 | 6653.345 | 6630.14 | 6607.015 | 6583.971 | 6561.008 | 6538.124 | 6515.321 | 6492.596 | 6469.952 | 6447.386 | 6424.899 | 6402.49 | 6380.159 | 6357.907 | 6335.732 | 6313.634 | 6291.613 | 6269.669 | 6247.802 | 6226.011 | 6204.296 | 6182.657 | 6161.093 | 6139.604 | 6118.191 | 6096.852 | 6075.587 | 6054.397 | 6033.28 | 6012.237 | 5991.268 | 5970.372 | 5949.548 | 5928.797
Rotokawa3 | geothermal | 6700 | 6676.632 | 6653.345 | 6630.14 | 6607.015 | 6583.971 | 6561.008 | 6538.124 | 6515.321 | 6492.596 | 6469.952 | 6447.386 | 6424.899 | 6402.49 | 6380.159 | 6357.907 | 6335.732 | 6313.634 | 6291.613 | 6269.669 | 6247.802 | 6226.011 | 6204.296 | 6182.657 | 6161.093 | 6139.604 | 6118.191 | 6096.852 | 6075.587 | 6054.397 | 6033.28 | 6012.237 | 5991.268 | 5970.372 | 5949.548 | 5928.797
Rotokawa4 | geothermal | 6700 | 6676.632 | 6653.345 | 6630.14 | 6607.015 | 6583.971 | 6561.008 | 6538.124 | 6515.321 | 6492.596 | 6469.952 | 6447.386 | 6424.899 | 6402.49 | 6380.159 | 6357.907 | 6335.732 | 6313.634 | 6291.613 | 6269.669 | 6247.802 | 6226.011 | 6204.296 | 6182.657 | 6161.093 | 6139.604 | 6118.191 | 6096.852 | 6075.587 | 6054.397 | 6033.28 | 6012.237 | 5991.268 | 5970.372 | 5949.548 | 5928.797
Rotoma1 | geothermal | 8040 | 8011.958 | 7984.014 | 7956.168 | 7928.418 | 7900.765 | 7873.209 | 7845.749 | 7818.385 | 7791.116 | 7763.942 | 7736.863 | 7709.878 | 7682.988 | 7656.191 | 7629.488 | 7602.878 | 7576.361 | 7549.936 | 7523.603 | 7497.363 | 7471.213 | 7445.155 | 7419.188 | 7393.312 | 7367.525 | 7341.829 | 7316.222 | 7290.705 | 7265.276 | 7239.936 | 7214.685 | 7189.522 | 7164.446 | 7139.458 | 7114.557
Ruakaka | battery | 1700 | 1640.771 | 1586.39 | 1534.474 | 1489.816 | 1452.428 | 1433.092 | 1414.225 | 1394.867 | 1375.977 | 1357.074 | 1338.158 | 1319.709 | 1300.766 | 1282.289 | 1265.232 | 1247.681 | 1230.592 | 1213.965 | 1196.841 | 1180.178 | 1163.017 | 1146.314 | 1129.59 | 1112.843 | 1096.074 | 1079.986 | 1064.135 | 1048.516 | 1033.126 | 1017.963 | 1003.021 | 988.3 | 973.794 | 959.501 | 945.418
S_Albury | solar | 1825 | 1726.123 | 1633.19 | 1548.432 | 1465.16 | 1396.751 | 1343.206 | 1303.038 | 1258.409 | 1201.145 | 1144.623 | 1126.106 | 1106.845 | 1090.556 | 1075.752 | 1060.948 | 1046.885 | 1032.822 | 1018.015 | 1003.951 | 989.885 | 976.562 | 962.494 | 949.169 | 935.1 | 921.774 | 908.703 | 895.81 | 883.093 | 870.549 | 858.176 | 845.972 | 833.934 | 822.06 | 810.348 | 798.795
S_AnniesWay | solar | 1975 | 1875.599 | 1782.146 | 1696.868 | 1613.078 | 1544.153 | 1490.094 | 1449.413 | 1404.275 | 1346.502 | 1289.473 | 1270.451 | 1250.686 | 1233.895 | 1218.592 | 1203.289 | 1188.73 | 1174.172 | 1158.872 | 1144.316 | 1129.761 | 1115.95 | 1101.397 | 1087.587 | 1073.035 | 1059.228 | 1045.677 | 1032.307 | 1019.114 | 1006.095 | 993.249 | 980.574 | 968.066 | 955.725 | 943.547 | 931.53
S_Argyle_s1 | solar | 1975 | 1875.599 | 1782.146 | 1696.868 | 1613.078 | 1544.153 | 1490.094 | 1449.413 | 1404.275 | 1346.502 | 1289.473 | 1270.451 | 1250.686 | 1233.895 | 1218.592 | 1203.289 | 1188.73 | 1174.172 | 1158.872 | 1144.316 | 1129.761 | 1115.95 | 1101.397 | 1087.587 | 1073.035 | 1059.228 | 1045.677 | 1032.307 | 1019.114 | 1006.095 | 993.249 | 980.574 | 968.066 | 955.725 | 943.547 | 931.53
S_Argyle_s2 | solar | 1975 | 1875.599 | 1782.146 | 1696.868 | 1613.078 | 1544.153 | 1490.094 | 1449.413 | 1404.275 | 1346.502 | 1289.473 | 1270.451 | 1250.686 | 1233.895 | 1218.592 | 1203.289 | 1188.73 | 1174.172 | 1158.872 | 1144.316 | 1129.761 | 1115.95 | 1101.397 | 1087.587 | 1073.035 | 1059.228 | 1045.677 | 1032.307 | 1019.114 | 1006.095 | 993.249 | 980.574 | 968.066 | 955.725 | 943.547 | 931.53
S_Ariki150M | solar | 1900 | 1800.861 | 1707.668 | 1622.65 | 1539.119 | 1470.452 | 1416.65 | 1376.225 | 1331.342 | 1273.823 | 1217.048 | 1198.278 | 1178.766 | 1162.225 | 1147.172 | 1132.118 | 1117.808 | 1103.497 | 1088.444 | 1074.133 | 1059.823 | 1046.256 | 1031.945 | 1018.378 | 1004.068 | 990.501 | 977.19 | 964.058 | 951.103 | 938.322 | 925.713 | 913.273 | 901 | 888.892 | 876.947 | 865.162
S_Ashbourne2 | solar | 1825 | 1726.123 | 1633.19 | 1548.432 | 1465.16 | 1396.751 | 1343.206 | 1303.038 | 1258.409 | 1201.145 | 1144.623 | 1126.106 | 1106.845 | 1090.556 | 1075.752 | 1060.948 | 1046.885 | 1032.822 | 1018.015 | 1003.951 | 989.885 | 976.562 | 962.494 | 949.169 | 935.1 | 921.774 | 908.703 | 895.81 | 883.093 | 870.549 | 858.176 | 845.972 | 833.934 | 822.06 | 810.348 | 798.795
S_Ashley | solar | 1975 | 1875.599 | 1782.146 | 1696.868 | 1613.078 | 1544.153 | 1490.094 | 1449.413 | 1404.275 | 1346.502 | 1289.473 | 1270.451 | 1250.686 | 1233.895 | 1218.592 | 1203.289 | 1188.73 | 1174.172 | 1158.872 | 1144.316 | 1129.761 | 1115.95 | 1101.397 | 1087.587 | 1073.035 | 1059.228 | 1045.677 | 1032.307 | 1019.114 | 1006.095 | 993.249 | 980.574 | 968.066 | 955.725 | 943.547 | 931.53
S_Auckland | solar | 1825 | 1726.123 | 1633.19 | 1548.432 | 1465.16 | 1396.751 | 1343.206 | 1303.038 | 1258.409 | 1201.145 | 1144.623 | 1126.106 | 1106.845 | 1090.556 | 1075.752 | 1060.948 | 1046.885 | 1032.822 | 1018.015 | 1003.951 | 989.885 | 976.562 | 962.494 | 949.169 | 935.1 | 921.774 | 908.703 | 895.81 | 883.093 | 870.549 | 858.176 | 845.972 | 833.934 | 822.06 | 810.348 | 798.795
S_BalmoralSt | solar | 1825 | 1726.123 | 1633.19 | 1548.432 | 1465.16 | 1396.751 | 1343.206 | 1303.038 | 1258.409 | 1201.145 | 1144.623 | 1126.106 | 1106.845 | 1090.556 | 1075.752 | 1060.948 | 1046.885 | 1032.822 | 1018.015 | 1003.951 | 989.885 | 976.562 | 962.494 | 949.169 | 935.1 | 921.774 | 908.703 | 895.81 | 883.093 | 870.549 | 858.176 | 845.972 | 833.934 | 822.06 | 810.348 | 798.795
S_BlackPoint | solar | 1975 | 1875.599 | 1782.146 | 1696.868 | 1613.078 | 1544.153 | 1490.094 | 1449.413 | 1404.275 | 1346.502 | 1289.473 | 1270.451 | 1250.686 | 1233.895 | 1218.592 | 1203.289 | 1188.73 | 1174.172 | 1158.872 | 1144.316 | 1129.761 | 1115.95 | 1101.397 | 1087.587 | 1073.035 | 1059.228 | 1045.677 | 1032.307 | 1019.114 | 1006.095 | 993.249 | 980.574 | 968.066 | 955.725 | 943.547 | 931.53
S_BridgeStre | solar | 1825 | 1726.123 | 1633.19 | 1548.432 | 1465.16 | 1396.751 | 1343.206 | 1303.038 | 1258.409 | 1201.145 | 1144.623 | 1126.106 | 1106.845 | 1090.556 | 1075.752 | 1060.948 | 1046.885 | 1032.822 | 1018.015 | 1003.951 | 989.885 | 976.562 | 962.494 | 949.169 | 935.1 | 921.774 | 908.703 | 895.81 | 883.093 | 870.549 | 858.176 | 845.972 | 833.934 | 822.06 | 810.348 | 798.795
S_Bunnythor1 | solar | 1900 | 1800.861 | 1707.668 | 1622.65 | 1539.119 | 1470.452 | 1416.65 | 1376.225 | 1331.342 | 1273.823 | 1217.048 | 1198.278 | 1178.766 | 1162.225 | 1147.172 | 1132.118 | 1117.808 | 1103.497 | 1088.444 | 1074.133 | 1059.823 | 1046.256 | 1031.945 | 1018.378 | 1004.068 | 990.501 | 977.19 | 964.058 | 951.103 | 938.322 | 925.713 | 913.273 | 901 | 888.892 | 876.947 | 865.162
S_Bunnythor2 | solar | 1975 | 1875.599 | 1782.146 | 1696.868 | 1613.078 | 1544.153 | 1490.094 | 1449.413 | 1404.275 | 1346.502 | 1289.473 | 1270.451 | 1250.686 | 1233.895 | 1218.592 | 1203.289 | 1188.73 | 1174.172 | 1158.872 | 1144.316 | 1129.761 | 1115.95 | 1101.397 | 1087.587 | 1073.035 | 1059.228 | 1045.677 | 1032.307 | 1019.114 | 1006.095 | 993.249 | 980.574 | 968.066 | 955.725 | 943.547 | 931.53
S_Bunnythor3 | solar | 1825 | 1726.123 | 1633.19 | 1548.432 | 1465.16 | 1396.751 | 1343.206 | 1303.038 | 1258.409 | 1201.145 | 1144.623 | 1126.106 | 1106.845 | 1090.556 | 1075.752 | 1060.948 | 1046.885 | 1032.822 | 1018.015 | 1003.951 | 989.885 | 976.562 | 962.494 | 949.169 | 935.1 | 921.774 | 908.703 | 895.81 | 883.093 | 870.549 | 858.176 | 845.972 | 833.934 | 822.06 | 810.348 | 798.795
S_Cambridge | solar | 1825 | 1726.123 | 1633.19 | 1548.432 | 1465.16 | 1396.751 | 1343.206 | 1303.038 | 1258.409 | 1201.145 | 1144.623 | 1126.106 | 1106.845 | 1090.556 | 1075.752 | 1060.948 | 1046.885 | 1032.822 | 1018.015 | 1003.951 | 989.885 | 976.562 | 962.494 | 949.169 | 935.1 | 921.774 | 908.703 | 895.81 | 883.093 | 870.549 | 858.176 | 845.972 | 833.934 | 822.06 | 810.348 | 798.795
S_Canterbur1 | solar | 1975 | 1875.599 | 1782.146 | 1696.868 | 1613.078 | 1544.153 | 1490.094 | 1449.413 | 1404.275 | 1346.502 | 1289.473 | 1270.451 | 1250.686 | 1233.895 | 1218.592 | 1203.289 | 1188.73 | 1174.172 | 1158.872 | 1144.316 | 1129.761 | 1115.95 | 1101.397 | 1087.587 | 1073.035 | 1059.228 | 1045.677 | 1032.307 | 1019.114 | 1006.095 | 993.249 | 980.574 | 968.066 | 955.725 | 943.547 | 931.53
S_Canterbur2 | solar | 1975 | 1875.599 | 1782.146 | 1696.868 | 1613.078 | 1544.153 | 1490.094 | 1449.413 | 1404.275 | 1346.502 | 1289.473 | 1270.451 | 1250.686 | 1233.895 | 1218.592 | 1203.289 | 1188.73 | 1174.172 | 1158.872 | 1144.316 | 1129.761 | 1115.95 | 1101.397 | 1087.587 | 1073.035 | 1059.228 | 1045.677 | 1032.307 | 1019.114 | 1006.095 | 993.249 | 980.574 | 968.066 | 955.725 | 943.547 | 931.53
S_Carterton | solar | 1975 | 1875.599 | 1782.146 | 1696.868 | 1613.078 | 1544.153 | 1490.094 | 1449.413 | 1404.275 | 1346.502 | 1289.473 | 1270.451 | 1250.686 | 1233.895 | 1218.592 | 1203.289 | 1188.73 | 1174.172 | 1158.872 | 1144.316 | 1129.761 | 1115.95 | 1101.397 | 1087.587 | 1073.035 | 1059.228 | 1045.677 | 1032.307 | 1019.114 | 1006.095 | 993.249 | 980.574 | 968.066 | 955.725 | 943.547 | 931.53
S_Clandeboye | solar | 1900 | 1800.861 | 1707.668 | 1622.65 | 1539.119 | 1470.452 | 1416.65 | 1376.225 | 1331.342 | 1273.823 | 1217.048 | 1198.278 | 1178.766 | 1162.225 | 1147.172 | 1132.118 | 1117.808 | 1103.497 | 1088.444 | 1074.133 | 1059.823 | 1046.256 | 1031.945 | 1018.378 | 1004.068 | 990.501 | 977.19 | 964.058 | 951.103 | 938.322 | 925.713 | 913.273 | 901 | 888.892 | 876.947 | 865.162
S_Dannevirk1 | solar | 1825 | 1726.123 | 1633.19 | 1548.432 | 1465.16 | 1396.751 | 1343.206 | 1303.038 | 1258.409 | 1201.145 | 1144.623 | 1126.106 | 1106.845 | 1090.556 | 1075.752 | 1060.948 | 1046.885 | 1032.822 | 1018.015 | 1003.951 | 989.885 | 976.562 | 962.494 | 949.169 | 935.1 | 921.774 | 908.703 | 895.81 | 883.093 | 870.549 | 858.176 | 845.972 | 833.934 | 822.06 | 810.348 | 798.795
S_Dannevirk2 | solar | 1975 | 1875.599 | 1782.146 | 1696.868 | 1613.078 | 1544.153 | 1490.094 | 1449.413 | 1404.275 | 1346.502 | 1289.473 | 1270.451 | 1250.686 | 1233.895 | 1218.592 | 1203.289 | 1188.73 | 1174.172 | 1158.872 | 1144.316 | 1129.761 | 1115.95 | 1101.397 | 1087.587 | 1073.035 | 1059.228 | 1045.677 | 1032.307 | 1019.114 | 1006.095 | 993.249 | 980.574 | 968.066 | 955.725 | 943.547 | 931.53
S_Darfield | solar | 1975 | 1875.599 | 1782.146 | 1696.868 | 1613.078 | 1544.153 | 1490.094 | 1449.413 | 1404.275 | 1346.502 | 1289.473 | 1270.451 | 1250.686 | 1233.895 | 1218.592 | 1203.289 | 1188.73 | 1174.172 | 1158.872 | 1144.316 | 1129.761 | 1115.95 | 1101.397 | 1087.587 | 1073.035 | 1059.228 | 1045.677 | 1032.307 | 1019.114 | 1006.095 | 993.249 | 980.574 | 968.066 | 955.725 | 943.547 | 931.53
S_Dargaville | solar | 1825 | 1726.123 | 1633.19 | 1548.432 | 1465.16 | 1396.751 | 1343.206 | 1303.038 | 1258.409 | 1201.145 | 1144.623 | 1126.106 | 1106.845 | 1090.556 | 1075.752 | 1060.948 | 1046.885 | 1032.822 | 1018.015 | 1003.951 | 989.885 | 976.562 | 962.494 | 949.169 | 935.1 | 921.774 | 908.703 | 895.81 | 883.093 | 870.549 | 858.176 | 845.972 | 833.934 | 822.06 | 810.348 | 798.795
S_Dunsandel | solar | 1825 | 1726.123 | 1633.19 | 1548.432 | 1465.16 | 1396.751 | 1343.206 | 1303.038 | 1258.409 | 1201.145 | 1144.623 | 1126.106 | 1106.845 | 1090.556 | 1075.752 | 1060.948 | 1046.885 | 1032.822 | 1018.015 | 1003.951 | 989.885 | 976.562 | 962.494 | 949.169 | 935.1 | 921.774 | 908.703 | 895.81 | 883.093 | 870.549 | 858.176 | 845.972 | 833.934 | 822.06 | 810.348 | 798.795
S_Edgecumbe1 | solar | 1900 | 1800.861 | 1707.668 | 1622.65 | 1539.119 | 1470.452 | 1416.65 | 1376.225 | 1331.342 | 1273.823 | 1217.048 | 1198.278 | 1178.766 | 1162.225 | 1147.172 | 1132.118 | 1117.808 | 1103.497 | 1088.444 | 1074.133 | 1059.823 | 1046.256 | 1031.945 | 1018.378 | 1004.068 | 990.501 | 977.19 | 964.058 | 951.103 | 938.322 | 925.713 | 913.273 | 901 | 888.892 | 876.947 | 865.162
S_Edgecumbe2 | solar | 1975 | 1875.599 | 1782.146 | 1696.868 | 1613.078 | 1544.153 | 1490.094 | 1449.413 | 1404.275 | 1346.502 | 1289.473 | 1270.451 | 1250.686 | 1233.895 | 1218.592 | 1203.289 | 1188.73 | 1174.172 | 1158.872 | 1144.316 | 1129.761 | 1115.95 | 1101.397 | 1087.587 | 1073.035 | 1059.228 | 1045.677 | 1032.307 | 1019.114 | 1006.095 | 993.249 | 980.574 | 968.066 | 955.725 | 943.547 | 931.53
S_Foxton0 | solar | 1825 | 1726.123 | 1633.19 | 1548.432 | 1465.16 | 1396.751 | 1343.206 | 1303.038 | 1258.409 | 1201.145 | 1144.623 | 1126.106 | 1106.845 | 1090.556 | 1075.752 | 1060.948 | 1046.885 | 1032.822 | 1018.015 | 1003.951 | 989.885 | 976.562 | 962.494 | 949.169 | 935.1 | 921.774 | 908.703 | 895.81 | 883.093 | 870.549 | 858.176 | 845.972 | 833.934 | 822.06 | 810.348 | 798.795
S_Foxton1 | solar | 1975 | 1875.599 | 1782.146 | 1696.868 | 1613.078 | 1544.153 | 1490.094 | 1449.413 | 1404.275 | 1346.502 | 1289.473 | 1270.451 | 1250.686 | 1233.895 | 1218.592 | 1203.289 | 1188.73 | 1174.172 | 1158.872 | 1144.316 | 1129.761 | 1115.95 | 1101.397 | 1087.587 | 1073.035 | 1059.228 | 1045.677 | 1032.307 | 1019.114 | 1006.095 | 993.249 | 980.574 | 968.066 | 955.725 | 943.547 | 931.53
S_Gartartan | solar | 1825 | 1726.123 | 1633.19 | 1548.432 | 1465.16 | 1396.751 | 1343.206 | 1303.038 | 1258.409 | 1201.145 | 1144.623 | 1126.106 | 1106.845 | 1090.556 | 1075.752 | 1060.948 | 1046.885 | 1032.822 | 1018.015 | 1003.951 | 989.885 | 976.562 | 962.494 | 949.169 | 935.1 | 921.774 | 908.703 | 895.81 | 883.093 | 870.549 | 858.176 | 845.972 | 833.934 | 822.06 | 810.348 | 798.795
S_Glorit | solar | 1975 | 1875.599 | 1782.146 | 1696.868 | 1613.078 | 1544.153 | 1490.094 | 1449.413 | 1404.275 | 1346.502 | 1289.473 | 1270.451 | 1250.686 | 1233.895 | 1218.592 | 1203.289 | 1188.73 | 1174.172 | 1158.872 | 1144.316 | 1129.761 | 1115.95 | 1101.397 | 1087.587 | 1073.035 | 1059.228 | 1045.677 | 1032.307 | 1019.114 | 1006.095 | 993.249 | 980.574 | 968.066 | 955.725 | 943.547 | 931.53
S_GoldenStai | solar | 1900 | 1800.861 | 1707.668 | 1622.65 | 1539.119 | 1470.452 | 1416.65 | 1376.225 | 1331.342 | 1273.823 | 1217.048 | 1198.278 | 1178.766 | 1162.225 | 1147.172 | 1132.118 | 1117.808 | 1103.497 | 1088.444 | 1074.133 | 1059.823 | 1046.256 | 1031.945 | 1018.378 | 1004.068 | 990.501 | 977.19 | 964.058 | 951.103 | 938.322 | 925.713 | 913.273 | 901 | 888.892 | 876.947 | 865.162
S_Grampians | solar | 1975 | 1875.599 | 1782.146 | 1696.868 | 1613.078 | 1544.153 | 1490.094 | 1449.413 | 1404.275 | 1346.502 | 1289.473 | 1270.451 | 1250.686 | 1233.895 | 1218.592 | 1203.289 | 1188.73 | 1174.172 | 1158.872 | 1144.316 | 1129.761 | 1115.95 | 1101.397 | 1087.587 | 1073.035 | 1059.228 | 1045.677 | 1032.307 | 1019.114 | 1006.095 | 993.249 | 980.574 | 968.066 | 955.725 | 943.547 | 931.53
S_Greendale | solar | 1825 | 1726.123 | 1633.19 | 1548.432 | 1465.16 | 1396.751 | 1343.206 | 1303.038 | 1258.409 | 1201.145 | 1144.623 | 1126.106 | 1106.845 | 1090.556 | 1075.752 | 1060.948 | 1046.885 | 1032.822 | 1018.015 | 1003.951 | 989.885 | 976.562 | 962.494 | 949.169 | 935.1 | 921.774 | 908.703 | 895.81 | 883.093 | 870.549 | 858.176 | 845.972 | 833.934 | 822.06 | 810.348 | 798.795
S_Greytown0 | solar | 1975 | 1875.599 | 1782.146 | 1696.868 | 1613.078 | 1544.153 | 1490.094 | 1449.413 | 1404.275 | 1346.502 | 1289.473 | 1270.451 | 1250.686 | 1233.895 | 1218.592 | 1203.289 | 1188.73 | 1174.172 | 1158.872 | 1144.316 | 1129.761 | 1115.95 | 1101.397 | 1087.587 | 1073.035 | 1059.228 | 1045.677 | 1032.307 | 1019.114 | 1006.095 | 993.249 | 980.574 | 968.066 | 955.725 | 943.547 | 931.53
S_Greytown1 | solar | 1825 | 1726.123 | 1633.19 | 1548.432 | 1465.16 | 1396.751 | 1343.206 | 1303.038 | 1258.409 | 1201.145 | 1144.623 | 1126.106 | 1106.845 | 1090.556 | 1075.752 | 1060.948 | 1046.885 | 1032.822 | 1018.015 | 1003.951 | 989.885 | 976.562 | 962.494 | 949.169 | 935.1 | 921.774 | 908.703 | 895.81 | 883.093 | 870.549 | 858.176 | 845.972 | 833.934 | 822.06 | 810.348 | 798.795
S_HaldonSta1 | solar | 1975 | 1875.599 | 1782.146 | 1696.868 | 1613.078 | 1544.153 | 1490.094 | 1449.413 | 1404.275 | 1346.502 | 1289.473 | 1270.451 | 1250.686 | 1233.895 | 1218.592 | 1203.289 | 1188.73 | 1174.172 | 1158.872 | 1144.316 | 1129.761 | 1115.95 | 1101.397 | 1087.587 | 1073.035 | 1059.228 | 1045.677 | 1032.307 | 1019.114 | 1006.095 | 993.249 | 980.574 | 968.066 | 955.725 | 943.547 | 931.53
S_HaldonSta2 | solar | 1975 | 1875.599 | 1782.146 | 1696.868 | 1613.078 | 1544.153 | 1490.094 | 1449.413 | 1404.275 | 1346.502 | 1289.473 | 1270.451 | 1250.686 | 1233.895 | 1218.592 | 1203.289 | 1188.73 | 1174.172 | 1158.872 | 1144.316 | 1129.761 | 1115.95 | 1101.397 | 1087.587 | 1073.035 | 1059.228 | 1045.677 | 1032.307 | 1019.114 | 1006.095 | 993.249 | 980.574 | 968.066 | 955.725 | 943.547 | 931.53
S_HanmerRoad | solar | 1825 | 1726.123 | 1633.19 | 1548.432 | 1465.16 | 1396.751 | 1343.206 | 1303.038 | 1258.409 | 1201.145 | 1144.623 | 1126.106 | 1106.845 | 1090.556 | 1075.752 | 1060.948 | 1046.885 | 1032.822 | 1018.015 | 1003.951 | 989.885 | 976.562 | 962.494 | 949.169 | 935.1 | 921.774 | 908.703 | 895.81 | 883.093 | 870.549 | 858.176 | 845.972 | 833.934 | 822.06 | 810.348 | 798.795
S_HawkesBay1 | solar | 1975 | 1875.599 | 1782.146 | 1696.868 | 1613.078 | 1544.153 | 1490.094 | 1449.413 | 1404.275 | 1346.502 | 1289.473 | 1270.451 | 1250.686 | 1233.895 | 1218.592 | 1203.289 | 1188.73 | 1174.172 | 1158.872 | 1144.316 | 1129.761 | 1115.95 | 1101.397 | 1087.587 | 1073.035 | 1059.228 | 1045.677 | 1032.307 | 1019.114 | 1006.095 | 993.249 | 980.574 | 968.066 | 955.725 | 943.547 | 931.53
S_HawkesBay2 | solar | 1825 | 1726.123 | 1633.19 | 1548.432 | 1465.16 | 1396.751 | 1343.206 | 1303.038 | 1258.409 | 1201.145 | 1144.623 | 1126.106 | 1106.845 | 1090.556 | 1075.752 | 1060.948 | 1046.885 | 1032.822 | 1018.015 | 1003.951 | 989.885 | 976.562 | 962.494 | 949.169 | 935.1 | 921.774 | 908.703 | 895.81 | 883.093 | 870.549 | 858.176 | 845.972 | 833.934 | 822.06 | 810.348 | 798.795
S_Highfield | solar | 1975 | 1875.599 | 1782.146 | 1696.868 | 1613.078 | 1544.153 | 1490.094 | 1449.413 | 1404.275 | 1346.502 | 1289.473 | 1270.451 | 1250.686 | 1233.895 | 1218.592 | 1203.289 | 1188.73 | 1174.172 | 1158.872 | 1144.316 | 1129.761 | 1115.95 | 1101.397 | 1087.587 | 1073.035 | 1059.228 | 1045.677 | 1032.307 | 1019.114 | 1006.095 | 993.249 | 980.574 | 968.066 | 955.725 | 943.547 | 931.53
S_Hikawaik | solar | 1900 | 1800.861 | 1707.668 | 1622.65 | 1539.119 | 1470.452 | 1416.65 | 1376.225 | 1331.342 | 1273.823 | 1217.048 | 1198.278 | 1178.766 | 1162.225 | 1147.172 | 1132.118 | 1117.808 | 1103.497 | 1088.444 | 1074.133 | 1059.823 | 1046.256 | 1031.945 | 1018.378 | 1004.068 | 990.501 | 977.19 | 964.058 | 951.103 | 938.322 | 925.713 | 913.273 | 901 | 888.892 | 876.947 | 865.162
S_Hinuera | solar | 1975 | 1875.599 | 1782.146 | 1696.868 | 1613.078 | 1544.153 | 1490.094 | 1449.413 | 1404.275 | 1346.502 | 1289.473 | 1270.451 | 1250.686 | 1233.895 | 1218.592 | 1203.289 | 1188.73 | 1174.172 | 1158.872 | 1144.316 | 1129.761 | 1115.95 | 1101.397 | 1087.587 | 1073.035 | 1059.228 | 1045.677 | 1032.307 | 1019.114 | 1006.095 | 993.249 | 980.574 | 968.066 | 955.725 | 943.547 | 931.53
S_Huirangi | solar | 1975 | 1875.599 | 1782.146 | 1696.868 | 1613.078 | 1544.153 | 1490.094 | 1449.413 | 1404.275 | 1346.502 | 1289.473 | 1270.451 | 1250.686 | 1233.895 | 1218.592 | 1203.289 | 1188.73 | 1174.172 | 1158.872 | 1144.316 | 1129.761 | 1115.95 | 1101.397 | 1087.587 | 1073.035 | 1059.228 | 1045.677 | 1032.307 | 1019.114 | 1006.095 | 993.249 | 980.574 | 968.066 | 955.725 | 943.547 | 931.53
S_IdaValley | solar | 1900 | 1800.861 | 1707.668 | 1622.65 | 1539.119 | 1470.452 | 1416.65 | 1376.225 | 1331.342 | 1273.823 | 1217.048 | 1198.278 | 1178.766 | 1162.225 | 1147.172 | 1132.118 | 1117.808 | 1103.497 | 1088.444 | 1074.133 | 1059.823 | 1046.256 | 1031.945 | 1018.378 | 1004.068 | 990.501 | 977.19 | 964.058 | 951.103 | 938.322 | 925.713 | 913.273 | 901 | 888.892 | 876.947 | 865.162
S_IrishmanCr | solar | 1975 | 1875.599 | 1782.146 | 1696.868 | 1613.078 | 1544.153 | 1490.094 | 1449.413 | 1404.275 | 1346.502 | 1289.473 | 1270.451 | 1250.686 | 1233.895 | 1218.592 | 1203.289 | 1188.73 | 1174.172 | 1158.872 | 1144.316 | 1129.761 | 1115.95 | 1101.397 | 1087.587 | 1073.035 | 1059.228 | 1045.677 | 1032.307 | 1019.114 | 1006.095 | 993.249 | 980.574 | 968.066 | 955.725 | 943.547 | 931.53
S_Islington | solar | 1975 | 1875.599 | 1782.146 | 1696.868 | 1613.078 | 1544.153 | 1490.094 | 1449.413 | 1404.275 | 1346.502 | 1289.473 | 1270.451 | 1250.686 | 1233.895 | 1218.592 | 1203.289 | 1188.73 | 1174.172 | 1158.872 | 1144.316 | 1129.761 | 1115.95 | 1101.397 | 1087.587 | 1073.035 | 1059.228 | 1045.677 | 1032.307 | 1019.114 | 1006.095 | 993.249 | 980.574 | 968.066 | 955.725 | 943.547 | 931.53
S_Kaipara | solar | 1975 | 1875.599 | 1782.146 | 1696.868 | 1613.078 | 1544.153 | 1490.094 | 1449.413 | 1404.275 | 1346.502 | 1289.473 | 1270.451 | 1250.686 | 1233.895 | 1218.592 | 1203.289 | 1188.73 | 1174.172 | 1158.872 | 1144.316 | 1129.761 | 1115.95 | 1101.397 | 1087.587 | 1073.035 | 1059.228 | 1045.677 | 1032.307 | 1019.114 | 1006.095 | 993.249 | 980.574 | 968.066 | 955.725 | 943.547 | 931.53
S_Karioi | solar | 1975 | 1875.599 | 1782.146 | 1696.868 | 1613.078 | 1544.153 | 1490.094 | 1449.413 | 1404.275 | 1346.502 | 1289.473 | 1270.451 | 1250.686 | 1233.895 | 1218.592 | 1203.289 | 1188.73 | 1174.172 | 1158.872 | 1144.316 | 1129.761 | 1115.95 | 1101.397 | 1087.587 | 1073.035 | 1059.228 | 1045.677 | 1032.307 | 1019.114 | 1006.095 | 993.249 | 980.574 | 968.066 | 955.725 | 943.547 | 931.53
S_Killermont | solar | 1900 | 1800.861 | 1707.668 | 1622.65 | 1539.119 | 1470.452 | 1416.65 | 1376.225 | 1331.342 | 1273.823 | 1217.048 | 1198.278 | 1178.766 | 1162.225 | 1147.172 | 1132.118 | 1117.808 | 1103.497 | 1088.444 | 1074.133 | 1059.823 | 1046.256 | 1031.945 | 1018.378 | 1004.068 | 990.501 | 977.19 | 964.058 | 951.103 | 938.322 | 925.713 | 913.273 | 901 | 888.892 | 876.947 | 865.162
S_Kilvarock | solar | 1900 | 1800.861 | 1707.668 | 1622.65 | 1539.119 | 1470.452 | 1416.65 | 1376.225 | 1331.342 | 1273.823 | 1217.048 | 1198.278 | 1178.766 | 1162.225 | 1147.172 | 1132.118 | 1117.808 | 1103.497 | 1088.444 | 1074.133 | 1059.823 | 1046.256 | 1031.945 | 1018.378 | 1004.068 | 990.501 | 977.19 | 964.058 | 951.103 | 938.322 | 925.713 | 913.273 | 901 | 888.892 | 876.947 | 865.162
S_Kowhai | solar | 1900 | 1800.861 | 1707.668 | 1622.65 | 1539.119 | 1470.452 | 1416.65 | 1376.225 | 1331.342 | 1273.823 | 1217.048 | 1198.278 | 1178.766 | 1162.225 | 1147.172 | 1132.118 | 1117.808 | 1103.497 | 1088.444 | 1074.133 | 1059.823 | 1046.256 | 1031.945 | 1018.378 | 1004.068 | 990.501 | 977.19 | 964.058 | 951.103 | 938.322 | 925.713 | 913.273 | 901 | 888.892 | 876.947 | 865.162
S_Kuratau | solar | 1825 | 1726.123 | 1633.19 | 1548.432 | 1465.16 | 1396.751 | 1343.206 | 1303.038 | 1258.409 | 1201.145 | 1144.623 | 1126.106 | 1106.845 | 1090.556 | 1075.752 | 1060.948 | 1046.885 | 1032.822 | 1018.015 | 1003.951 | 989.885 | 976.562 | 962.494 | 949.169 | 935.1 | 921.774 | 908.703 | 895.81 | 883.093 | 870.549 | 858.176 | 845.972 | 833.934 | 822.06 | 810.348 | 798.795
S_Leeston | solar | 1825 | 1726.123 | 1633.19 | 1548.432 | 1465.16 | 1396.751 | 1343.206 | 1303.038 | 1258.409 | 1201.145 | 1144.623 | 1126.106 | 1106.845 | 1090.556 | 1075.752 | 1060.948 | 1046.885 | 1032.822 | 1018.015 | 1003.951 | 989.885 | 976.562 | 962.494 | 949.169 | 935.1 | 921.774 | 908.703 | 895.81 | 883.093 | 870.549 | 858.176 | 845.972 | 833.934 | 822.06 | 810.348 | 798.795
S_Manawatu1 | solar | 1825 | 1726.123 | 1633.19 | 1548.432 | 1465.16 | 1396.751 | 1343.206 | 1303.038 | 1258.409 | 1201.145 | 1144.623 | 1126.106 | 1106.845 | 1090.556 | 1075.752 | 1060.948 | 1046.885 | 1032.822 | 1018.015 | 1003.951 | 989.885 | 976.562 | 962.494 | 949.169 | 935.1 | 921.774 | 908.703 | 895.81 | 883.093 | 870.549 | 858.176 | 845.972 | 833.934 | 822.06 | 810.348 | 798.795
S_Manawatu2 | solar | 1975 | 1875.599 | 1782.146 | 1696.868 | 1613.078 | 1544.153 | 1490.094 | 1449.413 | 1404.275 | 1346.502 | 1289.473 | 1270.451 | 1250.686 | 1233.895 | 1218.592 | 1203.289 | 1188.73 | 1174.172 | 1158.872 | 1144.316 | 1129.761 | 1115.95 | 1101.397 | 1087.587 | 1073.035 | 1059.228 | 1045.677 | 1032.307 | 1019.114 | 1006.095 | 993.249 | 980.574 | 968.066 | 955.725 | 943.547 | 931.53
S_Mangamaire | solar | 1825 | 1726.123 | 1633.19 | 1548.432 | 1465.16 | 1396.751 | 1343.206 | 1303.038 | 1258.409 | 1201.145 | 1144.623 | 1126.106 | 1106.845 | 1090.556 | 1075.752 | 1060.948 | 1046.885 | 1032.822 | 1018.015 | 1003.951 | 989.885 | 976.562 | 962.494 | 949.169 | 935.1 | 921.774 | 908.703 | 895.81 | 883.093 | 870.549 | 858.176 | 845.972 | 833.934 | 822.06 | 810.348 | 798.795
S_Maniototo | solar | 1975 | 1875.599 | 1782.146 | 1696.868 | 1613.078 | 1544.153 | 1490.094 | 1449.413 | 1404.275 | 1346.502 | 1289.473 | 1270.451 | 1250.686 | 1233.895 | 1218.592 | 1203.289 | 1188.73 | 1174.172 | 1158.872 | 1144.316 | 1129.761 | 1115.95 | 1101.397 | 1087.587 | 1073.035 | 1059.228 | 1045.677 | 1032.307 | 1019.114 | 1006.095 | 993.249 | 980.574 | 968.066 | 955.725 | 943.547 | 931.53
S_MarangaRa | solar | 1825 | 1726.123 | 1633.19 | 1548.432 | 1465.16 | 1396.751 | 1343.206 | 1303.038 | 1258.409 | 1201.145 | 1144.623 | 1126.106 | 1106.845 | 1090.556 | 1075.752 | 1060.948 | 1046.885 | 1032.822 | 1018.015 | 1003.951 | 989.885 | 976.562 | 962.494 | 949.169 | 935.1 | 921.774 | 908.703 | 895.81 | 883.093 | 870.549 | 858.176 | 845.972 | 833.934 | 822.06 | 810.348 | 798.795
S_Marton0 | solar | 1975 | 1875.599 | 1782.146 | 1696.868 | 1613.078 | 1544.153 | 1490.094 | 1449.413 | 1404.275 | 1346.502 | 1289.473 | 1270.451 | 1250.686 | 1233.895 | 1218.592 | 1203.289 | 1188.73 | 1174.172 | 1158.872 | 1144.316 | 1129.761 | 1115.95 | 1101.397 | 1087.587 | 1073.035 | 1059.228 | 1045.677 | 1032.307 | 1019.114 | 1006.095 | 993.249 | 980.574 | 968.066 | 955.725 | 943.547 | 931.53
S_Marton1 | solar | 1825 | 1726.123 | 1633.19 | 1548.432 | 1465.16 | 1396.751 | 1343.206 | 1303.038 | 1258.409 | 1201.145 | 1144.623 | 1126.106 | 1106.845 | 1090.556 | 1075.752 | 1060.948 | 1046.885 | 1032.822 | 1018.015 | 1003.951 | 989.885 | 976.562 | 962.494 | 949.169 | 935.1 | 921.774 | 908.703 | 895.81 | 883.093 | 870.549 | 858.176 | 845.972 | 833.934 | 822.06 | 810.348 | 798.795
S_Marton2 | solar | 1975 | 1875.599 | 1782.146 | 1696.868 | 1613.078 | 1544.153 | 1490.094 | 1449.413 | 1404.275 | 1346.502 | 1289.473 | 1270.451 | 1250.686 | 1233.895 | 1218.592 | 1203.289 | 1188.73 | 1174.172 | 1158.872 | 1144.316 | 1129.761 | 1115.95 | 1101.397 | 1087.587 | 1073.035 | 1059.228 | 1045.677 | 1032.307 | 1019.114 | 1006.095 | 993.249 | 980.574 | 968.066 | 955.725 | 943.547 | 931.53
S_Marton3 | solar | 1975 | 1875.599 | 1782.146 | 1696.868 | 1613.078 | 1544.153 | 1490.094 | 1449.413 | 1404.275 | 1346.502 | 1289.473 | 1270.451 | 1250.686 | 1233.895 | 1218.592 | 1203.289 | 1188.73 | 1174.172 | 1158.872 | 1144.316 | 1129.761 | 1115.95 | 1101.397 | 1087.587 | 1073.035 | 1059.228 | 1045.677 | 1032.307 | 1019.114 | 1006.095 | 993.249 | 980.574 | 968.066 | 955.725 | 943.547 | 931.53
S_Masterton | solar | 1975 | 1875.599 | 1782.146 | 1696.868 | 1613.078 | 1544.153 | 1490.094 | 1449.413 | 1404.275 | 1346.502 | 1289.473 | 1270.451 | 1250.686 | 1233.895 | 1218.592 | 1203.289 | 1188.73 | 1174.172 | 1158.872 | 1144.316 | 1129.761 | 1115.95 | 1101.397 | 1087.587 | 1073.035 | 1059.228 | 1045.677 | 1032.307 | 1019.114 | 1006.095 | 993.249 | 980.574 | 968.066 | 955.725 | 943.547 | 931.53
S_Morrinsvil | solar | 1900 | 1800.861 | 1707.668 | 1622.65 | 1539.119 | 1470.452 | 1416.65 | 1376.225 | 1331.342 | 1273.823 | 1217.048 | 1198.278 | 1178.766 | 1162.225 | 1147.172 | 1132.118 | 1117.808 | 1103.497 | 1088.444 | 1074.133 | 1059.823 | 1046.256 | 1031.945 | 1018.378 | 1004.068 | 990.501 | 977.19 | 964.058 | 951.103 | 938.322 | 925.713 | 913.273 | 901 | 888.892 | 876.947 | 865.162
S_MountSomer | solar | 1825 | 1726.123 | 1633.19 | 1548.432 | 1465.16 | 1396.751 | 1343.206 | 1303.038 | 1258.409 | 1201.145 | 1144.623 | 1126.106 | 1106.845 | 1090.556 | 1075.752 | 1060.948 | 1046.885 | 1032.822 | 1018.015 | 1003.951 | 989.885 | 976.562 | 962.494 | 949.169 | 935.1 | 921.774 | 908.703 | 895.81 | 883.093 | 870.549 | 858.176 | 845.972 | 833.934 | 822.06 | 810.348 | 798.795
S_MtEllaRen2 | solar | 1825 | 1726.123 | 1633.19 | 1548.432 | 1465.16 | 1396.751 | 1343.206 | 1303.038 | 1258.409 | 1201.145 | 1144.623 | 1126.106 | 1106.845 | 1090.556 | 1075.752 | 1060.948 | 1046.885 | 1032.822 | 1018.015 | 1003.951 | 989.885 | 976.562 | 962.494 | 949.169 | 935.1 | 921.774 | 908.703 | 895.81 | 883.093 | 870.549 | 858.176 | 845.972 | 833.934 | 822.06 | 810.348 | 798.795
S_Naseby | solar | 1975 | 1875.599 | 1782.146 | 1696.868 | 1613.078 | 1544.153 | 1490.094 | 1449.413 | 1404.275 | 1346.502 | 1289.473 | 1270.451 | 1250.686 | 1233.895 | 1218.592 | 1203.289 | 1188.73 | 1174.172 | 1158.872 | 1144.316 | 1129.761 | 1115.95 | 1101.397 | 1087.587 | 1073.035 | 1059.228 | 1045.677 | 1032.307 | 1019.114 | 1006.095 | 993.249 | 980.574 | 968.066 | 955.725 | 943.547 | 931.53
S_NewPlymout | solar | 1825 | 1726.123 | 1633.19 | 1548.432 | 1465.16 | 1396.751 | 1343.206 | 1303.038 | 1258.409 | 1201.145 | 1144.623 | 1126.106 | 1106.845 | 1090.556 | 1075.752 | 1060.948 | 1046.885 | 1032.822 | 1018.015 | 1003.951 | 989.885 | 976.562 | 962.494 | 949.169 | 935.1 | 921.774 | 908.703 | 895.81 | 883.093 | 870.549 | 858.176 | 845.972 | 833.934 | 822.06 | 810.348 | 798.795
S_NorthRakai | solar | 1975 | 1875.599 | 1782.146 | 1696.868 | 1613.078 | 1544.153 | 1490.094 | 1449.413 | 1404.275 | 1346.502 | 1289.473 | 1270.451 | 1250.686 | 1233.895 | 1218.592 | 1203.289 | 1188.73 | 1174.172 | 1158.872 | 1144.316 | 1129.761 | 1115.95 | 1101.397 | 1087.587 | 1073.035 | 1059.228 | 1045.677 | 1032.307 | 1019.114 | 1006.095 | 993.249 | 980.574 | 968.066 | 955.725 | 943.547 | 931.53
S_Norwood | solar | 1975 | 1875.599 | 1782.146 | 1696.868 | 1613.078 | 1544.153 | 1490.094 | 1449.413 | 1404.275 | 1346.502 | 1289.473 | 1270.451 | 1250.686 | 1233.895 | 1218.592 | 1203.289 | 1188.73 | 1174.172 | 1158.872 | 1144.316 | 1129.761 | 1115.95 | 1101.397 | 1087.587 | 1073.035 | 1059.228 | 1045.677 | 1032.307 | 1019.114 | 1006.095 | 993.249 | 980.574 | 968.066 | 955.725 | 943.547 | 931.53
S_Ohau | solar | 1975 | 1875.599 | 1782.146 | 1696.868 | 1613.078 | 1544.153 | 1490.094 | 1449.413 | 1404.275 | 1346.502 | 1289.473 | 1270.451 | 1250.686 | 1233.895 | 1218.592 | 1203.289 | 1188.73 | 1174.172 | 1158.872 | 1144.316 | 1129.761 | 1115.95 | 1101.397 | 1087.587 | 1073.035 | 1059.228 | 1045.677 | 1032.307 | 1019.114 | 1006.095 | 993.249 | 980.574 | 968.066 | 955.725 | 943.547 | 931.53
S_Ongaonga0 | solar | 1825 | 1726.123 | 1633.19 | 1548.432 | 1465.16 | 1396.751 | 1343.206 | 1303.038 | 1258.409 | 1201.145 | 1144.623 | 1126.106 | 1106.845 | 1090.556 | 1075.752 | 1060.948 | 1046.885 | 1032.822 | 1018.015 | 1003.951 | 989.885 | 976.562 | 962.494 | 949.169 | 935.1 | 921.774 | 908.703 | 895.81 | 883.093 | 870.549 | 858.176 | 845.972 | 833.934 | 822.06 | 810.348 | 798.795
S_Ongaonga1 | solar | 1975 | 1875.599 | 1782.146 | 1696.868 | 1613.078 | 1544.153 | 1490.094 | 1449.413 | 1404.275 | 1346.502 | 1289.473 | 1270.451 | 1250.686 | 1233.895 | 1218.592 | 1203.289 | 1188.73 | 1174.172 | 1158.872 | 1144.316 | 1129.761 | 1115.95 | 1101.397 | 1087.587 | 1073.035 | 1059.228 | 1045.677 | 1032.307 | 1019.114 | 1006.095 | 993.249 | 980.574 | 968.066 | 955.725 | 943.547 | 931.53
S_Ongaonga2 | solar | 1975 | 1875.599 | 1782.146 | 1696.868 | 1613.078 | 1544.153 | 1490.094 | 1449.413 | 1404.275 | 1346.502 | 1289.473 | 1270.451 | 1250.686 | 1233.895 | 1218.592 | 1203.289 | 1188.73 | 1174.172 | 1158.872 | 1144.316 | 1129.761 | 1115.95 | 1101.397 | 1087.587 | 1073.035 | 1059.228 | 1045.677 | 1032.307 | 1019.114 | 1006.095 | 993.249 | 980.574 | 968.066 | 955.725 | 943.547 | 931.53
S_Opunake0 | solar | 1975 | 1875.599 | 1782.146 | 1696.868 | 1613.078 | 1544.153 | 1490.094 | 1449.413 | 1404.275 | 1346.502 | 1289.473 | 1270.451 | 1250.686 | 1233.895 | 1218.592 | 1203.289 | 1188.73 | 1174.172 | 1158.872 | 1144.316 | 1129.761 | 1115.95 | 1101.397 | 1087.587 | 1073.035 | 1059.228 | 1045.677 | 1032.307 | 1019.114 | 1006.095 | 993.249 | 980.574 | 968.066 | 955.725 | 943.547 | 931.53
S_Opunake1 | solar | 1825 | 1726.123 | 1633.19 | 1548.432 | 1465.16 | 1396.751 | 1343.206 | 1303.038 | 1258.409 | 1201.145 | 1144.623 | 1126.106 | 1106.845 | 1090.556 | 1075.752 | 1060.948 | 1046.885 | 1032.822 | 1018.015 | 1003.951 | 989.885 | 976.562 | 962.494 | 949.169 | 935.1 | 921.774 | 908.703 | 895.81 | 883.093 | 870.549 | 858.176 | 845.972 | 833.934 | 822.06 | 810.348 | 798.795
S_Poolburn& | solar | 1900 | 1800.861 | 1707.668 | 1622.65 | 1539.119 | 1470.452 | 1416.65 | 1376.225 | 1331.342 | 1273.823 | 1217.048 | 1198.278 | 1178.766 | 1162.225 | 1147.172 | 1132.118 | 1117.808 | 1103.497 | 1088.444 | 1074.133 | 1059.823 | 1046.256 | 1031.945 | 1018.378 | 1004.068 | 990.501 | 977.19 | 964.058 | 951.103 | 938.322 | 925.713 | 913.273 | 901 | 888.892 | 876.947 | 865.162
S_Pukenui | solar | 1900 | 1800.861 | 1707.668 | 1622.65 | 1539.119 | 1470.452 | 1416.65 | 1376.225 | 1331.342 | 1273.823 | 1217.048 | 1198.278 | 1178.766 | 1162.225 | 1147.172 | 1132.118 | 1117.808 | 1103.497 | 1088.444 | 1074.133 | 1059.823 | 1046.256 | 1031.945 | 1018.378 | 1004.068 | 990.501 | 977.19 | 964.058 | 951.103 | 938.322 | 925.713 | 913.273 | 901 | 888.892 | 876.947 | 865.162
S_Rangimarie | solar | 1825 | 1726.123 | 1633.19 | 1548.432 | 1465.16 | 1396.751 | 1343.206 | 1303.038 | 1258.409 | 1201.145 | 1144.623 | 1126.106 | 1106.845 | 1090.556 | 1075.752 | 1060.948 | 1046.885 | 1032.822 | 1018.015 | 1003.951 | 989.885 | 976.562 | 962.494 | 949.169 | 935.1 | 921.774 | 908.703 | 895.81 | 883.093 | 870.549 | 858.176 | 845.972 | 833.934 | 822.06 | 810.348 | 798.795
S_Rangiriri | solar | 1975 | 1875.599 | 1782.146 | 1696.868 | 1613.078 | 1544.153 | 1490.094 | 1449.413 | 1404.275 | 1346.502 | 1289.473 | 1270.451 | 1250.686 | 1233.895 | 1218.592 | 1203.289 | 1188.73 | 1174.172 | 1158.872 | 1144.316 | 1129.761 | 1115.95 | 1101.397 | 1087.587 | 1073.035 | 1059.228 | 1045.677 | 1032.307 | 1019.114 | 1006.095 | 993.249 | 980.574 | 968.066 | 955.725 | 943.547 | 931.53
S_Reefton | solar | 1825 | 1726.123 | 1633.19 | 1548.432 | 1465.16 | 1396.751 | 1343.206 | 1303.038 | 1258.409 | 1201.145 | 1144.623 | 1126.106 | 1106.845 | 1090.556 | 1075.752 | 1060.948 | 1046.885 | 1032.822 | 1018.015 | 1003.951 | 989.885 | 976.562 | 962.494 | 949.169 | 935.1 | 921.774 | 908.703 | 895.81 | 883.093 | 870.549 | 858.176 | 845.972 | 833.934 | 822.06 | 810.348 | 798.795
S_Rotokawa | solar | 1975 | 1875.599 | 1782.146 | 1696.868 | 1613.078 | 1544.153 | 1490.094 | 1449.413 | 1404.275 | 1346.502 | 1289.473 | 1270.451 | 1250.686 | 1233.895 | 1218.592 | 1203.289 | 1188.73 | 1174.172 | 1158.872 | 1144.316 | 1129.761 | 1115.95 | 1101.397 | 1087.587 | 1073.035 | 1059.228 | 1045.677 | 1032.307 | 1019.114 | 1006.095 | 993.249 | 980.574 | 968.066 | 955.725 | 943.547 | 931.53
S_Ruakaka | solar | 1900 | 1800.861 | 1707.668 | 1622.65 | 1539.119 | 1470.452 | 1416.65 | 1376.225 | 1331.342 | 1273.823 | 1217.048 | 1198.278 | 1178.766 | 1162.225 | 1147.172 | 1132.118 | 1117.808 | 1103.497 | 1088.444 | 1074.133 | 1059.823 | 1046.256 | 1031.945 | 1018.378 | 1004.068 | 990.501 | 977.19 | 964.058 | 951.103 | 938.322 | 925.713 | 913.273 | 901 | 888.892 | 876.947 | 865.162
S_Scargill | solar | 1900 | 1800.861 | 1707.668 | 1622.65 | 1539.119 | 1470.452 | 1416.65 | 1376.225 | 1331.342 | 1273.823 | 1217.048 | 1198.278 | 1178.766 | 1162.225 | 1147.172 | 1132.118 | 1117.808 | 1103.497 | 1088.444 | 1074.133 | 1059.823 | 1046.256 | 1031.945 | 1018.378 | 1004.068 | 990.501 | 977.19 | 964.058 | 951.103 | 938.322 | 925.713 | 913.273 | 901 | 888.892 | 876.947 | 865.162
S_SkinnerRoa | solar | 1825 | 1726.123 | 1633.19 | 1548.432 | 1465.16 | 1396.751 | 1343.206 | 1303.038 | 1258.409 | 1201.145 | 1144.623 | 1126.106 | 1106.845 | 1090.556 | 1075.752 | 1060.948 | 1046.885 | 1032.822 | 1018.015 | 1003.951 | 989.885 | 976.562 | 962.494 | 949.169 | 935.1 | 921.774 | 908.703 | 895.81 | 883.093 | 870.549 | 858.176 | 845.972 | 833.934 | 822.06 | 810.348 | 798.795
S_Somerton | solar | 1825 | 1726.123 | 1633.19 | 1548.432 | 1465.16 | 1396.751 | 1343.206 | 1303.038 | 1258.409 | 1201.145 | 1144.623 | 1126.106 | 1106.845 | 1090.556 | 1075.752 | 1060.948 | 1046.885 | 1032.822 | 1018.015 | 1003.951 | 989.885 | 976.562 | 962.494 | 949.169 | 935.1 | 921.774 | 908.703 | 895.81 | 883.093 | 870.549 | 858.176 | 845.972 | 833.934 | 822.06 | 810.348 | 798.795
S_Stratford | solar | 1975 | 1875.599 | 1782.146 | 1696.868 | 1613.078 | 1544.153 | 1490.094 | 1449.413 | 1404.275 | 1346.502 | 1289.473 | 1270.451 | 1250.686 | 1233.895 | 1218.592 | 1203.289 | 1188.73 | 1174.172 | 1158.872 | 1144.316 | 1129.761 | 1115.95 | 1101.397 | 1087.587 | 1073.035 | 1059.228 | 1045.677 | 1032.307 | 1019.114 | 1006.095 | 993.249 | 980.574 | 968.066 | 955.725 | 943.547 | 931.53
S_Swannoa | solar | 1975 | 1875.599 | 1782.146 | 1696.868 | 1613.078 | 1544.153 | 1490.094 | 1449.413 | 1404.275 | 1346.502 | 1289.473 | 1270.451 | 1250.686 | 1233.895 | 1218.592 | 1203.289 | 1188.73 | 1174.172 | 1158.872 | 1144.316 | 1129.761 | 1115.95 | 1101.397 | 1087.587 | 1073.035 | 1059.228 | 1045.677 | 1032.307 | 1019.114 | 1006.095 | 993.249 | 980.574 | 968.066 | 955.725 | 943.547 | 931.53
S_Tahuna | solar | 1825 | 1726.123 | 1633.19 | 1548.432 | 1465.16 | 1396.751 | 1343.206 | 1303.038 | 1258.409 | 1201.145 | 1144.623 | 1126.106 | 1106.845 | 1090.556 | 1075.752 | 1060.948 | 1046.885 | 1032.822 | 1018.015 | 1003.951 | 989.885 | 976.562 | 962.494 | 949.169 | 935.1 | 921.774 | 908.703 | 895.81 | 883.093 | 870.549 | 858.176 | 845.972 | 833.934 | 822.06 | 810.348 | 798.795
S_Taiohi | solar | 1900 | 1800.861 | 1707.668 | 1622.65 | 1539.119 | 1470.452 | 1416.65 | 1376.225 | 1331.342 | 1273.823 | 1217.048 | 1198.278 | 1178.766 | 1162.225 | 1147.172 | 1132.118 | 1117.808 | 1103.497 | 1088.444 | 1074.133 | 1059.823 | 1046.256 | 1031.945 | 1018.378 | 1004.068 | 990.501 | 977.19 | 964.058 | 951.103 | 938.322 | 925.713 | 913.273 | 901 | 888.892 | 876.947 | 865.162
S_Tangiwai | solar | 1900 | 1800.861 | 1707.668 | 1622.65 | 1539.119 | 1470.452 | 1416.65 | 1376.225 | 1331.342 | 1273.823 | 1217.048 | 1198.278 | 1178.766 | 1162.225 | 1147.172 | 1132.118 | 1117.808 | 1103.497 | 1088.444 | 1074.133 | 1059.823 | 1046.256 | 1031.945 | 1018.378 | 1004.068 | 990.501 | 977.19 | 964.058 | 951.103 | 938.322 | 925.713 | 913.273 | 901 | 888.892 | 876.947 | 865.162
S_TararuaTar | solar | 1900 | 1800.861 | 1707.668 | 1622.65 | 1539.119 | 1470.452 | 1416.65 | 1376.225 | 1331.342 | 1273.823 | 1217.048 | 1198.278 | 1178.766 | 1162.225 | 1147.172 | 1132.118 | 1117.808 | 1103.497 | 1088.444 | 1074.133 | 1059.823 | 1046.256 | 1031.945 | 1018.378 | 1004.068 | 990.501 | 977.19 | 964.058 | 951.103 | 938.322 | 925.713 | 913.273 | 901 | 888.892 | 876.947 | 865.162
S_Tasman | solar | 1975 | 1875.599 | 1782.146 | 1696.868 | 1613.078 | 1544.153 | 1490.094 | 1449.413 | 1404.275 | 1346.502 | 1289.473 | 1270.451 | 1250.686 | 1233.895 | 1218.592 | 1203.289 | 1188.73 | 1174.172 | 1158.872 | 1144.316 | 1129.761 | 1115.95 | 1101.397 | 1087.587 | 1073.035 | 1059.228 | 1045.677 | 1032.307 | 1019.114 | 1006.095 | 993.249 | 980.574 | 968.066 | 955.725 | 943.547 | 931.53
S_Tauhei | solar | 1975 | 1875.599 | 1782.146 | 1696.868 | 1613.078 | 1544.153 | 1490.094 | 1449.413 | 1404.275 | 1346.502 | 1289.473 | 1270.451 | 1250.686 | 1233.895 | 1218.592 | 1203.289 | 1188.73 | 1174.172 | 1158.872 | 1144.316 | 1129.761 | 1115.95 | 1101.397 | 1087.587 | 1073.035 | 1059.228 | 1045.677 | 1032.307 | 1019.114 | 1006.095 | 993.249 | 980.574 | 968.066 | 955.725 | 943.547 | 931.53
S_Tauhei_s2 | solar | 1975 | 1875.599 | 1782.146 | 1696.868 | 1613.078 | 1544.153 | 1490.094 | 1449.413 | 1404.275 | 1346.502 | 1289.473 | 1270.451 | 1250.686 | 1233.895 | 1218.592 | 1203.289 | 1188.73 | 1174.172 | 1158.872 | 1144.316 | 1129.761 | 1115.95 | 1101.397 | 1087.587 | 1073.035 | 1059.228 | 1045.677 | 1032.307 | 1019.114 | 1006.095 | 993.249 | 980.574 | 968.066 | 955.725 | 943.547 | 931.53
S_TeRahui_s1 | solar | 1975 | 1875.599 | 1782.146 | 1696.868 | 1613.078 | 1544.153 | 1490.094 | 1449.413 | 1404.275 | 1346.502 | 1289.473 | 1270.451 | 1250.686 | 1233.895 | 1218.592 | 1203.289 | 1188.73 | 1174.172 | 1158.872 | 1144.316 | 1129.761 | 1115.95 | 1101.397 | 1087.587 | 1073.035 | 1059.228 | 1045.677 | 1032.307 | 1019.114 | 1006.095 | 993.249 | 980.574 | 968.066 | 955.725 | 943.547 | 931.53
S_TeRahui_s2 | solar | 1975 | 1875.599 | 1782.146 | 1696.868 | 1613.078 | 1544.153 | 1490.094 | 1449.413 | 1404.275 | 1346.502 | 1289.473 | 1270.451 | 1250.686 | 1233.895 | 1218.592 | 1203.289 | 1188.73 | 1174.172 | 1158.872 | 1144.316 | 1129.761 | 1115.95 | 1101.397 | 1087.587 | 1073.035 | 1059.228 | 1045.677 | 1032.307 | 1019.114 | 1006.095 | 993.249 | 980.574 | 968.066 | 955.725 | 943.547 | 931.53
S_ThePoint | solar | 1975 | 1875.599 | 1782.146 | 1696.868 | 1613.078 | 1544.153 | 1490.094 | 1449.413 | 1404.275 | 1346.502 | 1289.473 | 1270.451 | 1250.686 | 1233.895 | 1218.592 | 1203.289 | 1188.73 | 1174.172 | 1158.872 | 1144.316 | 1129.761 | 1115.95 | 1101.397 | 1087.587 | 1073.035 | 1059.228 | 1045.677 | 1032.307 | 1019.114 | 1006.095 | 993.249 | 980.574 | 968.066 | 955.725 | 943.547 | 931.53
S_ThreeStrea | solar | 1825 | 1726.123 | 1633.19 | 1548.432 | 1465.16 | 1396.751 | 1343.206 | 1303.038 | 1258.409 | 1201.145 | 1144.623 | 1126.106 | 1106.845 | 1090.556 | 1075.752 | 1060.948 | 1046.885 | 1032.822 | 1018.015 | 1003.951 | 989.885 | 976.562 | 962.494 | 949.169 | 935.1 | 921.774 | 908.703 | 895.81 | 883.093 | 870.549 | 858.176 | 845.972 | 833.934 | 822.06 | 810.348 | 798.795
S_Timaru | solar | 1825 | 1726.123 | 1633.19 | 1548.432 | 1465.16 | 1396.751 | 1343.206 | 1303.038 | 1258.409 | 1201.145 | 1144.623 | 1126.106 | 1106.845 | 1090.556 | 1075.752 | 1060.948 | 1046.885 | 1032.822 | 1018.015 | 1003.951 | 989.885 | 976.562 | 962.494 | 949.169 | 935.1 | 921.774 | 908.703 | 895.81 | 883.093 | 870.549 | 858.176 | 845.972 | 833.934 | 822.06 | 810.348 | 798.795
S_TwinRivers | solar | 1900 | 1800.861 | 1707.668 | 1622.65 | 1539.119 | 1470.452 | 1416.65 | 1376.225 | 1331.342 | 1273.823 | 1217.048 | 1198.278 | 1178.766 | 1162.225 | 1147.172 | 1132.118 | 1117.808 | 1103.497 | 1088.444 | 1074.133 | 1059.823 | 1046.256 | 1031.945 | 1018.378 | 1004.068 | 990.501 | 977.19 | 964.058 | 951.103 | 938.322 | 925.713 | 913.273 | 901 | 888.892 | 876.947 | 865.162
S_Twizel0 | solar | 1975 | 1875.599 | 1782.146 | 1696.868 | 1613.078 | 1544.153 | 1490.094 | 1449.413 | 1404.275 | 1346.502 | 1289.473 | 1270.451 | 1250.686 | 1233.895 | 1218.592 | 1203.289 | 1188.73 | 1174.172 | 1158.872 | 1144.316 | 1129.761 | 1115.95 | 1101.397 | 1087.587 | 1073.035 | 1059.228 | 1045.677 | 1032.307 | 1019.114 | 1006.095 | 993.249 | 980.574 | 968.066 | 955.725 | 943.547 | 931.53
S_Twizel1 | solar | 1975 | 1875.599 | 1782.146 | 1696.868 | 1613.078 | 1544.153 | 1490.094 | 1449.413 | 1404.275 | 1346.502 | 1289.473 | 1270.451 | 1250.686 | 1233.895 | 1218.592 | 1203.289 | 1188.73 | 1174.172 | 1158.872 | 1144.316 | 1129.761 | 1115.95 | 1101.397 | 1087.587 | 1073.035 | 1059.228 | 1045.677 | 1032.307 | 1019.114 | 1006.095 | 993.249 | 980.574 | 968.066 | 955.725 | 943.547 | 931.53
S_UpperTaka1 | solar | 1825 | 1726.123 | 1633.19 | 1548.432 | 1465.16 | 1396.751 | 1343.206 | 1303.038 | 1258.409 | 1201.145 | 1144.623 | 1126.106 | 1106.845 | 1090.556 | 1075.752 | 1060.948 | 1046.885 | 1032.822 | 1018.015 | 1003.951 | 989.885 | 976.562 | 962.494 | 949.169 | 935.1 | 921.774 | 908.703 | 895.81 | 883.093 | 870.549 | 858.176 | 845.972 | 833.934 | 822.06 | 810.348 | 798.795
S_UpperTaka2 | solar | 1825 | 1726.123 | 1633.19 | 1548.432 | 1465.16 | 1396.751 | 1343.206 | 1303.038 | 1258.409 | 1201.145 | 1144.623 | 1126.106 | 1106.845 | 1090.556 | 1075.752 | 1060.948 | 1046.885 | 1032.822 | 1018.015 | 1003.951 | 989.885 | 976.562 | 962.494 | 949.169 | 935.1 | 921.774 | 908.703 | 895.81 | 883.093 | 870.549 | 858.176 | 845.972 | 833.934 | 822.06 | 810.348 | 798.795
S_Waerenga | solar | 1975 | 1875.599 | 1782.146 | 1696.868 | 1613.078 | 1544.153 | 1490.094 | 1449.413 | 1404.275 | 1346.502 | 1289.473 | 1270.451 | 1250.686 | 1233.895 | 1218.592 | 1203.289 | 1188.73 | 1174.172 | 1158.872 | 1144.316 | 1129.761 | 1115.95 | 1101.397 | 1087.587 | 1073.035 | 1059.228 | 1045.677 | 1032.307 | 1019.114 | 1006.095 | 993.249 | 980.574 | 968.066 | 955.725 | 943.547 | 931.53
S_Waihou | solar | 1975 | 1875.599 | 1782.146 | 1696.868 | 1613.078 | 1544.153 | 1490.094 | 1449.413 | 1404.275 | 1346.502 | 1289.473 | 1270.451 | 1250.686 | 1233.895 | 1218.592 | 1203.289 | 1188.73 | 1174.172 | 1158.872 | 1144.316 | 1129.761 | 1115.95 | 1101.397 | 1087.587 | 1073.035 | 1059.228 | 1045.677 | 1032.307 | 1019.114 | 1006.095 | 993.249 | 980.574 | 968.066 | 955.725 | 943.547 | 931.53
S_Waiinu_s1 | solar | 1975 | 1875.599 | 1782.146 | 1696.868 | 1613.078 | 1544.153 | 1490.094 | 1449.413 | 1404.275 | 1346.502 | 1289.473 | 1270.451 | 1250.686 | 1233.895 | 1218.592 | 1203.289 | 1188.73 | 1174.172 | 1158.872 | 1144.316 | 1129.761 | 1115.95 | 1101.397 | 1087.587 | 1073.035 | 1059.228 | 1045.677 | 1032.307 | 1019.114 | 1006.095 | 993.249 | 980.574 | 968.066 | 955.725 | 943.547 | 931.53
S_Waiinu_s2 | solar | 1975 | 1875.599 | 1782.146 | 1696.868 | 1613.078 | 1544.153 | 1490.094 | 1449.413 | 1404.275 | 1346.502 | 1289.473 | 1270.451 | 1250.686 | 1233.895 | 1218.592 | 1203.289 | 1188.73 | 1174.172 | 1158.872 | 1144.316 | 1129.761 | 1115.95 | 1101.397 | 1087.587 | 1073.035 | 1059.228 | 1045.677 | 1032.307 | 1019.114 | 1006.095 | 993.249 | 980.574 | 968.066 | 955.725 | 943.547 | 931.53
S_Waikato | solar | 1975 | 1875.599 | 1782.146 | 1696.868 | 1613.078 | 1544.153 | 1490.094 | 1449.413 | 1404.275 | 1346.502 | 1289.473 | 1270.451 | 1250.686 | 1233.895 | 1218.592 | 1203.289 | 1188.73 | 1174.172 | 1158.872 | 1144.316 | 1129.761 | 1115.95 | 1101.397 | 1087.587 | 1073.035 | 1059.228 | 1045.677 | 1032.307 | 1019.114 | 1006.095 | 993.249 | 980.574 | 968.066 | 955.725 | 943.547 | 931.53
S_Waikato0 | solar | 1975 | 1875.599 | 1782.146 | 1696.868 | 1613.078 | 1544.153 | 1490.094 | 1449.413 | 1404.275 | 1346.502 | 1289.473 | 1270.451 | 1250.686 | 1233.895 | 1218.592 | 1203.289 | 1188.73 | 1174.172 | 1158.872 | 1144.316 | 1129.761 | 1115.95 | 1101.397 | 1087.587 | 1073.035 | 1059.228 | 1045.677 | 1032.307 | 1019.114 | 1006.095 | 993.249 | 980.574 | 968.066 | 955.725 | 943.547 | 931.53
S_Waikato1 | solar | 1975 | 1875.599 | 1782.146 | 1696.868 | 1613.078 | 1544.153 | 1490.094 | 1449.413 | 1404.275 | 1346.502 | 1289.473 | 1270.451 | 1250.686 | 1233.895 | 1218.592 | 1203.289 | 1188.73 | 1174.172 | 1158.872 | 1144.316 | 1129.761 | 1115.95 | 1101.397 | 1087.587 | 1073.035 | 1059.228 | 1045.677 | 1032.307 | 1019.114 | 1006.095 | 993.249 | 980.574 | 968.066 | 955.725 | 943.547 | 931.53
S_Waiotahe | solar | 1825 | 1726.123 | 1633.19 | 1548.432 | 1465.16 | 1396.751 | 1343.206 | 1303.038 | 1258.409 | 1201.145 | 1144.623 | 1126.106 | 1106.845 | 1090.556 | 1075.752 | 1060.948 | 1046.885 | 1032.822 | 1018.015 | 1003.951 | 989.885 | 976.562 | 962.494 | 949.169 | 935.1 | 921.774 | 908.703 | 895.81 | 883.093 | 870.549 | 858.176 | 845.972 | 833.934 | 822.06 | 810.348 | 798.795
S_Waipawa | solar | 1900 | 1800.861 | 1707.668 | 1622.65 | 1539.119 | 1470.452 | 1416.65 | 1376.225 | 1331.342 | 1273.823 | 1217.048 | 1198.278 | 1178.766 | 1162.225 | 1147.172 | 1132.118 | 1117.808 | 1103.497 | 1088.444 | 1074.133 | 1059.823 | 1046.256 | 1031.945 | 1018.378 | 1004.068 | 990.501 | 977.19 | 964.058 | 951.103 | 938.322 | 925.713 | 913.273 | 901 | 888.892 | 876.947 | 865.162
S_Waitara | solar | 1975 | 1875.599 | 1782.146 | 1696.868 | 1613.078 | 1544.153 | 1490.094 | 1449.413 | 1404.275 | 1346.502 | 1289.473 | 1270.451 | 1250.686 | 1233.895 | 1218.592 | 1203.289 | 1188.73 | 1174.172 | 1158.872 | 1144.316 | 1129.761 | 1115.95 | 1101.397 | 1087.587 | 1073.035 | 1059.228 | 1045.677 | 1032.307 | 1019.114 | 1006.095 | 993.249 | 980.574 | 968.066 | 955.725 | 943.547 | 931.53
S_Waiterimu | solar | 1900 | 1800.861 | 1707.668 | 1622.65 | 1539.119 | 1470.452 | 1416.65 | 1376.225 | 1331.342 | 1273.823 | 1217.048 | 1198.278 | 1178.766 | 1162.225 | 1147.172 | 1132.118 | 1117.808 | 1103.497 | 1088.444 | 1074.133 | 1059.823 | 1046.256 | 1031.945 | 1018.378 | 1004.068 | 990.501 | 977.19 | 964.058 | 951.103 | 938.322 | 925.713 | 913.273 | 901 | 888.892 | 876.947 | 865.162
S_Wellsford | solar | 1975 | 1875.599 | 1782.146 | 1696.868 | 1613.078 | 1544.153 | 1490.094 | 1449.413 | 1404.275 | 1346.502 | 1289.473 | 1270.451 | 1250.686 | 1233.895 | 1218.592 | 1203.289 | 1188.73 | 1174.172 | 1158.872 | 1144.316 | 1129.761 | 1115.95 | 1101.397 | 1087.587 | 1073.035 | 1059.228 | 1045.677 | 1032.307 | 1019.114 | 1006.095 | 993.249 | 980.574 | 968.066 | 955.725 | 943.547 | 931.53
S_WesternBa1 | solar | 1975 | 1875.599 | 1782.146 | 1696.868 | 1613.078 | 1544.153 | 1490.094 | 1449.413 | 1404.275 | 1346.502 | 1289.473 | 1270.451 | 1250.686 | 1233.895 | 1218.592 | 1203.289 | 1188.73 | 1174.172 | 1158.872 | 1144.316 | 1129.761 | 1115.95 | 1101.397 | 1087.587 | 1073.035 | 1059.228 | 1045.677 | 1032.307 | 1019.114 | 1006.095 | 993.249 | 980.574 | 968.066 | 955.725 | 943.547 | 931.53
S_WesternBa2 | solar | 1975 | 1875.599 | 1782.146 | 1696.868 | 1613.078 | 1544.153 | 1490.094 | 1449.413 | 1404.275 | 1346.502 | 1289.473 | 1270.451 | 1250.686 | 1233.895 | 1218.592 | 1203.289 | 1188.73 | 1174.172 | 1158.872 | 1144.316 | 1129.761 | 1115.95 | 1101.397 | 1087.587 | 1073.035 | 1059.228 | 1045.677 | 1032.307 | 1019.114 | 1006.095 | 993.249 | 980.574 | 968.066 | 955.725 | 943.547 | 931.53
S_Whakatane | solar | 1825 | 1726.123 | 1633.19 | 1548.432 | 1465.16 | 1396.751 | 1343.206 | 1303.038 | 1258.409 | 1201.145 | 1144.623 | 1126.106 | 1106.845 | 1090.556 | 1075.752 | 1060.948 | 1046.885 | 1032.822 | 1018.015 | 1003.951 | 989.885 | 976.562 | 962.494 | 949.169 | 935.1 | 921.774 | 908.703 | 895.81 | 883.093 | 870.549 | 858.176 | 845.972 | 833.934 | 822.06 | 810.348 | 798.795
S_WhangapeEn | solar | 1975 | 1875.599 | 1782.146 | 1696.868 | 1613.078 | 1544.153 | 1490.094 | 1449.413 | 1404.275 | 1346.502 | 1289.473 | 1270.451 | 1250.686 | 1233.895 | 1218.592 | 1203.289 | 1188.73 | 1174.172 | 1158.872 | 1144.316 | 1129.761 | 1115.95 | 1101.397 | 1087.587 | 1073.035 | 1059.228 | 1045.677 | 1032.307 | 1019.114 | 1006.095 | 993.249 | 980.574 | 968.066 | 955.725 | 943.547 | 931.53
S_Whitianga | solar | 1900 | 1800.861 | 1707.668 | 1622.65 | 1539.119 | 1470.452 | 1416.65 | 1376.225 | 1331.342 | 1273.823 | 1217.048 | 1198.278 | 1178.766 | 1162.225 | 1147.172 | 1132.118 | 1117.808 | 1103.497 | 1088.444 | 1074.133 | 1059.823 | 1046.256 | 1031.945 | 1018.378 | 1004.068 | 990.501 | 977.19 | 964.058 | 951.103 | 938.322 | 925.713 | 913.273 | 901 | 888.892 | 876.947 | 865.162
S_genAucklan | solar | 1975 | 1875.599 | 1782.146 | 1696.868 | 1613.078 | 1544.153 | 1490.094 | 1449.413 | 1404.275 | 1346.502 | 1289.473 | 1270.451 | 1250.686 | 1233.895 | 1218.592 | 1203.289 | 1188.73 | 1174.172 | 1158.872 | 1144.316 | 1129.761 | 1115.95 | 1101.397 | 1087.587 | 1073.035 | 1059.228 | 1045.677 | 1032.307 | 1019.114 | 1006.095 | 993.249 | 980.574 | 968.066 | 955.725 | 943.547 | 931.53
S_genBayofPl | solar | 1975 | 1875.599 | 1782.146 | 1696.868 | 1613.078 | 1544.153 | 1490.094 | 1449.413 | 1404.275 | 1346.502 | 1289.473 | 1270.451 | 1250.686 | 1233.895 | 1218.592 | 1203.289 | 1188.73 | 1174.172 | 1158.872 | 1144.316 | 1129.761 | 1115.95 | 1101.397 | 1087.587 | 1073.035 | 1059.228 | 1045.677 | 1032.307 | 1019.114 | 1006.095 | 993.249 | 980.574 | 968.066 | 955.725 | 943.547 | 931.53
S_genCanter1 | solar | 1975 | 1875.599 | 1782.146 | 1696.868 | 1613.078 | 1544.153 | 1490.094 | 1449.413 | 1404.275 | 1346.502 | 1289.473 | 1270.451 | 1250.686 | 1233.895 | 1218.592 | 1203.289 | 1188.73 | 1174.172 | 1158.872 | 1144.316 | 1129.761 | 1115.95 | 1101.397 | 1087.587 | 1073.035 | 1059.228 | 1045.677 | 1032.307 | 1019.114 | 1006.095 | 993.249 | 980.574 | 968.066 | 955.725 | 943.547 | 931.53
S_genCanter2 | solar | 1975 | 1875.599 | 1782.146 | 1696.868 | 1613.078 | 1544.153 | 1490.094 | 1449.413 | 1404.275 | 1346.502 | 1289.473 | 1270.451 | 1250.686 | 1233.895 | 1218.592 | 1203.289 | 1188.73 | 1174.172 | 1158.872 | 1144.316 | 1129.761 | 1115.95 | 1101.397 | 1087.587 | 1073.035 | 1059.228 | 1045.677 | 1032.307 | 1019.114 | 1006.095 | 993.249 | 980.574 | 968.066 | 955.725 | 943.547 | 931.53
S_genGisborn | solar | 1975 | 1875.599 | 1782.146 | 1696.868 | 1613.078 | 1544.153 | 1490.094 | 1449.413 | 1404.275 | 1346.502 | 1289.473 | 1270.451 | 1250.686 | 1233.895 | 1218.592 | 1203.289 | 1188.73 | 1174.172 | 1158.872 | 1144.316 | 1129.761 | 1115.95 | 1101.397 | 1087.587 | 1073.035 | 1059.228 | 1045.677 | 1032.307 | 1019.114 | 1006.095 | 993.249 | 980.574 | 968.066 | 955.725 | 943.547 | 931.53
S_genHawkes | solar | 1975 | 1875.599 | 1782.146 | 1696.868 | 1613.078 | 1544.153 | 1490.094 | 1449.413 | 1404.275 | 1346.502 | 1289.473 | 1270.451 | 1250.686 | 1233.895 | 1218.592 | 1203.289 | 1188.73 | 1174.172 | 1158.872 | 1144.316 | 1129.761 | 1115.95 | 1101.397 | 1087.587 | 1073.035 | 1059.228 | 1045.677 | 1032.307 | 1019.114 | 1006.095 | 993.249 | 980.574 | 968.066 | 955.725 | 943.547 | 931.53
S_genMarlbor | solar | 1975 | 1875.599 | 1782.146 | 1696.868 | 1613.078 | 1544.153 | 1490.094 | 1449.413 | 1404.275 | 1346.502 | 1289.473 | 1270.451 | 1250.686 | 1233.895 | 1218.592 | 1203.289 | 1188.73 | 1174.172 | 1158.872 | 1144.316 | 1129.761 | 1115.95 | 1101.397 | 1087.587 | 1073.035 | 1059.228 | 1045.677 | 1032.307 | 1019.114 | 1006.095 | 993.249 | 980.574 | 968.066 | 955.725 | 943.547 | 931.53
S_genNorthla | solar | 1975 | 1875.599 | 1782.146 | 1696.868 | 1613.078 | 1544.153 | 1490.094 | 1449.413 | 1404.275 | 1346.502 | 1289.473 | 1270.451 | 1250.686 | 1233.895 | 1218.592 | 1203.289 | 1188.73 | 1174.172 | 1158.872 | 1144.316 | 1129.761 | 1115.95 | 1101.397 | 1087.587 | 1073.035 | 1059.228 | 1045.677 | 1032.307 | 1019.114 | 1006.095 | 993.249 | 980.574 | 968.066 | 955.725 | 943.547 | 931.53
S_genTaranak | solar | 1975 | 1875.599 | 1782.146 | 1696.868 | 1613.078 | 1544.153 | 1490.094 | 1449.413 | 1404.275 | 1346.502 | 1289.473 | 1270.451 | 1250.686 | 1233.895 | 1218.592 | 1203.289 | 1188.73 | 1174.172 | 1158.872 | 1144.316 | 1129.761 | 1115.95 | 1101.397 | 1087.587 | 1073.035 | 1059.228 | 1045.677 | 1032.307 | 1019.114 | 1006.095 | 993.249 | 980.574 | 968.066 | 955.725 | 943.547 | 931.53
S_genWaikat1 | solar | 1975 | 1875.599 | 1782.146 | 1696.868 | 1613.078 | 1544.153 | 1490.094 | 1449.413 | 1404.275 | 1346.502 | 1289.473 | 1270.451 | 1250.686 | 1233.895 | 1218.592 | 1203.289 | 1188.73 | 1174.172 | 1158.872 | 1144.316 | 1129.761 | 1115.95 | 1101.397 | 1087.587 | 1073.035 | 1059.228 | 1045.677 | 1032.307 | 1019.114 | 1006.095 | 993.249 | 980.574 | 968.066 | 955.725 | 943.547 | 931.53
S_genWaikat2 | solar | 1975 | 1875.599 | 1782.146 | 1696.868 | 1613.078 | 1544.153 | 1490.094 | 1449.413 | 1404.275 | 1346.502 | 1289.473 | 1270.451 | 1250.686 | 1233.895 | 1218.592 | 1203.289 | 1188.73 | 1174.172 | 1158.872 | 1144.316 | 1129.761 | 1115.95 | 1101.397 | 1087.587 | 1073.035 | 1059.228 | 1045.677 | 1032.307 | 1019.114 | 1006.095 | 993.249 | 980.574 | 968.066 | 955.725 | 943.547 | 931.53
S_genWairara | solar | 1975 | 1875.599 | 1782.146 | 1696.868 | 1613.078 | 1544.153 | 1490.094 | 1449.413 | 1404.275 | 1346.502 | 1289.473 | 1270.451 | 1250.686 | 1233.895 | 1218.592 | 1203.289 | 1188.73 | 1174.172 | 1158.872 | 1144.316 | 1129.761 | 1115.95 | 1101.397 | 1087.587 | 1073.035 | 1059.228 | 1045.677 | 1032.307 | 1019.114 | 1006.095 | 993.249 | 980.574 | 968.066 | 955.725 | 943.547 | 931.53
Taheke1 | geothermal | 6700 | 6676.632 | 6653.345 | 6630.14 | 6607.015 | 6583.971 | 6561.008 | 6538.124 | 6515.321 | 6492.596 | 6469.952 | 6447.386 | 6424.899 | 6402.49 | 6380.159 | 6357.907 | 6335.732 | 6313.634 | 6291.613 | 6269.669 | 6247.802 | 6226.011 | 6204.296 | 6182.657 | 6161.093 | 6139.604 | 6118.191 | 6096.852 | 6075.587 | 6054.397 | 6033.28 | 6012.237 | 5991.268 | 5970.372 | 5949.548 | 5928.797
Taheke2 | geothermal | 6700 | 6676.632 | 6653.345 | 6630.14 | 6607.015 | 6583.971 | 6561.008 | 6538.124 | 6515.321 | 6492.596 | 6469.952 | 6447.386 | 6424.899 | 6402.49 | 6380.159 | 6357.907 | 6335.732 | 6313.634 | 6291.613 | 6269.669 | 6247.802 | 6226.011 | 6204.296 | 6182.657 | 6161.093 | 6139.604 | 6118.191 | 6096.852 | 6075.587 | 6054.397 | 6033.28 | 6012.237 | 5991.268 | 5970.372 | 5949.548 | 5928.797
Taheke3 | geothermal | 6700 | 6676.632 | 6653.345 | 6630.14 | 6607.015 | 6583.971 | 6561.008 | 6538.124 | 6515.321 | 6492.596 | 6469.952 | 6447.386 | 6424.899 | 6402.49 | 6380.159 | 6357.907 | 6335.732 | 6313.634 | 6291.613 | 6269.669 | 6247.802 | 6226.011 | 6204.296 | 6182.657 | 6161.093 | 6139.604 | 6118.191 | 6096.852 | 6075.587 | 6054.397 | 6033.28 | 6012.237 | 5991.268 | 5970.372 | 5949.548 | 5928.797
TaramTaipo | hydro | 9195.092 | 9163.021 | 9131.062 | 9099.215 | 9067.479 | 9035.853 | 9004.338 | 8972.933 | 8941.637 | 8910.451 | 8879.373 | 8848.403 | 8817.542 | 8786.788 | 8756.142 | 8725.602 | 8695.169 | 8664.842 | 8634.621 | 8604.505 | 8574.494 | 8544.588 | 8514.787 | 8485.089 | 8455.495 | 8426.003 | 8396.615 | 8367.33 | 8338.146 | 8309.064 | 8280.084 | 8251.205 | 8222.426 | 8193.748 | 8165.17 | 8136.692
Tauhara2 | geothermal | 6700 | 6676.632 | 6653.345 | 6630.14 | 6607.015 | 6583.971 | 6561.008 | 6538.124 | 6515.321 | 6492.596 | 6469.952 | 6447.386 | 6424.899 | 6402.49 | 6380.159 | 6357.907 | 6335.732 | 6313.634 | 6291.613 | 6269.669 | 6247.802 | 6226.011 | 6204.296 | 6182.657 | 6161.093 | 6139.604 | 6118.191 | 6096.852 | 6075.587 | 6054.397 | 6033.28 | 6012.237 | 5991.268 | 5970.372 | 5949.548 | 5928.797
Tauhara3 | geothermal | 5600 | 5580.468 | 5561.005 | 5541.609 | 5522.281 | 5503.021 | 5483.827 | 5464.701 | 5445.641 | 5426.648 | 5407.721 | 5388.86 | 5370.065 | 5351.335 | 5332.671 | 5314.071 | 5295.537 | 5277.067 | 5258.662 | 5240.321 | 5222.044 | 5203.83 | 5185.68 | 5167.594 | 5149.57 | 5131.61 | 5113.712 | 5095.876 | 5078.103 | 5060.391 | 5042.742 | 5025.154 | 5007.627 | 4990.161 | 4972.757 | 4955.413
TauheiBESS | battery | 1700 | 1640.771 | 1586.39 | 1534.474 | 1489.816 | 1452.428 | 1433.092 | 1414.225 | 1394.867 | 1375.977 | 1357.074 | 1338.158 | 1319.709 | 1300.766 | 1282.289 | 1265.232 | 1247.681 | 1230.592 | 1213.965 | 1196.841 | 1180.178 | 1163.017 | 1146.314 | 1129.59 | 1112.843 | 1096.074 | 1079.986 | 1064.135 | 1048.516 | 1033.126 | 1017.963 | 1003.021 | 988.3 | 973.794 | 959.501 | 945.418
TeMihi2 | geothermal | 6700 | 6676.632 | 6653.345 | 6630.14 | 6607.015 | 6583.971 | 6561.008 | 6538.124 | 6515.321 | 6492.596 | 6469.952 | 6447.386 | 6424.899 | 6402.49 | 6380.159 | 6357.907 | 6335.732 | 6313.634 | 6291.613 | 6269.669 | 6247.802 | 6226.011 | 6204.296 | 6182.657 | 6161.093 | 6139.604 | 6118.191 | 6096.852 | 6075.587 | 6054.397 | 6033.28 | 6012.237 | 5991.268 | 5970.372 | 5949.548 | 5928.797
TeMihi3 | geothermal | 6700 | 6676.632 | 6653.345 | 6630.14 | 6607.015 | 6583.971 | 6561.008 | 6538.124 | 6515.321 | 6492.596 | 6469.952 | 6447.386 | 6424.899 | 6402.49 | 6380.159 | 6357.907 | 6335.732 | 6313.634 | 6291.613 | 6269.669 | 6247.802 | 6226.011 | 6204.296 | 6182.657 | 6161.093 | 6139.604 | 6118.191 | 6096.852 | 6075.587 | 6054.397 | 6033.28 | 6012.237 | 5991.268 | 5970.372 | 5949.548 | 5928.797
Tikitere1 | geothermal | 6700 | 6676.632 | 6653.345 | 6630.14 | 6607.015 | 6583.971 | 6561.008 | 6538.124 | 6515.321 | 6492.596 | 6469.952 | 6447.386 | 6424.899 | 6402.49 | 6380.159 | 6357.907 | 6335.732 | 6313.634 | 6291.613 | 6269.669 | 6247.802 | 6226.011 | 6204.296 | 6182.657 | 6161.093 | 6139.604 | 6118.191 | 6096.852 | 6075.587 | 6054.397 | 6033.28 | 6012.237 | 5991.268 | 5970.372 | 5949.548 | 5928.797
Tikitere2 | geothermal | 6700 | 6676.632 | 6653.345 | 6630.14 | 6607.015 | 6583.971 | 6561.008 | 6538.124 | 6515.321 | 6492.596 | 6469.952 | 6447.386 | 6424.899 | 6402.49 | 6380.159 | 6357.907 | 6335.732 | 6313.634 | 6291.613 | 6269.669 | 6247.802 | 6226.011 | 6204.296 | 6182.657 | 6161.093 | 6139.604 | 6118.191 | 6096.852 | 6075.587 | 6054.397 | 6033.28 | 6012.237 | 5991.268 | 5970.372 | 5949.548 | 5928.797
TokaanuGeo1 | geothermal | 6700 | 6676.632 | 6653.345 | 6630.14 | 6607.015 | 6583.971 | 6561.008 | 6538.124 | 6515.321 | 6492.596 | 6469.952 | 6447.386 | 6424.899 | 6402.49 | 6380.159 | 6357.907 | 6335.732 | 6313.634 | 6291.613 | 6269.669 | 6247.802 | 6226.011 | 6204.296 | 6182.657 | 6161.093 | 6139.604 | 6118.191 | 6096.852 | 6075.587 | 6054.397 | 6033.28 | 6012.237 | 5991.268 | 5970.372 | 5949.548 | 5928.797
TokaanuGeo2 | geothermal | 5600 | 5580.468 | 5561.005 | 5541.609 | 5522.281 | 5503.021 | 5483.827 | 5464.701 | 5445.641 | 5426.648 | 5407.721 | 5388.86 | 5370.065 | 5351.335 | 5332.671 | 5314.071 | 5295.537 | 5277.067 | 5258.662 | 5240.321 | 5222.044 | 5203.83 | 5185.68 | 5167.594 | 5149.57 | 5131.61 | 5113.712 | 5095.876 | 5078.103 | 5060.391 | 5042.742 | 5025.154 | 5007.627 | 4990.161 | 4972.757 | 4955.413
Tuapeka | hydro | 9195.092 | 9163.021 | 9131.062 | 9099.215 | 9067.479 | 9035.853 | 9004.338 | 8972.933 | 8941.637 | 8910.451 | 8879.373 | 8848.403 | 8817.542 | 8786.788 | 8756.142 | 8725.602 | 8695.169 | 8664.842 | 8634.621 | 8604.505 | 8574.494 | 8544.588 | 8514.787 | 8485.089 | 8455.495 | 8426.003 | 8396.615 | 8367.33 | 8338.146 | 8309.064 | 8280.084 | 8251.205 | 8222.426 | 8193.748 | 8165.17 | 8136.692
UpWaiauSth | hydro | 9195.092 | 9163.021 | 9131.062 | 9099.215 | 9067.479 | 9035.853 | 9004.338 | 8972.933 | 8941.637 | 8910.451 | 8879.373 | 8848.403 | 8817.542 | 8786.788 | 8756.142 | 8725.602 | 8695.169 | 8664.842 | 8634.621 | 8604.505 | 8574.494 | 8544.588 | 8514.787 | 8485.089 | 8455.495 | 8426.003 | 8396.615 | 8367.33 | 8338.146 | 8309.064 | 8280.084 | 8251.205 | 8222.426 | 8193.748 | 8165.17 | 8136.692
WRKreduced | geothermal | 0 | 0 | 0 | 0 | 0 | 0 | 0 | 0 | 0 | 0 | 0 | 0 | 0 | 0 | 0 | 0 | 0 | 0 | 0 | 0 | 0 | 0 | 0 | 0 | 0 | 0 | 0 | 0 | 0 | 0 | 0 | 0 | 0 | 0 | 0 | 0
W_AwaruaQuad | wind | 3102.238 | 2999.124 | 2899.983 | 2807.654 | 2719.299 | 2634.916 | 2569.175 | 2507.407 | 2451.884 | 2391.245 | 2364.686 | 2335.283 | 2308.149 | 2290.668 | 2278.296 | 2254.56 | 2234.797 | 2218.439 | 2202.077 | 2187.416 | 2172.752 | 2159.22 | 2146.253 | 2133.283 | 2121.445 | 2109.604 | 2097.193 | 2084.853 | 2072.584 | 2060.386 | 2048.258 | 2036.201 | 2024.213 | 2012.294 | 2000.444 | 1988.663
W_CastleHill | wind | 3777 | 3671.532 | 3570.046 | 3475.381 | 3384.696 | 3297.993 | 3229.939 | 3165.866 | 3108.047 | 3045.119 | 3016.279 | 2984.604 | 2955.205 | 2935.467 | 2920.847 | 2894.87 | 2872.873 | 2854.289 | 2835.71 | 2818.839 | 2801.972 | 2786.246 | 2771.092 | 2755.943 | 2741.933 | 2727.928 | 2713.36 | 2698.871 | 2684.461 | 2670.128 | 2655.874 | 2641.697 | 2627.598 | 2613.575 | 2599.627 | 2585.756
W_Edendale | wind | 3400 | 3295.847 | 3195.671 | 3102.312 | 3012.928 | 2927.522 | 2860.76 | 2797.975 | 2741.438 | 2679.789 | 2652.224 | 2621.818 | 2593.684 | 2575.208 | 2561.844 | 2537.119 | 2516.37 | 2499.03 | 2481.689 | 2466.053 | 2450.417 | 2435.917 | 2421.985 | 2408.053 | 2395.257 | 2382.461 | 2369.098 | 2355.809 | 2342.595 | 2329.456 | 2316.39 | 2303.397 | 2290.477 | 2277.63 | 2264.854 | 2252.151
W_GlenMasse1 | wind | 3273.176 | 3169.466 | 3069.731 | 2976.81 | 2887.865 | 2802.895 | 2736.568 | 2674.215 | 2618.111 | 2556.892 | 2529.755 | 2499.776 | 2472.068 | 2454.016 | 2441.075 | 2416.771 | 2396.442 | 2379.52 | 2362.596 | 2347.375 | 2332.153 | 2318.065 | 2304.544 | 2291.022 | 2278.634 | 2266.245 | 2253.287 | 2240.403 | 2227.591 | 2214.853 | 2202.186 | 2189.592 | 2177.069 | 2164.617 | 2152.236 | 2139.925
W_GlenMasse2 | wind | 3436.167 | 3331.888 | 3231.586 | 3138.101 | 3048.593 | 2963.062 | 2896.177 | 2833.268 | 2776.608 | 2714.836 | 2687.149 | 2656.621 | 2628.366 | 2609.769 | 2596.284 | 2571.439 | 2550.57 | 2533.111 | 2515.651 | 2499.897 | 2484.143 | 2469.525 | 2455.476 | 2441.427 | 2428.515 | 2415.603 | 2402.124 | 2388.72 | 2375.392 | 2362.137 | 2348.957 | 2335.851 | 2322.818 | 2309.858 | 2296.97 | 2284.154
W_Hapuakohe | wind | 3315.696 | 3211.837 | 3111.954 | 3018.886 | 2929.794 | 2844.677 | 2778.205 | 2715.707 | 2659.458 | 2598.095 | 2570.814 | 2540.692 | 2512.842 | 2494.647 | 2481.564 | 2457.119 | 2436.649 | 2419.587 | 2402.524 | 2387.163 | 2371.802 | 2357.577 | 2343.918 | 2330.258 | 2317.733 | 2305.208 | 2292.114 | 2279.094 | 2266.148 | 2253.275 | 2240.475 | 2227.747 | 2215.091 | 2202.506 | 2189.993 | 2177.55
W_Huriwaka | wind | 3593.667 | 3488.839 | 3387.989 | 3293.959 | 3203.907 | 3117.835 | 3050.409 | 2986.962 | 2929.767 | 2867.461 | 2839.241 | 2808.183 | 2779.399 | 2760.275 | 2746.265 | 2720.897 | 2699.507 | 2681.528 | 2663.551 | 2647.281 | 2631.013 | 2615.883 | 2601.323 | 2586.765 | 2573.346 | 2559.929 | 2545.947 | 2532.042 | 2518.213 | 2504.461 | 2490.785 | 2477.184 | 2463.658 | 2450.206 | 2436.829 | 2423.525
W_Jericho | wind | 3335.571 | 3231.643 | 3131.691 | 3038.555 | 2949.394 | 2864.209 | 2797.668 | 2735.103 | 2678.786 | 2617.355 | 2590.007 | 2559.819 | 2531.901 | 2513.64 | 2500.491 | 2475.98 | 2455.444 | 2438.316 | 2421.188 | 2405.763 | 2390.337 | 2376.046 | 2362.323 | 2348.599 | 2336.011 | 2323.421 | 2310.264 | 2297.181 | 2284.171 | 2271.235 | 2258.372 | 2245.582 | 2232.864 | 2220.217 | 2207.642 | 2195.138
W_Kaihiku | wind | 3593.667 | 3488.839 | 3387.989 | 3293.959 | 3203.907 | 3117.835 | 3050.409 | 2986.962 | 2929.767 | 2867.461 | 2839.241 | 2808.183 | 2779.399 | 2760.275 | 2746.265 | 2720.897 | 2699.507 | 2681.528 | 2663.551 | 2647.281 | 2631.013 | 2615.883 | 2601.323 | 2586.765 | 2573.346 | 2559.929 | 2545.947 | 2532.042 | 2518.213 | 2504.461 | 2490.785 | 2477.184 | 2463.658 | 2450.206 | 2436.829 | 2423.525
W_Kaimai | wind | 3551.737 | 3447.055 | 3346.351 | 3252.466 | 3162.559 | 3076.631 | 3009.349 | 2946.046 | 2888.993 | 2826.829 | 2798.751 | 2767.834 | 2739.191 | 2720.207 | 2706.337 | 2681.108 | 2659.857 | 2642.016 | 2624.177 | 2608.044 | 2591.913 | 2576.919 | 2562.495 | 2548.073 | 2534.789 | 2521.506 | 2507.658 | 2493.886 | 2480.191 | 2466.571 | 2453.027 | 2439.558 | 2426.163 | 2412.842 | 2399.596 | 2386.422
W_Kaiwaikawe | wind | 3595.312 | 3490.478 | 3389.623 | 3295.587 | 3205.53 | 3119.451 | 3052.02 | 2988.568 | 2931.366 | 2869.055 | 2840.829 | 2809.766 | 2780.977 | 2761.847 | 2747.832 | 2722.458 | 2701.063 | 2683.078 | 2665.096 | 2648.82 | 2632.547 | 2617.411 | 2602.846 | 2588.283 | 2574.859 | 2561.437 | 2547.449 | 2533.539 | 2519.705 | 2505.947 | 2492.266 | 2478.66 | 2465.129 | 2451.672 | 2438.29 | 2424.981
W_KaiweraDow | wind | 3516.677 | 3412.118 | 3311.536 | 3217.772 | 3127.987 | 3042.179 | 2975.017 | 2911.833 | 2854.9 | 2792.855 | 2764.895 | 2734.096 | 2705.571 | 2686.704 | 2672.951 | 2647.839 | 2626.704 | 2608.979 | 2591.255 | 2575.236 | 2559.219 | 2544.34 | 2530.03 | 2515.721 | 2502.549 | 2489.379 | 2475.643 | 2461.983 | 2448.399 | 2434.89 | 2421.457 | 2408.097 | 2394.812 | 2381.601 | 2368.463 | 2355.398
W_Kapuni | wind | 3152.833 | 3049.543 | 2950.226 | 2857.722 | 2769.192 | 2684.635 | 2618.721 | 2556.78 | 2501.085 | 2440.274 | 2413.544 | 2383.97 | 2356.666 | 2339.017 | 2326.476 | 2302.572 | 2282.641 | 2266.116 | 2249.588 | 2234.762 | 2219.932 | 2206.236 | 2193.105 | 2179.971 | 2167.971 | 2155.968 | 2143.394 | 2130.893 | 2118.464 | 2106.106 | 2093.819 | 2081.602 | 2069.456 | 2057.379 | 2045.372 | 2033.434
W_Kinleith | wind | 3400 | 3295.847 | 3195.671 | 3102.312 | 3012.928 | 2927.522 | 2860.76 | 2797.975 | 2741.438 | 2679.789 | 2652.224 | 2621.818 | 2593.684 | 2575.208 | 2561.844 | 2537.119 | 2516.37 | 2499.03 | 2481.689 | 2466.053 | 2450.417 | 2435.917 | 2421.985 | 2408.053 | 2395.257 | 2382.461 | 2369.098 | 2355.809 | 2342.595 | 2329.456 | 2316.39 | 2303.397 | 2290.477 | 2277.63 | 2264.854 | 2252.151
W_Kohi | wind | 3360.005 | 3255.992 | 3155.955 | 3062.734 | 2973.489 | 2888.22 | 2821.595 | 2758.947 | 2702.546 | 2641.033 | 2613.602 | 2583.331 | 2555.332 | 2536.989 | 2523.759 | 2499.166 | 2478.55 | 2461.341 | 2444.133 | 2428.627 | 2413.122 | 2398.752 | 2384.949 | 2371.146 | 2358.479 | 2345.812 | 2332.576 | 2319.415 | 2306.328 | 2293.315 | 2280.375 | 2267.508 | 2254.713 | 2241.991 | 2229.34 | 2216.76
W_Kupe | wind | 3222.278 | 3118.745 | 3019.186 | 2926.442 | 2837.673 | 2752.877 | 2686.725 | 2624.547 | 2568.615 | 2507.568 | 2480.604 | 2450.796 | 2423.259 | 2405.377 | 2392.606 | 2368.471 | 2348.31 | 2331.556 | 2314.8 | 2299.746 | 2284.69 | 2270.767 | 2257.411 | 2244.053 | 2231.83 | 2219.604 | 2206.808 | 2194.086 | 2181.436 | 2168.859 | 2156.353 | 2143.918 | 2131.555 | 2119.261 | 2107.038 | 2094.885
W_Kurow | wind | 3499.308 | 3394.809 | 3294.287 | 3200.584 | 3110.858 | 3025.11 | 2958.008 | 2894.883 | 2838.009 | 2776.023 | 2748.122 | 2717.381 | 2688.915 | 2670.106 | 2656.411 | 2631.356 | 2610.279 | 2592.611 | 2574.944 | 2558.982 | 2543.022 | 2528.199 | 2513.945 | 2499.692 | 2486.577 | 2473.462 | 2459.782 | 2446.177 | 2432.648 | 2419.194 | 2405.815 | 2392.511 | 2379.28 | 2366.123 | 2353.039 | 2340.028
W_Mahinerang | wind | 3151.444 | 3048.159 | 2948.846 | 2856.348 | 2767.822 | 2683.271 | 2617.361 | 2555.425 | 2499.734 | 2438.928 | 2412.202 | 2382.634 | 2355.335 | 2337.689 | 2325.154 | 2301.254 | 2281.328 | 2264.807 | 2248.284 | 2233.462 | 2218.637 | 2204.945 | 2191.819 | 2178.69 | 2166.694 | 2154.695 | 2142.126 | 2129.629 | 2117.204 | 2104.851 | 2092.568 | 2080.356 | 2068.214 | 2056.142 | 2044.139 | 2032.205
W_Mamaku_s1 | wind | 3564.143 | 3459.418 | 3358.671 | 3264.743 | 3174.793 | 3088.822 | 3021.498 | 2958.152 | 2901.057 | 2838.851 | 2810.731 | 2779.772 | 2751.088 | 2732.062 | 2718.151 | 2692.881 | 2671.589 | 2653.707 | 2635.827 | 2619.653 | 2603.481 | 2588.447 | 2573.983 | 2559.521 | 2546.197 | 2532.875 | 2518.987 | 2505.176 | 2491.441 | 2477.782 | 2464.199 | 2450.69 | 2437.257 | 2423.897 | 2410.612 | 2397.4
W_Mamaku_s2 | wind | 3269.5 | 3165.802 | 3066.08 | 2973.172 | 2884.24 | 2799.282 | 2732.967 | 2670.628 | 2614.535 | 2553.329 | 2526.205 | 2496.238 | 2468.543 | 2450.503 | 2437.574 | 2413.282 | 2392.965 | 2376.055 | 2359.144 | 2343.935 | 2328.725 | 2314.649 | 2301.14 | 2287.629 | 2275.254 | 2262.876 | 2249.93 | 2237.057 | 2224.258 | 2211.531 | 2198.876 | 2186.293 | 2173.782 | 2161.341 | 2148.971 | 2136.672
W_Manawatu | wind | 3419.5 | 3315.279 | 3215.035 | 3121.608 | 3032.158 | 2946.684 | 2879.856 | 2817.004 | 2760.401 | 2698.686 | 2671.054 | 2640.583 | 2612.384 | 2593.842 | 2580.413 | 2555.623 | 2534.81 | 2517.405 | 2500.001 | 2484.301 | 2468.601 | 2454.037 | 2440.042 | 2426.047 | 2413.188 | 2400.33 | 2386.904 | 2373.554 | 2360.278 | 2347.077 | 2333.949 | 2320.895 | 2307.914 | 2295.006 | 2282.17 | 2269.406
W_Mangapapa | wind | 3378.111 | 3274.035 | 3173.935 | 3080.651 | 2991.343 | 2906.012 | 2839.325 | 2776.615 | 2720.153 | 2658.578 | 2631.086 | 2600.754 | 2572.694 | 2554.291 | 2541 | 2516.348 | 2495.671 | 2478.403 | 2461.135 | 2445.57 | 2430.005 | 2415.576 | 2401.715 | 2387.854 | 2375.129 | 2362.403 | 2349.11 | 2335.891 | 2322.747 | 2309.676 | 2296.679 | 2283.755 | 2270.904 | 2258.125 | 2245.417 | 2232.781
W_Motorimu | wind | 3460.571 | 3356.207 | 3255.821 | 3162.251 | 3072.659 | 2987.044 | 2920.075 | 2857.083 | 2800.34 | 2738.486 | 2710.715 | 2680.106 | 2651.769 | 2633.09 | 2619.524 | 2594.598 | 2573.648 | 2556.108 | 2538.569 | 2522.734 | 2506.9 | 2492.203 | 2478.075 | 2463.947 | 2450.956 | 2437.966 | 2424.409 | 2410.928 | 2397.522 | 2384.191 | 2370.934 | 2357.751 | 2344.641 | 2331.605 | 2318.641 | 2305.75
W_MtCass | wind | 3560.277 | 3455.565 | 3354.832 | 3260.917 | 3170.981 | 3085.023 | 3017.712 | 2954.379 | 2897.297 | 2835.105 | 2806.997 | 2776.052 | 2747.38 | 2728.368 | 2714.47 | 2689.212 | 2667.933 | 2650.064 | 2632.197 | 2616.036 | 2599.876 | 2584.855 | 2570.404 | 2555.954 | 2542.642 | 2529.332 | 2515.457 | 2501.658 | 2487.935 | 2474.289 | 2460.717 | 2447.221 | 2433.8 | 2420.453 | 2407.179 | 2393.979
W_MtMunro | wind | 3468.111 | 3363.721 | 3263.308 | 3169.712 | 3080.094 | 2994.453 | 2927.458 | 2864.44 | 2807.672 | 2745.792 | 2717.996 | 2687.361 | 2658.999 | 2640.295 | 2626.704 | 2601.752 | 2580.778 | 2563.213 | 2545.649 | 2529.79 | 2513.931 | 2499.209 | 2485.057 | 2470.905 | 2457.89 | 2444.875 | 2431.294 | 2417.789 | 2404.359 | 2391.004 | 2377.723 | 2364.516 | 2351.383 | 2338.324 | 2325.337 | 2312.422
W_Ototoka | wind | 3300.333 | 3196.528 | 3096.698 | 3003.684 | 2914.645 | 2829.581 | 2763.161 | 2700.716 | 2644.519 | 2583.208 | 2555.979 | 2525.909 | 2498.11 | 2479.967 | 2466.935 | 2442.541 | 2422.122 | 2405.11 | 2388.098 | 2372.788 | 2357.477 | 2343.301 | 2329.692 | 2316.082 | 2303.607 | 2291.131 | 2278.086 | 2265.115 | 2252.217 | 2239.393 | 2226.641 | 2213.961 | 2201.353 | 2188.817 | 2176.351 | 2163.956
W_Otupaefarm | wind | 3400 | 3295.847 | 3195.671 | 3102.312 | 3012.928 | 2927.522 | 2860.76 | 2797.975 | 2741.438 | 2679.789 | 2652.224 | 2621.818 | 2593.684 | 2575.208 | 2561.844 | 2537.119 | 2516.37 | 2499.03 | 2481.689 | 2466.053 | 2450.417 | 2435.917 | 2421.985 | 2408.053 | 2395.257 | 2382.461 | 2369.098 | 2355.809 | 2342.595 | 2329.456 | 2316.39 | 2303.397 | 2290.477 | 2277.63 | 2264.854 | 2252.151
W_Pahiatua | wind | 3280.996 | 3177.258 | 3077.496 | 2984.548 | 2895.576 | 2810.578 | 2744.225 | 2681.846 | 2625.714 | 2564.469 | 2537.306 | 2507.301 | 2479.566 | 2461.488 | 2448.521 | 2424.191 | 2403.836 | 2386.888 | 2369.939 | 2354.692 | 2339.445 | 2325.331 | 2311.785 | 2298.238 | 2285.825 | 2273.41 | 2260.427 | 2247.518 | 2234.682 | 2221.919 | 2209.228 | 2196.609 | 2184.061 | 2171.585 | 2159.18 | 2146.844
W_Puketoi | wind | 3753.491 | 3648.106 | 3546.701 | 3452.117 | 3361.514 | 3274.891 | 3206.918 | 3142.926 | 3085.186 | 3022.338 | 2993.578 | 2961.981 | 2932.661 | 2913.003 | 2898.46 | 2872.561 | 2850.643 | 2832.136 | 2813.634 | 2796.84 | 2780.05 | 2764.4 | 2749.323 | 2734.249 | 2720.315 | 2706.386 | 2691.893 | 2677.478 | 2663.143 | 2648.885 | 2634.705 | 2620.602 | 2606.576 | 2592.626 | 2578.752 | 2564.953
W_Ratahiwi | wind | 3668.111 | 3563.023 | 3461.915 | 3367.627 | 3277.319 | 3190.99 | 3123.309 | 3059.608 | 3002.159 | 2939.601 | 2911.129 | 2879.82 | 2850.787 | 2831.414 | 2817.156 | 2791.54 | 2769.904 | 2751.68 | 2733.458 | 2716.944 | 2700.433 | 2685.061 | 2670.26 | 2655.462 | 2641.803 | 2628.147 | 2613.927 | 2599.784 | 2585.72 | 2571.732 | 2557.821 | 2543.986 | 2530.227 | 2516.544 | 2502.935 | 2489.401
W_Ruarangi | wind | 3561.167 | 3456.452 | 3355.715 | 3261.798 | 3171.858 | 3085.897 | 3018.583 | 2955.248 | 2898.163 | 2835.967 | 2807.857 | 2776.908 | 2748.234 | 2729.218 | 2715.317 | 2690.056 | 2668.774 | 2650.902 | 2633.032 | 2616.868 | 2600.706 | 2585.682 | 2571.227 | 2556.775 | 2543.46 | 2530.148 | 2516.269 | 2502.467 | 2488.742 | 2475.093 | 2461.519 | 2448.02 | 2434.595 | 2421.245 | 2407.969 | 2394.766
W_Santoft | wind | 3247 | 3143.381 | 3043.736 | 2950.907 | 2862.052 | 2777.171 | 2710.934 | 2648.671 | 2592.656 | 2531.525 | 2504.477 | 2474.587 | 2446.967 | 2429.002 | 2416.148 | 2391.931 | 2371.688 | 2354.853 | 2338.015 | 2322.88 | 2307.743 | 2293.741 | 2280.305 | 2266.867 | 2254.563 | 2242.258 | 2229.384 | 2216.583 | 2203.854 | 2191.199 | 2178.615 | 2166.103 | 2153.662 | 2141.291 | 2128.992 | 2116.762
W_Southland | wind | 3703.97 | 3598.757 | 3497.524 | 3403.112 | 3312.68 | 3226.227 | 3158.424 | 3094.6 | 3037.029 | 2974.349 | 2945.756 | 2914.327 | 2885.173 | 2865.68 | 2851.303 | 2825.568 | 2803.813 | 2785.47 | 2767.131 | 2750.499 | 2733.871 | 2718.382 | 2703.465 | 2688.551 | 2674.777 | 2661.006 | 2646.671 | 2632.415 | 2618.236 | 2604.135 | 2590.111 | 2576.164 | 2562.293 | 2548.497 | 2534.777 | 2521.132
W_Tairawhiti | wind | 3575.75 | 3470.984 | 3370.197 | 3276.229 | 3186.239 | 3100.228 | 3032.864 | 2969.479 | 2912.344 | 2850.099 | 2821.939 | 2790.942 | 2762.218 | 2743.154 | 2729.204 | 2703.895 | 2682.565 | 2664.645 | 2646.727 | 2630.515 | 2614.305 | 2599.233 | 2584.732 | 2570.232 | 2556.871 | 2543.511 | 2529.586 | 2515.738 | 2501.966 | 2488.271 | 2474.651 | 2461.106 | 2447.636 | 2434.241 | 2420.919 | 2407.671
W_Taumatatot | wind | 3400 | 3295.847 | 3195.671 | 3102.312 | 3012.928 | 2927.522 | 2860.76 | 2797.975 | 2741.438 | 2679.789 | 2652.224 | 2621.818 | 2593.684 | 2575.208 | 2561.844 | 2537.119 | 2516.37 | 2499.03 | 2481.689 | 2466.053 | 2450.417 | 2435.917 | 2421.985 | 2408.053 | 2395.257 | 2382.461 | 2369.098 | 2355.809 | 2342.595 | 2329.456 | 2316.39 | 2303.397 | 2290.477 | 2277.63 | 2264.854 | 2252.151
W_TeRereHaue | wind | 3407 | 3302.823 | 3202.622 | 3109.239 | 3019.831 | 2934.401 | 2867.615 | 2804.806 | 2748.245 | 2686.572 | 2658.983 | 2628.554 | 2600.397 | 2581.897 | 2568.51 | 2543.761 | 2522.989 | 2505.626 | 2488.263 | 2472.603 | 2456.944 | 2442.422 | 2428.467 | 2414.512 | 2401.694 | 2388.876 | 2375.49 | 2362.179 | 2348.943 | 2335.781 | 2322.693 | 2309.678 | 2296.737 | 2283.867 | 2271.07 | 2258.345
W_Vernon | wind | 3472 | 3367.596 | 3267.17 | 3173.561 | 3083.929 | 2998.275 | 2931.266 | 2868.235 | 2811.454 | 2749.56 | 2721.752 | 2691.103 | 2662.728 | 2644.011 | 2630.407 | 2605.443 | 2584.456 | 2566.878 | 2549.301 | 2533.429 | 2517.557 | 2502.823 | 2488.658 | 2474.493 | 2461.466 | 2448.439 | 2434.845 | 2421.328 | 2407.885 | 2394.518 | 2381.225 | 2368.006 | 2354.861 | 2341.789 | 2328.79 | 2315.863
W_Waiinu | wind | 3184.143 | 3080.743 | 2981.317 | 2888.705 | 2800.067 | 2715.403 | 2649.381 | 2587.333 | 2531.531 | 2470.614 | 2443.778 | 2414.099 | 2386.69 | 2368.936 | 2356.291 | 2332.283 | 2312.249 | 2295.62 | 2278.989 | 2264.06 | 2249.128 | 2235.33 | 2222.098 | 2208.863 | 2196.762 | 2184.658 | 2171.985 | 2159.384 | 2146.855 | 2134.398 | 2122.013 | 2109.698 | 2097.454 | 2085.279 | 2073.175 | 2061.14
W_Waikokowai | wind | 3613.667 | 3508.769 | 3407.85 | 3313.75 | 3223.63 | 3137.488 | 3069.994 | 3006.479 | 2949.215 | 2886.842 | 2858.554 | 2827.429 | 2798.578 | 2779.387 | 2765.311 | 2739.876 | 2718.42 | 2700.375 | 2682.332 | 2665.996 | 2649.663 | 2634.468 | 2619.843 | 2605.221 | 2591.738 | 2578.256 | 2564.21 | 2550.241 | 2536.349 | 2522.534 | 2508.794 | 2495.131 | 2481.542 | 2468.028 | 2454.589 | 2441.223
W_Waiuku | wind | 3361.07 | 3257.053 | 3157.012 | 3063.787 | 2974.539 | 2889.266 | 2822.638 | 2759.985 | 2703.581 | 2642.064 | 2614.63 | 2584.356 | 2556.353 | 2538.006 | 2524.772 | 2500.176 | 2479.556 | 2462.344 | 2445.132 | 2429.623 | 2414.114 | 2399.741 | 2385.935 | 2372.129 | 2359.458 | 2346.787 | 2333.548 | 2320.384 | 2307.293 | 2294.277 | 2281.333 | 2268.463 | 2255.665 | 2242.939 | 2230.285 | 2217.702
W_genRAuckla | wind | 3657 | 3551.951 | 3450.881 | 3356.632 | 3266.362 | 3180.071 | 3112.429 | 3048.766 | 2991.354 | 2928.834 | 2900.399 | 2869.128 | 2840.132 | 2820.796 | 2806.575 | 2780.997 | 2759.397 | 2741.209 | 2723.024 | 2706.546 | 2690.071 | 2674.735 | 2659.97 | 2645.208 | 2631.585 | 2617.965 | 2603.781 | 2589.674 | 2575.644 | 2561.692 | 2547.816 | 2534.016 | 2520.291 | 2506.642 | 2493.068 | 2479.569
W_genRCanter | wind | 3657 | 3551.951 | 3450.881 | 3356.632 | 3266.362 | 3180.071 | 3112.429 | 3048.766 | 2991.354 | 2928.834 | 2900.399 | 2869.128 | 2840.132 | 2820.796 | 2806.575 | 2780.997 | 2759.397 | 2741.209 | 2723.024 | 2706.546 | 2690.071 | 2674.735 | 2659.97 | 2645.208 | 2631.585 | 2617.965 | 2603.781 | 2589.674 | 2575.644 | 2561.692 | 2547.816 | 2534.016 | 2520.291 | 2506.642 | 2493.068 | 2479.569
W_genRGisbor | wind | 3657 | 3551.951 | 3450.881 | 3356.632 | 3266.362 | 3180.071 | 3112.429 | 3048.766 | 2991.354 | 2928.834 | 2900.399 | 2869.128 | 2840.132 | 2820.796 | 2806.575 | 2780.997 | 2759.397 | 2741.209 | 2723.024 | 2706.546 | 2690.071 | 2674.735 | 2659.97 | 2645.208 | 2631.585 | 2617.965 | 2603.781 | 2589.674 | 2575.644 | 2561.692 | 2547.816 | 2534.016 | 2520.291 | 2506.642 | 2493.068 | 2479.569
W_genRManaw1 | wind | 3657 | 3551.951 | 3450.881 | 3356.632 | 3266.362 | 3180.071 | 3112.429 | 3048.766 | 2991.354 | 2928.834 | 2900.399 | 2869.128 | 2840.132 | 2820.796 | 2806.575 | 2780.997 | 2759.397 | 2741.209 | 2723.024 | 2706.546 | 2690.071 | 2674.735 | 2659.97 | 2645.208 | 2631.585 | 2617.965 | 2603.781 | 2589.674 | 2575.644 | 2561.692 | 2547.816 | 2534.016 | 2520.291 | 2506.642 | 2493.068 | 2479.569
W_genRManaw2 | wind | 3657 | 3551.951 | 3450.881 | 3356.632 | 3266.362 | 3180.071 | 3112.429 | 3048.766 | 2991.354 | 2928.834 | 2900.399 | 2869.128 | 2840.132 | 2820.796 | 2806.575 | 2780.997 | 2759.397 | 2741.209 | 2723.024 | 2706.546 | 2690.071 | 2674.735 | 2659.97 | 2645.208 | 2631.585 | 2617.965 | 2603.781 | 2589.674 | 2575.644 | 2561.692 | 2547.816 | 2534.016 | 2520.291 | 2506.642 | 2493.068 | 2479.569
W_genRMarlbo | wind | 3657 | 3551.951 | 3450.881 | 3356.632 | 3266.362 | 3180.071 | 3112.429 | 3048.766 | 2991.354 | 2928.834 | 2900.399 | 2869.128 | 2840.132 | 2820.796 | 2806.575 | 2780.997 | 2759.397 | 2741.209 | 2723.024 | 2706.546 | 2690.071 | 2674.735 | 2659.97 | 2645.208 | 2631.585 | 2617.965 | 2603.781 | 2589.674 | 2575.644 | 2561.692 | 2547.816 | 2534.016 | 2520.291 | 2506.642 | 2493.068 | 2479.569
W_genRNorthl | wind | 3657 | 3551.951 | 3450.881 | 3356.632 | 3266.362 | 3180.071 | 3112.429 | 3048.766 | 2991.354 | 2928.834 | 2900.399 | 2869.128 | 2840.132 | 2820.796 | 2806.575 | 2780.997 | 2759.397 | 2741.209 | 2723.024 | 2706.546 | 2690.071 | 2674.735 | 2659.97 | 2645.208 | 2631.585 | 2617.965 | 2603.781 | 2589.674 | 2575.644 | 2561.692 | 2547.816 | 2534.016 | 2520.291 | 2506.642 | 2493.068 | 2479.569
W_genROtago1 | wind | 3657 | 3551.951 | 3450.881 | 3356.632 | 3266.362 | 3180.071 | 3112.429 | 3048.766 | 2991.354 | 2928.834 | 2900.399 | 2869.128 | 2840.132 | 2820.796 | 2806.575 | 2780.997 | 2759.397 | 2741.209 | 2723.024 | 2706.546 | 2690.071 | 2674.735 | 2659.97 | 2645.208 | 2631.585 | 2617.965 | 2603.781 | 2589.674 | 2575.644 | 2561.692 | 2547.816 | 2534.016 | 2520.291 | 2506.642 | 2493.068 | 2479.569
W_genRSouthl | wind | 3657 | 3551.951 | 3450.881 | 3356.632 | 3266.362 | 3180.071 | 3112.429 | 3048.766 | 2991.354 | 2928.834 | 2900.399 | 2869.128 | 2840.132 | 2820.796 | 2806.575 | 2780.997 | 2759.397 | 2741.209 | 2723.024 | 2706.546 | 2690.071 | 2674.735 | 2659.97 | 2645.208 | 2631.585 | 2617.965 | 2603.781 | 2589.674 | 2575.644 | 2561.692 | 2547.816 | 2534.016 | 2520.291 | 2506.642 | 2493.068 | 2479.569
W_genRTarana | wind | 3657 | 3551.951 | 3450.881 | 3356.632 | 3266.362 | 3180.071 | 3112.429 | 3048.766 | 2991.354 | 2928.834 | 2900.399 | 2869.128 | 2840.132 | 2820.796 | 2806.575 | 2780.997 | 2759.397 | 2741.209 | 2723.024 | 2706.546 | 2690.071 | 2674.735 | 2659.97 | 2645.208 | 2631.585 | 2617.965 | 2603.781 | 2589.674 | 2575.644 | 2561.692 | 2547.816 | 2534.016 | 2520.291 | 2506.642 | 2493.068 | 2479.569
W_genRWaikat | wind | 3657 | 3551.951 | 3450.881 | 3356.632 | 3266.362 | 3180.071 | 3112.429 | 3048.766 | 2991.354 | 2928.834 | 2900.399 | 2869.128 | 2840.132 | 2820.796 | 2806.575 | 2780.997 | 2759.397 | 2741.209 | 2723.024 | 2706.546 | 2690.071 | 2674.735 | 2659.97 | 2645.208 | 2631.585 | 2617.965 | 2603.781 | 2589.674 | 2575.644 | 2561.692 | 2547.816 | 2534.016 | 2520.291 | 2506.642 | 2493.068 | 2479.569
W_genRWairar | wind | 3657 | 3551.951 | 3450.881 | 3356.632 | 3266.362 | 3180.071 | 3112.429 | 3048.766 | 2991.354 | 2928.834 | 2900.399 | 2869.128 | 2840.132 | 2820.796 | 2806.575 | 2780.997 | 2759.397 | 2741.209 | 2723.024 | 2706.546 | 2690.071 | 2674.735 | 2659.97 | 2645.208 | 2631.585 | 2617.965 | 2603.781 | 2589.674 | 2575.644 | 2561.692 | 2547.816 | 2534.016 | 2520.291 | 2506.642 | 2493.068 | 2479.569
WaiauCntbry | hydro | 9195.092 | 9163.021 | 9131.062 | 9099.215 | 9067.479 | 9035.853 | 9004.338 | 8972.933 | 8941.637 | 8910.451 | 8879.373 | 8848.403 | 8817.542 | 8786.788 | 8756.142 | 8725.602 | 8695.169 | 8664.842 | 8634.621 | 8604.505 | 8574.494 | 8544.588 | 8514.787 | 8485.089 | 8455.495 | 8426.003 | 8396.615 | 8367.33 | 8338.146 | 8309.064 | 8280.084 | 8251.205 | 8222.426 | 8193.748 | 8165.17 | 8136.692
WaimakaA | hydro | 9195.092 | 9163.021 | 9131.062 | 9099.215 | 9067.479 | 9035.853 | 9004.338 | 8972.933 | 8941.637 | 8910.451 | 8879.373 | 8848.403 | 8817.542 | 8786.788 | 8756.142 | 8725.602 | 8695.169 | 8664.842 | 8634.621 | 8604.505 | 8574.494 | 8544.588 | 8514.787 | 8485.089 | 8455.495 | 8426.003 | 8396.615 | 8367.33 | 8338.146 | 8309.064 | 8280.084 | 8251.205 | 8222.426 | 8193.748 | 8165.17 | 8136.692
WaimakaB | hydro | 9195.092 | 9163.021 | 9131.062 | 9099.215 | 9067.479 | 9035.853 | 9004.338 | 8972.933 | 8941.637 | 8910.451 | 8879.373 | 8848.403 | 8817.542 | 8786.788 | 8756.142 | 8725.602 | 8695.169 | 8664.842 | 8634.621 | 8604.505 | 8574.494 | 8544.588 | 8514.787 | 8485.089 | 8455.495 | 8426.003 | 8396.615 | 8367.33 | 8338.146 | 8309.064 | 8280.084 | 8251.205 | 8222.426 | 8193.748 | 8165.17 | 8136.692
Wairau | hydro | 9195.092 | 9163.021 | 9131.062 | 9099.215 | 9067.479 | 9035.853 | 9004.338 | 8972.933 | 8941.637 | 8910.451 | 8879.373 | 8848.403 | 8817.542 | 8786.788 | 8756.142 | 8725.602 | 8695.169 | 8664.842 | 8634.621 | 8604.505 | 8574.494 | 8544.588 | 8514.787 | 8485.089 | 8455.495 | 8426.003 | 8396.615 | 8367.33 | 8338.146 | 8309.064 | 8280.084 | 8251.205 | 8222.426 | 8193.748 | 8165.17 | 8136.692
Whangaehu | hydro | 9195.092 | 9163.021 | 9131.062 | 9099.215 | 9067.479 | 9035.853 | 9004.338 | 8972.933 | 8941.637 | 8910.451 | 8879.373 | 8848.403 | 8817.542 | 8786.788 | 8756.142 | 8725.602 | 8695.169 | 8664.842 | 8634.621 | 8604.505 | 8574.494 | 8544.588 | 8514.787 | 8485.089 | 8455.495 | 8426.003 | 8396.615 | 8367.33 | 8338.146 | 8309.064 | 8280.084 | 8251.205 | 8222.426 | 8193.748 | 8165.17 | 8136.692

## 9f. Chron. FOM costs (Const.)
9f. Chronological fixed operating and maintenance costs for the Constraint scenario |  |  |  |  | Back to contents
Costs are given in 2025 NZD /kW/year
Name | Type | 2025 | 2026 | 2027 | 2028 | 2029 | 2030 | 2031 | 2032 | 2033 | 2034 | 2035 | 2036 | 2037 | 2038 | 2039 | 2040 | 2041 | 2042 | 2043 | 2044 | 2045 | 2046 | 2047 | 2048 | 2049 | 2050 | 2051 | 2052 | 2053 | 2054 | 2055 | 2056 | 2057 | 2058 | 2059 | 2060
ArnoldValley | hydro | 88.83 | 88.83 | 88.83 | 88.83 | 88.83 | 88.83 | 88.83 | 88.83 | 88.83 | 88.83 | 88.83 | 88.83 | 88.83 | 88.83 | 88.83 | 88.83 | 88.83 | 88.83 | 88.83 | 88.83 | 88.83 | 88.83 | 88.83 | 88.83 | 88.83 | 88.83 | 88.83 | 88.83 | 88.83 | 88.83 | 88.83 | 88.83 | 88.83 | 88.83 | 88.83 | 88.83
BESS_ASB2h | battery | 26.753 | 27.875 | 27.157 | 26.436 | 25.712 | 24.985 | 24.579 | 24.419 | 24.259 | 24.098 | 23.936 | 23.775 | 23.612 | 23.45 | 23.287 | 23.123 | 22.96 | 22.796 | 22.632 | 22.467 | 22.302 | 22.137 | 21.972 | 21.806 | 21.641 | 21.475 | 21.325 | 21.165 | 21.006 | 20.847 | 20.691 | 20.535 | 20.38 | 20.227 | 20.074 | 19.923
BESS_BPE2h | battery | 26.753 | 27.875 | 27.157 | 26.436 | 25.712 | 24.985 | 24.579 | 24.419 | 24.259 | 24.098 | 23.936 | 23.775 | 23.612 | 23.45 | 23.287 | 23.123 | 22.96 | 22.796 | 22.632 | 22.467 | 22.302 | 22.137 | 21.972 | 21.806 | 21.641 | 21.475 | 21.325 | 21.165 | 21.006 | 20.847 | 20.691 | 20.535 | 20.38 | 20.227 | 20.074 | 19.923
BESS_BRB2h | battery | 26.753 | 27.875 | 27.157 | 26.436 | 25.712 | 24.985 | 24.579 | 24.419 | 24.259 | 24.098 | 23.936 | 23.775 | 23.612 | 23.45 | 23.287 | 23.123 | 22.96 | 22.796 | 22.632 | 22.467 | 22.302 | 22.137 | 21.972 | 21.806 | 21.641 | 21.475 | 21.325 | 21.165 | 21.006 | 20.847 | 20.691 | 20.535 | 20.38 | 20.227 | 20.074 | 19.923
BESS_DOB2h | battery | 26.753 | 27.875 | 27.157 | 26.436 | 25.712 | 24.985 | 24.579 | 24.419 | 24.259 | 24.098 | 23.936 | 23.775 | 23.612 | 23.45 | 23.287 | 23.123 | 22.96 | 22.796 | 22.632 | 22.467 | 22.302 | 22.137 | 21.972 | 21.806 | 21.641 | 21.475 | 21.325 | 21.165 | 21.006 | 20.847 | 20.691 | 20.535 | 20.38 | 20.227 | 20.074 | 19.923
BESS_EDG2h | battery | 26.753 | 27.875 | 27.157 | 26.436 | 25.712 | 24.985 | 24.579 | 24.419 | 24.259 | 24.098 | 23.936 | 23.775 | 23.612 | 23.45 | 23.287 | 23.123 | 22.96 | 22.796 | 22.632 | 22.467 | 22.302 | 22.137 | 21.972 | 21.806 | 21.641 | 21.475 | 21.325 | 21.165 | 21.006 | 20.847 | 20.691 | 20.535 | 20.38 | 20.227 | 20.074 | 19.923
BESS_HLY2h | battery | 26.753 | 27.875 | 27.157 | 26.436 | 25.712 | 24.985 | 24.579 | 24.419 | 24.259 | 24.098 | 23.936 | 23.775 | 23.612 | 23.45 | 23.287 | 23.123 | 22.96 | 22.796 | 22.632 | 22.467 | 22.302 | 22.137 | 21.972 | 21.806 | 21.641 | 21.475 | 21.325 | 21.165 | 21.006 | 20.847 | 20.691 | 20.535 | 20.38 | 20.227 | 20.074 | 19.923
BESS_HRP2h | battery | 26.753 | 27.875 | 27.157 | 26.436 | 25.712 | 24.985 | 24.579 | 24.419 | 24.259 | 24.098 | 23.936 | 23.775 | 23.612 | 23.45 | 23.287 | 23.123 | 22.96 | 22.796 | 22.632 | 22.467 | 22.302 | 22.137 | 21.972 | 21.806 | 21.641 | 21.475 | 21.325 | 21.165 | 21.006 | 20.847 | 20.691 | 20.535 | 20.38 | 20.227 | 20.074 | 19.923
BESS_ISL2h | battery | 26.753 | 27.875 | 27.157 | 26.436 | 25.712 | 24.985 | 24.579 | 24.419 | 24.259 | 24.098 | 23.936 | 23.775 | 23.612 | 23.45 | 23.287 | 23.123 | 22.96 | 22.796 | 22.632 | 22.467 | 22.302 | 22.137 | 21.972 | 21.806 | 21.641 | 21.475 | 21.325 | 21.165 | 21.006 | 20.847 | 20.691 | 20.535 | 20.38 | 20.227 | 20.074 | 19.923
BESS_KIK2h | battery | 26.753 | 27.875 | 27.157 | 26.436 | 25.712 | 24.985 | 24.579 | 24.419 | 24.259 | 24.098 | 23.936 | 23.775 | 23.612 | 23.45 | 23.287 | 23.123 | 22.96 | 22.796 | 22.632 | 22.467 | 22.302 | 22.137 | 21.972 | 21.806 | 21.641 | 21.475 | 21.325 | 21.165 | 21.006 | 20.847 | 20.691 | 20.535 | 20.38 | 20.227 | 20.074 | 19.923
BESS_LIV2h | battery | 26.753 | 27.875 | 27.157 | 26.436 | 25.712 | 24.985 | 24.579 | 24.419 | 24.259 | 24.098 | 23.936 | 23.775 | 23.612 | 23.45 | 23.287 | 23.123 | 22.96 | 22.796 | 22.632 | 22.467 | 22.302 | 22.137 | 21.972 | 21.806 | 21.641 | 21.475 | 21.325 | 21.165 | 21.006 | 20.847 | 20.691 | 20.535 | 20.38 | 20.227 | 20.074 | 19.923
BESS_OTA2h | battery | 26.753 | 27.875 | 27.157 | 26.436 | 25.712 | 24.985 | 24.579 | 24.419 | 24.259 | 24.098 | 23.936 | 23.775 | 23.612 | 23.45 | 23.287 | 23.123 | 22.96 | 22.796 | 22.632 | 22.467 | 22.302 | 22.137 | 21.972 | 21.806 | 21.641 | 21.475 | 21.325 | 21.165 | 21.006 | 20.847 | 20.691 | 20.535 | 20.38 | 20.227 | 20.074 | 19.923
BESS_ROX2h | battery | 26.753 | 27.875 | 27.157 | 26.436 | 25.712 | 24.985 | 24.579 | 24.419 | 24.259 | 24.098 | 23.936 | 23.775 | 23.612 | 23.45 | 23.287 | 23.123 | 22.96 | 22.796 | 22.632 | 22.467 | 22.302 | 22.137 | 21.972 | 21.806 | 21.641 | 21.475 | 21.325 | 21.165 | 21.006 | 20.847 | 20.691 | 20.535 | 20.38 | 20.227 | 20.074 | 19.923
BESS_SFD2h | battery | 26.753 | 27.875 | 27.157 | 26.436 | 25.712 | 24.985 | 24.579 | 24.419 | 24.259 | 24.098 | 23.936 | 23.775 | 23.612 | 23.45 | 23.287 | 23.123 | 22.96 | 22.796 | 22.632 | 22.467 | 22.302 | 22.137 | 21.972 | 21.806 | 21.641 | 21.475 | 21.325 | 21.165 | 21.006 | 20.847 | 20.691 | 20.535 | 20.38 | 20.227 | 20.074 | 19.923
BESS_WIL2h | battery | 26.753 | 27.875 | 27.157 | 26.436 | 25.712 | 24.985 | 24.579 | 24.419 | 24.259 | 24.098 | 23.936 | 23.775 | 23.612 | 23.45 | 23.287 | 23.123 | 22.96 | 22.796 | 22.632 | 22.467 | 22.302 | 22.137 | 21.972 | 21.806 | 21.641 | 21.475 | 21.325 | 21.165 | 21.006 | 20.847 | 20.691 | 20.535 | 20.38 | 20.227 | 20.074 | 19.923
BRB_recip | thermal | 25.009 | 25.009 | 25.009 | 25.009 | 25.009 | 25.009 | 25.009 | 25.009 | 25.009 | 25.009 | 25.009 | 25.009 | 25.009 | 25.009 | 25.009 | 25.009 | 25.009 | 25.009 | 25.009 | 25.009 | 25.009 | 25.009 | 25.009 | 25.009 | 25.009 | 25.009 | 25.009 | 25.009 | 25.009 | 25.009 | 25.009 | 25.009 | 25.009 | 25.009 | 25.009 | 25.009
Barnego | hydro | 88.83 | 88.83 | 88.83 | 88.83 | 88.83 | 88.83 | 88.83 | 88.83 | 88.83 | 88.83 | 88.83 | 88.83 | 88.83 | 88.83 | 88.83 | 88.83 | 88.83 | 88.83 | 88.83 | 88.83 | 88.83 | 88.83 | 88.83 | 88.83 | 88.83 | 88.83 | 88.83 | 88.83 | 88.83 | 88.83 | 88.83 | 88.83 | 88.83 | 88.83 | 88.83 | 88.83
Dumbarton | hydro | 88.83 | 88.83 | 88.83 | 88.83 | 88.83 | 88.83 | 88.83 | 88.83 | 88.83 | 88.83 | 88.83 | 88.83 | 88.83 | 88.83 | 88.83 | 88.83 | 88.83 | 88.83 | 88.83 | 88.83 | 88.83 | 88.83 | 88.83 | 88.83 | 88.83 | 88.83 | 88.83 | 88.83 | 88.83 | 88.83 | 88.83 | 88.83 | 88.83 | 88.83 | 88.83 | 88.83
GLN_BESS | battery | 26.753 | 27.875 | 27.157 | 26.436 | 25.712 | 24.985 | 24.579 | 24.419 | 24.259 | 24.098 | 23.936 | 23.775 | 23.612 | 23.45 | 23.287 | 23.123 | 22.96 | 22.796 | 22.632 | 22.467 | 22.302 | 22.137 | 21.972 | 21.806 | 21.641 | 21.475 | 21.325 | 21.165 | 21.006 | 20.847 | 20.691 | 20.535 | 20.38 | 20.227 | 20.074 | 19.923
GreyRiver | hydro | 88.83 | 88.83 | 88.83 | 88.83 | 88.83 | 88.83 | 88.83 | 88.83 | 88.83 | 88.83 | 88.83 | 88.83 | 88.83 | 88.83 | 88.83 | 88.83 | 88.83 | 88.83 | 88.83 | 88.83 | 88.83 | 88.83 | 88.83 | 88.83 | 88.83 | 88.83 | 88.83 | 88.83 | 88.83 | 88.83 | 88.83 | 88.83 | 88.83 | 88.83 | 88.83 | 88.83
HLY_BESS | battery | 26.753 | 27.875 | 27.157 | 26.436 | 25.712 | 24.985 | 24.579 | 24.419 | 24.259 | 24.098 | 23.936 | 23.775 | 23.612 | 23.45 | 23.287 | 23.123 | 22.96 | 22.796 | 22.632 | 22.467 | 22.302 | 22.137 | 21.972 | 21.806 | 21.641 | 21.475 | 21.325 | 21.165 | 21.006 | 20.847 | 20.691 | 20.535 | 20.38 | 20.227 | 20.074 | 19.923
HLY_recip | thermal | 25.009 | 25.009 | 25.009 | 25.009 | 25.009 | 25.009 | 25.009 | 25.009 | 25.009 | 25.009 | 25.009 | 25.009 | 25.009 | 25.009 | 25.009 | 25.009 | 25.009 | 25.009 | 25.009 | 25.009 | 25.009 | 25.009 | 25.009 | 25.009 | 25.009 | 25.009 | 25.009 | 25.009 | 25.009 | 25.009 | 25.009 | 25.009 | 25.009 | 25.009 | 25.009 | 25.009
HaastRiver | hydro | 88.83 | 88.83 | 88.83 | 88.83 | 88.83 | 88.83 | 88.83 | 88.83 | 88.83 | 88.83 | 88.83 | 88.83 | 88.83 | 88.83 | 88.83 | 88.83 | 88.83 | 88.83 | 88.83 | 88.83 | 88.83 | 88.83 | 88.83 | 88.83 | 88.83 | 88.83 | 88.83 | 88.83 | 88.83 | 88.83 | 88.83 | 88.83 | 88.83 | 88.83 | 88.83 | 88.83
HaweaGates | hydro | 88.83 | 88.83 | 88.83 | 88.83 | 88.83 | 88.83 | 88.83 | 88.83 | 88.83 | 88.83 | 88.83 | 88.83 | 88.83 | 88.83 | 88.83 | 88.83 | 88.83 | 88.83 | 88.83 | 88.83 | 88.83 | 88.83 | 88.83 | 88.83 | 88.83 | 88.83 | 88.83 | 88.83 | 88.83 | 88.83 | 88.83 | 88.83 | 88.83 | 88.83 | 88.83 | 88.83
HaweaRiver | hydro | 88.83 | 88.83 | 88.83 | 88.83 | 88.83 | 88.83 | 88.83 | 88.83 | 88.83 | 88.83 | 88.83 | 88.83 | 88.83 | 88.83 | 88.83 | 88.83 | 88.83 | 88.83 | 88.83 | 88.83 | 88.83 | 88.83 | 88.83 | 88.83 | 88.83 | 88.83 | 88.83 | 88.83 | 88.83 | 88.83 | 88.83 | 88.83 | 88.83 | 88.83 | 88.83 | 88.83
Kawerau2 | geothermal | 161.951 | 161.951 | 161.951 | 161.951 | 161.951 | 161.951 | 161.951 | 161.951 | 161.951 | 161.951 | 161.951 | 161.951 | 161.951 | 161.951 | 161.951 | 161.951 | 161.951 | 161.951 | 161.951 | 161.951 | 161.951 | 161.951 | 161.951 | 161.951 | 161.951 | 161.951 | 161.951 | 161.951 | 161.951 | 161.951 | 161.951 | 161.951 | 161.951 | 161.951 | 161.951 | 161.951
LoWaiauSth | hydro | 88.83 | 88.83 | 88.83 | 88.83 | 88.83 | 88.83 | 88.83 | 88.83 | 88.83 | 88.83 | 88.83 | 88.83 | 88.83 | 88.83 | 88.83 | 88.83 | 88.83 | 88.83 | 88.83 | 88.83 | 88.83 | 88.83 | 88.83 | 88.83 | 88.83 | 88.83 | 88.83 | 88.83 | 88.83 | 88.83 | 88.83 | 88.83 | 88.83 | 88.83 | 88.83 | 88.83
Luggate | hydro | 88.83 | 88.83 | 88.83 | 88.83 | 88.83 | 88.83 | 88.83 | 88.83 | 88.83 | 88.83 | 88.83 | 88.83 | 88.83 | 88.83 | 88.83 | 88.83 | 88.83 | 88.83 | 88.83 | 88.83 | 88.83 | 88.83 | 88.83 | 88.83 | 88.83 | 88.83 | 88.83 | 88.83 | 88.83 | 88.83 | 88.83 | 88.83 | 88.83 | 88.83 | 88.83 | 88.83
Mangakino | geothermal | 161.951 | 161.951 | 161.951 | 161.951 | 161.951 | 161.951 | 161.951 | 161.951 | 161.951 | 161.951 | 161.951 | 161.951 | 161.951 | 161.951 | 161.951 | 161.951 | 161.951 | 161.951 | 161.951 | 161.951 | 161.951 | 161.951 | 161.951 | 161.951 | 161.951 | 161.951 | 161.951 | 161.951 | 161.951 | 161.951 | 161.951 | 161.951 | 161.951 | 161.951 | 161.951 | 161.951
Mohaka | hydro | 88.83 | 88.83 | 88.83 | 88.83 | 88.83 | 88.83 | 88.83 | 88.83 | 88.83 | 88.83 | 88.83 | 88.83 | 88.83 | 88.83 | 88.83 | 88.83 | 88.83 | 88.83 | 88.83 | 88.83 | 88.83 | 88.83 | 88.83 | 88.83 | 88.83 | 88.83 | 88.83 | 88.83 | 88.83 | 88.83 | 88.83 | 88.83 | 88.83 | 88.83 | 88.83 | 88.83
Mokai4 | geothermal | 161.951 | 161.951 | 161.951 | 161.951 | 161.951 | 161.951 | 161.951 | 161.951 | 161.951 | 161.951 | 161.951 | 161.951 | 161.951 | 161.951 | 161.951 | 161.951 | 161.951 | 161.951 | 161.951 | 161.951 | 161.951 | 161.951 | 161.951 | 161.951 | 161.951 | 161.951 | 161.951 | 161.951 | 161.951 | 161.951 | 161.951 | 161.951 | 161.951 | 161.951 | 161.951 | 161.951
Mokihinui | hydro | 88.83 | 88.83 | 88.83 | 88.83 | 88.83 | 88.83 | 88.83 | 88.83 | 88.83 | 88.83 | 88.83 | 88.83 | 88.83 | 88.83 | 88.83 | 88.83 | 88.83 | 88.83 | 88.83 | 88.83 | 88.83 | 88.83 | 88.83 | 88.83 | 88.83 | 88.83 | 88.83 | 88.83 | 88.83 | 88.83 | 88.83 | 88.83 | 88.83 | 88.83 | 88.83 | 88.83
Motu | hydro | 88.83 | 88.83 | 88.83 | 88.83 | 88.83 | 88.83 | 88.83 | 88.83 | 88.83 | 88.83 | 88.83 | 88.83 | 88.83 | 88.83 | 88.83 | 88.83 | 88.83 | 88.83 | 88.83 | 88.83 | 88.83 | 88.83 | 88.83 | 88.83 | 88.83 | 88.83 | 88.83 | 88.83 | 88.83 | 88.83 | 88.83 | 88.83 | 88.83 | 88.83 | 88.83 | 88.83
NewHLYOCGT | thermal | 19.732 | 19.732 | 19.732 | 19.732 | 19.732 | 19.732 | 19.732 | 19.732 | 19.732 | 19.732 | 19.732 | 19.732 | 19.732 | 19.732 | 19.732 | 19.732 | 19.732 | 19.732 | 19.732 | 19.732 | 19.732 | 19.732 | 19.732 | 19.732 | 19.732 | 19.732 | 19.732 | 19.732 | 19.732 | 19.732 | 19.732 | 19.732 | 19.732 | 19.732 | 19.732 | 19.732
NewHLYRank | thermal | 90.437 | 90.437 | 90.437 | 90.437 | 90.437 | 90.437 | 90.437 | 90.437 | 90.437 | 90.437 | 90.437 | 90.437 | 90.437 | 90.437 | 90.437 | 90.437 | 90.437 | 90.437 | 90.437 | 90.437 | 90.437 | 90.437 | 90.437 | 90.437 | 90.437 | 90.437 | 90.437 | 90.437 | 90.437 | 90.437 | 90.437 | 90.437 | 90.437 | 90.437 | 90.437 | 90.437
NewSFDOCGT | thermal | 19.732 | 19.732 | 19.732 | 19.732 | 19.732 | 19.732 | 19.732 | 19.732 | 19.732 | 19.732 | 19.732 | 19.732 | 19.732 | 19.732 | 19.732 | 19.732 | 19.732 | 19.732 | 19.732 | 19.732 | 19.732 | 19.732 | 19.732 | 19.732 | 19.732 | 19.732 | 19.732 | 19.732 | 19.732 | 19.732 | 19.732 | 19.732 | 19.732 | 19.732 | 19.732 | 19.732
Ngakawau | hydro | 88.83 | 88.83 | 88.83 | 88.83 | 88.83 | 88.83 | 88.83 | 88.83 | 88.83 | 88.83 | 88.83 | 88.83 | 88.83 | 88.83 | 88.83 | 88.83 | 88.83 | 88.83 | 88.83 | 88.83 | 88.83 | 88.83 | 88.83 | 88.83 | 88.83 | 88.83 | 88.83 | 88.83 | 88.83 | 88.83 | 88.83 | 88.83 | 88.83 | 88.83 | 88.83 | 88.83
Ngatamariki2 | geothermal | 161.951 | 161.951 | 161.951 | 161.951 | 161.951 | 161.951 | 161.951 | 161.951 | 161.951 | 161.951 | 161.951 | 161.951 | 161.951 | 161.951 | 161.951 | 161.951 | 161.951 | 161.951 | 161.951 | 161.951 | 161.951 | 161.951 | 161.951 | 161.951 | 161.951 | 161.951 | 161.951 | 161.951 | 161.951 | 161.951 | 161.951 | 161.951 | 161.951 | 161.951 | 161.951 | 161.951
Ngawha3 | geothermal | 161.951 | 161.951 | 161.951 | 161.951 | 161.951 | 161.951 | 161.951 | 161.951 | 161.951 | 161.951 | 161.951 | 161.951 | 161.951 | 161.951 | 161.951 | 161.951 | 161.951 | 161.951 | 161.951 | 161.951 | 161.951 | 161.951 | 161.951 | 161.951 | 161.951 | 161.951 | 161.951 | 161.951 | 161.951 | 161.951 | 161.951 | 161.951 | 161.951 | 161.951 | 161.951 | 161.951
Ngawha4 | geothermal | 161.951 | 161.951 | 161.951 | 161.951 | 161.951 | 161.951 | 161.951 | 161.951 | 161.951 | 161.951 | 161.951 | 161.951 | 161.951 | 161.951 | 161.951 | 161.951 | 161.951 | 161.951 | 161.951 | 161.951 | 161.951 | 161.951 | 161.951 | 161.951 | 161.951 | 161.951 | 161.951 | 161.951 | 161.951 | 161.951 | 161.951 | 161.951 | 161.951 | 161.951 | 161.951 | 161.951
Ngawha5 | geothermal | 161.951 | 161.951 | 161.951 | 161.951 | 161.951 | 161.951 | 161.951 | 161.951 | 161.951 | 161.951 | 161.951 | 161.951 | 161.951 | 161.951 | 161.951 | 161.951 | 161.951 | 161.951 | 161.951 | 161.951 | 161.951 | 161.951 | 161.951 | 161.951 | 161.951 | 161.951 | 161.951 | 161.951 | 161.951 | 161.951 | 161.951 | 161.951 | 161.951 | 161.951 | 161.951 | 161.951
Ngawha6 | geothermal | 161.951 | 161.951 | 161.951 | 161.951 | 161.951 | 161.951 | 161.951 | 161.951 | 161.951 | 161.951 | 161.951 | 161.951 | 161.951 | 161.951 | 161.951 | 161.951 | 161.951 | 161.951 | 161.951 | 161.951 | 161.951 | 161.951 | 161.951 | 161.951 | 161.951 | 161.951 | 161.951 | 161.951 | 161.951 | 161.951 | 161.951 | 161.951 | 161.951 | 161.951 | 161.951 | 161.951
NorthBank | hydro | 88.83 | 88.83 | 88.83 | 88.83 | 88.83 | 88.83 | 88.83 | 88.83 | 88.83 | 88.83 | 88.83 | 88.83 | 88.83 | 88.83 | 88.83 | 88.83 | 88.83 | 88.83 | 88.83 | 88.83 | 88.83 | 88.83 | 88.83 | 88.83 | 88.83 | 88.83 | 88.83 | 88.83 | 88.83 | 88.83 | 88.83 | 88.83 | 88.83 | 88.83 | 88.83 | 88.83
OTOpeakers | thermal | 19.732 | 19.732 | 19.732 | 19.732 | 19.732 | 19.732 | 19.732 | 19.732 | 19.732 | 19.732 | 19.732 | 19.732 | 19.732 | 19.732 | 19.732 | 19.732 | 19.732 | 19.732 | 19.732 | 19.732 | 19.732 | 19.732 | 19.732 | 19.732 | 19.732 | 19.732 | 19.732 | 19.732 | 19.732 | 19.732 | 19.732 | 19.732 | 19.732 | 19.732 | 19.732 | 19.732
Pukaki | hydro | 88.83 | 88.83 | 88.83 | 88.83 | 88.83 | 88.83 | 88.83 | 88.83 | 88.83 | 88.83 | 88.83 | 88.83 | 88.83 | 88.83 | 88.83 | 88.83 | 88.83 | 88.83 | 88.83 | 88.83 | 88.83 | 88.83 | 88.83 | 88.83 | 88.83 | 88.83 | 88.83 | 88.83 | 88.83 | 88.83 | 88.83 | 88.83 | 88.83 | 88.83 | 88.83 | 88.83
Queensberry | hydro | 88.83 | 88.83 | 88.83 | 88.83 | 88.83 | 88.83 | 88.83 | 88.83 | 88.83 | 88.83 | 88.83 | 88.83 | 88.83 | 88.83 | 88.83 | 88.83 | 88.83 | 88.83 | 88.83 | 88.83 | 88.83 | 88.83 | 88.83 | 88.83 | 88.83 | 88.83 | 88.83 | 88.83 | 88.83 | 88.83 | 88.83 | 88.83 | 88.83 | 88.83 | 88.83 | 88.83
Rakaia | hydro | 88.83 | 88.83 | 88.83 | 88.83 | 88.83 | 88.83 | 88.83 | 88.83 | 88.83 | 88.83 | 88.83 | 88.83 | 88.83 | 88.83 | 88.83 | 88.83 | 88.83 | 88.83 | 88.83 | 88.83 | 88.83 | 88.83 | 88.83 | 88.83 | 88.83 | 88.83 | 88.83 | 88.83 | 88.83 | 88.83 | 88.83 | 88.83 | 88.83 | 88.83 | 88.83 | 88.83
Reporoa1 | geothermal | 161.951 | 161.951 | 161.951 | 161.951 | 161.951 | 161.951 | 161.951 | 161.951 | 161.951 | 161.951 | 161.951 | 161.951 | 161.951 | 161.951 | 161.951 | 161.951 | 161.951 | 161.951 | 161.951 | 161.951 | 161.951 | 161.951 | 161.951 | 161.951 | 161.951 | 161.951 | 161.951 | 161.951 | 161.951 | 161.951 | 161.951 | 161.951 | 161.951 | 161.951 | 161.951 | 161.951
Reporoa2 | geothermal | 161.951 | 161.951 | 161.951 | 161.951 | 161.951 | 161.951 | 161.951 | 161.951 | 161.951 | 161.951 | 161.951 | 161.951 | 161.951 | 161.951 | 161.951 | 161.951 | 161.951 | 161.951 | 161.951 | 161.951 | 161.951 | 161.951 | 161.951 | 161.951 | 161.951 | 161.951 | 161.951 | 161.951 | 161.951 | 161.951 | 161.951 | 161.951 | 161.951 | 161.951 | 161.951 | 161.951
Rotokawa3 | geothermal | 161.951 | 161.951 | 161.951 | 161.951 | 161.951 | 161.951 | 161.951 | 161.951 | 161.951 | 161.951 | 161.951 | 161.951 | 161.951 | 161.951 | 161.951 | 161.951 | 161.951 | 161.951 | 161.951 | 161.951 | 161.951 | 161.951 | 161.951 | 161.951 | 161.951 | 161.951 | 161.951 | 161.951 | 161.951 | 161.951 | 161.951 | 161.951 | 161.951 | 161.951 | 161.951 | 161.951
Rotokawa4 | geothermal | 161.951 | 161.951 | 161.951 | 161.951 | 161.951 | 161.951 | 161.951 | 161.951 | 161.951 | 161.951 | 161.951 | 161.951 | 161.951 | 161.951 | 161.951 | 161.951 | 161.951 | 161.951 | 161.951 | 161.951 | 161.951 | 161.951 | 161.951 | 161.951 | 161.951 | 161.951 | 161.951 | 161.951 | 161.951 | 161.951 | 161.951 | 161.951 | 161.951 | 161.951 | 161.951 | 161.951
Rotoma1 | geothermal | 161.951 | 161.951 | 161.951 | 161.951 | 161.951 | 161.951 | 161.951 | 161.951 | 161.951 | 161.951 | 161.951 | 161.951 | 161.951 | 161.951 | 161.951 | 161.951 | 161.951 | 161.951 | 161.951 | 161.951 | 161.951 | 161.951 | 161.951 | 161.951 | 161.951 | 161.951 | 161.951 | 161.951 | 161.951 | 161.951 | 161.951 | 161.951 | 161.951 | 161.951 | 161.951 | 161.951
Ruakaka | battery | 26.753 | 27.875 | 27.157 | 26.436 | 25.712 | 24.985 | 24.579 | 24.419 | 24.259 | 24.098 | 23.936 | 23.775 | 23.612 | 23.45 | 23.287 | 23.123 | 22.96 | 22.796 | 22.632 | 22.467 | 22.302 | 22.137 | 21.972 | 21.806 | 21.641 | 21.475 | 21.325 | 21.165 | 21.006 | 20.847 | 20.691 | 20.535 | 20.38 | 20.227 | 20.074 | 19.923
S_Albury | solar | 27.567 | 27.209 | 26.852 | 26.497 | 26.145 | 25.794 | 25.447 | 25.102 | 24.761 | 24.423 | 24.09 | 24.194 | 24.039 | 23.883 | 23.727 | 23.571 | 23.415 | 23.259 | 23.102 | 22.945 | 22.787 | 22.63 | 22.472 | 22.314 | 22.155 | 21.996 | 21.841 | 21.687 | 21.534 | 21.383 | 21.232 | 21.083 | 20.934 | 20.787 | 20.64 | 20.495
S_AnniesWay | solar | 27.567 | 27.209 | 26.852 | 26.497 | 26.145 | 25.794 | 25.447 | 25.102 | 24.761 | 24.423 | 24.09 | 24.194 | 24.039 | 23.883 | 23.727 | 23.571 | 23.415 | 23.259 | 23.102 | 22.945 | 22.787 | 22.63 | 22.472 | 22.314 | 22.155 | 21.996 | 21.841 | 21.687 | 21.534 | 21.383 | 21.232 | 21.083 | 20.934 | 20.787 | 20.64 | 20.495
S_Argyle_s1 | solar | 27.567 | 27.209 | 26.852 | 26.497 | 26.145 | 25.794 | 25.447 | 25.102 | 24.761 | 24.423 | 24.09 | 24.194 | 24.039 | 23.883 | 23.727 | 23.571 | 23.415 | 23.259 | 23.102 | 22.945 | 22.787 | 22.63 | 22.472 | 22.314 | 22.155 | 21.996 | 21.841 | 21.687 | 21.534 | 21.383 | 21.232 | 21.083 | 20.934 | 20.787 | 20.64 | 20.495
S_Argyle_s2 | solar | 27.567 | 27.209 | 26.852 | 26.497 | 26.145 | 25.794 | 25.447 | 25.102 | 24.761 | 24.423 | 24.09 | 24.194 | 24.039 | 23.883 | 23.727 | 23.571 | 23.415 | 23.259 | 23.102 | 22.945 | 22.787 | 22.63 | 22.472 | 22.314 | 22.155 | 21.996 | 21.841 | 21.687 | 21.534 | 21.383 | 21.232 | 21.083 | 20.934 | 20.787 | 20.64 | 20.495
S_Ariki150M | solar | 27.567 | 27.209 | 26.852 | 26.497 | 26.145 | 25.794 | 25.447 | 25.102 | 24.761 | 24.423 | 24.09 | 24.194 | 24.039 | 23.883 | 23.727 | 23.571 | 23.415 | 23.259 | 23.102 | 22.945 | 22.787 | 22.63 | 22.472 | 22.314 | 22.155 | 21.996 | 21.841 | 21.687 | 21.534 | 21.383 | 21.232 | 21.083 | 20.934 | 20.787 | 20.64 | 20.495
S_Ashbourne2 | solar | 27.567 | 27.209 | 26.852 | 26.497 | 26.145 | 25.794 | 25.447 | 25.102 | 24.761 | 24.423 | 24.09 | 24.194 | 24.039 | 23.883 | 23.727 | 23.571 | 23.415 | 23.259 | 23.102 | 22.945 | 22.787 | 22.63 | 22.472 | 22.314 | 22.155 | 21.996 | 21.841 | 21.687 | 21.534 | 21.383 | 21.232 | 21.083 | 20.934 | 20.787 | 20.64 | 20.495
S_Ashley | solar | 27.567 | 27.209 | 26.852 | 26.497 | 26.145 | 25.794 | 25.447 | 25.102 | 24.761 | 24.423 | 24.09 | 24.194 | 24.039 | 23.883 | 23.727 | 23.571 | 23.415 | 23.259 | 23.102 | 22.945 | 22.787 | 22.63 | 22.472 | 22.314 | 22.155 | 21.996 | 21.841 | 21.687 | 21.534 | 21.383 | 21.232 | 21.083 | 20.934 | 20.787 | 20.64 | 20.495
S_Auckland | solar | 27.567 | 27.209 | 26.852 | 26.497 | 26.145 | 25.794 | 25.447 | 25.102 | 24.761 | 24.423 | 24.09 | 24.194 | 24.039 | 23.883 | 23.727 | 23.571 | 23.415 | 23.259 | 23.102 | 22.945 | 22.787 | 22.63 | 22.472 | 22.314 | 22.155 | 21.996 | 21.841 | 21.687 | 21.534 | 21.383 | 21.232 | 21.083 | 20.934 | 20.787 | 20.64 | 20.495
S_BalmoralSt | solar | 27.567 | 27.209 | 26.852 | 26.497 | 26.145 | 25.794 | 25.447 | 25.102 | 24.761 | 24.423 | 24.09 | 24.194 | 24.039 | 23.883 | 23.727 | 23.571 | 23.415 | 23.259 | 23.102 | 22.945 | 22.787 | 22.63 | 22.472 | 22.314 | 22.155 | 21.996 | 21.841 | 21.687 | 21.534 | 21.383 | 21.232 | 21.083 | 20.934 | 20.787 | 20.64 | 20.495
S_BlackPoint | solar | 27.567 | 27.209 | 26.852 | 26.497 | 26.145 | 25.794 | 25.447 | 25.102 | 24.761 | 24.423 | 24.09 | 24.194 | 24.039 | 23.883 | 23.727 | 23.571 | 23.415 | 23.259 | 23.102 | 22.945 | 22.787 | 22.63 | 22.472 | 22.314 | 22.155 | 21.996 | 21.841 | 21.687 | 21.534 | 21.383 | 21.232 | 21.083 | 20.934 | 20.787 | 20.64 | 20.495
S_BridgeStre | solar | 27.567 | 27.209 | 26.852 | 26.497 | 26.145 | 25.794 | 25.447 | 25.102 | 24.761 | 24.423 | 24.09 | 24.194 | 24.039 | 23.883 | 23.727 | 23.571 | 23.415 | 23.259 | 23.102 | 22.945 | 22.787 | 22.63 | 22.472 | 22.314 | 22.155 | 21.996 | 21.841 | 21.687 | 21.534 | 21.383 | 21.232 | 21.083 | 20.934 | 20.787 | 20.64 | 20.495
S_Bunnythor1 | solar | 27.567 | 27.209 | 26.852 | 26.497 | 26.145 | 25.794 | 25.447 | 25.102 | 24.761 | 24.423 | 24.09 | 24.194 | 24.039 | 23.883 | 23.727 | 23.571 | 23.415 | 23.259 | 23.102 | 22.945 | 22.787 | 22.63 | 22.472 | 22.314 | 22.155 | 21.996 | 21.841 | 21.687 | 21.534 | 21.383 | 21.232 | 21.083 | 20.934 | 20.787 | 20.64 | 20.495
S_Bunnythor2 | solar | 27.567 | 27.209 | 26.852 | 26.497 | 26.145 | 25.794 | 25.447 | 25.102 | 24.761 | 24.423 | 24.09 | 24.194 | 24.039 | 23.883 | 23.727 | 23.571 | 23.415 | 23.259 | 23.102 | 22.945 | 22.787 | 22.63 | 22.472 | 22.314 | 22.155 | 21.996 | 21.841 | 21.687 | 21.534 | 21.383 | 21.232 | 21.083 | 20.934 | 20.787 | 20.64 | 20.495
S_Bunnythor3 | solar | 27.567 | 27.209 | 26.852 | 26.497 | 26.145 | 25.794 | 25.447 | 25.102 | 24.761 | 24.423 | 24.09 | 24.194 | 24.039 | 23.883 | 23.727 | 23.571 | 23.415 | 23.259 | 23.102 | 22.945 | 22.787 | 22.63 | 22.472 | 22.314 | 22.155 | 21.996 | 21.841 | 21.687 | 21.534 | 21.383 | 21.232 | 21.083 | 20.934 | 20.787 | 20.64 | 20.495
S_Cambridge | solar | 27.567 | 27.209 | 26.852 | 26.497 | 26.145 | 25.794 | 25.447 | 25.102 | 24.761 | 24.423 | 24.09 | 24.194 | 24.039 | 23.883 | 23.727 | 23.571 | 23.415 | 23.259 | 23.102 | 22.945 | 22.787 | 22.63 | 22.472 | 22.314 | 22.155 | 21.996 | 21.841 | 21.687 | 21.534 | 21.383 | 21.232 | 21.083 | 20.934 | 20.787 | 20.64 | 20.495
S_Canterbur1 | solar | 27.567 | 27.209 | 26.852 | 26.497 | 26.145 | 25.794 | 25.447 | 25.102 | 24.761 | 24.423 | 24.09 | 24.194 | 24.039 | 23.883 | 23.727 | 23.571 | 23.415 | 23.259 | 23.102 | 22.945 | 22.787 | 22.63 | 22.472 | 22.314 | 22.155 | 21.996 | 21.841 | 21.687 | 21.534 | 21.383 | 21.232 | 21.083 | 20.934 | 20.787 | 20.64 | 20.495
S_Canterbur2 | solar | 27.567 | 27.209 | 26.852 | 26.497 | 26.145 | 25.794 | 25.447 | 25.102 | 24.761 | 24.423 | 24.09 | 24.194 | 24.039 | 23.883 | 23.727 | 23.571 | 23.415 | 23.259 | 23.102 | 22.945 | 22.787 | 22.63 | 22.472 | 22.314 | 22.155 | 21.996 | 21.841 | 21.687 | 21.534 | 21.383 | 21.232 | 21.083 | 20.934 | 20.787 | 20.64 | 20.495
S_Carterton | solar | 27.567 | 27.209 | 26.852 | 26.497 | 26.145 | 25.794 | 25.447 | 25.102 | 24.761 | 24.423 | 24.09 | 24.194 | 24.039 | 23.883 | 23.727 | 23.571 | 23.415 | 23.259 | 23.102 | 22.945 | 22.787 | 22.63 | 22.472 | 22.314 | 22.155 | 21.996 | 21.841 | 21.687 | 21.534 | 21.383 | 21.232 | 21.083 | 20.934 | 20.787 | 20.64 | 20.495
S_Clandeboye | solar | 27.567 | 27.209 | 26.852 | 26.497 | 26.145 | 25.794 | 25.447 | 25.102 | 24.761 | 24.423 | 24.09 | 24.194 | 24.039 | 23.883 | 23.727 | 23.571 | 23.415 | 23.259 | 23.102 | 22.945 | 22.787 | 22.63 | 22.472 | 22.314 | 22.155 | 21.996 | 21.841 | 21.687 | 21.534 | 21.383 | 21.232 | 21.083 | 20.934 | 20.787 | 20.64 | 20.495
S_Dannevirk1 | solar | 27.567 | 27.209 | 26.852 | 26.497 | 26.145 | 25.794 | 25.447 | 25.102 | 24.761 | 24.423 | 24.09 | 24.194 | 24.039 | 23.883 | 23.727 | 23.571 | 23.415 | 23.259 | 23.102 | 22.945 | 22.787 | 22.63 | 22.472 | 22.314 | 22.155 | 21.996 | 21.841 | 21.687 | 21.534 | 21.383 | 21.232 | 21.083 | 20.934 | 20.787 | 20.64 | 20.495
S_Dannevirk2 | solar | 27.567 | 27.209 | 26.852 | 26.497 | 26.145 | 25.794 | 25.447 | 25.102 | 24.761 | 24.423 | 24.09 | 24.194 | 24.039 | 23.883 | 23.727 | 23.571 | 23.415 | 23.259 | 23.102 | 22.945 | 22.787 | 22.63 | 22.472 | 22.314 | 22.155 | 21.996 | 21.841 | 21.687 | 21.534 | 21.383 | 21.232 | 21.083 | 20.934 | 20.787 | 20.64 | 20.495
S_Darfield | solar | 27.567 | 27.209 | 26.852 | 26.497 | 26.145 | 25.794 | 25.447 | 25.102 | 24.761 | 24.423 | 24.09 | 24.194 | 24.039 | 23.883 | 23.727 | 23.571 | 23.415 | 23.259 | 23.102 | 22.945 | 22.787 | 22.63 | 22.472 | 22.314 | 22.155 | 21.996 | 21.841 | 21.687 | 21.534 | 21.383 | 21.232 | 21.083 | 20.934 | 20.787 | 20.64 | 20.495
S_Dargaville | solar | 27.567 | 27.209 | 26.852 | 26.497 | 26.145 | 25.794 | 25.447 | 25.102 | 24.761 | 24.423 | 24.09 | 24.194 | 24.039 | 23.883 | 23.727 | 23.571 | 23.415 | 23.259 | 23.102 | 22.945 | 22.787 | 22.63 | 22.472 | 22.314 | 22.155 | 21.996 | 21.841 | 21.687 | 21.534 | 21.383 | 21.232 | 21.083 | 20.934 | 20.787 | 20.64 | 20.495
S_Dunsandel | solar | 27.567 | 27.209 | 26.852 | 26.497 | 26.145 | 25.794 | 25.447 | 25.102 | 24.761 | 24.423 | 24.09 | 24.194 | 24.039 | 23.883 | 23.727 | 23.571 | 23.415 | 23.259 | 23.102 | 22.945 | 22.787 | 22.63 | 22.472 | 22.314 | 22.155 | 21.996 | 21.841 | 21.687 | 21.534 | 21.383 | 21.232 | 21.083 | 20.934 | 20.787 | 20.64 | 20.495
S_Edgecumbe1 | solar | 27.567 | 27.209 | 26.852 | 26.497 | 26.145 | 25.794 | 25.447 | 25.102 | 24.761 | 24.423 | 24.09 | 24.194 | 24.039 | 23.883 | 23.727 | 23.571 | 23.415 | 23.259 | 23.102 | 22.945 | 22.787 | 22.63 | 22.472 | 22.314 | 22.155 | 21.996 | 21.841 | 21.687 | 21.534 | 21.383 | 21.232 | 21.083 | 20.934 | 20.787 | 20.64 | 20.495
S_Edgecumbe2 | solar | 27.567 | 27.209 | 26.852 | 26.497 | 26.145 | 25.794 | 25.447 | 25.102 | 24.761 | 24.423 | 24.09 | 24.194 | 24.039 | 23.883 | 23.727 | 23.571 | 23.415 | 23.259 | 23.102 | 22.945 | 22.787 | 22.63 | 22.472 | 22.314 | 22.155 | 21.996 | 21.841 | 21.687 | 21.534 | 21.383 | 21.232 | 21.083 | 20.934 | 20.787 | 20.64 | 20.495
S_Foxton0 | solar | 27.567 | 27.209 | 26.852 | 26.497 | 26.145 | 25.794 | 25.447 | 25.102 | 24.761 | 24.423 | 24.09 | 24.194 | 24.039 | 23.883 | 23.727 | 23.571 | 23.415 | 23.259 | 23.102 | 22.945 | 22.787 | 22.63 | 22.472 | 22.314 | 22.155 | 21.996 | 21.841 | 21.687 | 21.534 | 21.383 | 21.232 | 21.083 | 20.934 | 20.787 | 20.64 | 20.495
S_Foxton1 | solar | 27.567 | 27.209 | 26.852 | 26.497 | 26.145 | 25.794 | 25.447 | 25.102 | 24.761 | 24.423 | 24.09 | 24.194 | 24.039 | 23.883 | 23.727 | 23.571 | 23.415 | 23.259 | 23.102 | 22.945 | 22.787 | 22.63 | 22.472 | 22.314 | 22.155 | 21.996 | 21.841 | 21.687 | 21.534 | 21.383 | 21.232 | 21.083 | 20.934 | 20.787 | 20.64 | 20.495
S_Gartartan | solar | 27.567 | 27.209 | 26.852 | 26.497 | 26.145 | 25.794 | 25.447 | 25.102 | 24.761 | 24.423 | 24.09 | 24.194 | 24.039 | 23.883 | 23.727 | 23.571 | 23.415 | 23.259 | 23.102 | 22.945 | 22.787 | 22.63 | 22.472 | 22.314 | 22.155 | 21.996 | 21.841 | 21.687 | 21.534 | 21.383 | 21.232 | 21.083 | 20.934 | 20.787 | 20.64 | 20.495
S_Glorit | solar | 27.567 | 27.209 | 26.852 | 26.497 | 26.145 | 25.794 | 25.447 | 25.102 | 24.761 | 24.423 | 24.09 | 24.194 | 24.039 | 23.883 | 23.727 | 23.571 | 23.415 | 23.259 | 23.102 | 22.945 | 22.787 | 22.63 | 22.472 | 22.314 | 22.155 | 21.996 | 21.841 | 21.687 | 21.534 | 21.383 | 21.232 | 21.083 | 20.934 | 20.787 | 20.64 | 20.495
S_GoldenStai | solar | 27.567 | 27.209 | 26.852 | 26.497 | 26.145 | 25.794 | 25.447 | 25.102 | 24.761 | 24.423 | 24.09 | 24.194 | 24.039 | 23.883 | 23.727 | 23.571 | 23.415 | 23.259 | 23.102 | 22.945 | 22.787 | 22.63 | 22.472 | 22.314 | 22.155 | 21.996 | 21.841 | 21.687 | 21.534 | 21.383 | 21.232 | 21.083 | 20.934 | 20.787 | 20.64 | 20.495
S_Grampians | solar | 27.567 | 27.209 | 26.852 | 26.497 | 26.145 | 25.794 | 25.447 | 25.102 | 24.761 | 24.423 | 24.09 | 24.194 | 24.039 | 23.883 | 23.727 | 23.571 | 23.415 | 23.259 | 23.102 | 22.945 | 22.787 | 22.63 | 22.472 | 22.314 | 22.155 | 21.996 | 21.841 | 21.687 | 21.534 | 21.383 | 21.232 | 21.083 | 20.934 | 20.787 | 20.64 | 20.495
S_Greendale | solar | 27.567 | 27.209 | 26.852 | 26.497 | 26.145 | 25.794 | 25.447 | 25.102 | 24.761 | 24.423 | 24.09 | 24.194 | 24.039 | 23.883 | 23.727 | 23.571 | 23.415 | 23.259 | 23.102 | 22.945 | 22.787 | 22.63 | 22.472 | 22.314 | 22.155 | 21.996 | 21.841 | 21.687 | 21.534 | 21.383 | 21.232 | 21.083 | 20.934 | 20.787 | 20.64 | 20.495
S_Greytown0 | solar | 27.567 | 27.209 | 26.852 | 26.497 | 26.145 | 25.794 | 25.447 | 25.102 | 24.761 | 24.423 | 24.09 | 24.194 | 24.039 | 23.883 | 23.727 | 23.571 | 23.415 | 23.259 | 23.102 | 22.945 | 22.787 | 22.63 | 22.472 | 22.314 | 22.155 | 21.996 | 21.841 | 21.687 | 21.534 | 21.383 | 21.232 | 21.083 | 20.934 | 20.787 | 20.64 | 20.495
S_Greytown1 | solar | 27.567 | 27.209 | 26.852 | 26.497 | 26.145 | 25.794 | 25.447 | 25.102 | 24.761 | 24.423 | 24.09 | 24.194 | 24.039 | 23.883 | 23.727 | 23.571 | 23.415 | 23.259 | 23.102 | 22.945 | 22.787 | 22.63 | 22.472 | 22.314 | 22.155 | 21.996 | 21.841 | 21.687 | 21.534 | 21.383 | 21.232 | 21.083 | 20.934 | 20.787 | 20.64 | 20.495
S_HaldonSta1 | solar | 27.567 | 27.209 | 26.852 | 26.497 | 26.145 | 25.794 | 25.447 | 25.102 | 24.761 | 24.423 | 24.09 | 24.194 | 24.039 | 23.883 | 23.727 | 23.571 | 23.415 | 23.259 | 23.102 | 22.945 | 22.787 | 22.63 | 22.472 | 22.314 | 22.155 | 21.996 | 21.841 | 21.687 | 21.534 | 21.383 | 21.232 | 21.083 | 20.934 | 20.787 | 20.64 | 20.495
S_HaldonSta2 | solar | 27.567 | 27.209 | 26.852 | 26.497 | 26.145 | 25.794 | 25.447 | 25.102 | 24.761 | 24.423 | 24.09 | 24.194 | 24.039 | 23.883 | 23.727 | 23.571 | 23.415 | 23.259 | 23.102 | 22.945 | 22.787 | 22.63 | 22.472 | 22.314 | 22.155 | 21.996 | 21.841 | 21.687 | 21.534 | 21.383 | 21.232 | 21.083 | 20.934 | 20.787 | 20.64 | 20.495
S_HanmerRoad | solar | 27.567 | 27.209 | 26.852 | 26.497 | 26.145 | 25.794 | 25.447 | 25.102 | 24.761 | 24.423 | 24.09 | 24.194 | 24.039 | 23.883 | 23.727 | 23.571 | 23.415 | 23.259 | 23.102 | 22.945 | 22.787 | 22.63 | 22.472 | 22.314 | 22.155 | 21.996 | 21.841 | 21.687 | 21.534 | 21.383 | 21.232 | 21.083 | 20.934 | 20.787 | 20.64 | 20.495
S_HawkesBay1 | solar | 27.567 | 27.209 | 26.852 | 26.497 | 26.145 | 25.794 | 25.447 | 25.102 | 24.761 | 24.423 | 24.09 | 24.194 | 24.039 | 23.883 | 23.727 | 23.571 | 23.415 | 23.259 | 23.102 | 22.945 | 22.787 | 22.63 | 22.472 | 22.314 | 22.155 | 21.996 | 21.841 | 21.687 | 21.534 | 21.383 | 21.232 | 21.083 | 20.934 | 20.787 | 20.64 | 20.495
S_HawkesBay2 | solar | 27.567 | 27.209 | 26.852 | 26.497 | 26.145 | 25.794 | 25.447 | 25.102 | 24.761 | 24.423 | 24.09 | 24.194 | 24.039 | 23.883 | 23.727 | 23.571 | 23.415 | 23.259 | 23.102 | 22.945 | 22.787 | 22.63 | 22.472 | 22.314 | 22.155 | 21.996 | 21.841 | 21.687 | 21.534 | 21.383 | 21.232 | 21.083 | 20.934 | 20.787 | 20.64 | 20.495
S_Highfield | solar | 27.567 | 27.209 | 26.852 | 26.497 | 26.145 | 25.794 | 25.447 | 25.102 | 24.761 | 24.423 | 24.09 | 24.194 | 24.039 | 23.883 | 23.727 | 23.571 | 23.415 | 23.259 | 23.102 | 22.945 | 22.787 | 22.63 | 22.472 | 22.314 | 22.155 | 21.996 | 21.841 | 21.687 | 21.534 | 21.383 | 21.232 | 21.083 | 20.934 | 20.787 | 20.64 | 20.495
S_Hikawaik | solar | 27.567 | 27.209 | 26.852 | 26.497 | 26.145 | 25.794 | 25.447 | 25.102 | 24.761 | 24.423 | 24.09 | 24.194 | 24.039 | 23.883 | 23.727 | 23.571 | 23.415 | 23.259 | 23.102 | 22.945 | 22.787 | 22.63 | 22.472 | 22.314 | 22.155 | 21.996 | 21.841 | 21.687 | 21.534 | 21.383 | 21.232 | 21.083 | 20.934 | 20.787 | 20.64 | 20.495
S_Hinuera | solar | 27.567 | 27.209 | 26.852 | 26.497 | 26.145 | 25.794 | 25.447 | 25.102 | 24.761 | 24.423 | 24.09 | 24.194 | 24.039 | 23.883 | 23.727 | 23.571 | 23.415 | 23.259 | 23.102 | 22.945 | 22.787 | 22.63 | 22.472 | 22.314 | 22.155 | 21.996 | 21.841 | 21.687 | 21.534 | 21.383 | 21.232 | 21.083 | 20.934 | 20.787 | 20.64 | 20.495
S_Huirangi | solar | 27.567 | 27.209 | 26.852 | 26.497 | 26.145 | 25.794 | 25.447 | 25.102 | 24.761 | 24.423 | 24.09 | 24.194 | 24.039 | 23.883 | 23.727 | 23.571 | 23.415 | 23.259 | 23.102 | 22.945 | 22.787 | 22.63 | 22.472 | 22.314 | 22.155 | 21.996 | 21.841 | 21.687 | 21.534 | 21.383 | 21.232 | 21.083 | 20.934 | 20.787 | 20.64 | 20.495
S_IdaValley | solar | 27.567 | 27.209 | 26.852 | 26.497 | 26.145 | 25.794 | 25.447 | 25.102 | 24.761 | 24.423 | 24.09 | 24.194 | 24.039 | 23.883 | 23.727 | 23.571 | 23.415 | 23.259 | 23.102 | 22.945 | 22.787 | 22.63 | 22.472 | 22.314 | 22.155 | 21.996 | 21.841 | 21.687 | 21.534 | 21.383 | 21.232 | 21.083 | 20.934 | 20.787 | 20.64 | 20.495
S_IrishmanCr | solar | 27.567 | 27.209 | 26.852 | 26.497 | 26.145 | 25.794 | 25.447 | 25.102 | 24.761 | 24.423 | 24.09 | 24.194 | 24.039 | 23.883 | 23.727 | 23.571 | 23.415 | 23.259 | 23.102 | 22.945 | 22.787 | 22.63 | 22.472 | 22.314 | 22.155 | 21.996 | 21.841 | 21.687 | 21.534 | 21.383 | 21.232 | 21.083 | 20.934 | 20.787 | 20.64 | 20.495
S_Islington | solar | 27.567 | 27.209 | 26.852 | 26.497 | 26.145 | 25.794 | 25.447 | 25.102 | 24.761 | 24.423 | 24.09 | 24.194 | 24.039 | 23.883 | 23.727 | 23.571 | 23.415 | 23.259 | 23.102 | 22.945 | 22.787 | 22.63 | 22.472 | 22.314 | 22.155 | 21.996 | 21.841 | 21.687 | 21.534 | 21.383 | 21.232 | 21.083 | 20.934 | 20.787 | 20.64 | 20.495
S_Kaipara | solar | 27.567 | 27.209 | 26.852 | 26.497 | 26.145 | 25.794 | 25.447 | 25.102 | 24.761 | 24.423 | 24.09 | 24.194 | 24.039 | 23.883 | 23.727 | 23.571 | 23.415 | 23.259 | 23.102 | 22.945 | 22.787 | 22.63 | 22.472 | 22.314 | 22.155 | 21.996 | 21.841 | 21.687 | 21.534 | 21.383 | 21.232 | 21.083 | 20.934 | 20.787 | 20.64 | 20.495
S_Karioi | solar | 27.567 | 27.209 | 26.852 | 26.497 | 26.145 | 25.794 | 25.447 | 25.102 | 24.761 | 24.423 | 24.09 | 24.194 | 24.039 | 23.883 | 23.727 | 23.571 | 23.415 | 23.259 | 23.102 | 22.945 | 22.787 | 22.63 | 22.472 | 22.314 | 22.155 | 21.996 | 21.841 | 21.687 | 21.534 | 21.383 | 21.232 | 21.083 | 20.934 | 20.787 | 20.64 | 20.495
S_Killermont | solar | 27.567 | 27.209 | 26.852 | 26.497 | 26.145 | 25.794 | 25.447 | 25.102 | 24.761 | 24.423 | 24.09 | 24.194 | 24.039 | 23.883 | 23.727 | 23.571 | 23.415 | 23.259 | 23.102 | 22.945 | 22.787 | 22.63 | 22.472 | 22.314 | 22.155 | 21.996 | 21.841 | 21.687 | 21.534 | 21.383 | 21.232 | 21.083 | 20.934 | 20.787 | 20.64 | 20.495
S_Kilvarock | solar | 27.567 | 27.209 | 26.852 | 26.497 | 26.145 | 25.794 | 25.447 | 25.102 | 24.761 | 24.423 | 24.09 | 24.194 | 24.039 | 23.883 | 23.727 | 23.571 | 23.415 | 23.259 | 23.102 | 22.945 | 22.787 | 22.63 | 22.472 | 22.314 | 22.155 | 21.996 | 21.841 | 21.687 | 21.534 | 21.383 | 21.232 | 21.083 | 20.934 | 20.787 | 20.64 | 20.495
S_Kowhai | solar | 27.567 | 27.209 | 26.852 | 26.497 | 26.145 | 25.794 | 25.447 | 25.102 | 24.761 | 24.423 | 24.09 | 24.194 | 24.039 | 23.883 | 23.727 | 23.571 | 23.415 | 23.259 | 23.102 | 22.945 | 22.787 | 22.63 | 22.472 | 22.314 | 22.155 | 21.996 | 21.841 | 21.687 | 21.534 | 21.383 | 21.232 | 21.083 | 20.934 | 20.787 | 20.64 | 20.495
S_Kuratau | solar | 27.567 | 27.209 | 26.852 | 26.497 | 26.145 | 25.794 | 25.447 | 25.102 | 24.761 | 24.423 | 24.09 | 24.194 | 24.039 | 23.883 | 23.727 | 23.571 | 23.415 | 23.259 | 23.102 | 22.945 | 22.787 | 22.63 | 22.472 | 22.314 | 22.155 | 21.996 | 21.841 | 21.687 | 21.534 | 21.383 | 21.232 | 21.083 | 20.934 | 20.787 | 20.64 | 20.495
S_Leeston | solar | 27.567 | 27.209 | 26.852 | 26.497 | 26.145 | 25.794 | 25.447 | 25.102 | 24.761 | 24.423 | 24.09 | 24.194 | 24.039 | 23.883 | 23.727 | 23.571 | 23.415 | 23.259 | 23.102 | 22.945 | 22.787 | 22.63 | 22.472 | 22.314 | 22.155 | 21.996 | 21.841 | 21.687 | 21.534 | 21.383 | 21.232 | 21.083 | 20.934 | 20.787 | 20.64 | 20.495
S_Manawatu1 | solar | 27.567 | 27.209 | 26.852 | 26.497 | 26.145 | 25.794 | 25.447 | 25.102 | 24.761 | 24.423 | 24.09 | 24.194 | 24.039 | 23.883 | 23.727 | 23.571 | 23.415 | 23.259 | 23.102 | 22.945 | 22.787 | 22.63 | 22.472 | 22.314 | 22.155 | 21.996 | 21.841 | 21.687 | 21.534 | 21.383 | 21.232 | 21.083 | 20.934 | 20.787 | 20.64 | 20.495
S_Manawatu2 | solar | 27.567 | 27.209 | 26.852 | 26.497 | 26.145 | 25.794 | 25.447 | 25.102 | 24.761 | 24.423 | 24.09 | 24.194 | 24.039 | 23.883 | 23.727 | 23.571 | 23.415 | 23.259 | 23.102 | 22.945 | 22.787 | 22.63 | 22.472 | 22.314 | 22.155 | 21.996 | 21.841 | 21.687 | 21.534 | 21.383 | 21.232 | 21.083 | 20.934 | 20.787 | 20.64 | 20.495
S_Mangamaire | solar | 27.567 | 27.209 | 26.852 | 26.497 | 26.145 | 25.794 | 25.447 | 25.102 | 24.761 | 24.423 | 24.09 | 24.194 | 24.039 | 23.883 | 23.727 | 23.571 | 23.415 | 23.259 | 23.102 | 22.945 | 22.787 | 22.63 | 22.472 | 22.314 | 22.155 | 21.996 | 21.841 | 21.687 | 21.534 | 21.383 | 21.232 | 21.083 | 20.934 | 20.787 | 20.64 | 20.495
S_Maniototo | solar | 27.567 | 27.209 | 26.852 | 26.497 | 26.145 | 25.794 | 25.447 | 25.102 | 24.761 | 24.423 | 24.09 | 24.194 | 24.039 | 23.883 | 23.727 | 23.571 | 23.415 | 23.259 | 23.102 | 22.945 | 22.787 | 22.63 | 22.472 | 22.314 | 22.155 | 21.996 | 21.841 | 21.687 | 21.534 | 21.383 | 21.232 | 21.083 | 20.934 | 20.787 | 20.64 | 20.495
S_MarangaRa | solar | 27.567 | 27.209 | 26.852 | 26.497 | 26.145 | 25.794 | 25.447 | 25.102 | 24.761 | 24.423 | 24.09 | 24.194 | 24.039 | 23.883 | 23.727 | 23.571 | 23.415 | 23.259 | 23.102 | 22.945 | 22.787 | 22.63 | 22.472 | 22.314 | 22.155 | 21.996 | 21.841 | 21.687 | 21.534 | 21.383 | 21.232 | 21.083 | 20.934 | 20.787 | 20.64 | 20.495
S_Marton0 | solar | 27.567 | 27.209 | 26.852 | 26.497 | 26.145 | 25.794 | 25.447 | 25.102 | 24.761 | 24.423 | 24.09 | 24.194 | 24.039 | 23.883 | 23.727 | 23.571 | 23.415 | 23.259 | 23.102 | 22.945 | 22.787 | 22.63 | 22.472 | 22.314 | 22.155 | 21.996 | 21.841 | 21.687 | 21.534 | 21.383 | 21.232 | 21.083 | 20.934 | 20.787 | 20.64 | 20.495
S_Marton1 | solar | 27.567 | 27.209 | 26.852 | 26.497 | 26.145 | 25.794 | 25.447 | 25.102 | 24.761 | 24.423 | 24.09 | 24.194 | 24.039 | 23.883 | 23.727 | 23.571 | 23.415 | 23.259 | 23.102 | 22.945 | 22.787 | 22.63 | 22.472 | 22.314 | 22.155 | 21.996 | 21.841 | 21.687 | 21.534 | 21.383 | 21.232 | 21.083 | 20.934 | 20.787 | 20.64 | 20.495
S_Marton2 | solar | 27.567 | 27.209 | 26.852 | 26.497 | 26.145 | 25.794 | 25.447 | 25.102 | 24.761 | 24.423 | 24.09 | 24.194 | 24.039 | 23.883 | 23.727 | 23.571 | 23.415 | 23.259 | 23.102 | 22.945 | 22.787 | 22.63 | 22.472 | 22.314 | 22.155 | 21.996 | 21.841 | 21.687 | 21.534 | 21.383 | 21.232 | 21.083 | 20.934 | 20.787 | 20.64 | 20.495
S_Marton3 | solar | 27.567 | 27.209 | 26.852 | 26.497 | 26.145 | 25.794 | 25.447 | 25.102 | 24.761 | 24.423 | 24.09 | 24.194 | 24.039 | 23.883 | 23.727 | 23.571 | 23.415 | 23.259 | 23.102 | 22.945 | 22.787 | 22.63 | 22.472 | 22.314 | 22.155 | 21.996 | 21.841 | 21.687 | 21.534 | 21.383 | 21.232 | 21.083 | 20.934 | 20.787 | 20.64 | 20.495
S_Masterton | solar | 27.567 | 27.209 | 26.852 | 26.497 | 26.145 | 25.794 | 25.447 | 25.102 | 24.761 | 24.423 | 24.09 | 24.194 | 24.039 | 23.883 | 23.727 | 23.571 | 23.415 | 23.259 | 23.102 | 22.945 | 22.787 | 22.63 | 22.472 | 22.314 | 22.155 | 21.996 | 21.841 | 21.687 | 21.534 | 21.383 | 21.232 | 21.083 | 20.934 | 20.787 | 20.64 | 20.495
S_Morrinsvil | solar | 27.567 | 27.209 | 26.852 | 26.497 | 26.145 | 25.794 | 25.447 | 25.102 | 24.761 | 24.423 | 24.09 | 24.194 | 24.039 | 23.883 | 23.727 | 23.571 | 23.415 | 23.259 | 23.102 | 22.945 | 22.787 | 22.63 | 22.472 | 22.314 | 22.155 | 21.996 | 21.841 | 21.687 | 21.534 | 21.383 | 21.232 | 21.083 | 20.934 | 20.787 | 20.64 | 20.495
S_MountSomer | solar | 27.567 | 27.209 | 26.852 | 26.497 | 26.145 | 25.794 | 25.447 | 25.102 | 24.761 | 24.423 | 24.09 | 24.194 | 24.039 | 23.883 | 23.727 | 23.571 | 23.415 | 23.259 | 23.102 | 22.945 | 22.787 | 22.63 | 22.472 | 22.314 | 22.155 | 21.996 | 21.841 | 21.687 | 21.534 | 21.383 | 21.232 | 21.083 | 20.934 | 20.787 | 20.64 | 20.495
S_MtEllaRen2 | solar | 27.567 | 27.209 | 26.852 | 26.497 | 26.145 | 25.794 | 25.447 | 25.102 | 24.761 | 24.423 | 24.09 | 24.194 | 24.039 | 23.883 | 23.727 | 23.571 | 23.415 | 23.259 | 23.102 | 22.945 | 22.787 | 22.63 | 22.472 | 22.314 | 22.155 | 21.996 | 21.841 | 21.687 | 21.534 | 21.383 | 21.232 | 21.083 | 20.934 | 20.787 | 20.64 | 20.495
S_Naseby | solar | 27.567 | 27.209 | 26.852 | 26.497 | 26.145 | 25.794 | 25.447 | 25.102 | 24.761 | 24.423 | 24.09 | 24.194 | 24.039 | 23.883 | 23.727 | 23.571 | 23.415 | 23.259 | 23.102 | 22.945 | 22.787 | 22.63 | 22.472 | 22.314 | 22.155 | 21.996 | 21.841 | 21.687 | 21.534 | 21.383 | 21.232 | 21.083 | 20.934 | 20.787 | 20.64 | 20.495
S_NewPlymout | solar | 27.567 | 27.209 | 26.852 | 26.497 | 26.145 | 25.794 | 25.447 | 25.102 | 24.761 | 24.423 | 24.09 | 24.194 | 24.039 | 23.883 | 23.727 | 23.571 | 23.415 | 23.259 | 23.102 | 22.945 | 22.787 | 22.63 | 22.472 | 22.314 | 22.155 | 21.996 | 21.841 | 21.687 | 21.534 | 21.383 | 21.232 | 21.083 | 20.934 | 20.787 | 20.64 | 20.495
S_NorthRakai | solar | 27.567 | 27.209 | 26.852 | 26.497 | 26.145 | 25.794 | 25.447 | 25.102 | 24.761 | 24.423 | 24.09 | 24.194 | 24.039 | 23.883 | 23.727 | 23.571 | 23.415 | 23.259 | 23.102 | 22.945 | 22.787 | 22.63 | 22.472 | 22.314 | 22.155 | 21.996 | 21.841 | 21.687 | 21.534 | 21.383 | 21.232 | 21.083 | 20.934 | 20.787 | 20.64 | 20.495
S_Norwood | solar | 27.567 | 27.209 | 26.852 | 26.497 | 26.145 | 25.794 | 25.447 | 25.102 | 24.761 | 24.423 | 24.09 | 24.194 | 24.039 | 23.883 | 23.727 | 23.571 | 23.415 | 23.259 | 23.102 | 22.945 | 22.787 | 22.63 | 22.472 | 22.314 | 22.155 | 21.996 | 21.841 | 21.687 | 21.534 | 21.383 | 21.232 | 21.083 | 20.934 | 20.787 | 20.64 | 20.495
S_Ohau | solar | 27.567 | 27.209 | 26.852 | 26.497 | 26.145 | 25.794 | 25.447 | 25.102 | 24.761 | 24.423 | 24.09 | 24.194 | 24.039 | 23.883 | 23.727 | 23.571 | 23.415 | 23.259 | 23.102 | 22.945 | 22.787 | 22.63 | 22.472 | 22.314 | 22.155 | 21.996 | 21.841 | 21.687 | 21.534 | 21.383 | 21.232 | 21.083 | 20.934 | 20.787 | 20.64 | 20.495
S_Ongaonga0 | solar | 27.567 | 27.209 | 26.852 | 26.497 | 26.145 | 25.794 | 25.447 | 25.102 | 24.761 | 24.423 | 24.09 | 24.194 | 24.039 | 23.883 | 23.727 | 23.571 | 23.415 | 23.259 | 23.102 | 22.945 | 22.787 | 22.63 | 22.472 | 22.314 | 22.155 | 21.996 | 21.841 | 21.687 | 21.534 | 21.383 | 21.232 | 21.083 | 20.934 | 20.787 | 20.64 | 20.495
S_Ongaonga1 | solar | 27.567 | 27.209 | 26.852 | 26.497 | 26.145 | 25.794 | 25.447 | 25.102 | 24.761 | 24.423 | 24.09 | 24.194 | 24.039 | 23.883 | 23.727 | 23.571 | 23.415 | 23.259 | 23.102 | 22.945 | 22.787 | 22.63 | 22.472 | 22.314 | 22.155 | 21.996 | 21.841 | 21.687 | 21.534 | 21.383 | 21.232 | 21.083 | 20.934 | 20.787 | 20.64 | 20.495
S_Ongaonga2 | solar | 27.567 | 27.209 | 26.852 | 26.497 | 26.145 | 25.794 | 25.447 | 25.102 | 24.761 | 24.423 | 24.09 | 24.194 | 24.039 | 23.883 | 23.727 | 23.571 | 23.415 | 23.259 | 23.102 | 22.945 | 22.787 | 22.63 | 22.472 | 22.314 | 22.155 | 21.996 | 21.841 | 21.687 | 21.534 | 21.383 | 21.232 | 21.083 | 20.934 | 20.787 | 20.64 | 20.495
S_Opunake0 | solar | 27.567 | 27.209 | 26.852 | 26.497 | 26.145 | 25.794 | 25.447 | 25.102 | 24.761 | 24.423 | 24.09 | 24.194 | 24.039 | 23.883 | 23.727 | 23.571 | 23.415 | 23.259 | 23.102 | 22.945 | 22.787 | 22.63 | 22.472 | 22.314 | 22.155 | 21.996 | 21.841 | 21.687 | 21.534 | 21.383 | 21.232 | 21.083 | 20.934 | 20.787 | 20.64 | 20.495
S_Opunake1 | solar | 27.567 | 27.209 | 26.852 | 26.497 | 26.145 | 25.794 | 25.447 | 25.102 | 24.761 | 24.423 | 24.09 | 24.194 | 24.039 | 23.883 | 23.727 | 23.571 | 23.415 | 23.259 | 23.102 | 22.945 | 22.787 | 22.63 | 22.472 | 22.314 | 22.155 | 21.996 | 21.841 | 21.687 | 21.534 | 21.383 | 21.232 | 21.083 | 20.934 | 20.787 | 20.64 | 20.495
S_Poolburn& | solar | 27.567 | 27.209 | 26.852 | 26.497 | 26.145 | 25.794 | 25.447 | 25.102 | 24.761 | 24.423 | 24.09 | 24.194 | 24.039 | 23.883 | 23.727 | 23.571 | 23.415 | 23.259 | 23.102 | 22.945 | 22.787 | 22.63 | 22.472 | 22.314 | 22.155 | 21.996 | 21.841 | 21.687 | 21.534 | 21.383 | 21.232 | 21.083 | 20.934 | 20.787 | 20.64 | 20.495
S_Pukenui | solar | 27.567 | 27.209 | 26.852 | 26.497 | 26.145 | 25.794 | 25.447 | 25.102 | 24.761 | 24.423 | 24.09 | 24.194 | 24.039 | 23.883 | 23.727 | 23.571 | 23.415 | 23.259 | 23.102 | 22.945 | 22.787 | 22.63 | 22.472 | 22.314 | 22.155 | 21.996 | 21.841 | 21.687 | 21.534 | 21.383 | 21.232 | 21.083 | 20.934 | 20.787 | 20.64 | 20.495
S_Rangimarie | solar | 27.567 | 27.209 | 26.852 | 26.497 | 26.145 | 25.794 | 25.447 | 25.102 | 24.761 | 24.423 | 24.09 | 24.194 | 24.039 | 23.883 | 23.727 | 23.571 | 23.415 | 23.259 | 23.102 | 22.945 | 22.787 | 22.63 | 22.472 | 22.314 | 22.155 | 21.996 | 21.841 | 21.687 | 21.534 | 21.383 | 21.232 | 21.083 | 20.934 | 20.787 | 20.64 | 20.495
S_Rangiriri | solar | 27.567 | 27.209 | 26.852 | 26.497 | 26.145 | 25.794 | 25.447 | 25.102 | 24.761 | 24.423 | 24.09 | 24.194 | 24.039 | 23.883 | 23.727 | 23.571 | 23.415 | 23.259 | 23.102 | 22.945 | 22.787 | 22.63 | 22.472 | 22.314 | 22.155 | 21.996 | 21.841 | 21.687 | 21.534 | 21.383 | 21.232 | 21.083 | 20.934 | 20.787 | 20.64 | 20.495
S_Reefton | solar | 27.567 | 27.209 | 26.852 | 26.497 | 26.145 | 25.794 | 25.447 | 25.102 | 24.761 | 24.423 | 24.09 | 24.194 | 24.039 | 23.883 | 23.727 | 23.571 | 23.415 | 23.259 | 23.102 | 22.945 | 22.787 | 22.63 | 22.472 | 22.314 | 22.155 | 21.996 | 21.841 | 21.687 | 21.534 | 21.383 | 21.232 | 21.083 | 20.934 | 20.787 | 20.64 | 20.495
S_Rotokawa | solar | 27.567 | 27.209 | 26.852 | 26.497 | 26.145 | 25.794 | 25.447 | 25.102 | 24.761 | 24.423 | 24.09 | 24.194 | 24.039 | 23.883 | 23.727 | 23.571 | 23.415 | 23.259 | 23.102 | 22.945 | 22.787 | 22.63 | 22.472 | 22.314 | 22.155 | 21.996 | 21.841 | 21.687 | 21.534 | 21.383 | 21.232 | 21.083 | 20.934 | 20.787 | 20.64 | 20.495
S_Ruakaka | solar | 27.567 | 27.209 | 26.852 | 26.497 | 26.145 | 25.794 | 25.447 | 25.102 | 24.761 | 24.423 | 24.09 | 24.194 | 24.039 | 23.883 | 23.727 | 23.571 | 23.415 | 23.259 | 23.102 | 22.945 | 22.787 | 22.63 | 22.472 | 22.314 | 22.155 | 21.996 | 21.841 | 21.687 | 21.534 | 21.383 | 21.232 | 21.083 | 20.934 | 20.787 | 20.64 | 20.495
S_Scargill | solar | 27.567 | 27.209 | 26.852 | 26.497 | 26.145 | 25.794 | 25.447 | 25.102 | 24.761 | 24.423 | 24.09 | 24.194 | 24.039 | 23.883 | 23.727 | 23.571 | 23.415 | 23.259 | 23.102 | 22.945 | 22.787 | 22.63 | 22.472 | 22.314 | 22.155 | 21.996 | 21.841 | 21.687 | 21.534 | 21.383 | 21.232 | 21.083 | 20.934 | 20.787 | 20.64 | 20.495
S_SkinnerRoa | solar | 27.567 | 27.209 | 26.852 | 26.497 | 26.145 | 25.794 | 25.447 | 25.102 | 24.761 | 24.423 | 24.09 | 24.194 | 24.039 | 23.883 | 23.727 | 23.571 | 23.415 | 23.259 | 23.102 | 22.945 | 22.787 | 22.63 | 22.472 | 22.314 | 22.155 | 21.996 | 21.841 | 21.687 | 21.534 | 21.383 | 21.232 | 21.083 | 20.934 | 20.787 | 20.64 | 20.495
S_Somerton | solar | 27.567 | 27.209 | 26.852 | 26.497 | 26.145 | 25.794 | 25.447 | 25.102 | 24.761 | 24.423 | 24.09 | 24.194 | 24.039 | 23.883 | 23.727 | 23.571 | 23.415 | 23.259 | 23.102 | 22.945 | 22.787 | 22.63 | 22.472 | 22.314 | 22.155 | 21.996 | 21.841 | 21.687 | 21.534 | 21.383 | 21.232 | 21.083 | 20.934 | 20.787 | 20.64 | 20.495
S_Stratford | solar | 27.567 | 27.209 | 26.852 | 26.497 | 26.145 | 25.794 | 25.447 | 25.102 | 24.761 | 24.423 | 24.09 | 24.194 | 24.039 | 23.883 | 23.727 | 23.571 | 23.415 | 23.259 | 23.102 | 22.945 | 22.787 | 22.63 | 22.472 | 22.314 | 22.155 | 21.996 | 21.841 | 21.687 | 21.534 | 21.383 | 21.232 | 21.083 | 20.934 | 20.787 | 20.64 | 20.495
S_Swannoa | solar | 27.567 | 27.209 | 26.852 | 26.497 | 26.145 | 25.794 | 25.447 | 25.102 | 24.761 | 24.423 | 24.09 | 24.194 | 24.039 | 23.883 | 23.727 | 23.571 | 23.415 | 23.259 | 23.102 | 22.945 | 22.787 | 22.63 | 22.472 | 22.314 | 22.155 | 21.996 | 21.841 | 21.687 | 21.534 | 21.383 | 21.232 | 21.083 | 20.934 | 20.787 | 20.64 | 20.495
S_Tahuna | solar | 27.567 | 27.209 | 26.852 | 26.497 | 26.145 | 25.794 | 25.447 | 25.102 | 24.761 | 24.423 | 24.09 | 24.194 | 24.039 | 23.883 | 23.727 | 23.571 | 23.415 | 23.259 | 23.102 | 22.945 | 22.787 | 22.63 | 22.472 | 22.314 | 22.155 | 21.996 | 21.841 | 21.687 | 21.534 | 21.383 | 21.232 | 21.083 | 20.934 | 20.787 | 20.64 | 20.495
S_Taiohi | solar | 27.567 | 27.209 | 26.852 | 26.497 | 26.145 | 25.794 | 25.447 | 25.102 | 24.761 | 24.423 | 24.09 | 24.194 | 24.039 | 23.883 | 23.727 | 23.571 | 23.415 | 23.259 | 23.102 | 22.945 | 22.787 | 22.63 | 22.472 | 22.314 | 22.155 | 21.996 | 21.841 | 21.687 | 21.534 | 21.383 | 21.232 | 21.083 | 20.934 | 20.787 | 20.64 | 20.495
S_Tangiwai | solar | 27.567 | 27.209 | 26.852 | 26.497 | 26.145 | 25.794 | 25.447 | 25.102 | 24.761 | 24.423 | 24.09 | 24.194 | 24.039 | 23.883 | 23.727 | 23.571 | 23.415 | 23.259 | 23.102 | 22.945 | 22.787 | 22.63 | 22.472 | 22.314 | 22.155 | 21.996 | 21.841 | 21.687 | 21.534 | 21.383 | 21.232 | 21.083 | 20.934 | 20.787 | 20.64 | 20.495
S_TararuaTar | solar | 27.567 | 27.209 | 26.852 | 26.497 | 26.145 | 25.794 | 25.447 | 25.102 | 24.761 | 24.423 | 24.09 | 24.194 | 24.039 | 23.883 | 23.727 | 23.571 | 23.415 | 23.259 | 23.102 | 22.945 | 22.787 | 22.63 | 22.472 | 22.314 | 22.155 | 21.996 | 21.841 | 21.687 | 21.534 | 21.383 | 21.232 | 21.083 | 20.934 | 20.787 | 20.64 | 20.495
S_Tasman | solar | 27.567 | 27.209 | 26.852 | 26.497 | 26.145 | 25.794 | 25.447 | 25.102 | 24.761 | 24.423 | 24.09 | 24.194 | 24.039 | 23.883 | 23.727 | 23.571 | 23.415 | 23.259 | 23.102 | 22.945 | 22.787 | 22.63 | 22.472 | 22.314 | 22.155 | 21.996 | 21.841 | 21.687 | 21.534 | 21.383 | 21.232 | 21.083 | 20.934 | 20.787 | 20.64 | 20.495
S_Tauhei | solar | 27.567 | 27.209 | 26.852 | 26.497 | 26.145 | 25.794 | 25.447 | 25.102 | 24.761 | 24.423 | 24.09 | 24.194 | 24.039 | 23.883 | 23.727 | 23.571 | 23.415 | 23.259 | 23.102 | 22.945 | 22.787 | 22.63 | 22.472 | 22.314 | 22.155 | 21.996 | 21.841 | 21.687 | 21.534 | 21.383 | 21.232 | 21.083 | 20.934 | 20.787 | 20.64 | 20.495
S_Tauhei_s2 | solar | 27.567 | 27.209 | 26.852 | 26.497 | 26.145 | 25.794 | 25.447 | 25.102 | 24.761 | 24.423 | 24.09 | 24.194 | 24.039 | 23.883 | 23.727 | 23.571 | 23.415 | 23.259 | 23.102 | 22.945 | 22.787 | 22.63 | 22.472 | 22.314 | 22.155 | 21.996 | 21.841 | 21.687 | 21.534 | 21.383 | 21.232 | 21.083 | 20.934 | 20.787 | 20.64 | 20.495
S_TeRahui_s1 | solar | 27.567 | 27.209 | 26.852 | 26.497 | 26.145 | 25.794 | 25.447 | 25.102 | 24.761 | 24.423 | 24.09 | 24.194 | 24.039 | 23.883 | 23.727 | 23.571 | 23.415 | 23.259 | 23.102 | 22.945 | 22.787 | 22.63 | 22.472 | 22.314 | 22.155 | 21.996 | 21.841 | 21.687 | 21.534 | 21.383 | 21.232 | 21.083 | 20.934 | 20.787 | 20.64 | 20.495
S_TeRahui_s2 | solar | 27.567 | 27.209 | 26.852 | 26.497 | 26.145 | 25.794 | 25.447 | 25.102 | 24.761 | 24.423 | 24.09 | 24.194 | 24.039 | 23.883 | 23.727 | 23.571 | 23.415 | 23.259 | 23.102 | 22.945 | 22.787 | 22.63 | 22.472 | 22.314 | 22.155 | 21.996 | 21.841 | 21.687 | 21.534 | 21.383 | 21.232 | 21.083 | 20.934 | 20.787 | 20.64 | 20.495
S_ThePoint | solar | 27.567 | 27.209 | 26.852 | 26.497 | 26.145 | 25.794 | 25.447 | 25.102 | 24.761 | 24.423 | 24.09 | 24.194 | 24.039 | 23.883 | 23.727 | 23.571 | 23.415 | 23.259 | 23.102 | 22.945 | 22.787 | 22.63 | 22.472 | 22.314 | 22.155 | 21.996 | 21.841 | 21.687 | 21.534 | 21.383 | 21.232 | 21.083 | 20.934 | 20.787 | 20.64 | 20.495
S_ThreeStrea | solar | 27.567 | 27.209 | 26.852 | 26.497 | 26.145 | 25.794 | 25.447 | 25.102 | 24.761 | 24.423 | 24.09 | 24.194 | 24.039 | 23.883 | 23.727 | 23.571 | 23.415 | 23.259 | 23.102 | 22.945 | 22.787 | 22.63 | 22.472 | 22.314 | 22.155 | 21.996 | 21.841 | 21.687 | 21.534 | 21.383 | 21.232 | 21.083 | 20.934 | 20.787 | 20.64 | 20.495
S_Timaru | solar | 27.567 | 27.209 | 26.852 | 26.497 | 26.145 | 25.794 | 25.447 | 25.102 | 24.761 | 24.423 | 24.09 | 24.194 | 24.039 | 23.883 | 23.727 | 23.571 | 23.415 | 23.259 | 23.102 | 22.945 | 22.787 | 22.63 | 22.472 | 22.314 | 22.155 | 21.996 | 21.841 | 21.687 | 21.534 | 21.383 | 21.232 | 21.083 | 20.934 | 20.787 | 20.64 | 20.495
S_TwinRivers | solar | 27.567 | 27.209 | 26.852 | 26.497 | 26.145 | 25.794 | 25.447 | 25.102 | 24.761 | 24.423 | 24.09 | 24.194 | 24.039 | 23.883 | 23.727 | 23.571 | 23.415 | 23.259 | 23.102 | 22.945 | 22.787 | 22.63 | 22.472 | 22.314 | 22.155 | 21.996 | 21.841 | 21.687 | 21.534 | 21.383 | 21.232 | 21.083 | 20.934 | 20.787 | 20.64 | 20.495
S_Twizel0 | solar | 27.567 | 27.209 | 26.852 | 26.497 | 26.145 | 25.794 | 25.447 | 25.102 | 24.761 | 24.423 | 24.09 | 24.194 | 24.039 | 23.883 | 23.727 | 23.571 | 23.415 | 23.259 | 23.102 | 22.945 | 22.787 | 22.63 | 22.472 | 22.314 | 22.155 | 21.996 | 21.841 | 21.687 | 21.534 | 21.383 | 21.232 | 21.083 | 20.934 | 20.787 | 20.64 | 20.495
S_Twizel1 | solar | 27.567 | 27.209 | 26.852 | 26.497 | 26.145 | 25.794 | 25.447 | 25.102 | 24.761 | 24.423 | 24.09 | 24.194 | 24.039 | 23.883 | 23.727 | 23.571 | 23.415 | 23.259 | 23.102 | 22.945 | 22.787 | 22.63 | 22.472 | 22.314 | 22.155 | 21.996 | 21.841 | 21.687 | 21.534 | 21.383 | 21.232 | 21.083 | 20.934 | 20.787 | 20.64 | 20.495
S_UpperTaka1 | solar | 27.567 | 27.209 | 26.852 | 26.497 | 26.145 | 25.794 | 25.447 | 25.102 | 24.761 | 24.423 | 24.09 | 24.194 | 24.039 | 23.883 | 23.727 | 23.571 | 23.415 | 23.259 | 23.102 | 22.945 | 22.787 | 22.63 | 22.472 | 22.314 | 22.155 | 21.996 | 21.841 | 21.687 | 21.534 | 21.383 | 21.232 | 21.083 | 20.934 | 20.787 | 20.64 | 20.495
S_UpperTaka2 | solar | 27.567 | 27.209 | 26.852 | 26.497 | 26.145 | 25.794 | 25.447 | 25.102 | 24.761 | 24.423 | 24.09 | 24.194 | 24.039 | 23.883 | 23.727 | 23.571 | 23.415 | 23.259 | 23.102 | 22.945 | 22.787 | 22.63 | 22.472 | 22.314 | 22.155 | 21.996 | 21.841 | 21.687 | 21.534 | 21.383 | 21.232 | 21.083 | 20.934 | 20.787 | 20.64 | 20.495
S_Waerenga | solar | 27.567 | 27.209 | 26.852 | 26.497 | 26.145 | 25.794 | 25.447 | 25.102 | 24.761 | 24.423 | 24.09 | 24.194 | 24.039 | 23.883 | 23.727 | 23.571 | 23.415 | 23.259 | 23.102 | 22.945 | 22.787 | 22.63 | 22.472 | 22.314 | 22.155 | 21.996 | 21.841 | 21.687 | 21.534 | 21.383 | 21.232 | 21.083 | 20.934 | 20.787 | 20.64 | 20.495
S_Waihou | solar | 27.567 | 27.209 | 26.852 | 26.497 | 26.145 | 25.794 | 25.447 | 25.102 | 24.761 | 24.423 | 24.09 | 24.194 | 24.039 | 23.883 | 23.727 | 23.571 | 23.415 | 23.259 | 23.102 | 22.945 | 22.787 | 22.63 | 22.472 | 22.314 | 22.155 | 21.996 | 21.841 | 21.687 | 21.534 | 21.383 | 21.232 | 21.083 | 20.934 | 20.787 | 20.64 | 20.495
S_Waiinu_s1 | solar | 27.567 | 27.209 | 26.852 | 26.497 | 26.145 | 25.794 | 25.447 | 25.102 | 24.761 | 24.423 | 24.09 | 24.194 | 24.039 | 23.883 | 23.727 | 23.571 | 23.415 | 23.259 | 23.102 | 22.945 | 22.787 | 22.63 | 22.472 | 22.314 | 22.155 | 21.996 | 21.841 | 21.687 | 21.534 | 21.383 | 21.232 | 21.083 | 20.934 | 20.787 | 20.64 | 20.495
S_Waiinu_s2 | solar | 27.567 | 27.209 | 26.852 | 26.497 | 26.145 | 25.794 | 25.447 | 25.102 | 24.761 | 24.423 | 24.09 | 24.194 | 24.039 | 23.883 | 23.727 | 23.571 | 23.415 | 23.259 | 23.102 | 22.945 | 22.787 | 22.63 | 22.472 | 22.314 | 22.155 | 21.996 | 21.841 | 21.687 | 21.534 | 21.383 | 21.232 | 21.083 | 20.934 | 20.787 | 20.64 | 20.495
S_Waikato | solar | 27.567 | 27.209 | 26.852 | 26.497 | 26.145 | 25.794 | 25.447 | 25.102 | 24.761 | 24.423 | 24.09 | 24.194 | 24.039 | 23.883 | 23.727 | 23.571 | 23.415 | 23.259 | 23.102 | 22.945 | 22.787 | 22.63 | 22.472 | 22.314 | 22.155 | 21.996 | 21.841 | 21.687 | 21.534 | 21.383 | 21.232 | 21.083 | 20.934 | 20.787 | 20.64 | 20.495
S_Waikato0 | solar | 27.567 | 27.209 | 26.852 | 26.497 | 26.145 | 25.794 | 25.447 | 25.102 | 24.761 | 24.423 | 24.09 | 24.194 | 24.039 | 23.883 | 23.727 | 23.571 | 23.415 | 23.259 | 23.102 | 22.945 | 22.787 | 22.63 | 22.472 | 22.314 | 22.155 | 21.996 | 21.841 | 21.687 | 21.534 | 21.383 | 21.232 | 21.083 | 20.934 | 20.787 | 20.64 | 20.495
S_Waikato1 | solar | 27.567 | 27.209 | 26.852 | 26.497 | 26.145 | 25.794 | 25.447 | 25.102 | 24.761 | 24.423 | 24.09 | 24.194 | 24.039 | 23.883 | 23.727 | 23.571 | 23.415 | 23.259 | 23.102 | 22.945 | 22.787 | 22.63 | 22.472 | 22.314 | 22.155 | 21.996 | 21.841 | 21.687 | 21.534 | 21.383 | 21.232 | 21.083 | 20.934 | 20.787 | 20.64 | 20.495
S_Waiotahe | solar | 27.567 | 27.209 | 26.852 | 26.497 | 26.145 | 25.794 | 25.447 | 25.102 | 24.761 | 24.423 | 24.09 | 24.194 | 24.039 | 23.883 | 23.727 | 23.571 | 23.415 | 23.259 | 23.102 | 22.945 | 22.787 | 22.63 | 22.472 | 22.314 | 22.155 | 21.996 | 21.841 | 21.687 | 21.534 | 21.383 | 21.232 | 21.083 | 20.934 | 20.787 | 20.64 | 20.495
S_Waipawa | solar | 27.567 | 27.209 | 26.852 | 26.497 | 26.145 | 25.794 | 25.447 | 25.102 | 24.761 | 24.423 | 24.09 | 24.194 | 24.039 | 23.883 | 23.727 | 23.571 | 23.415 | 23.259 | 23.102 | 22.945 | 22.787 | 22.63 | 22.472 | 22.314 | 22.155 | 21.996 | 21.841 | 21.687 | 21.534 | 21.383 | 21.232 | 21.083 | 20.934 | 20.787 | 20.64 | 20.495
S_Waitara | solar | 27.567 | 27.209 | 26.852 | 26.497 | 26.145 | 25.794 | 25.447 | 25.102 | 24.761 | 24.423 | 24.09 | 24.194 | 24.039 | 23.883 | 23.727 | 23.571 | 23.415 | 23.259 | 23.102 | 22.945 | 22.787 | 22.63 | 22.472 | 22.314 | 22.155 | 21.996 | 21.841 | 21.687 | 21.534 | 21.383 | 21.232 | 21.083 | 20.934 | 20.787 | 20.64 | 20.495
S_Waiterimu | solar | 27.567 | 27.209 | 26.852 | 26.497 | 26.145 | 25.794 | 25.447 | 25.102 | 24.761 | 24.423 | 24.09 | 24.194 | 24.039 | 23.883 | 23.727 | 23.571 | 23.415 | 23.259 | 23.102 | 22.945 | 22.787 | 22.63 | 22.472 | 22.314 | 22.155 | 21.996 | 21.841 | 21.687 | 21.534 | 21.383 | 21.232 | 21.083 | 20.934 | 20.787 | 20.64 | 20.495
S_Wellsford | solar | 27.567 | 27.209 | 26.852 | 26.497 | 26.145 | 25.794 | 25.447 | 25.102 | 24.761 | 24.423 | 24.09 | 24.194 | 24.039 | 23.883 | 23.727 | 23.571 | 23.415 | 23.259 | 23.102 | 22.945 | 22.787 | 22.63 | 22.472 | 22.314 | 22.155 | 21.996 | 21.841 | 21.687 | 21.534 | 21.383 | 21.232 | 21.083 | 20.934 | 20.787 | 20.64 | 20.495
S_WesternBa1 | solar | 27.567 | 27.209 | 26.852 | 26.497 | 26.145 | 25.794 | 25.447 | 25.102 | 24.761 | 24.423 | 24.09 | 24.194 | 24.039 | 23.883 | 23.727 | 23.571 | 23.415 | 23.259 | 23.102 | 22.945 | 22.787 | 22.63 | 22.472 | 22.314 | 22.155 | 21.996 | 21.841 | 21.687 | 21.534 | 21.383 | 21.232 | 21.083 | 20.934 | 20.787 | 20.64 | 20.495
S_WesternBa2 | solar | 27.567 | 27.209 | 26.852 | 26.497 | 26.145 | 25.794 | 25.447 | 25.102 | 24.761 | 24.423 | 24.09 | 24.194 | 24.039 | 23.883 | 23.727 | 23.571 | 23.415 | 23.259 | 23.102 | 22.945 | 22.787 | 22.63 | 22.472 | 22.314 | 22.155 | 21.996 | 21.841 | 21.687 | 21.534 | 21.383 | 21.232 | 21.083 | 20.934 | 20.787 | 20.64 | 20.495
S_Whakatane | solar | 27.567 | 27.209 | 26.852 | 26.497 | 26.145 | 25.794 | 25.447 | 25.102 | 24.761 | 24.423 | 24.09 | 24.194 | 24.039 | 23.883 | 23.727 | 23.571 | 23.415 | 23.259 | 23.102 | 22.945 | 22.787 | 22.63 | 22.472 | 22.314 | 22.155 | 21.996 | 21.841 | 21.687 | 21.534 | 21.383 | 21.232 | 21.083 | 20.934 | 20.787 | 20.64 | 20.495
S_WhangapeEn | solar | 27.567 | 27.209 | 26.852 | 26.497 | 26.145 | 25.794 | 25.447 | 25.102 | 24.761 | 24.423 | 24.09 | 24.194 | 24.039 | 23.883 | 23.727 | 23.571 | 23.415 | 23.259 | 23.102 | 22.945 | 22.787 | 22.63 | 22.472 | 22.314 | 22.155 | 21.996 | 21.841 | 21.687 | 21.534 | 21.383 | 21.232 | 21.083 | 20.934 | 20.787 | 20.64 | 20.495
S_Whitianga | solar | 27.567 | 27.209 | 26.852 | 26.497 | 26.145 | 25.794 | 25.447 | 25.102 | 24.761 | 24.423 | 24.09 | 24.194 | 24.039 | 23.883 | 23.727 | 23.571 | 23.415 | 23.259 | 23.102 | 22.945 | 22.787 | 22.63 | 22.472 | 22.314 | 22.155 | 21.996 | 21.841 | 21.687 | 21.534 | 21.383 | 21.232 | 21.083 | 20.934 | 20.787 | 20.64 | 20.495
S_genAucklan | solar | 27.567 | 27.209 | 26.852 | 26.497 | 26.145 | 25.794 | 25.447 | 25.102 | 24.761 | 24.423 | 24.09 | 24.194 | 24.039 | 23.883 | 23.727 | 23.571 | 23.415 | 23.259 | 23.102 | 22.945 | 22.787 | 22.63 | 22.472 | 22.314 | 22.155 | 21.996 | 21.841 | 21.687 | 21.534 | 21.383 | 21.232 | 21.083 | 20.934 | 20.787 | 20.64 | 20.495
S_genBayofPl | solar | 27.567 | 27.209 | 26.852 | 26.497 | 26.145 | 25.794 | 25.447 | 25.102 | 24.761 | 24.423 | 24.09 | 24.194 | 24.039 | 23.883 | 23.727 | 23.571 | 23.415 | 23.259 | 23.102 | 22.945 | 22.787 | 22.63 | 22.472 | 22.314 | 22.155 | 21.996 | 21.841 | 21.687 | 21.534 | 21.383 | 21.232 | 21.083 | 20.934 | 20.787 | 20.64 | 20.495
S_genCanter1 | solar | 27.567 | 27.209 | 26.852 | 26.497 | 26.145 | 25.794 | 25.447 | 25.102 | 24.761 | 24.423 | 24.09 | 24.194 | 24.039 | 23.883 | 23.727 | 23.571 | 23.415 | 23.259 | 23.102 | 22.945 | 22.787 | 22.63 | 22.472 | 22.314 | 22.155 | 21.996 | 21.841 | 21.687 | 21.534 | 21.383 | 21.232 | 21.083 | 20.934 | 20.787 | 20.64 | 20.495
S_genCanter2 | solar | 27.567 | 27.209 | 26.852 | 26.497 | 26.145 | 25.794 | 25.447 | 25.102 | 24.761 | 24.423 | 24.09 | 24.194 | 24.039 | 23.883 | 23.727 | 23.571 | 23.415 | 23.259 | 23.102 | 22.945 | 22.787 | 22.63 | 22.472 | 22.314 | 22.155 | 21.996 | 21.841 | 21.687 | 21.534 | 21.383 | 21.232 | 21.083 | 20.934 | 20.787 | 20.64 | 20.495
S_genGisborn | solar | 27.567 | 27.209 | 26.852 | 26.497 | 26.145 | 25.794 | 25.447 | 25.102 | 24.761 | 24.423 | 24.09 | 24.194 | 24.039 | 23.883 | 23.727 | 23.571 | 23.415 | 23.259 | 23.102 | 22.945 | 22.787 | 22.63 | 22.472 | 22.314 | 22.155 | 21.996 | 21.841 | 21.687 | 21.534 | 21.383 | 21.232 | 21.083 | 20.934 | 20.787 | 20.64 | 20.495
S_genHawkes | solar | 27.567 | 27.209 | 26.852 | 26.497 | 26.145 | 25.794 | 25.447 | 25.102 | 24.761 | 24.423 | 24.09 | 24.194 | 24.039 | 23.883 | 23.727 | 23.571 | 23.415 | 23.259 | 23.102 | 22.945 | 22.787 | 22.63 | 22.472 | 22.314 | 22.155 | 21.996 | 21.841 | 21.687 | 21.534 | 21.383 | 21.232 | 21.083 | 20.934 | 20.787 | 20.64 | 20.495
S_genMarlbor | solar | 27.567 | 27.209 | 26.852 | 26.497 | 26.145 | 25.794 | 25.447 | 25.102 | 24.761 | 24.423 | 24.09 | 24.194 | 24.039 | 23.883 | 23.727 | 23.571 | 23.415 | 23.259 | 23.102 | 22.945 | 22.787 | 22.63 | 22.472 | 22.314 | 22.155 | 21.996 | 21.841 | 21.687 | 21.534 | 21.383 | 21.232 | 21.083 | 20.934 | 20.787 | 20.64 | 20.495
S_genNorthla | solar | 27.567 | 27.209 | 26.852 | 26.497 | 26.145 | 25.794 | 25.447 | 25.102 | 24.761 | 24.423 | 24.09 | 24.194 | 24.039 | 23.883 | 23.727 | 23.571 | 23.415 | 23.259 | 23.102 | 22.945 | 22.787 | 22.63 | 22.472 | 22.314 | 22.155 | 21.996 | 21.841 | 21.687 | 21.534 | 21.383 | 21.232 | 21.083 | 20.934 | 20.787 | 20.64 | 20.495
S_genTaranak | solar | 27.567 | 27.209 | 26.852 | 26.497 | 26.145 | 25.794 | 25.447 | 25.102 | 24.761 | 24.423 | 24.09 | 24.194 | 24.039 | 23.883 | 23.727 | 23.571 | 23.415 | 23.259 | 23.102 | 22.945 | 22.787 | 22.63 | 22.472 | 22.314 | 22.155 | 21.996 | 21.841 | 21.687 | 21.534 | 21.383 | 21.232 | 21.083 | 20.934 | 20.787 | 20.64 | 20.495
S_genWaikat1 | solar | 27.567 | 27.209 | 26.852 | 26.497 | 26.145 | 25.794 | 25.447 | 25.102 | 24.761 | 24.423 | 24.09 | 24.194 | 24.039 | 23.883 | 23.727 | 23.571 | 23.415 | 23.259 | 23.102 | 22.945 | 22.787 | 22.63 | 22.472 | 22.314 | 22.155 | 21.996 | 21.841 | 21.687 | 21.534 | 21.383 | 21.232 | 21.083 | 20.934 | 20.787 | 20.64 | 20.495
S_genWaikat2 | solar | 27.567 | 27.209 | 26.852 | 26.497 | 26.145 | 25.794 | 25.447 | 25.102 | 24.761 | 24.423 | 24.09 | 24.194 | 24.039 | 23.883 | 23.727 | 23.571 | 23.415 | 23.259 | 23.102 | 22.945 | 22.787 | 22.63 | 22.472 | 22.314 | 22.155 | 21.996 | 21.841 | 21.687 | 21.534 | 21.383 | 21.232 | 21.083 | 20.934 | 20.787 | 20.64 | 20.495
S_genWairara | solar | 27.567 | 27.209 | 26.852 | 26.497 | 26.145 | 25.794 | 25.447 | 25.102 | 24.761 | 24.423 | 24.09 | 24.194 | 24.039 | 23.883 | 23.727 | 23.571 | 23.415 | 23.259 | 23.102 | 22.945 | 22.787 | 22.63 | 22.472 | 22.314 | 22.155 | 21.996 | 21.841 | 21.687 | 21.534 | 21.383 | 21.232 | 21.083 | 20.934 | 20.787 | 20.64 | 20.495
Taheke1 | geothermal | 161.951 | 161.951 | 161.951 | 161.951 | 161.951 | 161.951 | 161.951 | 161.951 | 161.951 | 161.951 | 161.951 | 161.951 | 161.951 | 161.951 | 161.951 | 161.951 | 161.951 | 161.951 | 161.951 | 161.951 | 161.951 | 161.951 | 161.951 | 161.951 | 161.951 | 161.951 | 161.951 | 161.951 | 161.951 | 161.951 | 161.951 | 161.951 | 161.951 | 161.951 | 161.951 | 161.951
Taheke2 | geothermal | 161.951 | 161.951 | 161.951 | 161.951 | 161.951 | 161.951 | 161.951 | 161.951 | 161.951 | 161.951 | 161.951 | 161.951 | 161.951 | 161.951 | 161.951 | 161.951 | 161.951 | 161.951 | 161.951 | 161.951 | 161.951 | 161.951 | 161.951 | 161.951 | 161.951 | 161.951 | 161.951 | 161.951 | 161.951 | 161.951 | 161.951 | 161.951 | 161.951 | 161.951 | 161.951 | 161.951
Taheke3 | geothermal | 161.951 | 161.951 | 161.951 | 161.951 | 161.951 | 161.951 | 161.951 | 161.951 | 161.951 | 161.951 | 161.951 | 161.951 | 161.951 | 161.951 | 161.951 | 161.951 | 161.951 | 161.951 | 161.951 | 161.951 | 161.951 | 161.951 | 161.951 | 161.951 | 161.951 | 161.951 | 161.951 | 161.951 | 161.951 | 161.951 | 161.951 | 161.951 | 161.951 | 161.951 | 161.951 | 161.951
TaramTaipo | hydro | 88.83 | 88.83 | 88.83 | 88.83 | 88.83 | 88.83 | 88.83 | 88.83 | 88.83 | 88.83 | 88.83 | 88.83 | 88.83 | 88.83 | 88.83 | 88.83 | 88.83 | 88.83 | 88.83 | 88.83 | 88.83 | 88.83 | 88.83 | 88.83 | 88.83 | 88.83 | 88.83 | 88.83 | 88.83 | 88.83 | 88.83 | 88.83 | 88.83 | 88.83 | 88.83 | 88.83
Tauhara2 | geothermal | 161.951 | 161.951 | 161.951 | 161.951 | 161.951 | 161.951 | 161.951 | 161.951 | 161.951 | 161.951 | 161.951 | 161.951 | 161.951 | 161.951 | 161.951 | 161.951 | 161.951 | 161.951 | 161.951 | 161.951 | 161.951 | 161.951 | 161.951 | 161.951 | 161.951 | 161.951 | 161.951 | 161.951 | 161.951 | 161.951 | 161.951 | 161.951 | 161.951 | 161.951 | 161.951 | 161.951
Tauhara3 | geothermal | 161.951 | 161.951 | 161.951 | 161.951 | 161.951 | 161.951 | 161.951 | 161.951 | 161.951 | 161.951 | 161.951 | 161.951 | 161.951 | 161.951 | 161.951 | 161.951 | 161.951 | 161.951 | 161.951 | 161.951 | 161.951 | 161.951 | 161.951 | 161.951 | 161.951 | 161.951 | 161.951 | 161.951 | 161.951 | 161.951 | 161.951 | 161.951 | 161.951 | 161.951 | 161.951 | 161.951
TauheiBESS | battery | 26.753 | 27.875 | 27.157 | 26.436 | 25.712 | 24.985 | 24.579 | 24.419 | 24.259 | 24.098 | 23.936 | 23.775 | 23.612 | 23.45 | 23.287 | 23.123 | 22.96 | 22.796 | 22.632 | 22.467 | 22.302 | 22.137 | 21.972 | 21.806 | 21.641 | 21.475 | 21.325 | 21.165 | 21.006 | 20.847 | 20.691 | 20.535 | 20.38 | 20.227 | 20.074 | 19.923
TeMihi2 | geothermal | 161.951 | 161.951 | 161.951 | 161.951 | 161.951 | 161.951 | 161.951 | 161.951 | 161.951 | 161.951 | 161.951 | 161.951 | 161.951 | 161.951 | 161.951 | 161.951 | 161.951 | 161.951 | 161.951 | 161.951 | 161.951 | 161.951 | 161.951 | 161.951 | 161.951 | 161.951 | 161.951 | 161.951 | 161.951 | 161.951 | 161.951 | 161.951 | 161.951 | 161.951 | 161.951 | 161.951
TeMihi3 | geothermal | 161.951 | 161.951 | 161.951 | 161.951 | 161.951 | 161.951 | 161.951 | 161.951 | 161.951 | 161.951 | 161.951 | 161.951 | 161.951 | 161.951 | 161.951 | 161.951 | 161.951 | 161.951 | 161.951 | 161.951 | 161.951 | 161.951 | 161.951 | 161.951 | 161.951 | 161.951 | 161.951 | 161.951 | 161.951 | 161.951 | 161.951 | 161.951 | 161.951 | 161.951 | 161.951 | 161.951
Tikitere1 | geothermal | 161.951 | 161.951 | 161.951 | 161.951 | 161.951 | 161.951 | 161.951 | 161.951 | 161.951 | 161.951 | 161.951 | 161.951 | 161.951 | 161.951 | 161.951 | 161.951 | 161.951 | 161.951 | 161.951 | 161.951 | 161.951 | 161.951 | 161.951 | 161.951 | 161.951 | 161.951 | 161.951 | 161.951 | 161.951 | 161.951 | 161.951 | 161.951 | 161.951 | 161.951 | 161.951 | 161.951
Tikitere2 | geothermal | 161.951 | 161.951 | 161.951 | 161.951 | 161.951 | 161.951 | 161.951 | 161.951 | 161.951 | 161.951 | 161.951 | 161.951 | 161.951 | 161.951 | 161.951 | 161.951 | 161.951 | 161.951 | 161.951 | 161.951 | 161.951 | 161.951 | 161.951 | 161.951 | 161.951 | 161.951 | 161.951 | 161.951 | 161.951 | 161.951 | 161.951 | 161.951 | 161.951 | 161.951 | 161.951 | 161.951
TokaanuGeo1 | geothermal | 161.951 | 161.951 | 161.951 | 161.951 | 161.951 | 161.951 | 161.951 | 161.951 | 161.951 | 161.951 | 161.951 | 161.951 | 161.951 | 161.951 | 161.951 | 161.951 | 161.951 | 161.951 | 161.951 | 161.951 | 161.951 | 161.951 | 161.951 | 161.951 | 161.951 | 161.951 | 161.951 | 161.951 | 161.951 | 161.951 | 161.951 | 161.951 | 161.951 | 161.951 | 161.951 | 161.951
TokaanuGeo2 | geothermal | 161.951 | 161.951 | 161.951 | 161.951 | 161.951 | 161.951 | 161.951 | 161.951 | 161.951 | 161.951 | 161.951 | 161.951 | 161.951 | 161.951 | 161.951 | 161.951 | 161.951 | 161.951 | 161.951 | 161.951 | 161.951 | 161.951 | 161.951 | 161.951 | 161.951 | 161.951 | 161.951 | 161.951 | 161.951 | 161.951 | 161.951 | 161.951 | 161.951 | 161.951 | 161.951 | 161.951
Tuapeka | hydro | 88.83 | 88.83 | 88.83 | 88.83 | 88.83 | 88.83 | 88.83 | 88.83 | 88.83 | 88.83 | 88.83 | 88.83 | 88.83 | 88.83 | 88.83 | 88.83 | 88.83 | 88.83 | 88.83 | 88.83 | 88.83 | 88.83 | 88.83 | 88.83 | 88.83 | 88.83 | 88.83 | 88.83 | 88.83 | 88.83 | 88.83 | 88.83 | 88.83 | 88.83 | 88.83 | 88.83
UpWaiauSth | hydro | 88.83 | 88.83 | 88.83 | 88.83 | 88.83 | 88.83 | 88.83 | 88.83 | 88.83 | 88.83 | 88.83 | 88.83 | 88.83 | 88.83 | 88.83 | 88.83 | 88.83 | 88.83 | 88.83 | 88.83 | 88.83 | 88.83 | 88.83 | 88.83 | 88.83 | 88.83 | 88.83 | 88.83 | 88.83 | 88.83 | 88.83 | 88.83 | 88.83 | 88.83 | 88.83 | 88.83
WRKreduced | geothermal | 0 | 0 | 0 | 0 | 0 | 0 | 0 | 0 | 0 | 0 | 0 | 0 | 0 | 0 | 0 | 0 | 0 | 0 | 0 | 0 | 0 | 0 | 0 | 0 | 0 | 0 | 0 | 0 | 0 | 0 | 0 | 0 | 0 | 0 | 0 | 0
W_AwaruaQuad | wind | 43.777 | 43.588 | 43.4 | 43.211 | 43.023 | 42.834 | 42.827 | 42.722 | 42.616 | 42.511 | 42.405 | 42.299 | 42.192 | 42.086 | 41.979 | 41.872 | 41.765 | 41.657 | 41.55 | 41.442 | 41.334 | 41.226 | 41.117 | 41.009 | 40.9 | 40.791 | 40.686 | 40.578 | 40.471 | 40.364 | 40.258 | 40.151 | 40.045 | 39.939 | 39.834 | 39.729
W_CastleHill | wind | 43.777 | 43.588 | 43.4 | 43.211 | 43.023 | 42.834 | 42.827 | 42.722 | 42.616 | 42.511 | 42.405 | 42.299 | 42.192 | 42.086 | 41.979 | 41.872 | 41.765 | 41.657 | 41.55 | 41.442 | 41.334 | 41.226 | 41.117 | 41.009 | 40.9 | 40.791 | 40.686 | 40.578 | 40.471 | 40.364 | 40.258 | 40.151 | 40.045 | 39.939 | 39.834 | 39.729
W_Edendale | wind | 43.777 | 43.588 | 43.4 | 43.211 | 43.023 | 42.834 | 42.827 | 42.722 | 42.616 | 42.511 | 42.405 | 42.299 | 42.192 | 42.086 | 41.979 | 41.872 | 41.765 | 41.657 | 41.55 | 41.442 | 41.334 | 41.226 | 41.117 | 41.009 | 40.9 | 40.791 | 40.686 | 40.578 | 40.471 | 40.364 | 40.258 | 40.151 | 40.045 | 39.939 | 39.834 | 39.729
W_GlenMasse1 | wind | 43.777 | 43.588 | 43.4 | 43.211 | 43.023 | 42.834 | 42.827 | 42.722 | 42.616 | 42.511 | 42.405 | 42.299 | 42.192 | 42.086 | 41.979 | 41.872 | 41.765 | 41.657 | 41.55 | 41.442 | 41.334 | 41.226 | 41.117 | 41.009 | 40.9 | 40.791 | 40.686 | 40.578 | 40.471 | 40.364 | 40.258 | 40.151 | 40.045 | 39.939 | 39.834 | 39.729
W_GlenMasse2 | wind | 43.777 | 43.588 | 43.4 | 43.211 | 43.023 | 42.834 | 42.827 | 42.722 | 42.616 | 42.511 | 42.405 | 42.299 | 42.192 | 42.086 | 41.979 | 41.872 | 41.765 | 41.657 | 41.55 | 41.442 | 41.334 | 41.226 | 41.117 | 41.009 | 40.9 | 40.791 | 40.686 | 40.578 | 40.471 | 40.364 | 40.258 | 40.151 | 40.045 | 39.939 | 39.834 | 39.729
W_Hapuakohe | wind | 43.777 | 43.588 | 43.4 | 43.211 | 43.023 | 42.834 | 42.827 | 42.722 | 42.616 | 42.511 | 42.405 | 42.299 | 42.192 | 42.086 | 41.979 | 41.872 | 41.765 | 41.657 | 41.55 | 41.442 | 41.334 | 41.226 | 41.117 | 41.009 | 40.9 | 40.791 | 40.686 | 40.578 | 40.471 | 40.364 | 40.258 | 40.151 | 40.045 | 39.939 | 39.834 | 39.729
W_Huriwaka | wind | 43.777 | 43.588 | 43.4 | 43.211 | 43.023 | 42.834 | 42.827 | 42.722 | 42.616 | 42.511 | 42.405 | 42.299 | 42.192 | 42.086 | 41.979 | 41.872 | 41.765 | 41.657 | 41.55 | 41.442 | 41.334 | 41.226 | 41.117 | 41.009 | 40.9 | 40.791 | 40.686 | 40.578 | 40.471 | 40.364 | 40.258 | 40.151 | 40.045 | 39.939 | 39.834 | 39.729
W_Jericho | wind | 43.777 | 43.588 | 43.4 | 43.211 | 43.023 | 42.834 | 42.827 | 42.722 | 42.616 | 42.511 | 42.405 | 42.299 | 42.192 | 42.086 | 41.979 | 41.872 | 41.765 | 41.657 | 41.55 | 41.442 | 41.334 | 41.226 | 41.117 | 41.009 | 40.9 | 40.791 | 40.686 | 40.578 | 40.471 | 40.364 | 40.258 | 40.151 | 40.045 | 39.939 | 39.834 | 39.729
W_Kaihiku | wind | 43.777 | 43.588 | 43.4 | 43.211 | 43.023 | 42.834 | 42.827 | 42.722 | 42.616 | 42.511 | 42.405 | 42.299 | 42.192 | 42.086 | 41.979 | 41.872 | 41.765 | 41.657 | 41.55 | 41.442 | 41.334 | 41.226 | 41.117 | 41.009 | 40.9 | 40.791 | 40.686 | 40.578 | 40.471 | 40.364 | 40.258 | 40.151 | 40.045 | 39.939 | 39.834 | 39.729
W_Kaimai | wind | 43.777 | 43.588 | 43.4 | 43.211 | 43.023 | 42.834 | 42.827 | 42.722 | 42.616 | 42.511 | 42.405 | 42.299 | 42.192 | 42.086 | 41.979 | 41.872 | 41.765 | 41.657 | 41.55 | 41.442 | 41.334 | 41.226 | 41.117 | 41.009 | 40.9 | 40.791 | 40.686 | 40.578 | 40.471 | 40.364 | 40.258 | 40.151 | 40.045 | 39.939 | 39.834 | 39.729
W_Kaiwaikawe | wind | 43.777 | 43.588 | 43.4 | 43.211 | 43.023 | 42.834 | 42.827 | 42.722 | 42.616 | 42.511 | 42.405 | 42.299 | 42.192 | 42.086 | 41.979 | 41.872 | 41.765 | 41.657 | 41.55 | 41.442 | 41.334 | 41.226 | 41.117 | 41.009 | 40.9 | 40.791 | 40.686 | 40.578 | 40.471 | 40.364 | 40.258 | 40.151 | 40.045 | 39.939 | 39.834 | 39.729
W_KaiweraDow | wind | 43.777 | 43.588 | 43.4 | 43.211 | 43.023 | 42.834 | 42.827 | 42.722 | 42.616 | 42.511 | 42.405 | 42.299 | 42.192 | 42.086 | 41.979 | 41.872 | 41.765 | 41.657 | 41.55 | 41.442 | 41.334 | 41.226 | 41.117 | 41.009 | 40.9 | 40.791 | 40.686 | 40.578 | 40.471 | 40.364 | 40.258 | 40.151 | 40.045 | 39.939 | 39.834 | 39.729
W_Kapuni | wind | 43.777 | 43.588 | 43.4 | 43.211 | 43.023 | 42.834 | 42.827 | 42.722 | 42.616 | 42.511 | 42.405 | 42.299 | 42.192 | 42.086 | 41.979 | 41.872 | 41.765 | 41.657 | 41.55 | 41.442 | 41.334 | 41.226 | 41.117 | 41.009 | 40.9 | 40.791 | 40.686 | 40.578 | 40.471 | 40.364 | 40.258 | 40.151 | 40.045 | 39.939 | 39.834 | 39.729
W_Kinleith | wind | 43.777 | 43.588 | 43.4 | 43.211 | 43.023 | 42.834 | 42.827 | 42.722 | 42.616 | 42.511 | 42.405 | 42.299 | 42.192 | 42.086 | 41.979 | 41.872 | 41.765 | 41.657 | 41.55 | 41.442 | 41.334 | 41.226 | 41.117 | 41.009 | 40.9 | 40.791 | 40.686 | 40.578 | 40.471 | 40.364 | 40.258 | 40.151 | 40.045 | 39.939 | 39.834 | 39.729
W_Kohi | wind | 43.777 | 43.588 | 43.4 | 43.211 | 43.023 | 42.834 | 42.827 | 42.722 | 42.616 | 42.511 | 42.405 | 42.299 | 42.192 | 42.086 | 41.979 | 41.872 | 41.765 | 41.657 | 41.55 | 41.442 | 41.334 | 41.226 | 41.117 | 41.009 | 40.9 | 40.791 | 40.686 | 40.578 | 40.471 | 40.364 | 40.258 | 40.151 | 40.045 | 39.939 | 39.834 | 39.729
W_Kupe | wind | 43.777 | 43.588 | 43.4 | 43.211 | 43.023 | 42.834 | 42.827 | 42.722 | 42.616 | 42.511 | 42.405 | 42.299 | 42.192 | 42.086 | 41.979 | 41.872 | 41.765 | 41.657 | 41.55 | 41.442 | 41.334 | 41.226 | 41.117 | 41.009 | 40.9 | 40.791 | 40.686 | 40.578 | 40.471 | 40.364 | 40.258 | 40.151 | 40.045 | 39.939 | 39.834 | 39.729
W_Kurow | wind | 43.777 | 43.588 | 43.4 | 43.211 | 43.023 | 42.834 | 42.827 | 42.722 | 42.616 | 42.511 | 42.405 | 42.299 | 42.192 | 42.086 | 41.979 | 41.872 | 41.765 | 41.657 | 41.55 | 41.442 | 41.334 | 41.226 | 41.117 | 41.009 | 40.9 | 40.791 | 40.686 | 40.578 | 40.471 | 40.364 | 40.258 | 40.151 | 40.045 | 39.939 | 39.834 | 39.729
W_Mahinerang | wind | 43.777 | 43.588 | 43.4 | 43.211 | 43.023 | 42.834 | 42.827 | 42.722 | 42.616 | 42.511 | 42.405 | 42.299 | 42.192 | 42.086 | 41.979 | 41.872 | 41.765 | 41.657 | 41.55 | 41.442 | 41.334 | 41.226 | 41.117 | 41.009 | 40.9 | 40.791 | 40.686 | 40.578 | 40.471 | 40.364 | 40.258 | 40.151 | 40.045 | 39.939 | 39.834 | 39.729
W_Mamaku_s1 | wind | 43.777 | 43.588 | 43.4 | 43.211 | 43.023 | 42.834 | 42.827 | 42.722 | 42.616 | 42.511 | 42.405 | 42.299 | 42.192 | 42.086 | 41.979 | 41.872 | 41.765 | 41.657 | 41.55 | 41.442 | 41.334 | 41.226 | 41.117 | 41.009 | 40.9 | 40.791 | 40.686 | 40.578 | 40.471 | 40.364 | 40.258 | 40.151 | 40.045 | 39.939 | 39.834 | 39.729
W_Mamaku_s2 | wind | 43.777 | 43.588 | 43.4 | 43.211 | 43.023 | 42.834 | 42.827 | 42.722 | 42.616 | 42.511 | 42.405 | 42.299 | 42.192 | 42.086 | 41.979 | 41.872 | 41.765 | 41.657 | 41.55 | 41.442 | 41.334 | 41.226 | 41.117 | 41.009 | 40.9 | 40.791 | 40.686 | 40.578 | 40.471 | 40.364 | 40.258 | 40.151 | 40.045 | 39.939 | 39.834 | 39.729
W_Manawatu | wind | 43.777 | 43.588 | 43.4 | 43.211 | 43.023 | 42.834 | 42.827 | 42.722 | 42.616 | 42.511 | 42.405 | 42.299 | 42.192 | 42.086 | 41.979 | 41.872 | 41.765 | 41.657 | 41.55 | 41.442 | 41.334 | 41.226 | 41.117 | 41.009 | 40.9 | 40.791 | 40.686 | 40.578 | 40.471 | 40.364 | 40.258 | 40.151 | 40.045 | 39.939 | 39.834 | 39.729
W_Mangapapa | wind | 43.777 | 43.588 | 43.4 | 43.211 | 43.023 | 42.834 | 42.827 | 42.722 | 42.616 | 42.511 | 42.405 | 42.299 | 42.192 | 42.086 | 41.979 | 41.872 | 41.765 | 41.657 | 41.55 | 41.442 | 41.334 | 41.226 | 41.117 | 41.009 | 40.9 | 40.791 | 40.686 | 40.578 | 40.471 | 40.364 | 40.258 | 40.151 | 40.045 | 39.939 | 39.834 | 39.729
W_Motorimu | wind | 43.777 | 43.588 | 43.4 | 43.211 | 43.023 | 42.834 | 42.827 | 42.722 | 42.616 | 42.511 | 42.405 | 42.299 | 42.192 | 42.086 | 41.979 | 41.872 | 41.765 | 41.657 | 41.55 | 41.442 | 41.334 | 41.226 | 41.117 | 41.009 | 40.9 | 40.791 | 40.686 | 40.578 | 40.471 | 40.364 | 40.258 | 40.151 | 40.045 | 39.939 | 39.834 | 39.729
W_MtCass | wind | 43.777 | 43.588 | 43.4 | 43.211 | 43.023 | 42.834 | 42.827 | 42.722 | 42.616 | 42.511 | 42.405 | 42.299 | 42.192 | 42.086 | 41.979 | 41.872 | 41.765 | 41.657 | 41.55 | 41.442 | 41.334 | 41.226 | 41.117 | 41.009 | 40.9 | 40.791 | 40.686 | 40.578 | 40.471 | 40.364 | 40.258 | 40.151 | 40.045 | 39.939 | 39.834 | 39.729
W_MtMunro | wind | 43.777 | 43.588 | 43.4 | 43.211 | 43.023 | 42.834 | 42.827 | 42.722 | 42.616 | 42.511 | 42.405 | 42.299 | 42.192 | 42.086 | 41.979 | 41.872 | 41.765 | 41.657 | 41.55 | 41.442 | 41.334 | 41.226 | 41.117 | 41.009 | 40.9 | 40.791 | 40.686 | 40.578 | 40.471 | 40.364 | 40.258 | 40.151 | 40.045 | 39.939 | 39.834 | 39.729
W_Ototoka | wind | 43.777 | 43.588 | 43.4 | 43.211 | 43.023 | 42.834 | 42.827 | 42.722 | 42.616 | 42.511 | 42.405 | 42.299 | 42.192 | 42.086 | 41.979 | 41.872 | 41.765 | 41.657 | 41.55 | 41.442 | 41.334 | 41.226 | 41.117 | 41.009 | 40.9 | 40.791 | 40.686 | 40.578 | 40.471 | 40.364 | 40.258 | 40.151 | 40.045 | 39.939 | 39.834 | 39.729
W_Otupaefarm | wind | 43.777 | 43.588 | 43.4 | 43.211 | 43.023 | 42.834 | 42.827 | 42.722 | 42.616 | 42.511 | 42.405 | 42.299 | 42.192 | 42.086 | 41.979 | 41.872 | 41.765 | 41.657 | 41.55 | 41.442 | 41.334 | 41.226 | 41.117 | 41.009 | 40.9 | 40.791 | 40.686 | 40.578 | 40.471 | 40.364 | 40.258 | 40.151 | 40.045 | 39.939 | 39.834 | 39.729
W_Pahiatua | wind | 43.777 | 43.588 | 43.4 | 43.211 | 43.023 | 42.834 | 42.827 | 42.722 | 42.616 | 42.511 | 42.405 | 42.299 | 42.192 | 42.086 | 41.979 | 41.872 | 41.765 | 41.657 | 41.55 | 41.442 | 41.334 | 41.226 | 41.117 | 41.009 | 40.9 | 40.791 | 40.686 | 40.578 | 40.471 | 40.364 | 40.258 | 40.151 | 40.045 | 39.939 | 39.834 | 39.729
W_Puketoi | wind | 43.777 | 43.588 | 43.4 | 43.211 | 43.023 | 42.834 | 42.827 | 42.722 | 42.616 | 42.511 | 42.405 | 42.299 | 42.192 | 42.086 | 41.979 | 41.872 | 41.765 | 41.657 | 41.55 | 41.442 | 41.334 | 41.226 | 41.117 | 41.009 | 40.9 | 40.791 | 40.686 | 40.578 | 40.471 | 40.364 | 40.258 | 40.151 | 40.045 | 39.939 | 39.834 | 39.729
W_Ratahiwi | wind | 43.777 | 43.588 | 43.4 | 43.211 | 43.023 | 42.834 | 42.827 | 42.722 | 42.616 | 42.511 | 42.405 | 42.299 | 42.192 | 42.086 | 41.979 | 41.872 | 41.765 | 41.657 | 41.55 | 41.442 | 41.334 | 41.226 | 41.117 | 41.009 | 40.9 | 40.791 | 40.686 | 40.578 | 40.471 | 40.364 | 40.258 | 40.151 | 40.045 | 39.939 | 39.834 | 39.729
W_Ruarangi | wind | 43.777 | 43.588 | 43.4 | 43.211 | 43.023 | 42.834 | 42.827 | 42.722 | 42.616 | 42.511 | 42.405 | 42.299 | 42.192 | 42.086 | 41.979 | 41.872 | 41.765 | 41.657 | 41.55 | 41.442 | 41.334 | 41.226 | 41.117 | 41.009 | 40.9 | 40.791 | 40.686 | 40.578 | 40.471 | 40.364 | 40.258 | 40.151 | 40.045 | 39.939 | 39.834 | 39.729
W_Santoft | wind | 43.777 | 43.588 | 43.4 | 43.211 | 43.023 | 42.834 | 42.827 | 42.722 | 42.616 | 42.511 | 42.405 | 42.299 | 42.192 | 42.086 | 41.979 | 41.872 | 41.765 | 41.657 | 41.55 | 41.442 | 41.334 | 41.226 | 41.117 | 41.009 | 40.9 | 40.791 | 40.686 | 40.578 | 40.471 | 40.364 | 40.258 | 40.151 | 40.045 | 39.939 | 39.834 | 39.729
W_Southland | wind | 43.777 | 43.588 | 43.4 | 43.211 | 43.023 | 42.834 | 42.827 | 42.722 | 42.616 | 42.511 | 42.405 | 42.299 | 42.192 | 42.086 | 41.979 | 41.872 | 41.765 | 41.657 | 41.55 | 41.442 | 41.334 | 41.226 | 41.117 | 41.009 | 40.9 | 40.791 | 40.686 | 40.578 | 40.471 | 40.364 | 40.258 | 40.151 | 40.045 | 39.939 | 39.834 | 39.729
W_Tairawhiti | wind | 43.777 | 43.588 | 43.4 | 43.211 | 43.023 | 42.834 | 42.827 | 42.722 | 42.616 | 42.511 | 42.405 | 42.299 | 42.192 | 42.086 | 41.979 | 41.872 | 41.765 | 41.657 | 41.55 | 41.442 | 41.334 | 41.226 | 41.117 | 41.009 | 40.9 | 40.791 | 40.686 | 40.578 | 40.471 | 40.364 | 40.258 | 40.151 | 40.045 | 39.939 | 39.834 | 39.729
W_Taumatatot | wind | 43.777 | 43.588 | 43.4 | 43.211 | 43.023 | 42.834 | 42.827 | 42.722 | 42.616 | 42.511 | 42.405 | 42.299 | 42.192 | 42.086 | 41.979 | 41.872 | 41.765 | 41.657 | 41.55 | 41.442 | 41.334 | 41.226 | 41.117 | 41.009 | 40.9 | 40.791 | 40.686 | 40.578 | 40.471 | 40.364 | 40.258 | 40.151 | 40.045 | 39.939 | 39.834 | 39.729
W_TeRereHaue | wind | 43.777 | 43.588 | 43.4 | 43.211 | 43.023 | 42.834 | 42.827 | 42.722 | 42.616 | 42.511 | 42.405 | 42.299 | 42.192 | 42.086 | 41.979 | 41.872 | 41.765 | 41.657 | 41.55 | 41.442 | 41.334 | 41.226 | 41.117 | 41.009 | 40.9 | 40.791 | 40.686 | 40.578 | 40.471 | 40.364 | 40.258 | 40.151 | 40.045 | 39.939 | 39.834 | 39.729
W_Vernon | wind | 43.777 | 43.588 | 43.4 | 43.211 | 43.023 | 42.834 | 42.827 | 42.722 | 42.616 | 42.511 | 42.405 | 42.299 | 42.192 | 42.086 | 41.979 | 41.872 | 41.765 | 41.657 | 41.55 | 41.442 | 41.334 | 41.226 | 41.117 | 41.009 | 40.9 | 40.791 | 40.686 | 40.578 | 40.471 | 40.364 | 40.258 | 40.151 | 40.045 | 39.939 | 39.834 | 39.729
W_Waiinu | wind | 43.777 | 43.588 | 43.4 | 43.211 | 43.023 | 42.834 | 42.827 | 42.722 | 42.616 | 42.511 | 42.405 | 42.299 | 42.192 | 42.086 | 41.979 | 41.872 | 41.765 | 41.657 | 41.55 | 41.442 | 41.334 | 41.226 | 41.117 | 41.009 | 40.9 | 40.791 | 40.686 | 40.578 | 40.471 | 40.364 | 40.258 | 40.151 | 40.045 | 39.939 | 39.834 | 39.729
W_Waikokowai | wind | 43.777 | 43.588 | 43.4 | 43.211 | 43.023 | 42.834 | 42.827 | 42.722 | 42.616 | 42.511 | 42.405 | 42.299 | 42.192 | 42.086 | 41.979 | 41.872 | 41.765 | 41.657 | 41.55 | 41.442 | 41.334 | 41.226 | 41.117 | 41.009 | 40.9 | 40.791 | 40.686 | 40.578 | 40.471 | 40.364 | 40.258 | 40.151 | 40.045 | 39.939 | 39.834 | 39.729
W_Waiuku | wind | 43.777 | 43.588 | 43.4 | 43.211 | 43.023 | 42.834 | 42.827 | 42.722 | 42.616 | 42.511 | 42.405 | 42.299 | 42.192 | 42.086 | 41.979 | 41.872 | 41.765 | 41.657 | 41.55 | 41.442 | 41.334 | 41.226 | 41.117 | 41.009 | 40.9 | 40.791 | 40.686 | 40.578 | 40.471 | 40.364 | 40.258 | 40.151 | 40.045 | 39.939 | 39.834 | 39.729
W_genRAuckla | wind | 43.777 | 43.588 | 43.4 | 43.211 | 43.023 | 42.834 | 42.827 | 42.722 | 42.616 | 42.511 | 42.405 | 42.299 | 42.192 | 42.086 | 41.979 | 41.872 | 41.765 | 41.657 | 41.55 | 41.442 | 41.334 | 41.226 | 41.117 | 41.009 | 40.9 | 40.791 | 40.686 | 40.578 | 40.471 | 40.364 | 40.258 | 40.151 | 40.045 | 39.939 | 39.834 | 39.729
W_genRCanter | wind | 43.777 | 43.588 | 43.4 | 43.211 | 43.023 | 42.834 | 42.827 | 42.722 | 42.616 | 42.511 | 42.405 | 42.299 | 42.192 | 42.086 | 41.979 | 41.872 | 41.765 | 41.657 | 41.55 | 41.442 | 41.334 | 41.226 | 41.117 | 41.009 | 40.9 | 40.791 | 40.686 | 40.578 | 40.471 | 40.364 | 40.258 | 40.151 | 40.045 | 39.939 | 39.834 | 39.729
W_genRGisbor | wind | 43.777 | 43.588 | 43.4 | 43.211 | 43.023 | 42.834 | 42.827 | 42.722 | 42.616 | 42.511 | 42.405 | 42.299 | 42.192 | 42.086 | 41.979 | 41.872 | 41.765 | 41.657 | 41.55 | 41.442 | 41.334 | 41.226 | 41.117 | 41.009 | 40.9 | 40.791 | 40.686 | 40.578 | 40.471 | 40.364 | 40.258 | 40.151 | 40.045 | 39.939 | 39.834 | 39.729
W_genRManaw1 | wind | 43.777 | 43.588 | 43.4 | 43.211 | 43.023 | 42.834 | 42.827 | 42.722 | 42.616 | 42.511 | 42.405 | 42.299 | 42.192 | 42.086 | 41.979 | 41.872 | 41.765 | 41.657 | 41.55 | 41.442 | 41.334 | 41.226 | 41.117 | 41.009 | 40.9 | 40.791 | 40.686 | 40.578 | 40.471 | 40.364 | 40.258 | 40.151 | 40.045 | 39.939 | 39.834 | 39.729
W_genRManaw2 | wind | 43.777 | 43.588 | 43.4 | 43.211 | 43.023 | 42.834 | 42.827 | 42.722 | 42.616 | 42.511 | 42.405 | 42.299 | 42.192 | 42.086 | 41.979 | 41.872 | 41.765 | 41.657 | 41.55 | 41.442 | 41.334 | 41.226 | 41.117 | 41.009 | 40.9 | 40.791 | 40.686 | 40.578 | 40.471 | 40.364 | 40.258 | 40.151 | 40.045 | 39.939 | 39.834 | 39.729
W_genRMarlbo | wind | 43.777 | 43.588 | 43.4 | 43.211 | 43.023 | 42.834 | 42.827 | 42.722 | 42.616 | 42.511 | 42.405 | 42.299 | 42.192 | 42.086 | 41.979 | 41.872 | 41.765 | 41.657 | 41.55 | 41.442 | 41.334 | 41.226 | 41.117 | 41.009 | 40.9 | 40.791 | 40.686 | 40.578 | 40.471 | 40.364 | 40.258 | 40.151 | 40.045 | 39.939 | 39.834 | 39.729
W_genRNorthl | wind | 43.777 | 43.588 | 43.4 | 43.211 | 43.023 | 42.834 | 42.827 | 42.722 | 42.616 | 42.511 | 42.405 | 42.299 | 42.192 | 42.086 | 41.979 | 41.872 | 41.765 | 41.657 | 41.55 | 41.442 | 41.334 | 41.226 | 41.117 | 41.009 | 40.9 | 40.791 | 40.686 | 40.578 | 40.471 | 40.364 | 40.258 | 40.151 | 40.045 | 39.939 | 39.834 | 39.729
W_genROtago1 | wind | 43.777 | 43.588 | 43.4 | 43.211 | 43.023 | 42.834 | 42.827 | 42.722 | 42.616 | 42.511 | 42.405 | 42.299 | 42.192 | 42.086 | 41.979 | 41.872 | 41.765 | 41.657 | 41.55 | 41.442 | 41.334 | 41.226 | 41.117 | 41.009 | 40.9 | 40.791 | 40.686 | 40.578 | 40.471 | 40.364 | 40.258 | 40.151 | 40.045 | 39.939 | 39.834 | 39.729
W_genRSouthl | wind | 43.777 | 43.588 | 43.4 | 43.211 | 43.023 | 42.834 | 42.827 | 42.722 | 42.616 | 42.511 | 42.405 | 42.299 | 42.192 | 42.086 | 41.979 | 41.872 | 41.765 | 41.657 | 41.55 | 41.442 | 41.334 | 41.226 | 41.117 | 41.009 | 40.9 | 40.791 | 40.686 | 40.578 | 40.471 | 40.364 | 40.258 | 40.151 | 40.045 | 39.939 | 39.834 | 39.729
W_genRTarana | wind | 43.777 | 43.588 | 43.4 | 43.211 | 43.023 | 42.834 | 42.827 | 42.722 | 42.616 | 42.511 | 42.405 | 42.299 | 42.192 | 42.086 | 41.979 | 41.872 | 41.765 | 41.657 | 41.55 | 41.442 | 41.334 | 41.226 | 41.117 | 41.009 | 40.9 | 40.791 | 40.686 | 40.578 | 40.471 | 40.364 | 40.258 | 40.151 | 40.045 | 39.939 | 39.834 | 39.729
W_genRWaikat | wind | 43.777 | 43.588 | 43.4 | 43.211 | 43.023 | 42.834 | 42.827 | 42.722 | 42.616 | 42.511 | 42.405 | 42.299 | 42.192 | 42.086 | 41.979 | 41.872 | 41.765 | 41.657 | 41.55 | 41.442 | 41.334 | 41.226 | 41.117 | 41.009 | 40.9 | 40.791 | 40.686 | 40.578 | 40.471 | 40.364 | 40.258 | 40.151 | 40.045 | 39.939 | 39.834 | 39.729
W_genRWairar | wind | 43.777 | 43.588 | 43.4 | 43.211 | 43.023 | 42.834 | 42.827 | 42.722 | 42.616 | 42.511 | 42.405 | 42.299 | 42.192 | 42.086 | 41.979 | 41.872 | 41.765 | 41.657 | 41.55 | 41.442 | 41.334 | 41.226 | 41.117 | 41.009 | 40.9 | 40.791 | 40.686 | 40.578 | 40.471 | 40.364 | 40.258 | 40.151 | 40.045 | 39.939 | 39.834 | 39.729
WaiauCntbry | hydro | 88.83 | 88.83 | 88.83 | 88.83 | 88.83 | 88.83 | 88.83 | 88.83 | 88.83 | 88.83 | 88.83 | 88.83 | 88.83 | 88.83 | 88.83 | 88.83 | 88.83 | 88.83 | 88.83 | 88.83 | 88.83 | 88.83 | 88.83 | 88.83 | 88.83 | 88.83 | 88.83 | 88.83 | 88.83 | 88.83 | 88.83 | 88.83 | 88.83 | 88.83 | 88.83 | 88.83
WaimakaA | hydro | 88.83 | 88.83 | 88.83 | 88.83 | 88.83 | 88.83 | 88.83 | 88.83 | 88.83 | 88.83 | 88.83 | 88.83 | 88.83 | 88.83 | 88.83 | 88.83 | 88.83 | 88.83 | 88.83 | 88.83 | 88.83 | 88.83 | 88.83 | 88.83 | 88.83 | 88.83 | 88.83 | 88.83 | 88.83 | 88.83 | 88.83 | 88.83 | 88.83 | 88.83 | 88.83 | 88.83
WaimakaB | hydro | 88.83 | 88.83 | 88.83 | 88.83 | 88.83 | 88.83 | 88.83 | 88.83 | 88.83 | 88.83 | 88.83 | 88.83 | 88.83 | 88.83 | 88.83 | 88.83 | 88.83 | 88.83 | 88.83 | 88.83 | 88.83 | 88.83 | 88.83 | 88.83 | 88.83 | 88.83 | 88.83 | 88.83 | 88.83 | 88.83 | 88.83 | 88.83 | 88.83 | 88.83 | 88.83 | 88.83
Wairau | hydro | 88.83 | 88.83 | 88.83 | 88.83 | 88.83 | 88.83 | 88.83 | 88.83 | 88.83 | 88.83 | 88.83 | 88.83 | 88.83 | 88.83 | 88.83 | 88.83 | 88.83 | 88.83 | 88.83 | 88.83 | 88.83 | 88.83 | 88.83 | 88.83 | 88.83 | 88.83 | 88.83 | 88.83 | 88.83 | 88.83 | 88.83 | 88.83 | 88.83 | 88.83 | 88.83 | 88.83
Whangaehu | hydro | 88.83 | 88.83 | 88.83 | 88.83 | 88.83 | 88.83 | 88.83 | 88.83 | 88.83 | 88.83 | 88.83 | 88.83 | 88.83 | 88.83 | 88.83 | 88.83 | 88.83 | 88.83 | 88.83 | 88.83 | 88.83 | 88.83 | 88.83 | 88.83 | 88.83 | 88.83 | 88.83 | 88.83 | 88.83 | 88.83 | 88.83 | 88.83 | 88.83 | 88.83 | 88.83 | 88.83

## 9g. Chron. FOM costs (Env.)
9g. Chronological fixed operating and maintenance costs for the Environmental scenario |  |  |  |  | Back to contents
Costs are given in 2025 NZD /kW/year
Name | Type | 2025 | 2026 | 2027 | 2028 | 2029 | 2030 | 2031 | 2032 | 2033 | 2034 | 2035 | 2036 | 2037 | 2038 | 2039 | 2040 | 2041 | 2042 | 2043 | 2044 | 2045 | 2046 | 2047 | 2048 | 2049 | 2050 | 2051 | 2052 | 2053 | 2054 | 2055 | 2056 | 2057 | 2058 | 2059 | 2060
ArnoldValley | hydro | 88.83 | 88.519 | 88.209 | 87.9 | 87.592 | 87.286 | 86.98 | 86.676 | 86.373 | 86.07 | 85.769 | 85.469 | 85.17 | 84.872 | 84.575 | 84.279 | 83.984 | 83.69 | 83.397 | 83.105 | 82.814 | 82.524 | 82.235 | 81.947 | 81.661 | 81.375 | 81.09 | 80.806 | 80.523 | 80.242 | 79.961 | 79.681 | 79.402 | 79.124 | 78.847 | 78.571
BESS_ASB2h | battery | 25.122 | 24.562 | 24.004 | 23.446 | 22.89 | 22.336 | 22.075 | 21.813 | 21.552 | 21.291 | 21.029 | 20.767 | 20.505 | 20.243 | 19.981 | 19.719 | 19.456 | 19.193 | 18.93 | 18.667 | 18.404 | 18.14 | 17.876 | 17.612 | 17.347 | 17.082 | 16.829 | 16.58 | 16.335 | 16.093 | 15.855 | 15.621 | 15.39 | 15.162 | 14.938 | 14.717
BESS_BPE2h | battery | 25.122 | 24.562 | 24.004 | 23.446 | 22.89 | 22.336 | 22.075 | 21.813 | 21.552 | 21.291 | 21.029 | 20.767 | 20.505 | 20.243 | 19.981 | 19.719 | 19.456 | 19.193 | 18.93 | 18.667 | 18.404 | 18.14 | 17.876 | 17.612 | 17.347 | 17.082 | 16.829 | 16.58 | 16.335 | 16.093 | 15.855 | 15.621 | 15.39 | 15.162 | 14.938 | 14.717
BESS_BRB2h | battery | 25.122 | 24.562 | 24.004 | 23.446 | 22.89 | 22.336 | 22.075 | 21.813 | 21.552 | 21.291 | 21.029 | 20.767 | 20.505 | 20.243 | 19.981 | 19.719 | 19.456 | 19.193 | 18.93 | 18.667 | 18.404 | 18.14 | 17.876 | 17.612 | 17.347 | 17.082 | 16.829 | 16.58 | 16.335 | 16.093 | 15.855 | 15.621 | 15.39 | 15.162 | 14.938 | 14.717
BESS_DOB2h | battery | 25.122 | 24.562 | 24.004 | 23.446 | 22.89 | 22.336 | 22.075 | 21.813 | 21.552 | 21.291 | 21.029 | 20.767 | 20.505 | 20.243 | 19.981 | 19.719 | 19.456 | 19.193 | 18.93 | 18.667 | 18.404 | 18.14 | 17.876 | 17.612 | 17.347 | 17.082 | 16.829 | 16.58 | 16.335 | 16.093 | 15.855 | 15.621 | 15.39 | 15.162 | 14.938 | 14.717
BESS_EDG2h | battery | 25.122 | 24.562 | 24.004 | 23.446 | 22.89 | 22.336 | 22.075 | 21.813 | 21.552 | 21.291 | 21.029 | 20.767 | 20.505 | 20.243 | 19.981 | 19.719 | 19.456 | 19.193 | 18.93 | 18.667 | 18.404 | 18.14 | 17.876 | 17.612 | 17.347 | 17.082 | 16.829 | 16.58 | 16.335 | 16.093 | 15.855 | 15.621 | 15.39 | 15.162 | 14.938 | 14.717
BESS_HLY2h | battery | 25.122 | 24.562 | 24.004 | 23.446 | 22.89 | 22.336 | 22.075 | 21.813 | 21.552 | 21.291 | 21.029 | 20.767 | 20.505 | 20.243 | 19.981 | 19.719 | 19.456 | 19.193 | 18.93 | 18.667 | 18.404 | 18.14 | 17.876 | 17.612 | 17.347 | 17.082 | 16.829 | 16.58 | 16.335 | 16.093 | 15.855 | 15.621 | 15.39 | 15.162 | 14.938 | 14.717
BESS_HRP2h | battery | 25.122 | 24.562 | 24.004 | 23.446 | 22.89 | 22.336 | 22.075 | 21.813 | 21.552 | 21.291 | 21.029 | 20.767 | 20.505 | 20.243 | 19.981 | 19.719 | 19.456 | 19.193 | 18.93 | 18.667 | 18.404 | 18.14 | 17.876 | 17.612 | 17.347 | 17.082 | 16.829 | 16.58 | 16.335 | 16.093 | 15.855 | 15.621 | 15.39 | 15.162 | 14.938 | 14.717
BESS_ISL2h | battery | 25.122 | 24.562 | 24.004 | 23.446 | 22.89 | 22.336 | 22.075 | 21.813 | 21.552 | 21.291 | 21.029 | 20.767 | 20.505 | 20.243 | 19.981 | 19.719 | 19.456 | 19.193 | 18.93 | 18.667 | 18.404 | 18.14 | 17.876 | 17.612 | 17.347 | 17.082 | 16.829 | 16.58 | 16.335 | 16.093 | 15.855 | 15.621 | 15.39 | 15.162 | 14.938 | 14.717
BESS_KIK2h | battery | 25.122 | 24.562 | 24.004 | 23.446 | 22.89 | 22.336 | 22.075 | 21.813 | 21.552 | 21.291 | 21.029 | 20.767 | 20.505 | 20.243 | 19.981 | 19.719 | 19.456 | 19.193 | 18.93 | 18.667 | 18.404 | 18.14 | 17.876 | 17.612 | 17.347 | 17.082 | 16.829 | 16.58 | 16.335 | 16.093 | 15.855 | 15.621 | 15.39 | 15.162 | 14.938 | 14.717
BESS_LIV2h | battery | 25.122 | 24.562 | 24.004 | 23.446 | 22.89 | 22.336 | 22.075 | 21.813 | 21.552 | 21.291 | 21.029 | 20.767 | 20.505 | 20.243 | 19.981 | 19.719 | 19.456 | 19.193 | 18.93 | 18.667 | 18.404 | 18.14 | 17.876 | 17.612 | 17.347 | 17.082 | 16.829 | 16.58 | 16.335 | 16.093 | 15.855 | 15.621 | 15.39 | 15.162 | 14.938 | 14.717
BESS_OTA2h | battery | 25.122 | 24.562 | 24.004 | 23.446 | 22.89 | 22.336 | 22.075 | 21.813 | 21.552 | 21.291 | 21.029 | 20.767 | 20.505 | 20.243 | 19.981 | 19.719 | 19.456 | 19.193 | 18.93 | 18.667 | 18.404 | 18.14 | 17.876 | 17.612 | 17.347 | 17.082 | 16.829 | 16.58 | 16.335 | 16.093 | 15.855 | 15.621 | 15.39 | 15.162 | 14.938 | 14.717
BESS_ROX2h | battery | 25.122 | 24.562 | 24.004 | 23.446 | 22.89 | 22.336 | 22.075 | 21.813 | 21.552 | 21.291 | 21.029 | 20.767 | 20.505 | 20.243 | 19.981 | 19.719 | 19.456 | 19.193 | 18.93 | 18.667 | 18.404 | 18.14 | 17.876 | 17.612 | 17.347 | 17.082 | 16.829 | 16.58 | 16.335 | 16.093 | 15.855 | 15.621 | 15.39 | 15.162 | 14.938 | 14.717
BESS_SFD2h | battery | 25.122 | 24.562 | 24.004 | 23.446 | 22.89 | 22.336 | 22.075 | 21.813 | 21.552 | 21.291 | 21.029 | 20.767 | 20.505 | 20.243 | 19.981 | 19.719 | 19.456 | 19.193 | 18.93 | 18.667 | 18.404 | 18.14 | 17.876 | 17.612 | 17.347 | 17.082 | 16.829 | 16.58 | 16.335 | 16.093 | 15.855 | 15.621 | 15.39 | 15.162 | 14.938 | 14.717
BESS_WIL2h | battery | 25.122 | 24.562 | 24.004 | 23.446 | 22.89 | 22.336 | 22.075 | 21.813 | 21.552 | 21.291 | 21.029 | 20.767 | 20.505 | 20.243 | 19.981 | 19.719 | 19.456 | 19.193 | 18.93 | 18.667 | 18.404 | 18.14 | 17.876 | 17.612 | 17.347 | 17.082 | 16.829 | 16.58 | 16.335 | 16.093 | 15.855 | 15.621 | 15.39 | 15.162 | 14.938 | 14.717
BRB_recip | thermal | 25.009 | 24.922 | 24.835 | 24.748 | 24.661 | 24.575 | 24.489 | 24.403 | 24.318 | 24.233 | 24.148 | 24.063 | 23.979 | 23.895 | 23.812 | 23.728 | 23.645 | 23.562 | 23.48 | 23.398 | 23.316 | 23.234 | 23.153 | 23.072 | 22.991 | 22.911 | 22.83 | 22.751 | 22.671 | 22.592 | 22.512 | 22.434 | 22.355 | 22.277 | 22.199 | 22.121
Barnego | hydro | 88.83 | 88.519 | 88.209 | 87.9 | 87.592 | 87.286 | 86.98 | 86.676 | 86.373 | 86.07 | 85.769 | 85.469 | 85.17 | 84.872 | 84.575 | 84.279 | 83.984 | 83.69 | 83.397 | 83.105 | 82.814 | 82.524 | 82.235 | 81.947 | 81.661 | 81.375 | 81.09 | 80.806 | 80.523 | 80.242 | 79.961 | 79.681 | 79.402 | 79.124 | 78.847 | 78.571
Dumbarton | hydro | 88.83 | 88.519 | 88.209 | 87.9 | 87.592 | 87.286 | 86.98 | 86.676 | 86.373 | 86.07 | 85.769 | 85.469 | 85.17 | 84.872 | 84.575 | 84.279 | 83.984 | 83.69 | 83.397 | 83.105 | 82.814 | 82.524 | 82.235 | 81.947 | 81.661 | 81.375 | 81.09 | 80.806 | 80.523 | 80.242 | 79.961 | 79.681 | 79.402 | 79.124 | 78.847 | 78.571
GLN_BESS | battery | 25.122 | 24.562 | 24.004 | 23.446 | 22.89 | 22.336 | 22.075 | 21.813 | 21.552 | 21.291 | 21.029 | 20.767 | 20.505 | 20.243 | 19.981 | 19.719 | 19.456 | 19.193 | 18.93 | 18.667 | 18.404 | 18.14 | 17.876 | 17.612 | 17.347 | 17.082 | 16.829 | 16.58 | 16.335 | 16.093 | 15.855 | 15.621 | 15.39 | 15.162 | 14.938 | 14.717
GreyRiver | hydro | 88.83 | 88.519 | 88.209 | 87.9 | 87.592 | 87.286 | 86.98 | 86.676 | 86.373 | 86.07 | 85.769 | 85.469 | 85.17 | 84.872 | 84.575 | 84.279 | 83.984 | 83.69 | 83.397 | 83.105 | 82.814 | 82.524 | 82.235 | 81.947 | 81.661 | 81.375 | 81.09 | 80.806 | 80.523 | 80.242 | 79.961 | 79.681 | 79.402 | 79.124 | 78.847 | 78.571
HLY_BESS | battery | 25.122 | 24.562 | 24.004 | 23.446 | 22.89 | 22.336 | 22.075 | 21.813 | 21.552 | 21.291 | 21.029 | 20.767 | 20.505 | 20.243 | 19.981 | 19.719 | 19.456 | 19.193 | 18.93 | 18.667 | 18.404 | 18.14 | 17.876 | 17.612 | 17.347 | 17.082 | 16.829 | 16.58 | 16.335 | 16.093 | 15.855 | 15.621 | 15.39 | 15.162 | 14.938 | 14.717
HLY_recip | thermal | 25.009 | 24.922 | 24.835 | 24.748 | 24.661 | 24.575 | 24.489 | 24.403 | 24.318 | 24.233 | 24.148 | 24.063 | 23.979 | 23.895 | 23.812 | 23.728 | 23.645 | 23.562 | 23.48 | 23.398 | 23.316 | 23.234 | 23.153 | 23.072 | 22.991 | 22.911 | 22.83 | 22.751 | 22.671 | 22.592 | 22.512 | 22.434 | 22.355 | 22.277 | 22.199 | 22.121
HaastRiver | hydro | 88.83 | 88.519 | 88.209 | 87.9 | 87.592 | 87.286 | 86.98 | 86.676 | 86.373 | 86.07 | 85.769 | 85.469 | 85.17 | 84.872 | 84.575 | 84.279 | 83.984 | 83.69 | 83.397 | 83.105 | 82.814 | 82.524 | 82.235 | 81.947 | 81.661 | 81.375 | 81.09 | 80.806 | 80.523 | 80.242 | 79.961 | 79.681 | 79.402 | 79.124 | 78.847 | 78.571
HaweaGates | hydro | 88.83 | 88.519 | 88.209 | 87.9 | 87.592 | 87.286 | 86.98 | 86.676 | 86.373 | 86.07 | 85.769 | 85.469 | 85.17 | 84.872 | 84.575 | 84.279 | 83.984 | 83.69 | 83.397 | 83.105 | 82.814 | 82.524 | 82.235 | 81.947 | 81.661 | 81.375 | 81.09 | 80.806 | 80.523 | 80.242 | 79.961 | 79.681 | 79.402 | 79.124 | 78.847 | 78.571
HaweaRiver | hydro | 88.83 | 88.519 | 88.209 | 87.9 | 87.592 | 87.286 | 86.98 | 86.676 | 86.373 | 86.07 | 85.769 | 85.469 | 85.17 | 84.872 | 84.575 | 84.279 | 83.984 | 83.69 | 83.397 | 83.105 | 82.814 | 82.524 | 82.235 | 81.947 | 81.661 | 81.375 | 81.09 | 80.806 | 80.523 | 80.242 | 79.961 | 79.681 | 79.402 | 79.124 | 78.847 | 78.571
Kawerau2 | geothermal | 161.951 | 161.387 | 160.824 | 160.263 | 159.704 | 159.147 | 158.592 | 158.039 | 157.487 | 156.938 | 156.391 | 155.845 | 155.302 | 154.76 | 154.22 | 153.682 | 153.146 | 152.612 | 152.08 | 151.55 | 151.021 | 150.494 | 149.969 | 149.446 | 148.925 | 148.406 | 147.888 | 147.372 | 146.858 | 146.346 | 145.836 | 145.327 | 144.82 | 144.315 | 143.812 | 143.31
LoWaiauSth | hydro | 88.83 | 88.519 | 88.209 | 87.9 | 87.592 | 87.286 | 86.98 | 86.676 | 86.373 | 86.07 | 85.769 | 85.469 | 85.17 | 84.872 | 84.575 | 84.279 | 83.984 | 83.69 | 83.397 | 83.105 | 82.814 | 82.524 | 82.235 | 81.947 | 81.661 | 81.375 | 81.09 | 80.806 | 80.523 | 80.242 | 79.961 | 79.681 | 79.402 | 79.124 | 78.847 | 78.571
Luggate | hydro | 88.83 | 88.519 | 88.209 | 87.9 | 87.592 | 87.286 | 86.98 | 86.676 | 86.373 | 86.07 | 85.769 | 85.469 | 85.17 | 84.872 | 84.575 | 84.279 | 83.984 | 83.69 | 83.397 | 83.105 | 82.814 | 82.524 | 82.235 | 81.947 | 81.661 | 81.375 | 81.09 | 80.806 | 80.523 | 80.242 | 79.961 | 79.681 | 79.402 | 79.124 | 78.847 | 78.571
Mangakino | geothermal | 161.951 | 161.387 | 160.824 | 160.263 | 159.704 | 159.147 | 158.592 | 158.039 | 157.487 | 156.938 | 156.391 | 155.845 | 155.302 | 154.76 | 154.22 | 153.682 | 153.146 | 152.612 | 152.08 | 151.55 | 151.021 | 150.494 | 149.969 | 149.446 | 148.925 | 148.406 | 147.888 | 147.372 | 146.858 | 146.346 | 145.836 | 145.327 | 144.82 | 144.315 | 143.812 | 143.31
Mohaka | hydro | 88.83 | 88.519 | 88.209 | 87.9 | 87.592 | 87.286 | 86.98 | 86.676 | 86.373 | 86.07 | 85.769 | 85.469 | 85.17 | 84.872 | 84.575 | 84.279 | 83.984 | 83.69 | 83.397 | 83.105 | 82.814 | 82.524 | 82.235 | 81.947 | 81.661 | 81.375 | 81.09 | 80.806 | 80.523 | 80.242 | 79.961 | 79.681 | 79.402 | 79.124 | 78.847 | 78.571
Mokai4 | geothermal | 161.951 | 161.387 | 160.824 | 160.263 | 159.704 | 159.147 | 158.592 | 158.039 | 157.487 | 156.938 | 156.391 | 155.845 | 155.302 | 154.76 | 154.22 | 153.682 | 153.146 | 152.612 | 152.08 | 151.55 | 151.021 | 150.494 | 149.969 | 149.446 | 148.925 | 148.406 | 147.888 | 147.372 | 146.858 | 146.346 | 145.836 | 145.327 | 144.82 | 144.315 | 143.812 | 143.31
Mokihinui | hydro | 88.83 | 88.519 | 88.209 | 87.9 | 87.592 | 87.286 | 86.98 | 86.676 | 86.373 | 86.07 | 85.769 | 85.469 | 85.17 | 84.872 | 84.575 | 84.279 | 83.984 | 83.69 | 83.397 | 83.105 | 82.814 | 82.524 | 82.235 | 81.947 | 81.661 | 81.375 | 81.09 | 80.806 | 80.523 | 80.242 | 79.961 | 79.681 | 79.402 | 79.124 | 78.847 | 78.571
Motu | hydro | 88.83 | 88.519 | 88.209 | 87.9 | 87.592 | 87.286 | 86.98 | 86.676 | 86.373 | 86.07 | 85.769 | 85.469 | 85.17 | 84.872 | 84.575 | 84.279 | 83.984 | 83.69 | 83.397 | 83.105 | 82.814 | 82.524 | 82.235 | 81.947 | 81.661 | 81.375 | 81.09 | 80.806 | 80.523 | 80.242 | 79.961 | 79.681 | 79.402 | 79.124 | 78.847 | 78.571
NewHLYOCGT | thermal | 19.732 | 19.663 | 19.594 | 19.526 | 19.457 | 19.389 | 19.321 | 19.254 | 19.186 | 19.119 | 19.052 | 18.986 | 18.919 | 18.853 | 18.787 | 18.721 | 18.656 | 18.59 | 18.525 | 18.46 | 18.396 | 18.332 | 18.267 | 18.203 | 18.14 | 18.076 | 18.013 | 17.95 | 17.887 | 17.824 | 17.762 | 17.7 | 17.638 | 17.576 | 17.515 | 17.453
NewHLYRank | thermal | 90.437 | 90.121 | 89.805 | 89.491 | 89.178 | 88.866 | 88.555 | 88.245 | 87.936 | 87.628 | 87.321 | 87.016 | 86.711 | 86.408 | 86.105 | 85.804 | 85.504 | 85.204 | 84.906 | 84.609 | 84.313 | 84.018 | 83.724 | 83.431 | 83.139 | 82.848 | 82.558 | 82.269 | 81.981 | 81.694 | 81.408 | 81.123 | 80.839 | 80.556 | 80.274 | 79.993
NewSFDOCGT | thermal | 19.732 | 19.663 | 19.594 | 19.526 | 19.457 | 19.389 | 19.321 | 19.254 | 19.186 | 19.119 | 19.052 | 18.986 | 18.919 | 18.853 | 18.787 | 18.721 | 18.656 | 18.59 | 18.525 | 18.46 | 18.396 | 18.332 | 18.267 | 18.203 | 18.14 | 18.076 | 18.013 | 17.95 | 17.887 | 17.824 | 17.762 | 17.7 | 17.638 | 17.576 | 17.515 | 17.453
Ngakawau | hydro | 88.83 | 88.519 | 88.209 | 87.9 | 87.592 | 87.286 | 86.98 | 86.676 | 86.373 | 86.07 | 85.769 | 85.469 | 85.17 | 84.872 | 84.575 | 84.279 | 83.984 | 83.69 | 83.397 | 83.105 | 82.814 | 82.524 | 82.235 | 81.947 | 81.661 | 81.375 | 81.09 | 80.806 | 80.523 | 80.242 | 79.961 | 79.681 | 79.402 | 79.124 | 78.847 | 78.571
Ngatamariki2 | geothermal | 161.951 | 161.387 | 160.824 | 160.263 | 159.704 | 159.147 | 158.592 | 158.039 | 157.487 | 156.938 | 156.391 | 155.845 | 155.302 | 154.76 | 154.22 | 153.682 | 153.146 | 152.612 | 152.08 | 151.55 | 151.021 | 150.494 | 149.969 | 149.446 | 148.925 | 148.406 | 147.888 | 147.372 | 146.858 | 146.346 | 145.836 | 145.327 | 144.82 | 144.315 | 143.812 | 143.31
Ngawha3 | geothermal | 161.951 | 161.387 | 160.824 | 160.263 | 159.704 | 159.147 | 158.592 | 158.039 | 157.487 | 156.938 | 156.391 | 155.845 | 155.302 | 154.76 | 154.22 | 153.682 | 153.146 | 152.612 | 152.08 | 151.55 | 151.021 | 150.494 | 149.969 | 149.446 | 148.925 | 148.406 | 147.888 | 147.372 | 146.858 | 146.346 | 145.836 | 145.327 | 144.82 | 144.315 | 143.812 | 143.31
Ngawha4 | geothermal | 161.951 | 161.387 | 160.824 | 160.263 | 159.704 | 159.147 | 158.592 | 158.039 | 157.487 | 156.938 | 156.391 | 155.845 | 155.302 | 154.76 | 154.22 | 153.682 | 153.146 | 152.612 | 152.08 | 151.55 | 151.021 | 150.494 | 149.969 | 149.446 | 148.925 | 148.406 | 147.888 | 147.372 | 146.858 | 146.346 | 145.836 | 145.327 | 144.82 | 144.315 | 143.812 | 143.31
Ngawha5 | geothermal | 161.951 | 161.387 | 160.824 | 160.263 | 159.704 | 159.147 | 158.592 | 158.039 | 157.487 | 156.938 | 156.391 | 155.845 | 155.302 | 154.76 | 154.22 | 153.682 | 153.146 | 152.612 | 152.08 | 151.55 | 151.021 | 150.494 | 149.969 | 149.446 | 148.925 | 148.406 | 147.888 | 147.372 | 146.858 | 146.346 | 145.836 | 145.327 | 144.82 | 144.315 | 143.812 | 143.31
Ngawha6 | geothermal | 161.951 | 161.387 | 160.824 | 160.263 | 159.704 | 159.147 | 158.592 | 158.039 | 157.487 | 156.938 | 156.391 | 155.845 | 155.302 | 154.76 | 154.22 | 153.682 | 153.146 | 152.612 | 152.08 | 151.55 | 151.021 | 150.494 | 149.969 | 149.446 | 148.925 | 148.406 | 147.888 | 147.372 | 146.858 | 146.346 | 145.836 | 145.327 | 144.82 | 144.315 | 143.812 | 143.31
NorthBank | hydro | 88.83 | 88.519 | 88.209 | 87.9 | 87.592 | 87.286 | 86.98 | 86.676 | 86.373 | 86.07 | 85.769 | 85.469 | 85.17 | 84.872 | 84.575 | 84.279 | 83.984 | 83.69 | 83.397 | 83.105 | 82.814 | 82.524 | 82.235 | 81.947 | 81.661 | 81.375 | 81.09 | 80.806 | 80.523 | 80.242 | 79.961 | 79.681 | 79.402 | 79.124 | 78.847 | 78.571
OTOpeakers | thermal | 19.732 | 19.663 | 19.594 | 19.526 | 19.457 | 19.389 | 19.321 | 19.254 | 19.186 | 19.119 | 19.052 | 18.986 | 18.919 | 18.853 | 18.787 | 18.721 | 18.656 | 18.59 | 18.525 | 18.46 | 18.396 | 18.332 | 18.267 | 18.203 | 18.14 | 18.076 | 18.013 | 17.95 | 17.887 | 17.824 | 17.762 | 17.7 | 17.638 | 17.576 | 17.515 | 17.453
Pukaki | hydro | 88.83 | 88.519 | 88.209 | 87.9 | 87.592 | 87.286 | 86.98 | 86.676 | 86.373 | 86.07 | 85.769 | 85.469 | 85.17 | 84.872 | 84.575 | 84.279 | 83.984 | 83.69 | 83.397 | 83.105 | 82.814 | 82.524 | 82.235 | 81.947 | 81.661 | 81.375 | 81.09 | 80.806 | 80.523 | 80.242 | 79.961 | 79.681 | 79.402 | 79.124 | 78.847 | 78.571
Queensberry | hydro | 88.83 | 88.519 | 88.209 | 87.9 | 87.592 | 87.286 | 86.98 | 86.676 | 86.373 | 86.07 | 85.769 | 85.469 | 85.17 | 84.872 | 84.575 | 84.279 | 83.984 | 83.69 | 83.397 | 83.105 | 82.814 | 82.524 | 82.235 | 81.947 | 81.661 | 81.375 | 81.09 | 80.806 | 80.523 | 80.242 | 79.961 | 79.681 | 79.402 | 79.124 | 78.847 | 78.571
Rakaia | hydro | 88.83 | 88.519 | 88.209 | 87.9 | 87.592 | 87.286 | 86.98 | 86.676 | 86.373 | 86.07 | 85.769 | 85.469 | 85.17 | 84.872 | 84.575 | 84.279 | 83.984 | 83.69 | 83.397 | 83.105 | 82.814 | 82.524 | 82.235 | 81.947 | 81.661 | 81.375 | 81.09 | 80.806 | 80.523 | 80.242 | 79.961 | 79.681 | 79.402 | 79.124 | 78.847 | 78.571
Reporoa1 | geothermal | 161.951 | 161.387 | 160.824 | 160.263 | 159.704 | 159.147 | 158.592 | 158.039 | 157.487 | 156.938 | 156.391 | 155.845 | 155.302 | 154.76 | 154.22 | 153.682 | 153.146 | 152.612 | 152.08 | 151.55 | 151.021 | 150.494 | 149.969 | 149.446 | 148.925 | 148.406 | 147.888 | 147.372 | 146.858 | 146.346 | 145.836 | 145.327 | 144.82 | 144.315 | 143.812 | 143.31
Reporoa2 | geothermal | 161.951 | 161.387 | 160.824 | 160.263 | 159.704 | 159.147 | 158.592 | 158.039 | 157.487 | 156.938 | 156.391 | 155.845 | 155.302 | 154.76 | 154.22 | 153.682 | 153.146 | 152.612 | 152.08 | 151.55 | 151.021 | 150.494 | 149.969 | 149.446 | 148.925 | 148.406 | 147.888 | 147.372 | 146.858 | 146.346 | 145.836 | 145.327 | 144.82 | 144.315 | 143.812 | 143.31
Rotokawa3 | geothermal | 161.951 | 161.387 | 160.824 | 160.263 | 159.704 | 159.147 | 158.592 | 158.039 | 157.487 | 156.938 | 156.391 | 155.845 | 155.302 | 154.76 | 154.22 | 153.682 | 153.146 | 152.612 | 152.08 | 151.55 | 151.021 | 150.494 | 149.969 | 149.446 | 148.925 | 148.406 | 147.888 | 147.372 | 146.858 | 146.346 | 145.836 | 145.327 | 144.82 | 144.315 | 143.812 | 143.31
Rotokawa4 | geothermal | 161.951 | 161.387 | 160.824 | 160.263 | 159.704 | 159.147 | 158.592 | 158.039 | 157.487 | 156.938 | 156.391 | 155.845 | 155.302 | 154.76 | 154.22 | 153.682 | 153.146 | 152.612 | 152.08 | 151.55 | 151.021 | 150.494 | 149.969 | 149.446 | 148.925 | 148.406 | 147.888 | 147.372 | 146.858 | 146.346 | 145.836 | 145.327 | 144.82 | 144.315 | 143.812 | 143.31
Rotoma1 | geothermal | 161.951 | 161.387 | 160.824 | 160.263 | 159.704 | 159.147 | 158.592 | 158.039 | 157.487 | 156.938 | 156.391 | 155.845 | 155.302 | 154.76 | 154.22 | 153.682 | 153.146 | 152.612 | 152.08 | 151.55 | 151.021 | 150.494 | 149.969 | 149.446 | 148.925 | 148.406 | 147.888 | 147.372 | 146.858 | 146.346 | 145.836 | 145.327 | 144.82 | 144.315 | 143.812 | 143.31
Ruakaka | battery | 25.122 | 24.562 | 24.004 | 23.446 | 22.89 | 22.336 | 22.075 | 21.813 | 21.552 | 21.291 | 21.029 | 20.767 | 20.505 | 20.243 | 19.981 | 19.719 | 19.456 | 19.193 | 18.93 | 18.667 | 18.404 | 18.14 | 17.876 | 17.612 | 17.347 | 17.082 | 16.829 | 16.58 | 16.335 | 16.093 | 15.855 | 15.621 | 15.39 | 15.162 | 14.938 | 14.717
S_Albury | solar | 27.408 | 26.841 | 26.276 | 25.713 | 25.152 | 24.592 | 24.034 | 23.477 | 22.922 | 22.368 | 21.815 | 21.651 | 21.487 | 21.323 | 21.159 | 20.996 | 20.834 | 20.671 | 20.509 | 20.347 | 20.186 | 20.024 | 19.864 | 19.703 | 19.543 | 19.383 | 19.226 | 19.071 | 18.916 | 18.764 | 18.612 | 18.461 | 18.312 | 18.164 | 18.017 | 17.872
S_AnniesWay | solar | 27.408 | 26.841 | 26.276 | 25.713 | 25.152 | 24.592 | 24.034 | 23.477 | 22.922 | 22.368 | 21.815 | 21.651 | 21.487 | 21.323 | 21.159 | 20.996 | 20.834 | 20.671 | 20.509 | 20.347 | 20.186 | 20.024 | 19.864 | 19.703 | 19.543 | 19.383 | 19.226 | 19.071 | 18.916 | 18.764 | 18.612 | 18.461 | 18.312 | 18.164 | 18.017 | 17.872
S_Argyle_s1 | solar | 27.408 | 26.841 | 26.276 | 25.713 | 25.152 | 24.592 | 24.034 | 23.477 | 22.922 | 22.368 | 21.815 | 21.651 | 21.487 | 21.323 | 21.159 | 20.996 | 20.834 | 20.671 | 20.509 | 20.347 | 20.186 | 20.024 | 19.864 | 19.703 | 19.543 | 19.383 | 19.226 | 19.071 | 18.916 | 18.764 | 18.612 | 18.461 | 18.312 | 18.164 | 18.017 | 17.872
S_Argyle_s2 | solar | 27.408 | 26.841 | 26.276 | 25.713 | 25.152 | 24.592 | 24.034 | 23.477 | 22.922 | 22.368 | 21.815 | 21.651 | 21.487 | 21.323 | 21.159 | 20.996 | 20.834 | 20.671 | 20.509 | 20.347 | 20.186 | 20.024 | 19.864 | 19.703 | 19.543 | 19.383 | 19.226 | 19.071 | 18.916 | 18.764 | 18.612 | 18.461 | 18.312 | 18.164 | 18.017 | 17.872
S_Ariki150M | solar | 27.408 | 26.841 | 26.276 | 25.713 | 25.152 | 24.592 | 24.034 | 23.477 | 22.922 | 22.368 | 21.815 | 21.651 | 21.487 | 21.323 | 21.159 | 20.996 | 20.834 | 20.671 | 20.509 | 20.347 | 20.186 | 20.024 | 19.864 | 19.703 | 19.543 | 19.383 | 19.226 | 19.071 | 18.916 | 18.764 | 18.612 | 18.461 | 18.312 | 18.164 | 18.017 | 17.872
S_Ashbourne2 | solar | 27.408 | 26.841 | 26.276 | 25.713 | 25.152 | 24.592 | 24.034 | 23.477 | 22.922 | 22.368 | 21.815 | 21.651 | 21.487 | 21.323 | 21.159 | 20.996 | 20.834 | 20.671 | 20.509 | 20.347 | 20.186 | 20.024 | 19.864 | 19.703 | 19.543 | 19.383 | 19.226 | 19.071 | 18.916 | 18.764 | 18.612 | 18.461 | 18.312 | 18.164 | 18.017 | 17.872
S_Ashley | solar | 27.408 | 26.841 | 26.276 | 25.713 | 25.152 | 24.592 | 24.034 | 23.477 | 22.922 | 22.368 | 21.815 | 21.651 | 21.487 | 21.323 | 21.159 | 20.996 | 20.834 | 20.671 | 20.509 | 20.347 | 20.186 | 20.024 | 19.864 | 19.703 | 19.543 | 19.383 | 19.226 | 19.071 | 18.916 | 18.764 | 18.612 | 18.461 | 18.312 | 18.164 | 18.017 | 17.872
S_Auckland | solar | 27.408 | 26.841 | 26.276 | 25.713 | 25.152 | 24.592 | 24.034 | 23.477 | 22.922 | 22.368 | 21.815 | 21.651 | 21.487 | 21.323 | 21.159 | 20.996 | 20.834 | 20.671 | 20.509 | 20.347 | 20.186 | 20.024 | 19.864 | 19.703 | 19.543 | 19.383 | 19.226 | 19.071 | 18.916 | 18.764 | 18.612 | 18.461 | 18.312 | 18.164 | 18.017 | 17.872
S_BalmoralSt | solar | 27.408 | 26.841 | 26.276 | 25.713 | 25.152 | 24.592 | 24.034 | 23.477 | 22.922 | 22.368 | 21.815 | 21.651 | 21.487 | 21.323 | 21.159 | 20.996 | 20.834 | 20.671 | 20.509 | 20.347 | 20.186 | 20.024 | 19.864 | 19.703 | 19.543 | 19.383 | 19.226 | 19.071 | 18.916 | 18.764 | 18.612 | 18.461 | 18.312 | 18.164 | 18.017 | 17.872
S_BlackPoint | solar | 27.408 | 26.841 | 26.276 | 25.713 | 25.152 | 24.592 | 24.034 | 23.477 | 22.922 | 22.368 | 21.815 | 21.651 | 21.487 | 21.323 | 21.159 | 20.996 | 20.834 | 20.671 | 20.509 | 20.347 | 20.186 | 20.024 | 19.864 | 19.703 | 19.543 | 19.383 | 19.226 | 19.071 | 18.916 | 18.764 | 18.612 | 18.461 | 18.312 | 18.164 | 18.017 | 17.872
S_BridgeStre | solar | 27.408 | 26.841 | 26.276 | 25.713 | 25.152 | 24.592 | 24.034 | 23.477 | 22.922 | 22.368 | 21.815 | 21.651 | 21.487 | 21.323 | 21.159 | 20.996 | 20.834 | 20.671 | 20.509 | 20.347 | 20.186 | 20.024 | 19.864 | 19.703 | 19.543 | 19.383 | 19.226 | 19.071 | 18.916 | 18.764 | 18.612 | 18.461 | 18.312 | 18.164 | 18.017 | 17.872
S_Bunnythor1 | solar | 27.408 | 26.841 | 26.276 | 25.713 | 25.152 | 24.592 | 24.034 | 23.477 | 22.922 | 22.368 | 21.815 | 21.651 | 21.487 | 21.323 | 21.159 | 20.996 | 20.834 | 20.671 | 20.509 | 20.347 | 20.186 | 20.024 | 19.864 | 19.703 | 19.543 | 19.383 | 19.226 | 19.071 | 18.916 | 18.764 | 18.612 | 18.461 | 18.312 | 18.164 | 18.017 | 17.872
S_Bunnythor2 | solar | 27.408 | 26.841 | 26.276 | 25.713 | 25.152 | 24.592 | 24.034 | 23.477 | 22.922 | 22.368 | 21.815 | 21.651 | 21.487 | 21.323 | 21.159 | 20.996 | 20.834 | 20.671 | 20.509 | 20.347 | 20.186 | 20.024 | 19.864 | 19.703 | 19.543 | 19.383 | 19.226 | 19.071 | 18.916 | 18.764 | 18.612 | 18.461 | 18.312 | 18.164 | 18.017 | 17.872
S_Bunnythor3 | solar | 27.408 | 26.841 | 26.276 | 25.713 | 25.152 | 24.592 | 24.034 | 23.477 | 22.922 | 22.368 | 21.815 | 21.651 | 21.487 | 21.323 | 21.159 | 20.996 | 20.834 | 20.671 | 20.509 | 20.347 | 20.186 | 20.024 | 19.864 | 19.703 | 19.543 | 19.383 | 19.226 | 19.071 | 18.916 | 18.764 | 18.612 | 18.461 | 18.312 | 18.164 | 18.017 | 17.872
S_Cambridge | solar | 27.408 | 26.841 | 26.276 | 25.713 | 25.152 | 24.592 | 24.034 | 23.477 | 22.922 | 22.368 | 21.815 | 21.651 | 21.487 | 21.323 | 21.159 | 20.996 | 20.834 | 20.671 | 20.509 | 20.347 | 20.186 | 20.024 | 19.864 | 19.703 | 19.543 | 19.383 | 19.226 | 19.071 | 18.916 | 18.764 | 18.612 | 18.461 | 18.312 | 18.164 | 18.017 | 17.872
S_Canterbur1 | solar | 27.408 | 26.841 | 26.276 | 25.713 | 25.152 | 24.592 | 24.034 | 23.477 | 22.922 | 22.368 | 21.815 | 21.651 | 21.487 | 21.323 | 21.159 | 20.996 | 20.834 | 20.671 | 20.509 | 20.347 | 20.186 | 20.024 | 19.864 | 19.703 | 19.543 | 19.383 | 19.226 | 19.071 | 18.916 | 18.764 | 18.612 | 18.461 | 18.312 | 18.164 | 18.017 | 17.872
S_Canterbur2 | solar | 27.408 | 26.841 | 26.276 | 25.713 | 25.152 | 24.592 | 24.034 | 23.477 | 22.922 | 22.368 | 21.815 | 21.651 | 21.487 | 21.323 | 21.159 | 20.996 | 20.834 | 20.671 | 20.509 | 20.347 | 20.186 | 20.024 | 19.864 | 19.703 | 19.543 | 19.383 | 19.226 | 19.071 | 18.916 | 18.764 | 18.612 | 18.461 | 18.312 | 18.164 | 18.017 | 17.872
S_Carterton | solar | 27.408 | 26.841 | 26.276 | 25.713 | 25.152 | 24.592 | 24.034 | 23.477 | 22.922 | 22.368 | 21.815 | 21.651 | 21.487 | 21.323 | 21.159 | 20.996 | 20.834 | 20.671 | 20.509 | 20.347 | 20.186 | 20.024 | 19.864 | 19.703 | 19.543 | 19.383 | 19.226 | 19.071 | 18.916 | 18.764 | 18.612 | 18.461 | 18.312 | 18.164 | 18.017 | 17.872
S_Clandeboye | solar | 27.408 | 26.841 | 26.276 | 25.713 | 25.152 | 24.592 | 24.034 | 23.477 | 22.922 | 22.368 | 21.815 | 21.651 | 21.487 | 21.323 | 21.159 | 20.996 | 20.834 | 20.671 | 20.509 | 20.347 | 20.186 | 20.024 | 19.864 | 19.703 | 19.543 | 19.383 | 19.226 | 19.071 | 18.916 | 18.764 | 18.612 | 18.461 | 18.312 | 18.164 | 18.017 | 17.872
S_Dannevirk1 | solar | 27.408 | 26.841 | 26.276 | 25.713 | 25.152 | 24.592 | 24.034 | 23.477 | 22.922 | 22.368 | 21.815 | 21.651 | 21.487 | 21.323 | 21.159 | 20.996 | 20.834 | 20.671 | 20.509 | 20.347 | 20.186 | 20.024 | 19.864 | 19.703 | 19.543 | 19.383 | 19.226 | 19.071 | 18.916 | 18.764 | 18.612 | 18.461 | 18.312 | 18.164 | 18.017 | 17.872
S_Dannevirk2 | solar | 27.408 | 26.841 | 26.276 | 25.713 | 25.152 | 24.592 | 24.034 | 23.477 | 22.922 | 22.368 | 21.815 | 21.651 | 21.487 | 21.323 | 21.159 | 20.996 | 20.834 | 20.671 | 20.509 | 20.347 | 20.186 | 20.024 | 19.864 | 19.703 | 19.543 | 19.383 | 19.226 | 19.071 | 18.916 | 18.764 | 18.612 | 18.461 | 18.312 | 18.164 | 18.017 | 17.872
S_Darfield | solar | 27.408 | 26.841 | 26.276 | 25.713 | 25.152 | 24.592 | 24.034 | 23.477 | 22.922 | 22.368 | 21.815 | 21.651 | 21.487 | 21.323 | 21.159 | 20.996 | 20.834 | 20.671 | 20.509 | 20.347 | 20.186 | 20.024 | 19.864 | 19.703 | 19.543 | 19.383 | 19.226 | 19.071 | 18.916 | 18.764 | 18.612 | 18.461 | 18.312 | 18.164 | 18.017 | 17.872
S_Dargaville | solar | 27.408 | 26.841 | 26.276 | 25.713 | 25.152 | 24.592 | 24.034 | 23.477 | 22.922 | 22.368 | 21.815 | 21.651 | 21.487 | 21.323 | 21.159 | 20.996 | 20.834 | 20.671 | 20.509 | 20.347 | 20.186 | 20.024 | 19.864 | 19.703 | 19.543 | 19.383 | 19.226 | 19.071 | 18.916 | 18.764 | 18.612 | 18.461 | 18.312 | 18.164 | 18.017 | 17.872
S_Dunsandel | solar | 27.408 | 26.841 | 26.276 | 25.713 | 25.152 | 24.592 | 24.034 | 23.477 | 22.922 | 22.368 | 21.815 | 21.651 | 21.487 | 21.323 | 21.159 | 20.996 | 20.834 | 20.671 | 20.509 | 20.347 | 20.186 | 20.024 | 19.864 | 19.703 | 19.543 | 19.383 | 19.226 | 19.071 | 18.916 | 18.764 | 18.612 | 18.461 | 18.312 | 18.164 | 18.017 | 17.872
S_Edgecumbe1 | solar | 27.408 | 26.841 | 26.276 | 25.713 | 25.152 | 24.592 | 24.034 | 23.477 | 22.922 | 22.368 | 21.815 | 21.651 | 21.487 | 21.323 | 21.159 | 20.996 | 20.834 | 20.671 | 20.509 | 20.347 | 20.186 | 20.024 | 19.864 | 19.703 | 19.543 | 19.383 | 19.226 | 19.071 | 18.916 | 18.764 | 18.612 | 18.461 | 18.312 | 18.164 | 18.017 | 17.872
S_Edgecumbe2 | solar | 27.408 | 26.841 | 26.276 | 25.713 | 25.152 | 24.592 | 24.034 | 23.477 | 22.922 | 22.368 | 21.815 | 21.651 | 21.487 | 21.323 | 21.159 | 20.996 | 20.834 | 20.671 | 20.509 | 20.347 | 20.186 | 20.024 | 19.864 | 19.703 | 19.543 | 19.383 | 19.226 | 19.071 | 18.916 | 18.764 | 18.612 | 18.461 | 18.312 | 18.164 | 18.017 | 17.872
S_Foxton0 | solar | 27.408 | 26.841 | 26.276 | 25.713 | 25.152 | 24.592 | 24.034 | 23.477 | 22.922 | 22.368 | 21.815 | 21.651 | 21.487 | 21.323 | 21.159 | 20.996 | 20.834 | 20.671 | 20.509 | 20.347 | 20.186 | 20.024 | 19.864 | 19.703 | 19.543 | 19.383 | 19.226 | 19.071 | 18.916 | 18.764 | 18.612 | 18.461 | 18.312 | 18.164 | 18.017 | 17.872
S_Foxton1 | solar | 27.408 | 26.841 | 26.276 | 25.713 | 25.152 | 24.592 | 24.034 | 23.477 | 22.922 | 22.368 | 21.815 | 21.651 | 21.487 | 21.323 | 21.159 | 20.996 | 20.834 | 20.671 | 20.509 | 20.347 | 20.186 | 20.024 | 19.864 | 19.703 | 19.543 | 19.383 | 19.226 | 19.071 | 18.916 | 18.764 | 18.612 | 18.461 | 18.312 | 18.164 | 18.017 | 17.872
S_Gartartan | solar | 27.408 | 26.841 | 26.276 | 25.713 | 25.152 | 24.592 | 24.034 | 23.477 | 22.922 | 22.368 | 21.815 | 21.651 | 21.487 | 21.323 | 21.159 | 20.996 | 20.834 | 20.671 | 20.509 | 20.347 | 20.186 | 20.024 | 19.864 | 19.703 | 19.543 | 19.383 | 19.226 | 19.071 | 18.916 | 18.764 | 18.612 | 18.461 | 18.312 | 18.164 | 18.017 | 17.872
S_Glorit | solar | 27.408 | 26.841 | 26.276 | 25.713 | 25.152 | 24.592 | 24.034 | 23.477 | 22.922 | 22.368 | 21.815 | 21.651 | 21.487 | 21.323 | 21.159 | 20.996 | 20.834 | 20.671 | 20.509 | 20.347 | 20.186 | 20.024 | 19.864 | 19.703 | 19.543 | 19.383 | 19.226 | 19.071 | 18.916 | 18.764 | 18.612 | 18.461 | 18.312 | 18.164 | 18.017 | 17.872
S_GoldenStai | solar | 27.408 | 26.841 | 26.276 | 25.713 | 25.152 | 24.592 | 24.034 | 23.477 | 22.922 | 22.368 | 21.815 | 21.651 | 21.487 | 21.323 | 21.159 | 20.996 | 20.834 | 20.671 | 20.509 | 20.347 | 20.186 | 20.024 | 19.864 | 19.703 | 19.543 | 19.383 | 19.226 | 19.071 | 18.916 | 18.764 | 18.612 | 18.461 | 18.312 | 18.164 | 18.017 | 17.872
S_Grampians | solar | 27.408 | 26.841 | 26.276 | 25.713 | 25.152 | 24.592 | 24.034 | 23.477 | 22.922 | 22.368 | 21.815 | 21.651 | 21.487 | 21.323 | 21.159 | 20.996 | 20.834 | 20.671 | 20.509 | 20.347 | 20.186 | 20.024 | 19.864 | 19.703 | 19.543 | 19.383 | 19.226 | 19.071 | 18.916 | 18.764 | 18.612 | 18.461 | 18.312 | 18.164 | 18.017 | 17.872
S_Greendale | solar | 27.408 | 26.841 | 26.276 | 25.713 | 25.152 | 24.592 | 24.034 | 23.477 | 22.922 | 22.368 | 21.815 | 21.651 | 21.487 | 21.323 | 21.159 | 20.996 | 20.834 | 20.671 | 20.509 | 20.347 | 20.186 | 20.024 | 19.864 | 19.703 | 19.543 | 19.383 | 19.226 | 19.071 | 18.916 | 18.764 | 18.612 | 18.461 | 18.312 | 18.164 | 18.017 | 17.872
S_Greytown0 | solar | 27.408 | 26.841 | 26.276 | 25.713 | 25.152 | 24.592 | 24.034 | 23.477 | 22.922 | 22.368 | 21.815 | 21.651 | 21.487 | 21.323 | 21.159 | 20.996 | 20.834 | 20.671 | 20.509 | 20.347 | 20.186 | 20.024 | 19.864 | 19.703 | 19.543 | 19.383 | 19.226 | 19.071 | 18.916 | 18.764 | 18.612 | 18.461 | 18.312 | 18.164 | 18.017 | 17.872
S_Greytown1 | solar | 27.408 | 26.841 | 26.276 | 25.713 | 25.152 | 24.592 | 24.034 | 23.477 | 22.922 | 22.368 | 21.815 | 21.651 | 21.487 | 21.323 | 21.159 | 20.996 | 20.834 | 20.671 | 20.509 | 20.347 | 20.186 | 20.024 | 19.864 | 19.703 | 19.543 | 19.383 | 19.226 | 19.071 | 18.916 | 18.764 | 18.612 | 18.461 | 18.312 | 18.164 | 18.017 | 17.872
S_HaldonSta1 | solar | 27.408 | 26.841 | 26.276 | 25.713 | 25.152 | 24.592 | 24.034 | 23.477 | 22.922 | 22.368 | 21.815 | 21.651 | 21.487 | 21.323 | 21.159 | 20.996 | 20.834 | 20.671 | 20.509 | 20.347 | 20.186 | 20.024 | 19.864 | 19.703 | 19.543 | 19.383 | 19.226 | 19.071 | 18.916 | 18.764 | 18.612 | 18.461 | 18.312 | 18.164 | 18.017 | 17.872
S_HaldonSta2 | solar | 27.408 | 26.841 | 26.276 | 25.713 | 25.152 | 24.592 | 24.034 | 23.477 | 22.922 | 22.368 | 21.815 | 21.651 | 21.487 | 21.323 | 21.159 | 20.996 | 20.834 | 20.671 | 20.509 | 20.347 | 20.186 | 20.024 | 19.864 | 19.703 | 19.543 | 19.383 | 19.226 | 19.071 | 18.916 | 18.764 | 18.612 | 18.461 | 18.312 | 18.164 | 18.017 | 17.872
S_HanmerRoad | solar | 27.408 | 26.841 | 26.276 | 25.713 | 25.152 | 24.592 | 24.034 | 23.477 | 22.922 | 22.368 | 21.815 | 21.651 | 21.487 | 21.323 | 21.159 | 20.996 | 20.834 | 20.671 | 20.509 | 20.347 | 20.186 | 20.024 | 19.864 | 19.703 | 19.543 | 19.383 | 19.226 | 19.071 | 18.916 | 18.764 | 18.612 | 18.461 | 18.312 | 18.164 | 18.017 | 17.872
S_HawkesBay1 | solar | 27.408 | 26.841 | 26.276 | 25.713 | 25.152 | 24.592 | 24.034 | 23.477 | 22.922 | 22.368 | 21.815 | 21.651 | 21.487 | 21.323 | 21.159 | 20.996 | 20.834 | 20.671 | 20.509 | 20.347 | 20.186 | 20.024 | 19.864 | 19.703 | 19.543 | 19.383 | 19.226 | 19.071 | 18.916 | 18.764 | 18.612 | 18.461 | 18.312 | 18.164 | 18.017 | 17.872
S_HawkesBay2 | solar | 27.408 | 26.841 | 26.276 | 25.713 | 25.152 | 24.592 | 24.034 | 23.477 | 22.922 | 22.368 | 21.815 | 21.651 | 21.487 | 21.323 | 21.159 | 20.996 | 20.834 | 20.671 | 20.509 | 20.347 | 20.186 | 20.024 | 19.864 | 19.703 | 19.543 | 19.383 | 19.226 | 19.071 | 18.916 | 18.764 | 18.612 | 18.461 | 18.312 | 18.164 | 18.017 | 17.872
S_Highfield | solar | 27.408 | 26.841 | 26.276 | 25.713 | 25.152 | 24.592 | 24.034 | 23.477 | 22.922 | 22.368 | 21.815 | 21.651 | 21.487 | 21.323 | 21.159 | 20.996 | 20.834 | 20.671 | 20.509 | 20.347 | 20.186 | 20.024 | 19.864 | 19.703 | 19.543 | 19.383 | 19.226 | 19.071 | 18.916 | 18.764 | 18.612 | 18.461 | 18.312 | 18.164 | 18.017 | 17.872
S_Hikawaik | solar | 27.408 | 26.841 | 26.276 | 25.713 | 25.152 | 24.592 | 24.034 | 23.477 | 22.922 | 22.368 | 21.815 | 21.651 | 21.487 | 21.323 | 21.159 | 20.996 | 20.834 | 20.671 | 20.509 | 20.347 | 20.186 | 20.024 | 19.864 | 19.703 | 19.543 | 19.383 | 19.226 | 19.071 | 18.916 | 18.764 | 18.612 | 18.461 | 18.312 | 18.164 | 18.017 | 17.872
S_Hinuera | solar | 27.408 | 26.841 | 26.276 | 25.713 | 25.152 | 24.592 | 24.034 | 23.477 | 22.922 | 22.368 | 21.815 | 21.651 | 21.487 | 21.323 | 21.159 | 20.996 | 20.834 | 20.671 | 20.509 | 20.347 | 20.186 | 20.024 | 19.864 | 19.703 | 19.543 | 19.383 | 19.226 | 19.071 | 18.916 | 18.764 | 18.612 | 18.461 | 18.312 | 18.164 | 18.017 | 17.872
S_Huirangi | solar | 27.408 | 26.841 | 26.276 | 25.713 | 25.152 | 24.592 | 24.034 | 23.477 | 22.922 | 22.368 | 21.815 | 21.651 | 21.487 | 21.323 | 21.159 | 20.996 | 20.834 | 20.671 | 20.509 | 20.347 | 20.186 | 20.024 | 19.864 | 19.703 | 19.543 | 19.383 | 19.226 | 19.071 | 18.916 | 18.764 | 18.612 | 18.461 | 18.312 | 18.164 | 18.017 | 17.872
S_IdaValley | solar | 27.408 | 26.841 | 26.276 | 25.713 | 25.152 | 24.592 | 24.034 | 23.477 | 22.922 | 22.368 | 21.815 | 21.651 | 21.487 | 21.323 | 21.159 | 20.996 | 20.834 | 20.671 | 20.509 | 20.347 | 20.186 | 20.024 | 19.864 | 19.703 | 19.543 | 19.383 | 19.226 | 19.071 | 18.916 | 18.764 | 18.612 | 18.461 | 18.312 | 18.164 | 18.017 | 17.872
S_IrishmanCr | solar | 27.408 | 26.841 | 26.276 | 25.713 | 25.152 | 24.592 | 24.034 | 23.477 | 22.922 | 22.368 | 21.815 | 21.651 | 21.487 | 21.323 | 21.159 | 20.996 | 20.834 | 20.671 | 20.509 | 20.347 | 20.186 | 20.024 | 19.864 | 19.703 | 19.543 | 19.383 | 19.226 | 19.071 | 18.916 | 18.764 | 18.612 | 18.461 | 18.312 | 18.164 | 18.017 | 17.872
S_Islington | solar | 27.408 | 26.841 | 26.276 | 25.713 | 25.152 | 24.592 | 24.034 | 23.477 | 22.922 | 22.368 | 21.815 | 21.651 | 21.487 | 21.323 | 21.159 | 20.996 | 20.834 | 20.671 | 20.509 | 20.347 | 20.186 | 20.024 | 19.864 | 19.703 | 19.543 | 19.383 | 19.226 | 19.071 | 18.916 | 18.764 | 18.612 | 18.461 | 18.312 | 18.164 | 18.017 | 17.872
S_Kaipara | solar | 27.408 | 26.841 | 26.276 | 25.713 | 25.152 | 24.592 | 24.034 | 23.477 | 22.922 | 22.368 | 21.815 | 21.651 | 21.487 | 21.323 | 21.159 | 20.996 | 20.834 | 20.671 | 20.509 | 20.347 | 20.186 | 20.024 | 19.864 | 19.703 | 19.543 | 19.383 | 19.226 | 19.071 | 18.916 | 18.764 | 18.612 | 18.461 | 18.312 | 18.164 | 18.017 | 17.872
S_Karioi | solar | 27.408 | 26.841 | 26.276 | 25.713 | 25.152 | 24.592 | 24.034 | 23.477 | 22.922 | 22.368 | 21.815 | 21.651 | 21.487 | 21.323 | 21.159 | 20.996 | 20.834 | 20.671 | 20.509 | 20.347 | 20.186 | 20.024 | 19.864 | 19.703 | 19.543 | 19.383 | 19.226 | 19.071 | 18.916 | 18.764 | 18.612 | 18.461 | 18.312 | 18.164 | 18.017 | 17.872
S_Killermont | solar | 27.408 | 26.841 | 26.276 | 25.713 | 25.152 | 24.592 | 24.034 | 23.477 | 22.922 | 22.368 | 21.815 | 21.651 | 21.487 | 21.323 | 21.159 | 20.996 | 20.834 | 20.671 | 20.509 | 20.347 | 20.186 | 20.024 | 19.864 | 19.703 | 19.543 | 19.383 | 19.226 | 19.071 | 18.916 | 18.764 | 18.612 | 18.461 | 18.312 | 18.164 | 18.017 | 17.872
S_Kilvarock | solar | 27.408 | 26.841 | 26.276 | 25.713 | 25.152 | 24.592 | 24.034 | 23.477 | 22.922 | 22.368 | 21.815 | 21.651 | 21.487 | 21.323 | 21.159 | 20.996 | 20.834 | 20.671 | 20.509 | 20.347 | 20.186 | 20.024 | 19.864 | 19.703 | 19.543 | 19.383 | 19.226 | 19.071 | 18.916 | 18.764 | 18.612 | 18.461 | 18.312 | 18.164 | 18.017 | 17.872
S_Kowhai | solar | 27.408 | 26.841 | 26.276 | 25.713 | 25.152 | 24.592 | 24.034 | 23.477 | 22.922 | 22.368 | 21.815 | 21.651 | 21.487 | 21.323 | 21.159 | 20.996 | 20.834 | 20.671 | 20.509 | 20.347 | 20.186 | 20.024 | 19.864 | 19.703 | 19.543 | 19.383 | 19.226 | 19.071 | 18.916 | 18.764 | 18.612 | 18.461 | 18.312 | 18.164 | 18.017 | 17.872
S_Kuratau | solar | 27.408 | 26.841 | 26.276 | 25.713 | 25.152 | 24.592 | 24.034 | 23.477 | 22.922 | 22.368 | 21.815 | 21.651 | 21.487 | 21.323 | 21.159 | 20.996 | 20.834 | 20.671 | 20.509 | 20.347 | 20.186 | 20.024 | 19.864 | 19.703 | 19.543 | 19.383 | 19.226 | 19.071 | 18.916 | 18.764 | 18.612 | 18.461 | 18.312 | 18.164 | 18.017 | 17.872
S_Leeston | solar | 27.408 | 26.841 | 26.276 | 25.713 | 25.152 | 24.592 | 24.034 | 23.477 | 22.922 | 22.368 | 21.815 | 21.651 | 21.487 | 21.323 | 21.159 | 20.996 | 20.834 | 20.671 | 20.509 | 20.347 | 20.186 | 20.024 | 19.864 | 19.703 | 19.543 | 19.383 | 19.226 | 19.071 | 18.916 | 18.764 | 18.612 | 18.461 | 18.312 | 18.164 | 18.017 | 17.872
S_Manawatu1 | solar | 27.408 | 26.841 | 26.276 | 25.713 | 25.152 | 24.592 | 24.034 | 23.477 | 22.922 | 22.368 | 21.815 | 21.651 | 21.487 | 21.323 | 21.159 | 20.996 | 20.834 | 20.671 | 20.509 | 20.347 | 20.186 | 20.024 | 19.864 | 19.703 | 19.543 | 19.383 | 19.226 | 19.071 | 18.916 | 18.764 | 18.612 | 18.461 | 18.312 | 18.164 | 18.017 | 17.872
S_Manawatu2 | solar | 27.408 | 26.841 | 26.276 | 25.713 | 25.152 | 24.592 | 24.034 | 23.477 | 22.922 | 22.368 | 21.815 | 21.651 | 21.487 | 21.323 | 21.159 | 20.996 | 20.834 | 20.671 | 20.509 | 20.347 | 20.186 | 20.024 | 19.864 | 19.703 | 19.543 | 19.383 | 19.226 | 19.071 | 18.916 | 18.764 | 18.612 | 18.461 | 18.312 | 18.164 | 18.017 | 17.872
S_Mangamaire | solar | 27.408 | 26.841 | 26.276 | 25.713 | 25.152 | 24.592 | 24.034 | 23.477 | 22.922 | 22.368 | 21.815 | 21.651 | 21.487 | 21.323 | 21.159 | 20.996 | 20.834 | 20.671 | 20.509 | 20.347 | 20.186 | 20.024 | 19.864 | 19.703 | 19.543 | 19.383 | 19.226 | 19.071 | 18.916 | 18.764 | 18.612 | 18.461 | 18.312 | 18.164 | 18.017 | 17.872
S_Maniototo | solar | 27.408 | 26.841 | 26.276 | 25.713 | 25.152 | 24.592 | 24.034 | 23.477 | 22.922 | 22.368 | 21.815 | 21.651 | 21.487 | 21.323 | 21.159 | 20.996 | 20.834 | 20.671 | 20.509 | 20.347 | 20.186 | 20.024 | 19.864 | 19.703 | 19.543 | 19.383 | 19.226 | 19.071 | 18.916 | 18.764 | 18.612 | 18.461 | 18.312 | 18.164 | 18.017 | 17.872
S_MarangaRa | solar | 27.408 | 26.841 | 26.276 | 25.713 | 25.152 | 24.592 | 24.034 | 23.477 | 22.922 | 22.368 | 21.815 | 21.651 | 21.487 | 21.323 | 21.159 | 20.996 | 20.834 | 20.671 | 20.509 | 20.347 | 20.186 | 20.024 | 19.864 | 19.703 | 19.543 | 19.383 | 19.226 | 19.071 | 18.916 | 18.764 | 18.612 | 18.461 | 18.312 | 18.164 | 18.017 | 17.872
S_Marton0 | solar | 27.408 | 26.841 | 26.276 | 25.713 | 25.152 | 24.592 | 24.034 | 23.477 | 22.922 | 22.368 | 21.815 | 21.651 | 21.487 | 21.323 | 21.159 | 20.996 | 20.834 | 20.671 | 20.509 | 20.347 | 20.186 | 20.024 | 19.864 | 19.703 | 19.543 | 19.383 | 19.226 | 19.071 | 18.916 | 18.764 | 18.612 | 18.461 | 18.312 | 18.164 | 18.017 | 17.872
S_Marton1 | solar | 27.408 | 26.841 | 26.276 | 25.713 | 25.152 | 24.592 | 24.034 | 23.477 | 22.922 | 22.368 | 21.815 | 21.651 | 21.487 | 21.323 | 21.159 | 20.996 | 20.834 | 20.671 | 20.509 | 20.347 | 20.186 | 20.024 | 19.864 | 19.703 | 19.543 | 19.383 | 19.226 | 19.071 | 18.916 | 18.764 | 18.612 | 18.461 | 18.312 | 18.164 | 18.017 | 17.872
S_Marton2 | solar | 27.408 | 26.841 | 26.276 | 25.713 | 25.152 | 24.592 | 24.034 | 23.477 | 22.922 | 22.368 | 21.815 | 21.651 | 21.487 | 21.323 | 21.159 | 20.996 | 20.834 | 20.671 | 20.509 | 20.347 | 20.186 | 20.024 | 19.864 | 19.703 | 19.543 | 19.383 | 19.226 | 19.071 | 18.916 | 18.764 | 18.612 | 18.461 | 18.312 | 18.164 | 18.017 | 17.872
S_Marton3 | solar | 27.408 | 26.841 | 26.276 | 25.713 | 25.152 | 24.592 | 24.034 | 23.477 | 22.922 | 22.368 | 21.815 | 21.651 | 21.487 | 21.323 | 21.159 | 20.996 | 20.834 | 20.671 | 20.509 | 20.347 | 20.186 | 20.024 | 19.864 | 19.703 | 19.543 | 19.383 | 19.226 | 19.071 | 18.916 | 18.764 | 18.612 | 18.461 | 18.312 | 18.164 | 18.017 | 17.872
S_Masterton | solar | 27.408 | 26.841 | 26.276 | 25.713 | 25.152 | 24.592 | 24.034 | 23.477 | 22.922 | 22.368 | 21.815 | 21.651 | 21.487 | 21.323 | 21.159 | 20.996 | 20.834 | 20.671 | 20.509 | 20.347 | 20.186 | 20.024 | 19.864 | 19.703 | 19.543 | 19.383 | 19.226 | 19.071 | 18.916 | 18.764 | 18.612 | 18.461 | 18.312 | 18.164 | 18.017 | 17.872
S_Morrinsvil | solar | 27.408 | 26.841 | 26.276 | 25.713 | 25.152 | 24.592 | 24.034 | 23.477 | 22.922 | 22.368 | 21.815 | 21.651 | 21.487 | 21.323 | 21.159 | 20.996 | 20.834 | 20.671 | 20.509 | 20.347 | 20.186 | 20.024 | 19.864 | 19.703 | 19.543 | 19.383 | 19.226 | 19.071 | 18.916 | 18.764 | 18.612 | 18.461 | 18.312 | 18.164 | 18.017 | 17.872
S_MountSomer | solar | 27.408 | 26.841 | 26.276 | 25.713 | 25.152 | 24.592 | 24.034 | 23.477 | 22.922 | 22.368 | 21.815 | 21.651 | 21.487 | 21.323 | 21.159 | 20.996 | 20.834 | 20.671 | 20.509 | 20.347 | 20.186 | 20.024 | 19.864 | 19.703 | 19.543 | 19.383 | 19.226 | 19.071 | 18.916 | 18.764 | 18.612 | 18.461 | 18.312 | 18.164 | 18.017 | 17.872
S_MtEllaRen2 | solar | 27.408 | 26.841 | 26.276 | 25.713 | 25.152 | 24.592 | 24.034 | 23.477 | 22.922 | 22.368 | 21.815 | 21.651 | 21.487 | 21.323 | 21.159 | 20.996 | 20.834 | 20.671 | 20.509 | 20.347 | 20.186 | 20.024 | 19.864 | 19.703 | 19.543 | 19.383 | 19.226 | 19.071 | 18.916 | 18.764 | 18.612 | 18.461 | 18.312 | 18.164 | 18.017 | 17.872
S_Naseby | solar | 27.408 | 26.841 | 26.276 | 25.713 | 25.152 | 24.592 | 24.034 | 23.477 | 22.922 | 22.368 | 21.815 | 21.651 | 21.487 | 21.323 | 21.159 | 20.996 | 20.834 | 20.671 | 20.509 | 20.347 | 20.186 | 20.024 | 19.864 | 19.703 | 19.543 | 19.383 | 19.226 | 19.071 | 18.916 | 18.764 | 18.612 | 18.461 | 18.312 | 18.164 | 18.017 | 17.872
S_NewPlymout | solar | 27.408 | 26.841 | 26.276 | 25.713 | 25.152 | 24.592 | 24.034 | 23.477 | 22.922 | 22.368 | 21.815 | 21.651 | 21.487 | 21.323 | 21.159 | 20.996 | 20.834 | 20.671 | 20.509 | 20.347 | 20.186 | 20.024 | 19.864 | 19.703 | 19.543 | 19.383 | 19.226 | 19.071 | 18.916 | 18.764 | 18.612 | 18.461 | 18.312 | 18.164 | 18.017 | 17.872
S_NorthRakai | solar | 27.408 | 26.841 | 26.276 | 25.713 | 25.152 | 24.592 | 24.034 | 23.477 | 22.922 | 22.368 | 21.815 | 21.651 | 21.487 | 21.323 | 21.159 | 20.996 | 20.834 | 20.671 | 20.509 | 20.347 | 20.186 | 20.024 | 19.864 | 19.703 | 19.543 | 19.383 | 19.226 | 19.071 | 18.916 | 18.764 | 18.612 | 18.461 | 18.312 | 18.164 | 18.017 | 17.872
S_Norwood | solar | 27.408 | 26.841 | 26.276 | 25.713 | 25.152 | 24.592 | 24.034 | 23.477 | 22.922 | 22.368 | 21.815 | 21.651 | 21.487 | 21.323 | 21.159 | 20.996 | 20.834 | 20.671 | 20.509 | 20.347 | 20.186 | 20.024 | 19.864 | 19.703 | 19.543 | 19.383 | 19.226 | 19.071 | 18.916 | 18.764 | 18.612 | 18.461 | 18.312 | 18.164 | 18.017 | 17.872
S_Ohau | solar | 27.408 | 26.841 | 26.276 | 25.713 | 25.152 | 24.592 | 24.034 | 23.477 | 22.922 | 22.368 | 21.815 | 21.651 | 21.487 | 21.323 | 21.159 | 20.996 | 20.834 | 20.671 | 20.509 | 20.347 | 20.186 | 20.024 | 19.864 | 19.703 | 19.543 | 19.383 | 19.226 | 19.071 | 18.916 | 18.764 | 18.612 | 18.461 | 18.312 | 18.164 | 18.017 | 17.872
S_Ongaonga0 | solar | 27.408 | 26.841 | 26.276 | 25.713 | 25.152 | 24.592 | 24.034 | 23.477 | 22.922 | 22.368 | 21.815 | 21.651 | 21.487 | 21.323 | 21.159 | 20.996 | 20.834 | 20.671 | 20.509 | 20.347 | 20.186 | 20.024 | 19.864 | 19.703 | 19.543 | 19.383 | 19.226 | 19.071 | 18.916 | 18.764 | 18.612 | 18.461 | 18.312 | 18.164 | 18.017 | 17.872
S_Ongaonga1 | solar | 27.408 | 26.841 | 26.276 | 25.713 | 25.152 | 24.592 | 24.034 | 23.477 | 22.922 | 22.368 | 21.815 | 21.651 | 21.487 | 21.323 | 21.159 | 20.996 | 20.834 | 20.671 | 20.509 | 20.347 | 20.186 | 20.024 | 19.864 | 19.703 | 19.543 | 19.383 | 19.226 | 19.071 | 18.916 | 18.764 | 18.612 | 18.461 | 18.312 | 18.164 | 18.017 | 17.872
S_Ongaonga2 | solar | 27.408 | 26.841 | 26.276 | 25.713 | 25.152 | 24.592 | 24.034 | 23.477 | 22.922 | 22.368 | 21.815 | 21.651 | 21.487 | 21.323 | 21.159 | 20.996 | 20.834 | 20.671 | 20.509 | 20.347 | 20.186 | 20.024 | 19.864 | 19.703 | 19.543 | 19.383 | 19.226 | 19.071 | 18.916 | 18.764 | 18.612 | 18.461 | 18.312 | 18.164 | 18.017 | 17.872
S_Opunake0 | solar | 27.408 | 26.841 | 26.276 | 25.713 | 25.152 | 24.592 | 24.034 | 23.477 | 22.922 | 22.368 | 21.815 | 21.651 | 21.487 | 21.323 | 21.159 | 20.996 | 20.834 | 20.671 | 20.509 | 20.347 | 20.186 | 20.024 | 19.864 | 19.703 | 19.543 | 19.383 | 19.226 | 19.071 | 18.916 | 18.764 | 18.612 | 18.461 | 18.312 | 18.164 | 18.017 | 17.872
S_Opunake1 | solar | 27.408 | 26.841 | 26.276 | 25.713 | 25.152 | 24.592 | 24.034 | 23.477 | 22.922 | 22.368 | 21.815 | 21.651 | 21.487 | 21.323 | 21.159 | 20.996 | 20.834 | 20.671 | 20.509 | 20.347 | 20.186 | 20.024 | 19.864 | 19.703 | 19.543 | 19.383 | 19.226 | 19.071 | 18.916 | 18.764 | 18.612 | 18.461 | 18.312 | 18.164 | 18.017 | 17.872
S_Poolburn& | solar | 27.408 | 26.841 | 26.276 | 25.713 | 25.152 | 24.592 | 24.034 | 23.477 | 22.922 | 22.368 | 21.815 | 21.651 | 21.487 | 21.323 | 21.159 | 20.996 | 20.834 | 20.671 | 20.509 | 20.347 | 20.186 | 20.024 | 19.864 | 19.703 | 19.543 | 19.383 | 19.226 | 19.071 | 18.916 | 18.764 | 18.612 | 18.461 | 18.312 | 18.164 | 18.017 | 17.872
S_Pukenui | solar | 27.408 | 26.841 | 26.276 | 25.713 | 25.152 | 24.592 | 24.034 | 23.477 | 22.922 | 22.368 | 21.815 | 21.651 | 21.487 | 21.323 | 21.159 | 20.996 | 20.834 | 20.671 | 20.509 | 20.347 | 20.186 | 20.024 | 19.864 | 19.703 | 19.543 | 19.383 | 19.226 | 19.071 | 18.916 | 18.764 | 18.612 | 18.461 | 18.312 | 18.164 | 18.017 | 17.872
S_Rangimarie | solar | 27.408 | 26.841 | 26.276 | 25.713 | 25.152 | 24.592 | 24.034 | 23.477 | 22.922 | 22.368 | 21.815 | 21.651 | 21.487 | 21.323 | 21.159 | 20.996 | 20.834 | 20.671 | 20.509 | 20.347 | 20.186 | 20.024 | 19.864 | 19.703 | 19.543 | 19.383 | 19.226 | 19.071 | 18.916 | 18.764 | 18.612 | 18.461 | 18.312 | 18.164 | 18.017 | 17.872
S_Rangiriri | solar | 27.408 | 26.841 | 26.276 | 25.713 | 25.152 | 24.592 | 24.034 | 23.477 | 22.922 | 22.368 | 21.815 | 21.651 | 21.487 | 21.323 | 21.159 | 20.996 | 20.834 | 20.671 | 20.509 | 20.347 | 20.186 | 20.024 | 19.864 | 19.703 | 19.543 | 19.383 | 19.226 | 19.071 | 18.916 | 18.764 | 18.612 | 18.461 | 18.312 | 18.164 | 18.017 | 17.872
S_Reefton | solar | 27.408 | 26.841 | 26.276 | 25.713 | 25.152 | 24.592 | 24.034 | 23.477 | 22.922 | 22.368 | 21.815 | 21.651 | 21.487 | 21.323 | 21.159 | 20.996 | 20.834 | 20.671 | 20.509 | 20.347 | 20.186 | 20.024 | 19.864 | 19.703 | 19.543 | 19.383 | 19.226 | 19.071 | 18.916 | 18.764 | 18.612 | 18.461 | 18.312 | 18.164 | 18.017 | 17.872
S_Rotokawa | solar | 27.408 | 26.841 | 26.276 | 25.713 | 25.152 | 24.592 | 24.034 | 23.477 | 22.922 | 22.368 | 21.815 | 21.651 | 21.487 | 21.323 | 21.159 | 20.996 | 20.834 | 20.671 | 20.509 | 20.347 | 20.186 | 20.024 | 19.864 | 19.703 | 19.543 | 19.383 | 19.226 | 19.071 | 18.916 | 18.764 | 18.612 | 18.461 | 18.312 | 18.164 | 18.017 | 17.872
S_Ruakaka | solar | 27.408 | 26.841 | 26.276 | 25.713 | 25.152 | 24.592 | 24.034 | 23.477 | 22.922 | 22.368 | 21.815 | 21.651 | 21.487 | 21.323 | 21.159 | 20.996 | 20.834 | 20.671 | 20.509 | 20.347 | 20.186 | 20.024 | 19.864 | 19.703 | 19.543 | 19.383 | 19.226 | 19.071 | 18.916 | 18.764 | 18.612 | 18.461 | 18.312 | 18.164 | 18.017 | 17.872
S_Scargill | solar | 27.408 | 26.841 | 26.276 | 25.713 | 25.152 | 24.592 | 24.034 | 23.477 | 22.922 | 22.368 | 21.815 | 21.651 | 21.487 | 21.323 | 21.159 | 20.996 | 20.834 | 20.671 | 20.509 | 20.347 | 20.186 | 20.024 | 19.864 | 19.703 | 19.543 | 19.383 | 19.226 | 19.071 | 18.916 | 18.764 | 18.612 | 18.461 | 18.312 | 18.164 | 18.017 | 17.872
S_SkinnerRoa | solar | 27.408 | 26.841 | 26.276 | 25.713 | 25.152 | 24.592 | 24.034 | 23.477 | 22.922 | 22.368 | 21.815 | 21.651 | 21.487 | 21.323 | 21.159 | 20.996 | 20.834 | 20.671 | 20.509 | 20.347 | 20.186 | 20.024 | 19.864 | 19.703 | 19.543 | 19.383 | 19.226 | 19.071 | 18.916 | 18.764 | 18.612 | 18.461 | 18.312 | 18.164 | 18.017 | 17.872
S_Somerton | solar | 27.408 | 26.841 | 26.276 | 25.713 | 25.152 | 24.592 | 24.034 | 23.477 | 22.922 | 22.368 | 21.815 | 21.651 | 21.487 | 21.323 | 21.159 | 20.996 | 20.834 | 20.671 | 20.509 | 20.347 | 20.186 | 20.024 | 19.864 | 19.703 | 19.543 | 19.383 | 19.226 | 19.071 | 18.916 | 18.764 | 18.612 | 18.461 | 18.312 | 18.164 | 18.017 | 17.872
S_Stratford | solar | 27.408 | 26.841 | 26.276 | 25.713 | 25.152 | 24.592 | 24.034 | 23.477 | 22.922 | 22.368 | 21.815 | 21.651 | 21.487 | 21.323 | 21.159 | 20.996 | 20.834 | 20.671 | 20.509 | 20.347 | 20.186 | 20.024 | 19.864 | 19.703 | 19.543 | 19.383 | 19.226 | 19.071 | 18.916 | 18.764 | 18.612 | 18.461 | 18.312 | 18.164 | 18.017 | 17.872
S_Swannoa | solar | 27.408 | 26.841 | 26.276 | 25.713 | 25.152 | 24.592 | 24.034 | 23.477 | 22.922 | 22.368 | 21.815 | 21.651 | 21.487 | 21.323 | 21.159 | 20.996 | 20.834 | 20.671 | 20.509 | 20.347 | 20.186 | 20.024 | 19.864 | 19.703 | 19.543 | 19.383 | 19.226 | 19.071 | 18.916 | 18.764 | 18.612 | 18.461 | 18.312 | 18.164 | 18.017 | 17.872
S_Tahuna | solar | 27.408 | 26.841 | 26.276 | 25.713 | 25.152 | 24.592 | 24.034 | 23.477 | 22.922 | 22.368 | 21.815 | 21.651 | 21.487 | 21.323 | 21.159 | 20.996 | 20.834 | 20.671 | 20.509 | 20.347 | 20.186 | 20.024 | 19.864 | 19.703 | 19.543 | 19.383 | 19.226 | 19.071 | 18.916 | 18.764 | 18.612 | 18.461 | 18.312 | 18.164 | 18.017 | 17.872
S_Taiohi | solar | 27.408 | 26.841 | 26.276 | 25.713 | 25.152 | 24.592 | 24.034 | 23.477 | 22.922 | 22.368 | 21.815 | 21.651 | 21.487 | 21.323 | 21.159 | 20.996 | 20.834 | 20.671 | 20.509 | 20.347 | 20.186 | 20.024 | 19.864 | 19.703 | 19.543 | 19.383 | 19.226 | 19.071 | 18.916 | 18.764 | 18.612 | 18.461 | 18.312 | 18.164 | 18.017 | 17.872
S_Tangiwai | solar | 27.408 | 26.841 | 26.276 | 25.713 | 25.152 | 24.592 | 24.034 | 23.477 | 22.922 | 22.368 | 21.815 | 21.651 | 21.487 | 21.323 | 21.159 | 20.996 | 20.834 | 20.671 | 20.509 | 20.347 | 20.186 | 20.024 | 19.864 | 19.703 | 19.543 | 19.383 | 19.226 | 19.071 | 18.916 | 18.764 | 18.612 | 18.461 | 18.312 | 18.164 | 18.017 | 17.872
S_TararuaTar | solar | 27.408 | 26.841 | 26.276 | 25.713 | 25.152 | 24.592 | 24.034 | 23.477 | 22.922 | 22.368 | 21.815 | 21.651 | 21.487 | 21.323 | 21.159 | 20.996 | 20.834 | 20.671 | 20.509 | 20.347 | 20.186 | 20.024 | 19.864 | 19.703 | 19.543 | 19.383 | 19.226 | 19.071 | 18.916 | 18.764 | 18.612 | 18.461 | 18.312 | 18.164 | 18.017 | 17.872
S_Tasman | solar | 27.408 | 26.841 | 26.276 | 25.713 | 25.152 | 24.592 | 24.034 | 23.477 | 22.922 | 22.368 | 21.815 | 21.651 | 21.487 | 21.323 | 21.159 | 20.996 | 20.834 | 20.671 | 20.509 | 20.347 | 20.186 | 20.024 | 19.864 | 19.703 | 19.543 | 19.383 | 19.226 | 19.071 | 18.916 | 18.764 | 18.612 | 18.461 | 18.312 | 18.164 | 18.017 | 17.872
S_Tauhei | solar | 27.408 | 26.841 | 26.276 | 25.713 | 25.152 | 24.592 | 24.034 | 23.477 | 22.922 | 22.368 | 21.815 | 21.651 | 21.487 | 21.323 | 21.159 | 20.996 | 20.834 | 20.671 | 20.509 | 20.347 | 20.186 | 20.024 | 19.864 | 19.703 | 19.543 | 19.383 | 19.226 | 19.071 | 18.916 | 18.764 | 18.612 | 18.461 | 18.312 | 18.164 | 18.017 | 17.872
S_Tauhei_s2 | solar | 27.408 | 26.841 | 26.276 | 25.713 | 25.152 | 24.592 | 24.034 | 23.477 | 22.922 | 22.368 | 21.815 | 21.651 | 21.487 | 21.323 | 21.159 | 20.996 | 20.834 | 20.671 | 20.509 | 20.347 | 20.186 | 20.024 | 19.864 | 19.703 | 19.543 | 19.383 | 19.226 | 19.071 | 18.916 | 18.764 | 18.612 | 18.461 | 18.312 | 18.164 | 18.017 | 17.872
S_TeRahui_s1 | solar | 27.408 | 26.841 | 26.276 | 25.713 | 25.152 | 24.592 | 24.034 | 23.477 | 22.922 | 22.368 | 21.815 | 21.651 | 21.487 | 21.323 | 21.159 | 20.996 | 20.834 | 20.671 | 20.509 | 20.347 | 20.186 | 20.024 | 19.864 | 19.703 | 19.543 | 19.383 | 19.226 | 19.071 | 18.916 | 18.764 | 18.612 | 18.461 | 18.312 | 18.164 | 18.017 | 17.872
S_TeRahui_s2 | solar | 27.408 | 26.841 | 26.276 | 25.713 | 25.152 | 24.592 | 24.034 | 23.477 | 22.922 | 22.368 | 21.815 | 21.651 | 21.487 | 21.323 | 21.159 | 20.996 | 20.834 | 20.671 | 20.509 | 20.347 | 20.186 | 20.024 | 19.864 | 19.703 | 19.543 | 19.383 | 19.226 | 19.071 | 18.916 | 18.764 | 18.612 | 18.461 | 18.312 | 18.164 | 18.017 | 17.872
S_ThePoint | solar | 27.408 | 26.841 | 26.276 | 25.713 | 25.152 | 24.592 | 24.034 | 23.477 | 22.922 | 22.368 | 21.815 | 21.651 | 21.487 | 21.323 | 21.159 | 20.996 | 20.834 | 20.671 | 20.509 | 20.347 | 20.186 | 20.024 | 19.864 | 19.703 | 19.543 | 19.383 | 19.226 | 19.071 | 18.916 | 18.764 | 18.612 | 18.461 | 18.312 | 18.164 | 18.017 | 17.872
S_ThreeStrea | solar | 27.408 | 26.841 | 26.276 | 25.713 | 25.152 | 24.592 | 24.034 | 23.477 | 22.922 | 22.368 | 21.815 | 21.651 | 21.487 | 21.323 | 21.159 | 20.996 | 20.834 | 20.671 | 20.509 | 20.347 | 20.186 | 20.024 | 19.864 | 19.703 | 19.543 | 19.383 | 19.226 | 19.071 | 18.916 | 18.764 | 18.612 | 18.461 | 18.312 | 18.164 | 18.017 | 17.872
S_Timaru | solar | 27.408 | 26.841 | 26.276 | 25.713 | 25.152 | 24.592 | 24.034 | 23.477 | 22.922 | 22.368 | 21.815 | 21.651 | 21.487 | 21.323 | 21.159 | 20.996 | 20.834 | 20.671 | 20.509 | 20.347 | 20.186 | 20.024 | 19.864 | 19.703 | 19.543 | 19.383 | 19.226 | 19.071 | 18.916 | 18.764 | 18.612 | 18.461 | 18.312 | 18.164 | 18.017 | 17.872
S_TwinRivers | solar | 27.408 | 26.841 | 26.276 | 25.713 | 25.152 | 24.592 | 24.034 | 23.477 | 22.922 | 22.368 | 21.815 | 21.651 | 21.487 | 21.323 | 21.159 | 20.996 | 20.834 | 20.671 | 20.509 | 20.347 | 20.186 | 20.024 | 19.864 | 19.703 | 19.543 | 19.383 | 19.226 | 19.071 | 18.916 | 18.764 | 18.612 | 18.461 | 18.312 | 18.164 | 18.017 | 17.872
S_Twizel0 | solar | 27.408 | 26.841 | 26.276 | 25.713 | 25.152 | 24.592 | 24.034 | 23.477 | 22.922 | 22.368 | 21.815 | 21.651 | 21.487 | 21.323 | 21.159 | 20.996 | 20.834 | 20.671 | 20.509 | 20.347 | 20.186 | 20.024 | 19.864 | 19.703 | 19.543 | 19.383 | 19.226 | 19.071 | 18.916 | 18.764 | 18.612 | 18.461 | 18.312 | 18.164 | 18.017 | 17.872
S_Twizel1 | solar | 27.408 | 26.841 | 26.276 | 25.713 | 25.152 | 24.592 | 24.034 | 23.477 | 22.922 | 22.368 | 21.815 | 21.651 | 21.487 | 21.323 | 21.159 | 20.996 | 20.834 | 20.671 | 20.509 | 20.347 | 20.186 | 20.024 | 19.864 | 19.703 | 19.543 | 19.383 | 19.226 | 19.071 | 18.916 | 18.764 | 18.612 | 18.461 | 18.312 | 18.164 | 18.017 | 17.872
S_UpperTaka1 | solar | 27.408 | 26.841 | 26.276 | 25.713 | 25.152 | 24.592 | 24.034 | 23.477 | 22.922 | 22.368 | 21.815 | 21.651 | 21.487 | 21.323 | 21.159 | 20.996 | 20.834 | 20.671 | 20.509 | 20.347 | 20.186 | 20.024 | 19.864 | 19.703 | 19.543 | 19.383 | 19.226 | 19.071 | 18.916 | 18.764 | 18.612 | 18.461 | 18.312 | 18.164 | 18.017 | 17.872
S_UpperTaka2 | solar | 27.408 | 26.841 | 26.276 | 25.713 | 25.152 | 24.592 | 24.034 | 23.477 | 22.922 | 22.368 | 21.815 | 21.651 | 21.487 | 21.323 | 21.159 | 20.996 | 20.834 | 20.671 | 20.509 | 20.347 | 20.186 | 20.024 | 19.864 | 19.703 | 19.543 | 19.383 | 19.226 | 19.071 | 18.916 | 18.764 | 18.612 | 18.461 | 18.312 | 18.164 | 18.017 | 17.872
S_Waerenga | solar | 27.408 | 26.841 | 26.276 | 25.713 | 25.152 | 24.592 | 24.034 | 23.477 | 22.922 | 22.368 | 21.815 | 21.651 | 21.487 | 21.323 | 21.159 | 20.996 | 20.834 | 20.671 | 20.509 | 20.347 | 20.186 | 20.024 | 19.864 | 19.703 | 19.543 | 19.383 | 19.226 | 19.071 | 18.916 | 18.764 | 18.612 | 18.461 | 18.312 | 18.164 | 18.017 | 17.872
S_Waihou | solar | 27.408 | 26.841 | 26.276 | 25.713 | 25.152 | 24.592 | 24.034 | 23.477 | 22.922 | 22.368 | 21.815 | 21.651 | 21.487 | 21.323 | 21.159 | 20.996 | 20.834 | 20.671 | 20.509 | 20.347 | 20.186 | 20.024 | 19.864 | 19.703 | 19.543 | 19.383 | 19.226 | 19.071 | 18.916 | 18.764 | 18.612 | 18.461 | 18.312 | 18.164 | 18.017 | 17.872
S_Waiinu_s1 | solar | 27.408 | 26.841 | 26.276 | 25.713 | 25.152 | 24.592 | 24.034 | 23.477 | 22.922 | 22.368 | 21.815 | 21.651 | 21.487 | 21.323 | 21.159 | 20.996 | 20.834 | 20.671 | 20.509 | 20.347 | 20.186 | 20.024 | 19.864 | 19.703 | 19.543 | 19.383 | 19.226 | 19.071 | 18.916 | 18.764 | 18.612 | 18.461 | 18.312 | 18.164 | 18.017 | 17.872
S_Waiinu_s2 | solar | 27.408 | 26.841 | 26.276 | 25.713 | 25.152 | 24.592 | 24.034 | 23.477 | 22.922 | 22.368 | 21.815 | 21.651 | 21.487 | 21.323 | 21.159 | 20.996 | 20.834 | 20.671 | 20.509 | 20.347 | 20.186 | 20.024 | 19.864 | 19.703 | 19.543 | 19.383 | 19.226 | 19.071 | 18.916 | 18.764 | 18.612 | 18.461 | 18.312 | 18.164 | 18.017 | 17.872
S_Waikato | solar | 27.408 | 26.841 | 26.276 | 25.713 | 25.152 | 24.592 | 24.034 | 23.477 | 22.922 | 22.368 | 21.815 | 21.651 | 21.487 | 21.323 | 21.159 | 20.996 | 20.834 | 20.671 | 20.509 | 20.347 | 20.186 | 20.024 | 19.864 | 19.703 | 19.543 | 19.383 | 19.226 | 19.071 | 18.916 | 18.764 | 18.612 | 18.461 | 18.312 | 18.164 | 18.017 | 17.872
S_Waikato0 | solar | 27.408 | 26.841 | 26.276 | 25.713 | 25.152 | 24.592 | 24.034 | 23.477 | 22.922 | 22.368 | 21.815 | 21.651 | 21.487 | 21.323 | 21.159 | 20.996 | 20.834 | 20.671 | 20.509 | 20.347 | 20.186 | 20.024 | 19.864 | 19.703 | 19.543 | 19.383 | 19.226 | 19.071 | 18.916 | 18.764 | 18.612 | 18.461 | 18.312 | 18.164 | 18.017 | 17.872
S_Waikato1 | solar | 27.408 | 26.841 | 26.276 | 25.713 | 25.152 | 24.592 | 24.034 | 23.477 | 22.922 | 22.368 | 21.815 | 21.651 | 21.487 | 21.323 | 21.159 | 20.996 | 20.834 | 20.671 | 20.509 | 20.347 | 20.186 | 20.024 | 19.864 | 19.703 | 19.543 | 19.383 | 19.226 | 19.071 | 18.916 | 18.764 | 18.612 | 18.461 | 18.312 | 18.164 | 18.017 | 17.872
S_Waiotahe | solar | 27.408 | 26.841 | 26.276 | 25.713 | 25.152 | 24.592 | 24.034 | 23.477 | 22.922 | 22.368 | 21.815 | 21.651 | 21.487 | 21.323 | 21.159 | 20.996 | 20.834 | 20.671 | 20.509 | 20.347 | 20.186 | 20.024 | 19.864 | 19.703 | 19.543 | 19.383 | 19.226 | 19.071 | 18.916 | 18.764 | 18.612 | 18.461 | 18.312 | 18.164 | 18.017 | 17.872
S_Waipawa | solar | 27.408 | 26.841 | 26.276 | 25.713 | 25.152 | 24.592 | 24.034 | 23.477 | 22.922 | 22.368 | 21.815 | 21.651 | 21.487 | 21.323 | 21.159 | 20.996 | 20.834 | 20.671 | 20.509 | 20.347 | 20.186 | 20.024 | 19.864 | 19.703 | 19.543 | 19.383 | 19.226 | 19.071 | 18.916 | 18.764 | 18.612 | 18.461 | 18.312 | 18.164 | 18.017 | 17.872
S_Waitara | solar | 27.408 | 26.841 | 26.276 | 25.713 | 25.152 | 24.592 | 24.034 | 23.477 | 22.922 | 22.368 | 21.815 | 21.651 | 21.487 | 21.323 | 21.159 | 20.996 | 20.834 | 20.671 | 20.509 | 20.347 | 20.186 | 20.024 | 19.864 | 19.703 | 19.543 | 19.383 | 19.226 | 19.071 | 18.916 | 18.764 | 18.612 | 18.461 | 18.312 | 18.164 | 18.017 | 17.872
S_Waiterimu | solar | 27.408 | 26.841 | 26.276 | 25.713 | 25.152 | 24.592 | 24.034 | 23.477 | 22.922 | 22.368 | 21.815 | 21.651 | 21.487 | 21.323 | 21.159 | 20.996 | 20.834 | 20.671 | 20.509 | 20.347 | 20.186 | 20.024 | 19.864 | 19.703 | 19.543 | 19.383 | 19.226 | 19.071 | 18.916 | 18.764 | 18.612 | 18.461 | 18.312 | 18.164 | 18.017 | 17.872
S_Wellsford | solar | 27.408 | 26.841 | 26.276 | 25.713 | 25.152 | 24.592 | 24.034 | 23.477 | 22.922 | 22.368 | 21.815 | 21.651 | 21.487 | 21.323 | 21.159 | 20.996 | 20.834 | 20.671 | 20.509 | 20.347 | 20.186 | 20.024 | 19.864 | 19.703 | 19.543 | 19.383 | 19.226 | 19.071 | 18.916 | 18.764 | 18.612 | 18.461 | 18.312 | 18.164 | 18.017 | 17.872
S_WesternBa1 | solar | 27.408 | 26.841 | 26.276 | 25.713 | 25.152 | 24.592 | 24.034 | 23.477 | 22.922 | 22.368 | 21.815 | 21.651 | 21.487 | 21.323 | 21.159 | 20.996 | 20.834 | 20.671 | 20.509 | 20.347 | 20.186 | 20.024 | 19.864 | 19.703 | 19.543 | 19.383 | 19.226 | 19.071 | 18.916 | 18.764 | 18.612 | 18.461 | 18.312 | 18.164 | 18.017 | 17.872
S_WesternBa2 | solar | 27.408 | 26.841 | 26.276 | 25.713 | 25.152 | 24.592 | 24.034 | 23.477 | 22.922 | 22.368 | 21.815 | 21.651 | 21.487 | 21.323 | 21.159 | 20.996 | 20.834 | 20.671 | 20.509 | 20.347 | 20.186 | 20.024 | 19.864 | 19.703 | 19.543 | 19.383 | 19.226 | 19.071 | 18.916 | 18.764 | 18.612 | 18.461 | 18.312 | 18.164 | 18.017 | 17.872
S_Whakatane | solar | 27.408 | 26.841 | 26.276 | 25.713 | 25.152 | 24.592 | 24.034 | 23.477 | 22.922 | 22.368 | 21.815 | 21.651 | 21.487 | 21.323 | 21.159 | 20.996 | 20.834 | 20.671 | 20.509 | 20.347 | 20.186 | 20.024 | 19.864 | 19.703 | 19.543 | 19.383 | 19.226 | 19.071 | 18.916 | 18.764 | 18.612 | 18.461 | 18.312 | 18.164 | 18.017 | 17.872
S_WhangapeEn | solar | 27.408 | 26.841 | 26.276 | 25.713 | 25.152 | 24.592 | 24.034 | 23.477 | 22.922 | 22.368 | 21.815 | 21.651 | 21.487 | 21.323 | 21.159 | 20.996 | 20.834 | 20.671 | 20.509 | 20.347 | 20.186 | 20.024 | 19.864 | 19.703 | 19.543 | 19.383 | 19.226 | 19.071 | 18.916 | 18.764 | 18.612 | 18.461 | 18.312 | 18.164 | 18.017 | 17.872
S_Whitianga | solar | 27.408 | 26.841 | 26.276 | 25.713 | 25.152 | 24.592 | 24.034 | 23.477 | 22.922 | 22.368 | 21.815 | 21.651 | 21.487 | 21.323 | 21.159 | 20.996 | 20.834 | 20.671 | 20.509 | 20.347 | 20.186 | 20.024 | 19.864 | 19.703 | 19.543 | 19.383 | 19.226 | 19.071 | 18.916 | 18.764 | 18.612 | 18.461 | 18.312 | 18.164 | 18.017 | 17.872
S_genAucklan | solar | 27.408 | 26.841 | 26.276 | 25.713 | 25.152 | 24.592 | 24.034 | 23.477 | 22.922 | 22.368 | 21.815 | 21.651 | 21.487 | 21.323 | 21.159 | 20.996 | 20.834 | 20.671 | 20.509 | 20.347 | 20.186 | 20.024 | 19.864 | 19.703 | 19.543 | 19.383 | 19.226 | 19.071 | 18.916 | 18.764 | 18.612 | 18.461 | 18.312 | 18.164 | 18.017 | 17.872
S_genBayofPl | solar | 27.408 | 26.841 | 26.276 | 25.713 | 25.152 | 24.592 | 24.034 | 23.477 | 22.922 | 22.368 | 21.815 | 21.651 | 21.487 | 21.323 | 21.159 | 20.996 | 20.834 | 20.671 | 20.509 | 20.347 | 20.186 | 20.024 | 19.864 | 19.703 | 19.543 | 19.383 | 19.226 | 19.071 | 18.916 | 18.764 | 18.612 | 18.461 | 18.312 | 18.164 | 18.017 | 17.872
S_genCanter1 | solar | 27.408 | 26.841 | 26.276 | 25.713 | 25.152 | 24.592 | 24.034 | 23.477 | 22.922 | 22.368 | 21.815 | 21.651 | 21.487 | 21.323 | 21.159 | 20.996 | 20.834 | 20.671 | 20.509 | 20.347 | 20.186 | 20.024 | 19.864 | 19.703 | 19.543 | 19.383 | 19.226 | 19.071 | 18.916 | 18.764 | 18.612 | 18.461 | 18.312 | 18.164 | 18.017 | 17.872
S_genCanter2 | solar | 27.408 | 26.841 | 26.276 | 25.713 | 25.152 | 24.592 | 24.034 | 23.477 | 22.922 | 22.368 | 21.815 | 21.651 | 21.487 | 21.323 | 21.159 | 20.996 | 20.834 | 20.671 | 20.509 | 20.347 | 20.186 | 20.024 | 19.864 | 19.703 | 19.543 | 19.383 | 19.226 | 19.071 | 18.916 | 18.764 | 18.612 | 18.461 | 18.312 | 18.164 | 18.017 | 17.872
S_genGisborn | solar | 27.408 | 26.841 | 26.276 | 25.713 | 25.152 | 24.592 | 24.034 | 23.477 | 22.922 | 22.368 | 21.815 | 21.651 | 21.487 | 21.323 | 21.159 | 20.996 | 20.834 | 20.671 | 20.509 | 20.347 | 20.186 | 20.024 | 19.864 | 19.703 | 19.543 | 19.383 | 19.226 | 19.071 | 18.916 | 18.764 | 18.612 | 18.461 | 18.312 | 18.164 | 18.017 | 17.872
S_genHawkes | solar | 27.408 | 26.841 | 26.276 | 25.713 | 25.152 | 24.592 | 24.034 | 23.477 | 22.922 | 22.368 | 21.815 | 21.651 | 21.487 | 21.323 | 21.159 | 20.996 | 20.834 | 20.671 | 20.509 | 20.347 | 20.186 | 20.024 | 19.864 | 19.703 | 19.543 | 19.383 | 19.226 | 19.071 | 18.916 | 18.764 | 18.612 | 18.461 | 18.312 | 18.164 | 18.017 | 17.872
S_genMarlbor | solar | 27.408 | 26.841 | 26.276 | 25.713 | 25.152 | 24.592 | 24.034 | 23.477 | 22.922 | 22.368 | 21.815 | 21.651 | 21.487 | 21.323 | 21.159 | 20.996 | 20.834 | 20.671 | 20.509 | 20.347 | 20.186 | 20.024 | 19.864 | 19.703 | 19.543 | 19.383 | 19.226 | 19.071 | 18.916 | 18.764 | 18.612 | 18.461 | 18.312 | 18.164 | 18.017 | 17.872
S_genNorthla | solar | 27.408 | 26.841 | 26.276 | 25.713 | 25.152 | 24.592 | 24.034 | 23.477 | 22.922 | 22.368 | 21.815 | 21.651 | 21.487 | 21.323 | 21.159 | 20.996 | 20.834 | 20.671 | 20.509 | 20.347 | 20.186 | 20.024 | 19.864 | 19.703 | 19.543 | 19.383 | 19.226 | 19.071 | 18.916 | 18.764 | 18.612 | 18.461 | 18.312 | 18.164 | 18.017 | 17.872
S_genTaranak | solar | 27.408 | 26.841 | 26.276 | 25.713 | 25.152 | 24.592 | 24.034 | 23.477 | 22.922 | 22.368 | 21.815 | 21.651 | 21.487 | 21.323 | 21.159 | 20.996 | 20.834 | 20.671 | 20.509 | 20.347 | 20.186 | 20.024 | 19.864 | 19.703 | 19.543 | 19.383 | 19.226 | 19.071 | 18.916 | 18.764 | 18.612 | 18.461 | 18.312 | 18.164 | 18.017 | 17.872
S_genWaikat1 | solar | 27.408 | 26.841 | 26.276 | 25.713 | 25.152 | 24.592 | 24.034 | 23.477 | 22.922 | 22.368 | 21.815 | 21.651 | 21.487 | 21.323 | 21.159 | 20.996 | 20.834 | 20.671 | 20.509 | 20.347 | 20.186 | 20.024 | 19.864 | 19.703 | 19.543 | 19.383 | 19.226 | 19.071 | 18.916 | 18.764 | 18.612 | 18.461 | 18.312 | 18.164 | 18.017 | 17.872
S_genWaikat2 | solar | 27.408 | 26.841 | 26.276 | 25.713 | 25.152 | 24.592 | 24.034 | 23.477 | 22.922 | 22.368 | 21.815 | 21.651 | 21.487 | 21.323 | 21.159 | 20.996 | 20.834 | 20.671 | 20.509 | 20.347 | 20.186 | 20.024 | 19.864 | 19.703 | 19.543 | 19.383 | 19.226 | 19.071 | 18.916 | 18.764 | 18.612 | 18.461 | 18.312 | 18.164 | 18.017 | 17.872
S_genWairara | solar | 27.408 | 26.841 | 26.276 | 25.713 | 25.152 | 24.592 | 24.034 | 23.477 | 22.922 | 22.368 | 21.815 | 21.651 | 21.487 | 21.323 | 21.159 | 20.996 | 20.834 | 20.671 | 20.509 | 20.347 | 20.186 | 20.024 | 19.864 | 19.703 | 19.543 | 19.383 | 19.226 | 19.071 | 18.916 | 18.764 | 18.612 | 18.461 | 18.312 | 18.164 | 18.017 | 17.872
Taheke1 | geothermal | 161.951 | 161.387 | 160.824 | 160.263 | 159.704 | 159.147 | 158.592 | 158.039 | 157.487 | 156.938 | 156.391 | 155.845 | 155.302 | 154.76 | 154.22 | 153.682 | 153.146 | 152.612 | 152.08 | 151.55 | 151.021 | 150.494 | 149.969 | 149.446 | 148.925 | 148.406 | 147.888 | 147.372 | 146.858 | 146.346 | 145.836 | 145.327 | 144.82 | 144.315 | 143.812 | 143.31
Taheke2 | geothermal | 161.951 | 161.387 | 160.824 | 160.263 | 159.704 | 159.147 | 158.592 | 158.039 | 157.487 | 156.938 | 156.391 | 155.845 | 155.302 | 154.76 | 154.22 | 153.682 | 153.146 | 152.612 | 152.08 | 151.55 | 151.021 | 150.494 | 149.969 | 149.446 | 148.925 | 148.406 | 147.888 | 147.372 | 146.858 | 146.346 | 145.836 | 145.327 | 144.82 | 144.315 | 143.812 | 143.31
Taheke3 | geothermal | 161.951 | 161.387 | 160.824 | 160.263 | 159.704 | 159.147 | 158.592 | 158.039 | 157.487 | 156.938 | 156.391 | 155.845 | 155.302 | 154.76 | 154.22 | 153.682 | 153.146 | 152.612 | 152.08 | 151.55 | 151.021 | 150.494 | 149.969 | 149.446 | 148.925 | 148.406 | 147.888 | 147.372 | 146.858 | 146.346 | 145.836 | 145.327 | 144.82 | 144.315 | 143.812 | 143.31
TaramTaipo | hydro | 88.83 | 88.519 | 88.209 | 87.9 | 87.592 | 87.286 | 86.98 | 86.676 | 86.373 | 86.07 | 85.769 | 85.469 | 85.17 | 84.872 | 84.575 | 84.279 | 83.984 | 83.69 | 83.397 | 83.105 | 82.814 | 82.524 | 82.235 | 81.947 | 81.661 | 81.375 | 81.09 | 80.806 | 80.523 | 80.242 | 79.961 | 79.681 | 79.402 | 79.124 | 78.847 | 78.571
Tauhara2 | geothermal | 161.951 | 161.387 | 160.824 | 160.263 | 159.704 | 159.147 | 158.592 | 158.039 | 157.487 | 156.938 | 156.391 | 155.845 | 155.302 | 154.76 | 154.22 | 153.682 | 153.146 | 152.612 | 152.08 | 151.55 | 151.021 | 150.494 | 149.969 | 149.446 | 148.925 | 148.406 | 147.888 | 147.372 | 146.858 | 146.346 | 145.836 | 145.327 | 144.82 | 144.315 | 143.812 | 143.31
Tauhara3 | geothermal | 161.951 | 161.387 | 160.824 | 160.263 | 159.704 | 159.147 | 158.592 | 158.039 | 157.487 | 156.938 | 156.391 | 155.845 | 155.302 | 154.76 | 154.22 | 153.682 | 153.146 | 152.612 | 152.08 | 151.55 | 151.021 | 150.494 | 149.969 | 149.446 | 148.925 | 148.406 | 147.888 | 147.372 | 146.858 | 146.346 | 145.836 | 145.327 | 144.82 | 144.315 | 143.812 | 143.31
TauheiBESS | battery | 25.122 | 24.562 | 24.004 | 23.446 | 22.89 | 22.336 | 22.075 | 21.813 | 21.552 | 21.291 | 21.029 | 20.767 | 20.505 | 20.243 | 19.981 | 19.719 | 19.456 | 19.193 | 18.93 | 18.667 | 18.404 | 18.14 | 17.876 | 17.612 | 17.347 | 17.082 | 16.829 | 16.58 | 16.335 | 16.093 | 15.855 | 15.621 | 15.39 | 15.162 | 14.938 | 14.717
TeMihi2 | geothermal | 161.951 | 161.387 | 160.824 | 160.263 | 159.704 | 159.147 | 158.592 | 158.039 | 157.487 | 156.938 | 156.391 | 155.845 | 155.302 | 154.76 | 154.22 | 153.682 | 153.146 | 152.612 | 152.08 | 151.55 | 151.021 | 150.494 | 149.969 | 149.446 | 148.925 | 148.406 | 147.888 | 147.372 | 146.858 | 146.346 | 145.836 | 145.327 | 144.82 | 144.315 | 143.812 | 143.31
TeMihi3 | geothermal | 161.951 | 161.387 | 160.824 | 160.263 | 159.704 | 159.147 | 158.592 | 158.039 | 157.487 | 156.938 | 156.391 | 155.845 | 155.302 | 154.76 | 154.22 | 153.682 | 153.146 | 152.612 | 152.08 | 151.55 | 151.021 | 150.494 | 149.969 | 149.446 | 148.925 | 148.406 | 147.888 | 147.372 | 146.858 | 146.346 | 145.836 | 145.327 | 144.82 | 144.315 | 143.812 | 143.31
Tikitere1 | geothermal | 161.951 | 161.387 | 160.824 | 160.263 | 159.704 | 159.147 | 158.592 | 158.039 | 157.487 | 156.938 | 156.391 | 155.845 | 155.302 | 154.76 | 154.22 | 153.682 | 153.146 | 152.612 | 152.08 | 151.55 | 151.021 | 150.494 | 149.969 | 149.446 | 148.925 | 148.406 | 147.888 | 147.372 | 146.858 | 146.346 | 145.836 | 145.327 | 144.82 | 144.315 | 143.812 | 143.31
Tikitere2 | geothermal | 161.951 | 161.387 | 160.824 | 160.263 | 159.704 | 159.147 | 158.592 | 158.039 | 157.487 | 156.938 | 156.391 | 155.845 | 155.302 | 154.76 | 154.22 | 153.682 | 153.146 | 152.612 | 152.08 | 151.55 | 151.021 | 150.494 | 149.969 | 149.446 | 148.925 | 148.406 | 147.888 | 147.372 | 146.858 | 146.346 | 145.836 | 145.327 | 144.82 | 144.315 | 143.812 | 143.31
TokaanuGeo1 | geothermal | 161.951 | 161.387 | 160.824 | 160.263 | 159.704 | 159.147 | 158.592 | 158.039 | 157.487 | 156.938 | 156.391 | 155.845 | 155.302 | 154.76 | 154.22 | 153.682 | 153.146 | 152.612 | 152.08 | 151.55 | 151.021 | 150.494 | 149.969 | 149.446 | 148.925 | 148.406 | 147.888 | 147.372 | 146.858 | 146.346 | 145.836 | 145.327 | 144.82 | 144.315 | 143.812 | 143.31
TokaanuGeo2 | geothermal | 161.951 | 161.387 | 160.824 | 160.263 | 159.704 | 159.147 | 158.592 | 158.039 | 157.487 | 156.938 | 156.391 | 155.845 | 155.302 | 154.76 | 154.22 | 153.682 | 153.146 | 152.612 | 152.08 | 151.55 | 151.021 | 150.494 | 149.969 | 149.446 | 148.925 | 148.406 | 147.888 | 147.372 | 146.858 | 146.346 | 145.836 | 145.327 | 144.82 | 144.315 | 143.812 | 143.31
Tuapeka | hydro | 88.83 | 88.519 | 88.209 | 87.9 | 87.592 | 87.286 | 86.98 | 86.676 | 86.373 | 86.07 | 85.769 | 85.469 | 85.17 | 84.872 | 84.575 | 84.279 | 83.984 | 83.69 | 83.397 | 83.105 | 82.814 | 82.524 | 82.235 | 81.947 | 81.661 | 81.375 | 81.09 | 80.806 | 80.523 | 80.242 | 79.961 | 79.681 | 79.402 | 79.124 | 78.847 | 78.571
UpWaiauSth | hydro | 88.83 | 88.519 | 88.209 | 87.9 | 87.592 | 87.286 | 86.98 | 86.676 | 86.373 | 86.07 | 85.769 | 85.469 | 85.17 | 84.872 | 84.575 | 84.279 | 83.984 | 83.69 | 83.397 | 83.105 | 82.814 | 82.524 | 82.235 | 81.947 | 81.661 | 81.375 | 81.09 | 80.806 | 80.523 | 80.242 | 79.961 | 79.681 | 79.402 | 79.124 | 78.847 | 78.571
WRKreduced | geothermal | 0 | 0 | 0 | 0 | 0 | 0 | 0 | 0 | 0 | 0 | 0 | 0 | 0 | 0 | 0 | 0 | 0 | 0 | 0 | 0 | 0 | 0 | 0 | 0 | 0 | 0 | 0 | 0 | 0 | 0 | 0 | 0 | 0 | 0 | 0 | 0
W_AwaruaQuad | wind | 43.494 | 43.087 | 42.68 | 42.274 | 41.868 | 41.462 | 41.23 | 40.999 | 40.767 | 40.536 | 40.305 | 40.074 | 39.844 | 39.613 | 39.383 | 39.153 | 38.923 | 38.694 | 38.464 | 38.235 | 38.006 | 37.777 | 37.548 | 37.32 | 37.091 | 36.863 | 36.639 | 36.416 | 36.194 | 35.974 | 35.755 | 35.537 | 35.321 | 35.106 | 34.892 | 34.68
W_CastleHill | wind | 43.494 | 43.087 | 42.68 | 42.274 | 41.868 | 41.462 | 41.23 | 40.999 | 40.767 | 40.536 | 40.305 | 40.074 | 39.844 | 39.613 | 39.383 | 39.153 | 38.923 | 38.694 | 38.464 | 38.235 | 38.006 | 37.777 | 37.548 | 37.32 | 37.091 | 36.863 | 36.639 | 36.416 | 36.194 | 35.974 | 35.755 | 35.537 | 35.321 | 35.106 | 34.892 | 34.68
W_Edendale | wind | 43.494 | 43.087 | 42.68 | 42.274 | 41.868 | 41.462 | 41.23 | 40.999 | 40.767 | 40.536 | 40.305 | 40.074 | 39.844 | 39.613 | 39.383 | 39.153 | 38.923 | 38.694 | 38.464 | 38.235 | 38.006 | 37.777 | 37.548 | 37.32 | 37.091 | 36.863 | 36.639 | 36.416 | 36.194 | 35.974 | 35.755 | 35.537 | 35.321 | 35.106 | 34.892 | 34.68
W_GlenMasse1 | wind | 43.494 | 43.087 | 42.68 | 42.274 | 41.868 | 41.462 | 41.23 | 40.999 | 40.767 | 40.536 | 40.305 | 40.074 | 39.844 | 39.613 | 39.383 | 39.153 | 38.923 | 38.694 | 38.464 | 38.235 | 38.006 | 37.777 | 37.548 | 37.32 | 37.091 | 36.863 | 36.639 | 36.416 | 36.194 | 35.974 | 35.755 | 35.537 | 35.321 | 35.106 | 34.892 | 34.68
W_GlenMasse2 | wind | 43.494 | 43.087 | 42.68 | 42.274 | 41.868 | 41.462 | 41.23 | 40.999 | 40.767 | 40.536 | 40.305 | 40.074 | 39.844 | 39.613 | 39.383 | 39.153 | 38.923 | 38.694 | 38.464 | 38.235 | 38.006 | 37.777 | 37.548 | 37.32 | 37.091 | 36.863 | 36.639 | 36.416 | 36.194 | 35.974 | 35.755 | 35.537 | 35.321 | 35.106 | 34.892 | 34.68
W_Hapuakohe | wind | 43.494 | 43.087 | 42.68 | 42.274 | 41.868 | 41.462 | 41.23 | 40.999 | 40.767 | 40.536 | 40.305 | 40.074 | 39.844 | 39.613 | 39.383 | 39.153 | 38.923 | 38.694 | 38.464 | 38.235 | 38.006 | 37.777 | 37.548 | 37.32 | 37.091 | 36.863 | 36.639 | 36.416 | 36.194 | 35.974 | 35.755 | 35.537 | 35.321 | 35.106 | 34.892 | 34.68
W_Huriwaka | wind | 43.494 | 43.087 | 42.68 | 42.274 | 41.868 | 41.462 | 41.23 | 40.999 | 40.767 | 40.536 | 40.305 | 40.074 | 39.844 | 39.613 | 39.383 | 39.153 | 38.923 | 38.694 | 38.464 | 38.235 | 38.006 | 37.777 | 37.548 | 37.32 | 37.091 | 36.863 | 36.639 | 36.416 | 36.194 | 35.974 | 35.755 | 35.537 | 35.321 | 35.106 | 34.892 | 34.68
W_Jericho | wind | 43.494 | 43.087 | 42.68 | 42.274 | 41.868 | 41.462 | 41.23 | 40.999 | 40.767 | 40.536 | 40.305 | 40.074 | 39.844 | 39.613 | 39.383 | 39.153 | 38.923 | 38.694 | 38.464 | 38.235 | 38.006 | 37.777 | 37.548 | 37.32 | 37.091 | 36.863 | 36.639 | 36.416 | 36.194 | 35.974 | 35.755 | 35.537 | 35.321 | 35.106 | 34.892 | 34.68
W_Kaihiku | wind | 43.494 | 43.087 | 42.68 | 42.274 | 41.868 | 41.462 | 41.23 | 40.999 | 40.767 | 40.536 | 40.305 | 40.074 | 39.844 | 39.613 | 39.383 | 39.153 | 38.923 | 38.694 | 38.464 | 38.235 | 38.006 | 37.777 | 37.548 | 37.32 | 37.091 | 36.863 | 36.639 | 36.416 | 36.194 | 35.974 | 35.755 | 35.537 | 35.321 | 35.106 | 34.892 | 34.68
W_Kaimai | wind | 43.494 | 43.087 | 42.68 | 42.274 | 41.868 | 41.462 | 41.23 | 40.999 | 40.767 | 40.536 | 40.305 | 40.074 | 39.844 | 39.613 | 39.383 | 39.153 | 38.923 | 38.694 | 38.464 | 38.235 | 38.006 | 37.777 | 37.548 | 37.32 | 37.091 | 36.863 | 36.639 | 36.416 | 36.194 | 35.974 | 35.755 | 35.537 | 35.321 | 35.106 | 34.892 | 34.68
W_Kaiwaikawe | wind | 43.494 | 43.087 | 42.68 | 42.274 | 41.868 | 41.462 | 41.23 | 40.999 | 40.767 | 40.536 | 40.305 | 40.074 | 39.844 | 39.613 | 39.383 | 39.153 | 38.923 | 38.694 | 38.464 | 38.235 | 38.006 | 37.777 | 37.548 | 37.32 | 37.091 | 36.863 | 36.639 | 36.416 | 36.194 | 35.974 | 35.755 | 35.537 | 35.321 | 35.106 | 34.892 | 34.68
W_KaiweraDow | wind | 43.494 | 43.087 | 42.68 | 42.274 | 41.868 | 41.462 | 41.23 | 40.999 | 40.767 | 40.536 | 40.305 | 40.074 | 39.844 | 39.613 | 39.383 | 39.153 | 38.923 | 38.694 | 38.464 | 38.235 | 38.006 | 37.777 | 37.548 | 37.32 | 37.091 | 36.863 | 36.639 | 36.416 | 36.194 | 35.974 | 35.755 | 35.537 | 35.321 | 35.106 | 34.892 | 34.68
W_Kapuni | wind | 43.494 | 43.087 | 42.68 | 42.274 | 41.868 | 41.462 | 41.23 | 40.999 | 40.767 | 40.536 | 40.305 | 40.074 | 39.844 | 39.613 | 39.383 | 39.153 | 38.923 | 38.694 | 38.464 | 38.235 | 38.006 | 37.777 | 37.548 | 37.32 | 37.091 | 36.863 | 36.639 | 36.416 | 36.194 | 35.974 | 35.755 | 35.537 | 35.321 | 35.106 | 34.892 | 34.68
W_Kinleith | wind | 43.494 | 43.087 | 42.68 | 42.274 | 41.868 | 41.462 | 41.23 | 40.999 | 40.767 | 40.536 | 40.305 | 40.074 | 39.844 | 39.613 | 39.383 | 39.153 | 38.923 | 38.694 | 38.464 | 38.235 | 38.006 | 37.777 | 37.548 | 37.32 | 37.091 | 36.863 | 36.639 | 36.416 | 36.194 | 35.974 | 35.755 | 35.537 | 35.321 | 35.106 | 34.892 | 34.68
W_Kohi | wind | 43.494 | 43.087 | 42.68 | 42.274 | 41.868 | 41.462 | 41.23 | 40.999 | 40.767 | 40.536 | 40.305 | 40.074 | 39.844 | 39.613 | 39.383 | 39.153 | 38.923 | 38.694 | 38.464 | 38.235 | 38.006 | 37.777 | 37.548 | 37.32 | 37.091 | 36.863 | 36.639 | 36.416 | 36.194 | 35.974 | 35.755 | 35.537 | 35.321 | 35.106 | 34.892 | 34.68
W_Kupe | wind | 43.494 | 43.087 | 42.68 | 42.274 | 41.868 | 41.462 | 41.23 | 40.999 | 40.767 | 40.536 | 40.305 | 40.074 | 39.844 | 39.613 | 39.383 | 39.153 | 38.923 | 38.694 | 38.464 | 38.235 | 38.006 | 37.777 | 37.548 | 37.32 | 37.091 | 36.863 | 36.639 | 36.416 | 36.194 | 35.974 | 35.755 | 35.537 | 35.321 | 35.106 | 34.892 | 34.68
W_Kurow | wind | 43.494 | 43.087 | 42.68 | 42.274 | 41.868 | 41.462 | 41.23 | 40.999 | 40.767 | 40.536 | 40.305 | 40.074 | 39.844 | 39.613 | 39.383 | 39.153 | 38.923 | 38.694 | 38.464 | 38.235 | 38.006 | 37.777 | 37.548 | 37.32 | 37.091 | 36.863 | 36.639 | 36.416 | 36.194 | 35.974 | 35.755 | 35.537 | 35.321 | 35.106 | 34.892 | 34.68
W_Mahinerang | wind | 43.494 | 43.087 | 42.68 | 42.274 | 41.868 | 41.462 | 41.23 | 40.999 | 40.767 | 40.536 | 40.305 | 40.074 | 39.844 | 39.613 | 39.383 | 39.153 | 38.923 | 38.694 | 38.464 | 38.235 | 38.006 | 37.777 | 37.548 | 37.32 | 37.091 | 36.863 | 36.639 | 36.416 | 36.194 | 35.974 | 35.755 | 35.537 | 35.321 | 35.106 | 34.892 | 34.68
W_Mamaku_s1 | wind | 43.494 | 43.087 | 42.68 | 42.274 | 41.868 | 41.462 | 41.23 | 40.999 | 40.767 | 40.536 | 40.305 | 40.074 | 39.844 | 39.613 | 39.383 | 39.153 | 38.923 | 38.694 | 38.464 | 38.235 | 38.006 | 37.777 | 37.548 | 37.32 | 37.091 | 36.863 | 36.639 | 36.416 | 36.194 | 35.974 | 35.755 | 35.537 | 35.321 | 35.106 | 34.892 | 34.68
W_Mamaku_s2 | wind | 43.494 | 43.087 | 42.68 | 42.274 | 41.868 | 41.462 | 41.23 | 40.999 | 40.767 | 40.536 | 40.305 | 40.074 | 39.844 | 39.613 | 39.383 | 39.153 | 38.923 | 38.694 | 38.464 | 38.235 | 38.006 | 37.777 | 37.548 | 37.32 | 37.091 | 36.863 | 36.639 | 36.416 | 36.194 | 35.974 | 35.755 | 35.537 | 35.321 | 35.106 | 34.892 | 34.68
W_Manawatu | wind | 43.494 | 43.087 | 42.68 | 42.274 | 41.868 | 41.462 | 41.23 | 40.999 | 40.767 | 40.536 | 40.305 | 40.074 | 39.844 | 39.613 | 39.383 | 39.153 | 38.923 | 38.694 | 38.464 | 38.235 | 38.006 | 37.777 | 37.548 | 37.32 | 37.091 | 36.863 | 36.639 | 36.416 | 36.194 | 35.974 | 35.755 | 35.537 | 35.321 | 35.106 | 34.892 | 34.68
W_Mangapapa | wind | 43.494 | 43.087 | 42.68 | 42.274 | 41.868 | 41.462 | 41.23 | 40.999 | 40.767 | 40.536 | 40.305 | 40.074 | 39.844 | 39.613 | 39.383 | 39.153 | 38.923 | 38.694 | 38.464 | 38.235 | 38.006 | 37.777 | 37.548 | 37.32 | 37.091 | 36.863 | 36.639 | 36.416 | 36.194 | 35.974 | 35.755 | 35.537 | 35.321 | 35.106 | 34.892 | 34.68
W_Motorimu | wind | 43.494 | 43.087 | 42.68 | 42.274 | 41.868 | 41.462 | 41.23 | 40.999 | 40.767 | 40.536 | 40.305 | 40.074 | 39.844 | 39.613 | 39.383 | 39.153 | 38.923 | 38.694 | 38.464 | 38.235 | 38.006 | 37.777 | 37.548 | 37.32 | 37.091 | 36.863 | 36.639 | 36.416 | 36.194 | 35.974 | 35.755 | 35.537 | 35.321 | 35.106 | 34.892 | 34.68
W_MtCass | wind | 43.494 | 43.087 | 42.68 | 42.274 | 41.868 | 41.462 | 41.23 | 40.999 | 40.767 | 40.536 | 40.305 | 40.074 | 39.844 | 39.613 | 39.383 | 39.153 | 38.923 | 38.694 | 38.464 | 38.235 | 38.006 | 37.777 | 37.548 | 37.32 | 37.091 | 36.863 | 36.639 | 36.416 | 36.194 | 35.974 | 35.755 | 35.537 | 35.321 | 35.106 | 34.892 | 34.68
W_MtMunro | wind | 43.494 | 43.087 | 42.68 | 42.274 | 41.868 | 41.462 | 41.23 | 40.999 | 40.767 | 40.536 | 40.305 | 40.074 | 39.844 | 39.613 | 39.383 | 39.153 | 38.923 | 38.694 | 38.464 | 38.235 | 38.006 | 37.777 | 37.548 | 37.32 | 37.091 | 36.863 | 36.639 | 36.416 | 36.194 | 35.974 | 35.755 | 35.537 | 35.321 | 35.106 | 34.892 | 34.68
W_Ototoka | wind | 43.494 | 43.087 | 42.68 | 42.274 | 41.868 | 41.462 | 41.23 | 40.999 | 40.767 | 40.536 | 40.305 | 40.074 | 39.844 | 39.613 | 39.383 | 39.153 | 38.923 | 38.694 | 38.464 | 38.235 | 38.006 | 37.777 | 37.548 | 37.32 | 37.091 | 36.863 | 36.639 | 36.416 | 36.194 | 35.974 | 35.755 | 35.537 | 35.321 | 35.106 | 34.892 | 34.68
W_Otupaefarm | wind | 43.494 | 43.087 | 42.68 | 42.274 | 41.868 | 41.462 | 41.23 | 40.999 | 40.767 | 40.536 | 40.305 | 40.074 | 39.844 | 39.613 | 39.383 | 39.153 | 38.923 | 38.694 | 38.464 | 38.235 | 38.006 | 37.777 | 37.548 | 37.32 | 37.091 | 36.863 | 36.639 | 36.416 | 36.194 | 35.974 | 35.755 | 35.537 | 35.321 | 35.106 | 34.892 | 34.68
W_Pahiatua | wind | 43.494 | 43.087 | 42.68 | 42.274 | 41.868 | 41.462 | 41.23 | 40.999 | 40.767 | 40.536 | 40.305 | 40.074 | 39.844 | 39.613 | 39.383 | 39.153 | 38.923 | 38.694 | 38.464 | 38.235 | 38.006 | 37.777 | 37.548 | 37.32 | 37.091 | 36.863 | 36.639 | 36.416 | 36.194 | 35.974 | 35.755 | 35.537 | 35.321 | 35.106 | 34.892 | 34.68
W_Puketoi | wind | 43.494 | 43.087 | 42.68 | 42.274 | 41.868 | 41.462 | 41.23 | 40.999 | 40.767 | 40.536 | 40.305 | 40.074 | 39.844 | 39.613 | 39.383 | 39.153 | 38.923 | 38.694 | 38.464 | 38.235 | 38.006 | 37.777 | 37.548 | 37.32 | 37.091 | 36.863 | 36.639 | 36.416 | 36.194 | 35.974 | 35.755 | 35.537 | 35.321 | 35.106 | 34.892 | 34.68
W_Ratahiwi | wind | 43.494 | 43.087 | 42.68 | 42.274 | 41.868 | 41.462 | 41.23 | 40.999 | 40.767 | 40.536 | 40.305 | 40.074 | 39.844 | 39.613 | 39.383 | 39.153 | 38.923 | 38.694 | 38.464 | 38.235 | 38.006 | 37.777 | 37.548 | 37.32 | 37.091 | 36.863 | 36.639 | 36.416 | 36.194 | 35.974 | 35.755 | 35.537 | 35.321 | 35.106 | 34.892 | 34.68
W_Ruarangi | wind | 43.494 | 43.087 | 42.68 | 42.274 | 41.868 | 41.462 | 41.23 | 40.999 | 40.767 | 40.536 | 40.305 | 40.074 | 39.844 | 39.613 | 39.383 | 39.153 | 38.923 | 38.694 | 38.464 | 38.235 | 38.006 | 37.777 | 37.548 | 37.32 | 37.091 | 36.863 | 36.639 | 36.416 | 36.194 | 35.974 | 35.755 | 35.537 | 35.321 | 35.106 | 34.892 | 34.68
W_Santoft | wind | 43.494 | 43.087 | 42.68 | 42.274 | 41.868 | 41.462 | 41.23 | 40.999 | 40.767 | 40.536 | 40.305 | 40.074 | 39.844 | 39.613 | 39.383 | 39.153 | 38.923 | 38.694 | 38.464 | 38.235 | 38.006 | 37.777 | 37.548 | 37.32 | 37.091 | 36.863 | 36.639 | 36.416 | 36.194 | 35.974 | 35.755 | 35.537 | 35.321 | 35.106 | 34.892 | 34.68
W_Southland | wind | 43.494 | 43.087 | 42.68 | 42.274 | 41.868 | 41.462 | 41.23 | 40.999 | 40.767 | 40.536 | 40.305 | 40.074 | 39.844 | 39.613 | 39.383 | 39.153 | 38.923 | 38.694 | 38.464 | 38.235 | 38.006 | 37.777 | 37.548 | 37.32 | 37.091 | 36.863 | 36.639 | 36.416 | 36.194 | 35.974 | 35.755 | 35.537 | 35.321 | 35.106 | 34.892 | 34.68
W_Tairawhiti | wind | 43.494 | 43.087 | 42.68 | 42.274 | 41.868 | 41.462 | 41.23 | 40.999 | 40.767 | 40.536 | 40.305 | 40.074 | 39.844 | 39.613 | 39.383 | 39.153 | 38.923 | 38.694 | 38.464 | 38.235 | 38.006 | 37.777 | 37.548 | 37.32 | 37.091 | 36.863 | 36.639 | 36.416 | 36.194 | 35.974 | 35.755 | 35.537 | 35.321 | 35.106 | 34.892 | 34.68
W_Taumatatot | wind | 43.494 | 43.087 | 42.68 | 42.274 | 41.868 | 41.462 | 41.23 | 40.999 | 40.767 | 40.536 | 40.305 | 40.074 | 39.844 | 39.613 | 39.383 | 39.153 | 38.923 | 38.694 | 38.464 | 38.235 | 38.006 | 37.777 | 37.548 | 37.32 | 37.091 | 36.863 | 36.639 | 36.416 | 36.194 | 35.974 | 35.755 | 35.537 | 35.321 | 35.106 | 34.892 | 34.68
W_TeRereHaue | wind | 43.494 | 43.087 | 42.68 | 42.274 | 41.868 | 41.462 | 41.23 | 40.999 | 40.767 | 40.536 | 40.305 | 40.074 | 39.844 | 39.613 | 39.383 | 39.153 | 38.923 | 38.694 | 38.464 | 38.235 | 38.006 | 37.777 | 37.548 | 37.32 | 37.091 | 36.863 | 36.639 | 36.416 | 36.194 | 35.974 | 35.755 | 35.537 | 35.321 | 35.106 | 34.892 | 34.68
W_Vernon | wind | 43.494 | 43.087 | 42.68 | 42.274 | 41.868 | 41.462 | 41.23 | 40.999 | 40.767 | 40.536 | 40.305 | 40.074 | 39.844 | 39.613 | 39.383 | 39.153 | 38.923 | 38.694 | 38.464 | 38.235 | 38.006 | 37.777 | 37.548 | 37.32 | 37.091 | 36.863 | 36.639 | 36.416 | 36.194 | 35.974 | 35.755 | 35.537 | 35.321 | 35.106 | 34.892 | 34.68
W_Waiinu | wind | 43.494 | 43.087 | 42.68 | 42.274 | 41.868 | 41.462 | 41.23 | 40.999 | 40.767 | 40.536 | 40.305 | 40.074 | 39.844 | 39.613 | 39.383 | 39.153 | 38.923 | 38.694 | 38.464 | 38.235 | 38.006 | 37.777 | 37.548 | 37.32 | 37.091 | 36.863 | 36.639 | 36.416 | 36.194 | 35.974 | 35.755 | 35.537 | 35.321 | 35.106 | 34.892 | 34.68
W_Waikokowai | wind | 43.494 | 43.087 | 42.68 | 42.274 | 41.868 | 41.462 | 41.23 | 40.999 | 40.767 | 40.536 | 40.305 | 40.074 | 39.844 | 39.613 | 39.383 | 39.153 | 38.923 | 38.694 | 38.464 | 38.235 | 38.006 | 37.777 | 37.548 | 37.32 | 37.091 | 36.863 | 36.639 | 36.416 | 36.194 | 35.974 | 35.755 | 35.537 | 35.321 | 35.106 | 34.892 | 34.68
W_Waiuku | wind | 43.494 | 43.087 | 42.68 | 42.274 | 41.868 | 41.462 | 41.23 | 40.999 | 40.767 | 40.536 | 40.305 | 40.074 | 39.844 | 39.613 | 39.383 | 39.153 | 38.923 | 38.694 | 38.464 | 38.235 | 38.006 | 37.777 | 37.548 | 37.32 | 37.091 | 36.863 | 36.639 | 36.416 | 36.194 | 35.974 | 35.755 | 35.537 | 35.321 | 35.106 | 34.892 | 34.68
W_genRAuckla | wind | 43.494 | 43.087 | 42.68 | 42.274 | 41.868 | 41.462 | 41.23 | 40.999 | 40.767 | 40.536 | 40.305 | 40.074 | 39.844 | 39.613 | 39.383 | 39.153 | 38.923 | 38.694 | 38.464 | 38.235 | 38.006 | 37.777 | 37.548 | 37.32 | 37.091 | 36.863 | 36.639 | 36.416 | 36.194 | 35.974 | 35.755 | 35.537 | 35.321 | 35.106 | 34.892 | 34.68
W_genRCanter | wind | 43.494 | 43.087 | 42.68 | 42.274 | 41.868 | 41.462 | 41.23 | 40.999 | 40.767 | 40.536 | 40.305 | 40.074 | 39.844 | 39.613 | 39.383 | 39.153 | 38.923 | 38.694 | 38.464 | 38.235 | 38.006 | 37.777 | 37.548 | 37.32 | 37.091 | 36.863 | 36.639 | 36.416 | 36.194 | 35.974 | 35.755 | 35.537 | 35.321 | 35.106 | 34.892 | 34.68
W_genRGisbor | wind | 43.494 | 43.087 | 42.68 | 42.274 | 41.868 | 41.462 | 41.23 | 40.999 | 40.767 | 40.536 | 40.305 | 40.074 | 39.844 | 39.613 | 39.383 | 39.153 | 38.923 | 38.694 | 38.464 | 38.235 | 38.006 | 37.777 | 37.548 | 37.32 | 37.091 | 36.863 | 36.639 | 36.416 | 36.194 | 35.974 | 35.755 | 35.537 | 35.321 | 35.106 | 34.892 | 34.68
W_genRManaw1 | wind | 43.494 | 43.087 | 42.68 | 42.274 | 41.868 | 41.462 | 41.23 | 40.999 | 40.767 | 40.536 | 40.305 | 40.074 | 39.844 | 39.613 | 39.383 | 39.153 | 38.923 | 38.694 | 38.464 | 38.235 | 38.006 | 37.777 | 37.548 | 37.32 | 37.091 | 36.863 | 36.639 | 36.416 | 36.194 | 35.974 | 35.755 | 35.537 | 35.321 | 35.106 | 34.892 | 34.68
W_genRManaw2 | wind | 43.494 | 43.087 | 42.68 | 42.274 | 41.868 | 41.462 | 41.23 | 40.999 | 40.767 | 40.536 | 40.305 | 40.074 | 39.844 | 39.613 | 39.383 | 39.153 | 38.923 | 38.694 | 38.464 | 38.235 | 38.006 | 37.777 | 37.548 | 37.32 | 37.091 | 36.863 | 36.639 | 36.416 | 36.194 | 35.974 | 35.755 | 35.537 | 35.321 | 35.106 | 34.892 | 34.68
W_genRMarlbo | wind | 43.494 | 43.087 | 42.68 | 42.274 | 41.868 | 41.462 | 41.23 | 40.999 | 40.767 | 40.536 | 40.305 | 40.074 | 39.844 | 39.613 | 39.383 | 39.153 | 38.923 | 38.694 | 38.464 | 38.235 | 38.006 | 37.777 | 37.548 | 37.32 | 37.091 | 36.863 | 36.639 | 36.416 | 36.194 | 35.974 | 35.755 | 35.537 | 35.321 | 35.106 | 34.892 | 34.68
W_genRNorthl | wind | 43.494 | 43.087 | 42.68 | 42.274 | 41.868 | 41.462 | 41.23 | 40.999 | 40.767 | 40.536 | 40.305 | 40.074 | 39.844 | 39.613 | 39.383 | 39.153 | 38.923 | 38.694 | 38.464 | 38.235 | 38.006 | 37.777 | 37.548 | 37.32 | 37.091 | 36.863 | 36.639 | 36.416 | 36.194 | 35.974 | 35.755 | 35.537 | 35.321 | 35.106 | 34.892 | 34.68
W_genROtago1 | wind | 43.494 | 43.087 | 42.68 | 42.274 | 41.868 | 41.462 | 41.23 | 40.999 | 40.767 | 40.536 | 40.305 | 40.074 | 39.844 | 39.613 | 39.383 | 39.153 | 38.923 | 38.694 | 38.464 | 38.235 | 38.006 | 37.777 | 37.548 | 37.32 | 37.091 | 36.863 | 36.639 | 36.416 | 36.194 | 35.974 | 35.755 | 35.537 | 35.321 | 35.106 | 34.892 | 34.68
W_genRSouthl | wind | 43.494 | 43.087 | 42.68 | 42.274 | 41.868 | 41.462 | 41.23 | 40.999 | 40.767 | 40.536 | 40.305 | 40.074 | 39.844 | 39.613 | 39.383 | 39.153 | 38.923 | 38.694 | 38.464 | 38.235 | 38.006 | 37.777 | 37.548 | 37.32 | 37.091 | 36.863 | 36.639 | 36.416 | 36.194 | 35.974 | 35.755 | 35.537 | 35.321 | 35.106 | 34.892 | 34.68
W_genRTarana | wind | 43.494 | 43.087 | 42.68 | 42.274 | 41.868 | 41.462 | 41.23 | 40.999 | 40.767 | 40.536 | 40.305 | 40.074 | 39.844 | 39.613 | 39.383 | 39.153 | 38.923 | 38.694 | 38.464 | 38.235 | 38.006 | 37.777 | 37.548 | 37.32 | 37.091 | 36.863 | 36.639 | 36.416 | 36.194 | 35.974 | 35.755 | 35.537 | 35.321 | 35.106 | 34.892 | 34.68
W_genRWaikat | wind | 43.494 | 43.087 | 42.68 | 42.274 | 41.868 | 41.462 | 41.23 | 40.999 | 40.767 | 40.536 | 40.305 | 40.074 | 39.844 | 39.613 | 39.383 | 39.153 | 38.923 | 38.694 | 38.464 | 38.235 | 38.006 | 37.777 | 37.548 | 37.32 | 37.091 | 36.863 | 36.639 | 36.416 | 36.194 | 35.974 | 35.755 | 35.537 | 35.321 | 35.106 | 34.892 | 34.68
W_genRWairar | wind | 43.494 | 43.087 | 42.68 | 42.274 | 41.868 | 41.462 | 41.23 | 40.999 | 40.767 | 40.536 | 40.305 | 40.074 | 39.844 | 39.613 | 39.383 | 39.153 | 38.923 | 38.694 | 38.464 | 38.235 | 38.006 | 37.777 | 37.548 | 37.32 | 37.091 | 36.863 | 36.639 | 36.416 | 36.194 | 35.974 | 35.755 | 35.537 | 35.321 | 35.106 | 34.892 | 34.68
WaiauCntbry | hydro | 88.83 | 88.519 | 88.209 | 87.9 | 87.592 | 87.286 | 86.98 | 86.676 | 86.373 | 86.07 | 85.769 | 85.469 | 85.17 | 84.872 | 84.575 | 84.279 | 83.984 | 83.69 | 83.397 | 83.105 | 82.814 | 82.524 | 82.235 | 81.947 | 81.661 | 81.375 | 81.09 | 80.806 | 80.523 | 80.242 | 79.961 | 79.681 | 79.402 | 79.124 | 78.847 | 78.571
WaimakaA | hydro | 88.83 | 88.519 | 88.209 | 87.9 | 87.592 | 87.286 | 86.98 | 86.676 | 86.373 | 86.07 | 85.769 | 85.469 | 85.17 | 84.872 | 84.575 | 84.279 | 83.984 | 83.69 | 83.397 | 83.105 | 82.814 | 82.524 | 82.235 | 81.947 | 81.661 | 81.375 | 81.09 | 80.806 | 80.523 | 80.242 | 79.961 | 79.681 | 79.402 | 79.124 | 78.847 | 78.571
WaimakaB | hydro | 88.83 | 88.519 | 88.209 | 87.9 | 87.592 | 87.286 | 86.98 | 86.676 | 86.373 | 86.07 | 85.769 | 85.469 | 85.17 | 84.872 | 84.575 | 84.279 | 83.984 | 83.69 | 83.397 | 83.105 | 82.814 | 82.524 | 82.235 | 81.947 | 81.661 | 81.375 | 81.09 | 80.806 | 80.523 | 80.242 | 79.961 | 79.681 | 79.402 | 79.124 | 78.847 | 78.571
Wairau | hydro | 88.83 | 88.519 | 88.209 | 87.9 | 87.592 | 87.286 | 86.98 | 86.676 | 86.373 | 86.07 | 85.769 | 85.469 | 85.17 | 84.872 | 84.575 | 84.279 | 83.984 | 83.69 | 83.397 | 83.105 | 82.814 | 82.524 | 82.235 | 81.947 | 81.661 | 81.375 | 81.09 | 80.806 | 80.523 | 80.242 | 79.961 | 79.681 | 79.402 | 79.124 | 78.847 | 78.571
Whangaehu | hydro | 88.83 | 88.519 | 88.209 | 87.9 | 87.592 | 87.286 | 86.98 | 86.676 | 86.373 | 86.07 | 85.769 | 85.469 | 85.17 | 84.872 | 84.575 | 84.279 | 83.984 | 83.69 | 83.397 | 83.105 | 82.814 | 82.524 | 82.235 | 81.947 | 81.661 | 81.375 | 81.09 | 80.806 | 80.523 | 80.242 | 79.961 | 79.681 | 79.402 | 79.124 | 78.847 | 78.571

## 9h. Chron. FOM costs (Growth)
9h. Chronological fixed operating and maintenance costs for the Growth scenario |  |  |  |  | Back to contents
Costs are given in 2025 NZD /kW/year
Name | Type | 2025 | 2026 | 2027 | 2028 | 2029 | 2030 | 2031 | 2032 | 2033 | 2034 | 2035 | 2036 | 2037 | 2038 | 2039 | 2040 | 2041 | 2042 | 2043 | 2044 | 2045 | 2046 | 2047 | 2048 | 2049 | 2050 | 2051 | 2052 | 2053 | 2054 | 2055 | 2056 | 2057 | 2058 | 2059 | 2060
ArnoldValley | hydro | 88.83 | 88.519 | 88.209 | 87.9 | 87.592 | 87.286 | 86.98 | 86.676 | 86.373 | 86.07 | 85.769 | 85.469 | 85.17 | 84.872 | 84.575 | 84.279 | 83.984 | 83.69 | 83.397 | 83.105 | 82.814 | 82.524 | 82.235 | 81.947 | 81.661 | 81.375 | 81.09 | 80.806 | 80.523 | 80.242 | 79.961 | 79.681 | 79.402 | 79.124 | 78.847 | 78.571
BESS_ASB2h | battery | 25.122 | 24.562 | 24.004 | 23.446 | 22.89 | 22.336 | 22.075 | 21.813 | 21.552 | 21.291 | 21.029 | 20.767 | 20.505 | 20.243 | 19.981 | 19.719 | 19.456 | 19.193 | 18.93 | 18.667 | 18.404 | 18.14 | 17.876 | 17.612 | 17.347 | 17.082 | 16.829 | 16.58 | 16.335 | 16.093 | 15.855 | 15.621 | 15.39 | 15.162 | 14.938 | 14.717
BESS_BPE2h | battery | 25.122 | 24.562 | 24.004 | 23.446 | 22.89 | 22.336 | 22.075 | 21.813 | 21.552 | 21.291 | 21.029 | 20.767 | 20.505 | 20.243 | 19.981 | 19.719 | 19.456 | 19.193 | 18.93 | 18.667 | 18.404 | 18.14 | 17.876 | 17.612 | 17.347 | 17.082 | 16.829 | 16.58 | 16.335 | 16.093 | 15.855 | 15.621 | 15.39 | 15.162 | 14.938 | 14.717
BESS_BRB2h | battery | 25.122 | 24.562 | 24.004 | 23.446 | 22.89 | 22.336 | 22.075 | 21.813 | 21.552 | 21.291 | 21.029 | 20.767 | 20.505 | 20.243 | 19.981 | 19.719 | 19.456 | 19.193 | 18.93 | 18.667 | 18.404 | 18.14 | 17.876 | 17.612 | 17.347 | 17.082 | 16.829 | 16.58 | 16.335 | 16.093 | 15.855 | 15.621 | 15.39 | 15.162 | 14.938 | 14.717
BESS_DOB2h | battery | 25.122 | 24.562 | 24.004 | 23.446 | 22.89 | 22.336 | 22.075 | 21.813 | 21.552 | 21.291 | 21.029 | 20.767 | 20.505 | 20.243 | 19.981 | 19.719 | 19.456 | 19.193 | 18.93 | 18.667 | 18.404 | 18.14 | 17.876 | 17.612 | 17.347 | 17.082 | 16.829 | 16.58 | 16.335 | 16.093 | 15.855 | 15.621 | 15.39 | 15.162 | 14.938 | 14.717
BESS_EDG2h | battery | 25.122 | 24.562 | 24.004 | 23.446 | 22.89 | 22.336 | 22.075 | 21.813 | 21.552 | 21.291 | 21.029 | 20.767 | 20.505 | 20.243 | 19.981 | 19.719 | 19.456 | 19.193 | 18.93 | 18.667 | 18.404 | 18.14 | 17.876 | 17.612 | 17.347 | 17.082 | 16.829 | 16.58 | 16.335 | 16.093 | 15.855 | 15.621 | 15.39 | 15.162 | 14.938 | 14.717
BESS_HLY2h | battery | 25.122 | 24.562 | 24.004 | 23.446 | 22.89 | 22.336 | 22.075 | 21.813 | 21.552 | 21.291 | 21.029 | 20.767 | 20.505 | 20.243 | 19.981 | 19.719 | 19.456 | 19.193 | 18.93 | 18.667 | 18.404 | 18.14 | 17.876 | 17.612 | 17.347 | 17.082 | 16.829 | 16.58 | 16.335 | 16.093 | 15.855 | 15.621 | 15.39 | 15.162 | 14.938 | 14.717
BESS_HRP2h | battery | 25.122 | 24.562 | 24.004 | 23.446 | 22.89 | 22.336 | 22.075 | 21.813 | 21.552 | 21.291 | 21.029 | 20.767 | 20.505 | 20.243 | 19.981 | 19.719 | 19.456 | 19.193 | 18.93 | 18.667 | 18.404 | 18.14 | 17.876 | 17.612 | 17.347 | 17.082 | 16.829 | 16.58 | 16.335 | 16.093 | 15.855 | 15.621 | 15.39 | 15.162 | 14.938 | 14.717
BESS_ISL2h | battery | 25.122 | 24.562 | 24.004 | 23.446 | 22.89 | 22.336 | 22.075 | 21.813 | 21.552 | 21.291 | 21.029 | 20.767 | 20.505 | 20.243 | 19.981 | 19.719 | 19.456 | 19.193 | 18.93 | 18.667 | 18.404 | 18.14 | 17.876 | 17.612 | 17.347 | 17.082 | 16.829 | 16.58 | 16.335 | 16.093 | 15.855 | 15.621 | 15.39 | 15.162 | 14.938 | 14.717
BESS_KIK2h | battery | 25.122 | 24.562 | 24.004 | 23.446 | 22.89 | 22.336 | 22.075 | 21.813 | 21.552 | 21.291 | 21.029 | 20.767 | 20.505 | 20.243 | 19.981 | 19.719 | 19.456 | 19.193 | 18.93 | 18.667 | 18.404 | 18.14 | 17.876 | 17.612 | 17.347 | 17.082 | 16.829 | 16.58 | 16.335 | 16.093 | 15.855 | 15.621 | 15.39 | 15.162 | 14.938 | 14.717
BESS_LIV2h | battery | 25.122 | 24.562 | 24.004 | 23.446 | 22.89 | 22.336 | 22.075 | 21.813 | 21.552 | 21.291 | 21.029 | 20.767 | 20.505 | 20.243 | 19.981 | 19.719 | 19.456 | 19.193 | 18.93 | 18.667 | 18.404 | 18.14 | 17.876 | 17.612 | 17.347 | 17.082 | 16.829 | 16.58 | 16.335 | 16.093 | 15.855 | 15.621 | 15.39 | 15.162 | 14.938 | 14.717
BESS_OTA2h | battery | 25.122 | 24.562 | 24.004 | 23.446 | 22.89 | 22.336 | 22.075 | 21.813 | 21.552 | 21.291 | 21.029 | 20.767 | 20.505 | 20.243 | 19.981 | 19.719 | 19.456 | 19.193 | 18.93 | 18.667 | 18.404 | 18.14 | 17.876 | 17.612 | 17.347 | 17.082 | 16.829 | 16.58 | 16.335 | 16.093 | 15.855 | 15.621 | 15.39 | 15.162 | 14.938 | 14.717
BESS_ROX2h | battery | 25.122 | 24.562 | 24.004 | 23.446 | 22.89 | 22.336 | 22.075 | 21.813 | 21.552 | 21.291 | 21.029 | 20.767 | 20.505 | 20.243 | 19.981 | 19.719 | 19.456 | 19.193 | 18.93 | 18.667 | 18.404 | 18.14 | 17.876 | 17.612 | 17.347 | 17.082 | 16.829 | 16.58 | 16.335 | 16.093 | 15.855 | 15.621 | 15.39 | 15.162 | 14.938 | 14.717
BESS_SFD2h | battery | 25.122 | 24.562 | 24.004 | 23.446 | 22.89 | 22.336 | 22.075 | 21.813 | 21.552 | 21.291 | 21.029 | 20.767 | 20.505 | 20.243 | 19.981 | 19.719 | 19.456 | 19.193 | 18.93 | 18.667 | 18.404 | 18.14 | 17.876 | 17.612 | 17.347 | 17.082 | 16.829 | 16.58 | 16.335 | 16.093 | 15.855 | 15.621 | 15.39 | 15.162 | 14.938 | 14.717
BESS_WIL2h | battery | 25.122 | 24.562 | 24.004 | 23.446 | 22.89 | 22.336 | 22.075 | 21.813 | 21.552 | 21.291 | 21.029 | 20.767 | 20.505 | 20.243 | 19.981 | 19.719 | 19.456 | 19.193 | 18.93 | 18.667 | 18.404 | 18.14 | 17.876 | 17.612 | 17.347 | 17.082 | 16.829 | 16.58 | 16.335 | 16.093 | 15.855 | 15.621 | 15.39 | 15.162 | 14.938 | 14.717
BRB_recip | thermal | 25.009 | 24.922 | 24.835 | 24.748 | 24.661 | 24.575 | 24.489 | 24.403 | 24.318 | 24.233 | 24.148 | 24.063 | 23.979 | 23.895 | 23.812 | 23.728 | 23.645 | 23.562 | 23.48 | 23.398 | 23.316 | 23.234 | 23.153 | 23.072 | 22.991 | 22.911 | 22.83 | 22.751 | 22.671 | 22.592 | 22.512 | 22.434 | 22.355 | 22.277 | 22.199 | 22.121
Barnego | hydro | 88.83 | 88.519 | 88.209 | 87.9 | 87.592 | 87.286 | 86.98 | 86.676 | 86.373 | 86.07 | 85.769 | 85.469 | 85.17 | 84.872 | 84.575 | 84.279 | 83.984 | 83.69 | 83.397 | 83.105 | 82.814 | 82.524 | 82.235 | 81.947 | 81.661 | 81.375 | 81.09 | 80.806 | 80.523 | 80.242 | 79.961 | 79.681 | 79.402 | 79.124 | 78.847 | 78.571
Dumbarton | hydro | 88.83 | 88.519 | 88.209 | 87.9 | 87.592 | 87.286 | 86.98 | 86.676 | 86.373 | 86.07 | 85.769 | 85.469 | 85.17 | 84.872 | 84.575 | 84.279 | 83.984 | 83.69 | 83.397 | 83.105 | 82.814 | 82.524 | 82.235 | 81.947 | 81.661 | 81.375 | 81.09 | 80.806 | 80.523 | 80.242 | 79.961 | 79.681 | 79.402 | 79.124 | 78.847 | 78.571
GLN_BESS | battery | 25.122 | 24.562 | 24.004 | 23.446 | 22.89 | 22.336 | 22.075 | 21.813 | 21.552 | 21.291 | 21.029 | 20.767 | 20.505 | 20.243 | 19.981 | 19.719 | 19.456 | 19.193 | 18.93 | 18.667 | 18.404 | 18.14 | 17.876 | 17.612 | 17.347 | 17.082 | 16.829 | 16.58 | 16.335 | 16.093 | 15.855 | 15.621 | 15.39 | 15.162 | 14.938 | 14.717
GreyRiver | hydro | 88.83 | 88.519 | 88.209 | 87.9 | 87.592 | 87.286 | 86.98 | 86.676 | 86.373 | 86.07 | 85.769 | 85.469 | 85.17 | 84.872 | 84.575 | 84.279 | 83.984 | 83.69 | 83.397 | 83.105 | 82.814 | 82.524 | 82.235 | 81.947 | 81.661 | 81.375 | 81.09 | 80.806 | 80.523 | 80.242 | 79.961 | 79.681 | 79.402 | 79.124 | 78.847 | 78.571
HLY_BESS | battery | 25.122 | 24.562 | 24.004 | 23.446 | 22.89 | 22.336 | 22.075 | 21.813 | 21.552 | 21.291 | 21.029 | 20.767 | 20.505 | 20.243 | 19.981 | 19.719 | 19.456 | 19.193 | 18.93 | 18.667 | 18.404 | 18.14 | 17.876 | 17.612 | 17.347 | 17.082 | 16.829 | 16.58 | 16.335 | 16.093 | 15.855 | 15.621 | 15.39 | 15.162 | 14.938 | 14.717
HLY_recip | thermal | 25.009 | 24.922 | 24.835 | 24.748 | 24.661 | 24.575 | 24.489 | 24.403 | 24.318 | 24.233 | 24.148 | 24.063 | 23.979 | 23.895 | 23.812 | 23.728 | 23.645 | 23.562 | 23.48 | 23.398 | 23.316 | 23.234 | 23.153 | 23.072 | 22.991 | 22.911 | 22.83 | 22.751 | 22.671 | 22.592 | 22.512 | 22.434 | 22.355 | 22.277 | 22.199 | 22.121
HaastRiver | hydro | 88.83 | 88.519 | 88.209 | 87.9 | 87.592 | 87.286 | 86.98 | 86.676 | 86.373 | 86.07 | 85.769 | 85.469 | 85.17 | 84.872 | 84.575 | 84.279 | 83.984 | 83.69 | 83.397 | 83.105 | 82.814 | 82.524 | 82.235 | 81.947 | 81.661 | 81.375 | 81.09 | 80.806 | 80.523 | 80.242 | 79.961 | 79.681 | 79.402 | 79.124 | 78.847 | 78.571
HaweaGates | hydro | 88.83 | 88.519 | 88.209 | 87.9 | 87.592 | 87.286 | 86.98 | 86.676 | 86.373 | 86.07 | 85.769 | 85.469 | 85.17 | 84.872 | 84.575 | 84.279 | 83.984 | 83.69 | 83.397 | 83.105 | 82.814 | 82.524 | 82.235 | 81.947 | 81.661 | 81.375 | 81.09 | 80.806 | 80.523 | 80.242 | 79.961 | 79.681 | 79.402 | 79.124 | 78.847 | 78.571
HaweaRiver | hydro | 88.83 | 88.519 | 88.209 | 87.9 | 87.592 | 87.286 | 86.98 | 86.676 | 86.373 | 86.07 | 85.769 | 85.469 | 85.17 | 84.872 | 84.575 | 84.279 | 83.984 | 83.69 | 83.397 | 83.105 | 82.814 | 82.524 | 82.235 | 81.947 | 81.661 | 81.375 | 81.09 | 80.806 | 80.523 | 80.242 | 79.961 | 79.681 | 79.402 | 79.124 | 78.847 | 78.571
Kawerau2 | geothermal | 161.951 | 160.826 | 159.708 | 158.598 | 157.495 | 156.4 | 155.313 | 154.233 | 153.161 | 152.097 | 151.039 | 149.989 | 148.947 | 147.911 | 146.883 | 145.862 | 144.848 | 143.841 | 142.842 | 141.849 | 140.863 | 139.883 | 138.911 | 137.945 | 136.986 | 136.034 | 135.089 | 134.15 | 133.217 | 132.291 | 131.371 | 130.458 | 129.551 | 128.651 | 127.756 | 126.868
LoWaiauSth | hydro | 88.83 | 88.519 | 88.209 | 87.9 | 87.592 | 87.286 | 86.98 | 86.676 | 86.373 | 86.07 | 85.769 | 85.469 | 85.17 | 84.872 | 84.575 | 84.279 | 83.984 | 83.69 | 83.397 | 83.105 | 82.814 | 82.524 | 82.235 | 81.947 | 81.661 | 81.375 | 81.09 | 80.806 | 80.523 | 80.242 | 79.961 | 79.681 | 79.402 | 79.124 | 78.847 | 78.571
Luggate | hydro | 88.83 | 88.519 | 88.209 | 87.9 | 87.592 | 87.286 | 86.98 | 86.676 | 86.373 | 86.07 | 85.769 | 85.469 | 85.17 | 84.872 | 84.575 | 84.279 | 83.984 | 83.69 | 83.397 | 83.105 | 82.814 | 82.524 | 82.235 | 81.947 | 81.661 | 81.375 | 81.09 | 80.806 | 80.523 | 80.242 | 79.961 | 79.681 | 79.402 | 79.124 | 78.847 | 78.571
Mangakino | geothermal | 161.951 | 160.826 | 159.708 | 158.598 | 157.495 | 156.4 | 155.313 | 154.233 | 153.161 | 152.097 | 151.039 | 149.989 | 148.947 | 147.911 | 146.883 | 145.862 | 144.848 | 143.841 | 142.842 | 141.849 | 140.863 | 139.883 | 138.911 | 137.945 | 136.986 | 136.034 | 135.089 | 134.15 | 133.217 | 132.291 | 131.371 | 130.458 | 129.551 | 128.651 | 127.756 | 126.868
Mohaka | hydro | 88.83 | 88.519 | 88.209 | 87.9 | 87.592 | 87.286 | 86.98 | 86.676 | 86.373 | 86.07 | 85.769 | 85.469 | 85.17 | 84.872 | 84.575 | 84.279 | 83.984 | 83.69 | 83.397 | 83.105 | 82.814 | 82.524 | 82.235 | 81.947 | 81.661 | 81.375 | 81.09 | 80.806 | 80.523 | 80.242 | 79.961 | 79.681 | 79.402 | 79.124 | 78.847 | 78.571
Mokai4 | geothermal | 161.951 | 160.826 | 159.708 | 158.598 | 157.495 | 156.4 | 155.313 | 154.233 | 153.161 | 152.097 | 151.039 | 149.989 | 148.947 | 147.911 | 146.883 | 145.862 | 144.848 | 143.841 | 142.842 | 141.849 | 140.863 | 139.883 | 138.911 | 137.945 | 136.986 | 136.034 | 135.089 | 134.15 | 133.217 | 132.291 | 131.371 | 130.458 | 129.551 | 128.651 | 127.756 | 126.868
Mokihinui | hydro | 88.83 | 88.519 | 88.209 | 87.9 | 87.592 | 87.286 | 86.98 | 86.676 | 86.373 | 86.07 | 85.769 | 85.469 | 85.17 | 84.872 | 84.575 | 84.279 | 83.984 | 83.69 | 83.397 | 83.105 | 82.814 | 82.524 | 82.235 | 81.947 | 81.661 | 81.375 | 81.09 | 80.806 | 80.523 | 80.242 | 79.961 | 79.681 | 79.402 | 79.124 | 78.847 | 78.571
Motu | hydro | 88.83 | 88.519 | 88.209 | 87.9 | 87.592 | 87.286 | 86.98 | 86.676 | 86.373 | 86.07 | 85.769 | 85.469 | 85.17 | 84.872 | 84.575 | 84.279 | 83.984 | 83.69 | 83.397 | 83.105 | 82.814 | 82.524 | 82.235 | 81.947 | 81.661 | 81.375 | 81.09 | 80.806 | 80.523 | 80.242 | 79.961 | 79.681 | 79.402 | 79.124 | 78.847 | 78.571
NewHLYOCGT | thermal | 19.732 | 19.663 | 19.594 | 19.526 | 19.457 | 19.389 | 19.321 | 19.254 | 19.186 | 19.119 | 19.052 | 18.986 | 18.919 | 18.853 | 18.787 | 18.721 | 18.656 | 18.59 | 18.525 | 18.46 | 18.396 | 18.332 | 18.267 | 18.203 | 18.14 | 18.076 | 18.013 | 17.95 | 17.887 | 17.824 | 17.762 | 17.7 | 17.638 | 17.576 | 17.515 | 17.453
NewHLYRank | thermal | 90.437 | 90.121 | 89.805 | 89.491 | 89.178 | 88.866 | 88.555 | 88.245 | 87.936 | 87.628 | 87.321 | 87.016 | 86.711 | 86.408 | 86.105 | 85.804 | 85.504 | 85.204 | 84.906 | 84.609 | 84.313 | 84.018 | 83.724 | 83.431 | 83.139 | 82.848 | 82.558 | 82.269 | 81.981 | 81.694 | 81.408 | 81.123 | 80.839 | 80.556 | 80.274 | 79.993
NewSFDOCGT | thermal | 19.732 | 19.663 | 19.594 | 19.526 | 19.457 | 19.389 | 19.321 | 19.254 | 19.186 | 19.119 | 19.052 | 18.986 | 18.919 | 18.853 | 18.787 | 18.721 | 18.656 | 18.59 | 18.525 | 18.46 | 18.396 | 18.332 | 18.267 | 18.203 | 18.14 | 18.076 | 18.013 | 17.95 | 17.887 | 17.824 | 17.762 | 17.7 | 17.638 | 17.576 | 17.515 | 17.453
Ngakawau | hydro | 88.83 | 88.519 | 88.209 | 87.9 | 87.592 | 87.286 | 86.98 | 86.676 | 86.373 | 86.07 | 85.769 | 85.469 | 85.17 | 84.872 | 84.575 | 84.279 | 83.984 | 83.69 | 83.397 | 83.105 | 82.814 | 82.524 | 82.235 | 81.947 | 81.661 | 81.375 | 81.09 | 80.806 | 80.523 | 80.242 | 79.961 | 79.681 | 79.402 | 79.124 | 78.847 | 78.571
Ngatamariki2 | geothermal | 161.951 | 160.826 | 159.708 | 158.598 | 157.495 | 156.4 | 155.313 | 154.233 | 153.161 | 152.097 | 151.039 | 149.989 | 148.947 | 147.911 | 146.883 | 145.862 | 144.848 | 143.841 | 142.842 | 141.849 | 140.863 | 139.883 | 138.911 | 137.945 | 136.986 | 136.034 | 135.089 | 134.15 | 133.217 | 132.291 | 131.371 | 130.458 | 129.551 | 128.651 | 127.756 | 126.868
Ngawha3 | geothermal | 161.951 | 160.826 | 159.708 | 158.598 | 157.495 | 156.4 | 155.313 | 154.233 | 153.161 | 152.097 | 151.039 | 149.989 | 148.947 | 147.911 | 146.883 | 145.862 | 144.848 | 143.841 | 142.842 | 141.849 | 140.863 | 139.883 | 138.911 | 137.945 | 136.986 | 136.034 | 135.089 | 134.15 | 133.217 | 132.291 | 131.371 | 130.458 | 129.551 | 128.651 | 127.756 | 126.868
Ngawha4 | geothermal | 161.951 | 160.826 | 159.708 | 158.598 | 157.495 | 156.4 | 155.313 | 154.233 | 153.161 | 152.097 | 151.039 | 149.989 | 148.947 | 147.911 | 146.883 | 145.862 | 144.848 | 143.841 | 142.842 | 141.849 | 140.863 | 139.883 | 138.911 | 137.945 | 136.986 | 136.034 | 135.089 | 134.15 | 133.217 | 132.291 | 131.371 | 130.458 | 129.551 | 128.651 | 127.756 | 126.868
Ngawha5 | geothermal | 161.951 | 160.826 | 159.708 | 158.598 | 157.495 | 156.4 | 155.313 | 154.233 | 153.161 | 152.097 | 151.039 | 149.989 | 148.947 | 147.911 | 146.883 | 145.862 | 144.848 | 143.841 | 142.842 | 141.849 | 140.863 | 139.883 | 138.911 | 137.945 | 136.986 | 136.034 | 135.089 | 134.15 | 133.217 | 132.291 | 131.371 | 130.458 | 129.551 | 128.651 | 127.756 | 126.868
Ngawha6 | geothermal | 161.951 | 160.826 | 159.708 | 158.598 | 157.495 | 156.4 | 155.313 | 154.233 | 153.161 | 152.097 | 151.039 | 149.989 | 148.947 | 147.911 | 146.883 | 145.862 | 144.848 | 143.841 | 142.842 | 141.849 | 140.863 | 139.883 | 138.911 | 137.945 | 136.986 | 136.034 | 135.089 | 134.15 | 133.217 | 132.291 | 131.371 | 130.458 | 129.551 | 128.651 | 127.756 | 126.868
NorthBank | hydro | 88.83 | 88.519 | 88.209 | 87.9 | 87.592 | 87.286 | 86.98 | 86.676 | 86.373 | 86.07 | 85.769 | 85.469 | 85.17 | 84.872 | 84.575 | 84.279 | 83.984 | 83.69 | 83.397 | 83.105 | 82.814 | 82.524 | 82.235 | 81.947 | 81.661 | 81.375 | 81.09 | 80.806 | 80.523 | 80.242 | 79.961 | 79.681 | 79.402 | 79.124 | 78.847 | 78.571
OTOpeakers | thermal | 19.732 | 19.663 | 19.594 | 19.526 | 19.457 | 19.389 | 19.321 | 19.254 | 19.186 | 19.119 | 19.052 | 18.986 | 18.919 | 18.853 | 18.787 | 18.721 | 18.656 | 18.59 | 18.525 | 18.46 | 18.396 | 18.332 | 18.267 | 18.203 | 18.14 | 18.076 | 18.013 | 17.95 | 17.887 | 17.824 | 17.762 | 17.7 | 17.638 | 17.576 | 17.515 | 17.453
Pukaki | hydro | 88.83 | 88.519 | 88.209 | 87.9 | 87.592 | 87.286 | 86.98 | 86.676 | 86.373 | 86.07 | 85.769 | 85.469 | 85.17 | 84.872 | 84.575 | 84.279 | 83.984 | 83.69 | 83.397 | 83.105 | 82.814 | 82.524 | 82.235 | 81.947 | 81.661 | 81.375 | 81.09 | 80.806 | 80.523 | 80.242 | 79.961 | 79.681 | 79.402 | 79.124 | 78.847 | 78.571
Queensberry | hydro | 88.83 | 88.519 | 88.209 | 87.9 | 87.592 | 87.286 | 86.98 | 86.676 | 86.373 | 86.07 | 85.769 | 85.469 | 85.17 | 84.872 | 84.575 | 84.279 | 83.984 | 83.69 | 83.397 | 83.105 | 82.814 | 82.524 | 82.235 | 81.947 | 81.661 | 81.375 | 81.09 | 80.806 | 80.523 | 80.242 | 79.961 | 79.681 | 79.402 | 79.124 | 78.847 | 78.571
Rakaia | hydro | 88.83 | 88.519 | 88.209 | 87.9 | 87.592 | 87.286 | 86.98 | 86.676 | 86.373 | 86.07 | 85.769 | 85.469 | 85.17 | 84.872 | 84.575 | 84.279 | 83.984 | 83.69 | 83.397 | 83.105 | 82.814 | 82.524 | 82.235 | 81.947 | 81.661 | 81.375 | 81.09 | 80.806 | 80.523 | 80.242 | 79.961 | 79.681 | 79.402 | 79.124 | 78.847 | 78.571
Reporoa1 | geothermal | 161.951 | 160.826 | 159.708 | 158.598 | 157.495 | 156.4 | 155.313 | 154.233 | 153.161 | 152.097 | 151.039 | 149.989 | 148.947 | 147.911 | 146.883 | 145.862 | 144.848 | 143.841 | 142.842 | 141.849 | 140.863 | 139.883 | 138.911 | 137.945 | 136.986 | 136.034 | 135.089 | 134.15 | 133.217 | 132.291 | 131.371 | 130.458 | 129.551 | 128.651 | 127.756 | 126.868
Reporoa2 | geothermal | 161.951 | 160.826 | 159.708 | 158.598 | 157.495 | 156.4 | 155.313 | 154.233 | 153.161 | 152.097 | 151.039 | 149.989 | 148.947 | 147.911 | 146.883 | 145.862 | 144.848 | 143.841 | 142.842 | 141.849 | 140.863 | 139.883 | 138.911 | 137.945 | 136.986 | 136.034 | 135.089 | 134.15 | 133.217 | 132.291 | 131.371 | 130.458 | 129.551 | 128.651 | 127.756 | 126.868
Rotokawa3 | geothermal | 161.951 | 160.826 | 159.708 | 158.598 | 157.495 | 156.4 | 155.313 | 154.233 | 153.161 | 152.097 | 151.039 | 149.989 | 148.947 | 147.911 | 146.883 | 145.862 | 144.848 | 143.841 | 142.842 | 141.849 | 140.863 | 139.883 | 138.911 | 137.945 | 136.986 | 136.034 | 135.089 | 134.15 | 133.217 | 132.291 | 131.371 | 130.458 | 129.551 | 128.651 | 127.756 | 126.868
Rotokawa4 | geothermal | 161.951 | 160.826 | 159.708 | 158.598 | 157.495 | 156.4 | 155.313 | 154.233 | 153.161 | 152.097 | 151.039 | 149.989 | 148.947 | 147.911 | 146.883 | 145.862 | 144.848 | 143.841 | 142.842 | 141.849 | 140.863 | 139.883 | 138.911 | 137.945 | 136.986 | 136.034 | 135.089 | 134.15 | 133.217 | 132.291 | 131.371 | 130.458 | 129.551 | 128.651 | 127.756 | 126.868
Rotoma1 | geothermal | 161.951 | 160.826 | 159.708 | 158.598 | 157.495 | 156.4 | 155.313 | 154.233 | 153.161 | 152.097 | 151.039 | 149.989 | 148.947 | 147.911 | 146.883 | 145.862 | 144.848 | 143.841 | 142.842 | 141.849 | 140.863 | 139.883 | 138.911 | 137.945 | 136.986 | 136.034 | 135.089 | 134.15 | 133.217 | 132.291 | 131.371 | 130.458 | 129.551 | 128.651 | 127.756 | 126.868
Ruakaka | battery | 25.122 | 24.562 | 24.004 | 23.446 | 22.89 | 22.336 | 22.075 | 21.813 | 21.552 | 21.291 | 21.029 | 20.767 | 20.505 | 20.243 | 19.981 | 19.719 | 19.456 | 19.193 | 18.93 | 18.667 | 18.404 | 18.14 | 17.876 | 17.612 | 17.347 | 17.082 | 16.829 | 16.58 | 16.335 | 16.093 | 15.855 | 15.621 | 15.39 | 15.162 | 14.938 | 14.717
S_Albury | solar | 27.408 | 26.841 | 26.276 | 25.713 | 25.152 | 24.592 | 24.034 | 23.477 | 22.922 | 22.368 | 21.815 | 21.651 | 21.487 | 21.323 | 21.159 | 20.996 | 20.834 | 20.671 | 20.509 | 20.347 | 20.186 | 20.024 | 19.864 | 19.703 | 19.543 | 19.383 | 19.226 | 19.071 | 18.916 | 18.764 | 18.612 | 18.461 | 18.312 | 18.164 | 18.017 | 17.872
S_AnniesWay | solar | 27.408 | 26.841 | 26.276 | 25.713 | 25.152 | 24.592 | 24.034 | 23.477 | 22.922 | 22.368 | 21.815 | 21.651 | 21.487 | 21.323 | 21.159 | 20.996 | 20.834 | 20.671 | 20.509 | 20.347 | 20.186 | 20.024 | 19.864 | 19.703 | 19.543 | 19.383 | 19.226 | 19.071 | 18.916 | 18.764 | 18.612 | 18.461 | 18.312 | 18.164 | 18.017 | 17.872
S_Argyle_s1 | solar | 27.408 | 26.841 | 26.276 | 25.713 | 25.152 | 24.592 | 24.034 | 23.477 | 22.922 | 22.368 | 21.815 | 21.651 | 21.487 | 21.323 | 21.159 | 20.996 | 20.834 | 20.671 | 20.509 | 20.347 | 20.186 | 20.024 | 19.864 | 19.703 | 19.543 | 19.383 | 19.226 | 19.071 | 18.916 | 18.764 | 18.612 | 18.461 | 18.312 | 18.164 | 18.017 | 17.872
S_Argyle_s2 | solar | 27.408 | 26.841 | 26.276 | 25.713 | 25.152 | 24.592 | 24.034 | 23.477 | 22.922 | 22.368 | 21.815 | 21.651 | 21.487 | 21.323 | 21.159 | 20.996 | 20.834 | 20.671 | 20.509 | 20.347 | 20.186 | 20.024 | 19.864 | 19.703 | 19.543 | 19.383 | 19.226 | 19.071 | 18.916 | 18.764 | 18.612 | 18.461 | 18.312 | 18.164 | 18.017 | 17.872
S_Ariki150M | solar | 27.408 | 26.841 | 26.276 | 25.713 | 25.152 | 24.592 | 24.034 | 23.477 | 22.922 | 22.368 | 21.815 | 21.651 | 21.487 | 21.323 | 21.159 | 20.996 | 20.834 | 20.671 | 20.509 | 20.347 | 20.186 | 20.024 | 19.864 | 19.703 | 19.543 | 19.383 | 19.226 | 19.071 | 18.916 | 18.764 | 18.612 | 18.461 | 18.312 | 18.164 | 18.017 | 17.872
S_Ashbourne2 | solar | 27.408 | 26.841 | 26.276 | 25.713 | 25.152 | 24.592 | 24.034 | 23.477 | 22.922 | 22.368 | 21.815 | 21.651 | 21.487 | 21.323 | 21.159 | 20.996 | 20.834 | 20.671 | 20.509 | 20.347 | 20.186 | 20.024 | 19.864 | 19.703 | 19.543 | 19.383 | 19.226 | 19.071 | 18.916 | 18.764 | 18.612 | 18.461 | 18.312 | 18.164 | 18.017 | 17.872
S_Ashley | solar | 27.408 | 26.841 | 26.276 | 25.713 | 25.152 | 24.592 | 24.034 | 23.477 | 22.922 | 22.368 | 21.815 | 21.651 | 21.487 | 21.323 | 21.159 | 20.996 | 20.834 | 20.671 | 20.509 | 20.347 | 20.186 | 20.024 | 19.864 | 19.703 | 19.543 | 19.383 | 19.226 | 19.071 | 18.916 | 18.764 | 18.612 | 18.461 | 18.312 | 18.164 | 18.017 | 17.872
S_Auckland | solar | 27.408 | 26.841 | 26.276 | 25.713 | 25.152 | 24.592 | 24.034 | 23.477 | 22.922 | 22.368 | 21.815 | 21.651 | 21.487 | 21.323 | 21.159 | 20.996 | 20.834 | 20.671 | 20.509 | 20.347 | 20.186 | 20.024 | 19.864 | 19.703 | 19.543 | 19.383 | 19.226 | 19.071 | 18.916 | 18.764 | 18.612 | 18.461 | 18.312 | 18.164 | 18.017 | 17.872
S_BalmoralSt | solar | 27.408 | 26.841 | 26.276 | 25.713 | 25.152 | 24.592 | 24.034 | 23.477 | 22.922 | 22.368 | 21.815 | 21.651 | 21.487 | 21.323 | 21.159 | 20.996 | 20.834 | 20.671 | 20.509 | 20.347 | 20.186 | 20.024 | 19.864 | 19.703 | 19.543 | 19.383 | 19.226 | 19.071 | 18.916 | 18.764 | 18.612 | 18.461 | 18.312 | 18.164 | 18.017 | 17.872
S_BlackPoint | solar | 27.408 | 26.841 | 26.276 | 25.713 | 25.152 | 24.592 | 24.034 | 23.477 | 22.922 | 22.368 | 21.815 | 21.651 | 21.487 | 21.323 | 21.159 | 20.996 | 20.834 | 20.671 | 20.509 | 20.347 | 20.186 | 20.024 | 19.864 | 19.703 | 19.543 | 19.383 | 19.226 | 19.071 | 18.916 | 18.764 | 18.612 | 18.461 | 18.312 | 18.164 | 18.017 | 17.872
S_BridgeStre | solar | 27.408 | 26.841 | 26.276 | 25.713 | 25.152 | 24.592 | 24.034 | 23.477 | 22.922 | 22.368 | 21.815 | 21.651 | 21.487 | 21.323 | 21.159 | 20.996 | 20.834 | 20.671 | 20.509 | 20.347 | 20.186 | 20.024 | 19.864 | 19.703 | 19.543 | 19.383 | 19.226 | 19.071 | 18.916 | 18.764 | 18.612 | 18.461 | 18.312 | 18.164 | 18.017 | 17.872
S_Bunnythor1 | solar | 27.408 | 26.841 | 26.276 | 25.713 | 25.152 | 24.592 | 24.034 | 23.477 | 22.922 | 22.368 | 21.815 | 21.651 | 21.487 | 21.323 | 21.159 | 20.996 | 20.834 | 20.671 | 20.509 | 20.347 | 20.186 | 20.024 | 19.864 | 19.703 | 19.543 | 19.383 | 19.226 | 19.071 | 18.916 | 18.764 | 18.612 | 18.461 | 18.312 | 18.164 | 18.017 | 17.872
S_Bunnythor2 | solar | 27.408 | 26.841 | 26.276 | 25.713 | 25.152 | 24.592 | 24.034 | 23.477 | 22.922 | 22.368 | 21.815 | 21.651 | 21.487 | 21.323 | 21.159 | 20.996 | 20.834 | 20.671 | 20.509 | 20.347 | 20.186 | 20.024 | 19.864 | 19.703 | 19.543 | 19.383 | 19.226 | 19.071 | 18.916 | 18.764 | 18.612 | 18.461 | 18.312 | 18.164 | 18.017 | 17.872
S_Bunnythor3 | solar | 27.408 | 26.841 | 26.276 | 25.713 | 25.152 | 24.592 | 24.034 | 23.477 | 22.922 | 22.368 | 21.815 | 21.651 | 21.487 | 21.323 | 21.159 | 20.996 | 20.834 | 20.671 | 20.509 | 20.347 | 20.186 | 20.024 | 19.864 | 19.703 | 19.543 | 19.383 | 19.226 | 19.071 | 18.916 | 18.764 | 18.612 | 18.461 | 18.312 | 18.164 | 18.017 | 17.872
S_Cambridge | solar | 27.408 | 26.841 | 26.276 | 25.713 | 25.152 | 24.592 | 24.034 | 23.477 | 22.922 | 22.368 | 21.815 | 21.651 | 21.487 | 21.323 | 21.159 | 20.996 | 20.834 | 20.671 | 20.509 | 20.347 | 20.186 | 20.024 | 19.864 | 19.703 | 19.543 | 19.383 | 19.226 | 19.071 | 18.916 | 18.764 | 18.612 | 18.461 | 18.312 | 18.164 | 18.017 | 17.872
S_Canterbur1 | solar | 27.408 | 26.841 | 26.276 | 25.713 | 25.152 | 24.592 | 24.034 | 23.477 | 22.922 | 22.368 | 21.815 | 21.651 | 21.487 | 21.323 | 21.159 | 20.996 | 20.834 | 20.671 | 20.509 | 20.347 | 20.186 | 20.024 | 19.864 | 19.703 | 19.543 | 19.383 | 19.226 | 19.071 | 18.916 | 18.764 | 18.612 | 18.461 | 18.312 | 18.164 | 18.017 | 17.872
S_Canterbur2 | solar | 27.408 | 26.841 | 26.276 | 25.713 | 25.152 | 24.592 | 24.034 | 23.477 | 22.922 | 22.368 | 21.815 | 21.651 | 21.487 | 21.323 | 21.159 | 20.996 | 20.834 | 20.671 | 20.509 | 20.347 | 20.186 | 20.024 | 19.864 | 19.703 | 19.543 | 19.383 | 19.226 | 19.071 | 18.916 | 18.764 | 18.612 | 18.461 | 18.312 | 18.164 | 18.017 | 17.872
S_Carterton | solar | 27.408 | 26.841 | 26.276 | 25.713 | 25.152 | 24.592 | 24.034 | 23.477 | 22.922 | 22.368 | 21.815 | 21.651 | 21.487 | 21.323 | 21.159 | 20.996 | 20.834 | 20.671 | 20.509 | 20.347 | 20.186 | 20.024 | 19.864 | 19.703 | 19.543 | 19.383 | 19.226 | 19.071 | 18.916 | 18.764 | 18.612 | 18.461 | 18.312 | 18.164 | 18.017 | 17.872
S_Clandeboye | solar | 27.408 | 26.841 | 26.276 | 25.713 | 25.152 | 24.592 | 24.034 | 23.477 | 22.922 | 22.368 | 21.815 | 21.651 | 21.487 | 21.323 | 21.159 | 20.996 | 20.834 | 20.671 | 20.509 | 20.347 | 20.186 | 20.024 | 19.864 | 19.703 | 19.543 | 19.383 | 19.226 | 19.071 | 18.916 | 18.764 | 18.612 | 18.461 | 18.312 | 18.164 | 18.017 | 17.872
S_Dannevirk1 | solar | 27.408 | 26.841 | 26.276 | 25.713 | 25.152 | 24.592 | 24.034 | 23.477 | 22.922 | 22.368 | 21.815 | 21.651 | 21.487 | 21.323 | 21.159 | 20.996 | 20.834 | 20.671 | 20.509 | 20.347 | 20.186 | 20.024 | 19.864 | 19.703 | 19.543 | 19.383 | 19.226 | 19.071 | 18.916 | 18.764 | 18.612 | 18.461 | 18.312 | 18.164 | 18.017 | 17.872
S_Dannevirk2 | solar | 27.408 | 26.841 | 26.276 | 25.713 | 25.152 | 24.592 | 24.034 | 23.477 | 22.922 | 22.368 | 21.815 | 21.651 | 21.487 | 21.323 | 21.159 | 20.996 | 20.834 | 20.671 | 20.509 | 20.347 | 20.186 | 20.024 | 19.864 | 19.703 | 19.543 | 19.383 | 19.226 | 19.071 | 18.916 | 18.764 | 18.612 | 18.461 | 18.312 | 18.164 | 18.017 | 17.872
S_Darfield | solar | 27.408 | 26.841 | 26.276 | 25.713 | 25.152 | 24.592 | 24.034 | 23.477 | 22.922 | 22.368 | 21.815 | 21.651 | 21.487 | 21.323 | 21.159 | 20.996 | 20.834 | 20.671 | 20.509 | 20.347 | 20.186 | 20.024 | 19.864 | 19.703 | 19.543 | 19.383 | 19.226 | 19.071 | 18.916 | 18.764 | 18.612 | 18.461 | 18.312 | 18.164 | 18.017 | 17.872
S_Dargaville | solar | 27.408 | 26.841 | 26.276 | 25.713 | 25.152 | 24.592 | 24.034 | 23.477 | 22.922 | 22.368 | 21.815 | 21.651 | 21.487 | 21.323 | 21.159 | 20.996 | 20.834 | 20.671 | 20.509 | 20.347 | 20.186 | 20.024 | 19.864 | 19.703 | 19.543 | 19.383 | 19.226 | 19.071 | 18.916 | 18.764 | 18.612 | 18.461 | 18.312 | 18.164 | 18.017 | 17.872
S_Dunsandel | solar | 27.408 | 26.841 | 26.276 | 25.713 | 25.152 | 24.592 | 24.034 | 23.477 | 22.922 | 22.368 | 21.815 | 21.651 | 21.487 | 21.323 | 21.159 | 20.996 | 20.834 | 20.671 | 20.509 | 20.347 | 20.186 | 20.024 | 19.864 | 19.703 | 19.543 | 19.383 | 19.226 | 19.071 | 18.916 | 18.764 | 18.612 | 18.461 | 18.312 | 18.164 | 18.017 | 17.872
S_Edgecumbe1 | solar | 27.408 | 26.841 | 26.276 | 25.713 | 25.152 | 24.592 | 24.034 | 23.477 | 22.922 | 22.368 | 21.815 | 21.651 | 21.487 | 21.323 | 21.159 | 20.996 | 20.834 | 20.671 | 20.509 | 20.347 | 20.186 | 20.024 | 19.864 | 19.703 | 19.543 | 19.383 | 19.226 | 19.071 | 18.916 | 18.764 | 18.612 | 18.461 | 18.312 | 18.164 | 18.017 | 17.872
S_Edgecumbe2 | solar | 27.408 | 26.841 | 26.276 | 25.713 | 25.152 | 24.592 | 24.034 | 23.477 | 22.922 | 22.368 | 21.815 | 21.651 | 21.487 | 21.323 | 21.159 | 20.996 | 20.834 | 20.671 | 20.509 | 20.347 | 20.186 | 20.024 | 19.864 | 19.703 | 19.543 | 19.383 | 19.226 | 19.071 | 18.916 | 18.764 | 18.612 | 18.461 | 18.312 | 18.164 | 18.017 | 17.872
S_Foxton0 | solar | 27.408 | 26.841 | 26.276 | 25.713 | 25.152 | 24.592 | 24.034 | 23.477 | 22.922 | 22.368 | 21.815 | 21.651 | 21.487 | 21.323 | 21.159 | 20.996 | 20.834 | 20.671 | 20.509 | 20.347 | 20.186 | 20.024 | 19.864 | 19.703 | 19.543 | 19.383 | 19.226 | 19.071 | 18.916 | 18.764 | 18.612 | 18.461 | 18.312 | 18.164 | 18.017 | 17.872
S_Foxton1 | solar | 27.408 | 26.841 | 26.276 | 25.713 | 25.152 | 24.592 | 24.034 | 23.477 | 22.922 | 22.368 | 21.815 | 21.651 | 21.487 | 21.323 | 21.159 | 20.996 | 20.834 | 20.671 | 20.509 | 20.347 | 20.186 | 20.024 | 19.864 | 19.703 | 19.543 | 19.383 | 19.226 | 19.071 | 18.916 | 18.764 | 18.612 | 18.461 | 18.312 | 18.164 | 18.017 | 17.872
S_Gartartan | solar | 27.408 | 26.841 | 26.276 | 25.713 | 25.152 | 24.592 | 24.034 | 23.477 | 22.922 | 22.368 | 21.815 | 21.651 | 21.487 | 21.323 | 21.159 | 20.996 | 20.834 | 20.671 | 20.509 | 20.347 | 20.186 | 20.024 | 19.864 | 19.703 | 19.543 | 19.383 | 19.226 | 19.071 | 18.916 | 18.764 | 18.612 | 18.461 | 18.312 | 18.164 | 18.017 | 17.872
S_Glorit | solar | 27.408 | 26.841 | 26.276 | 25.713 | 25.152 | 24.592 | 24.034 | 23.477 | 22.922 | 22.368 | 21.815 | 21.651 | 21.487 | 21.323 | 21.159 | 20.996 | 20.834 | 20.671 | 20.509 | 20.347 | 20.186 | 20.024 | 19.864 | 19.703 | 19.543 | 19.383 | 19.226 | 19.071 | 18.916 | 18.764 | 18.612 | 18.461 | 18.312 | 18.164 | 18.017 | 17.872
S_GoldenStai | solar | 27.408 | 26.841 | 26.276 | 25.713 | 25.152 | 24.592 | 24.034 | 23.477 | 22.922 | 22.368 | 21.815 | 21.651 | 21.487 | 21.323 | 21.159 | 20.996 | 20.834 | 20.671 | 20.509 | 20.347 | 20.186 | 20.024 | 19.864 | 19.703 | 19.543 | 19.383 | 19.226 | 19.071 | 18.916 | 18.764 | 18.612 | 18.461 | 18.312 | 18.164 | 18.017 | 17.872
S_Grampians | solar | 27.408 | 26.841 | 26.276 | 25.713 | 25.152 | 24.592 | 24.034 | 23.477 | 22.922 | 22.368 | 21.815 | 21.651 | 21.487 | 21.323 | 21.159 | 20.996 | 20.834 | 20.671 | 20.509 | 20.347 | 20.186 | 20.024 | 19.864 | 19.703 | 19.543 | 19.383 | 19.226 | 19.071 | 18.916 | 18.764 | 18.612 | 18.461 | 18.312 | 18.164 | 18.017 | 17.872
S_Greendale | solar | 27.408 | 26.841 | 26.276 | 25.713 | 25.152 | 24.592 | 24.034 | 23.477 | 22.922 | 22.368 | 21.815 | 21.651 | 21.487 | 21.323 | 21.159 | 20.996 | 20.834 | 20.671 | 20.509 | 20.347 | 20.186 | 20.024 | 19.864 | 19.703 | 19.543 | 19.383 | 19.226 | 19.071 | 18.916 | 18.764 | 18.612 | 18.461 | 18.312 | 18.164 | 18.017 | 17.872
S_Greytown0 | solar | 27.408 | 26.841 | 26.276 | 25.713 | 25.152 | 24.592 | 24.034 | 23.477 | 22.922 | 22.368 | 21.815 | 21.651 | 21.487 | 21.323 | 21.159 | 20.996 | 20.834 | 20.671 | 20.509 | 20.347 | 20.186 | 20.024 | 19.864 | 19.703 | 19.543 | 19.383 | 19.226 | 19.071 | 18.916 | 18.764 | 18.612 | 18.461 | 18.312 | 18.164 | 18.017 | 17.872
S_Greytown1 | solar | 27.408 | 26.841 | 26.276 | 25.713 | 25.152 | 24.592 | 24.034 | 23.477 | 22.922 | 22.368 | 21.815 | 21.651 | 21.487 | 21.323 | 21.159 | 20.996 | 20.834 | 20.671 | 20.509 | 20.347 | 20.186 | 20.024 | 19.864 | 19.703 | 19.543 | 19.383 | 19.226 | 19.071 | 18.916 | 18.764 | 18.612 | 18.461 | 18.312 | 18.164 | 18.017 | 17.872
S_HaldonSta1 | solar | 27.408 | 26.841 | 26.276 | 25.713 | 25.152 | 24.592 | 24.034 | 23.477 | 22.922 | 22.368 | 21.815 | 21.651 | 21.487 | 21.323 | 21.159 | 20.996 | 20.834 | 20.671 | 20.509 | 20.347 | 20.186 | 20.024 | 19.864 | 19.703 | 19.543 | 19.383 | 19.226 | 19.071 | 18.916 | 18.764 | 18.612 | 18.461 | 18.312 | 18.164 | 18.017 | 17.872
S_HaldonSta2 | solar | 27.408 | 26.841 | 26.276 | 25.713 | 25.152 | 24.592 | 24.034 | 23.477 | 22.922 | 22.368 | 21.815 | 21.651 | 21.487 | 21.323 | 21.159 | 20.996 | 20.834 | 20.671 | 20.509 | 20.347 | 20.186 | 20.024 | 19.864 | 19.703 | 19.543 | 19.383 | 19.226 | 19.071 | 18.916 | 18.764 | 18.612 | 18.461 | 18.312 | 18.164 | 18.017 | 17.872
S_HanmerRoad | solar | 27.408 | 26.841 | 26.276 | 25.713 | 25.152 | 24.592 | 24.034 | 23.477 | 22.922 | 22.368 | 21.815 | 21.651 | 21.487 | 21.323 | 21.159 | 20.996 | 20.834 | 20.671 | 20.509 | 20.347 | 20.186 | 20.024 | 19.864 | 19.703 | 19.543 | 19.383 | 19.226 | 19.071 | 18.916 | 18.764 | 18.612 | 18.461 | 18.312 | 18.164 | 18.017 | 17.872
S_HawkesBay1 | solar | 27.408 | 26.841 | 26.276 | 25.713 | 25.152 | 24.592 | 24.034 | 23.477 | 22.922 | 22.368 | 21.815 | 21.651 | 21.487 | 21.323 | 21.159 | 20.996 | 20.834 | 20.671 | 20.509 | 20.347 | 20.186 | 20.024 | 19.864 | 19.703 | 19.543 | 19.383 | 19.226 | 19.071 | 18.916 | 18.764 | 18.612 | 18.461 | 18.312 | 18.164 | 18.017 | 17.872
S_HawkesBay2 | solar | 27.408 | 26.841 | 26.276 | 25.713 | 25.152 | 24.592 | 24.034 | 23.477 | 22.922 | 22.368 | 21.815 | 21.651 | 21.487 | 21.323 | 21.159 | 20.996 | 20.834 | 20.671 | 20.509 | 20.347 | 20.186 | 20.024 | 19.864 | 19.703 | 19.543 | 19.383 | 19.226 | 19.071 | 18.916 | 18.764 | 18.612 | 18.461 | 18.312 | 18.164 | 18.017 | 17.872
S_Highfield | solar | 27.408 | 26.841 | 26.276 | 25.713 | 25.152 | 24.592 | 24.034 | 23.477 | 22.922 | 22.368 | 21.815 | 21.651 | 21.487 | 21.323 | 21.159 | 20.996 | 20.834 | 20.671 | 20.509 | 20.347 | 20.186 | 20.024 | 19.864 | 19.703 | 19.543 | 19.383 | 19.226 | 19.071 | 18.916 | 18.764 | 18.612 | 18.461 | 18.312 | 18.164 | 18.017 | 17.872
S_Hikawaik | solar | 27.408 | 26.841 | 26.276 | 25.713 | 25.152 | 24.592 | 24.034 | 23.477 | 22.922 | 22.368 | 21.815 | 21.651 | 21.487 | 21.323 | 21.159 | 20.996 | 20.834 | 20.671 | 20.509 | 20.347 | 20.186 | 20.024 | 19.864 | 19.703 | 19.543 | 19.383 | 19.226 | 19.071 | 18.916 | 18.764 | 18.612 | 18.461 | 18.312 | 18.164 | 18.017 | 17.872
S_Hinuera | solar | 27.408 | 26.841 | 26.276 | 25.713 | 25.152 | 24.592 | 24.034 | 23.477 | 22.922 | 22.368 | 21.815 | 21.651 | 21.487 | 21.323 | 21.159 | 20.996 | 20.834 | 20.671 | 20.509 | 20.347 | 20.186 | 20.024 | 19.864 | 19.703 | 19.543 | 19.383 | 19.226 | 19.071 | 18.916 | 18.764 | 18.612 | 18.461 | 18.312 | 18.164 | 18.017 | 17.872
S_Huirangi | solar | 27.408 | 26.841 | 26.276 | 25.713 | 25.152 | 24.592 | 24.034 | 23.477 | 22.922 | 22.368 | 21.815 | 21.651 | 21.487 | 21.323 | 21.159 | 20.996 | 20.834 | 20.671 | 20.509 | 20.347 | 20.186 | 20.024 | 19.864 | 19.703 | 19.543 | 19.383 | 19.226 | 19.071 | 18.916 | 18.764 | 18.612 | 18.461 | 18.312 | 18.164 | 18.017 | 17.872
S_IdaValley | solar | 27.408 | 26.841 | 26.276 | 25.713 | 25.152 | 24.592 | 24.034 | 23.477 | 22.922 | 22.368 | 21.815 | 21.651 | 21.487 | 21.323 | 21.159 | 20.996 | 20.834 | 20.671 | 20.509 | 20.347 | 20.186 | 20.024 | 19.864 | 19.703 | 19.543 | 19.383 | 19.226 | 19.071 | 18.916 | 18.764 | 18.612 | 18.461 | 18.312 | 18.164 | 18.017 | 17.872
S_IrishmanCr | solar | 27.408 | 26.841 | 26.276 | 25.713 | 25.152 | 24.592 | 24.034 | 23.477 | 22.922 | 22.368 | 21.815 | 21.651 | 21.487 | 21.323 | 21.159 | 20.996 | 20.834 | 20.671 | 20.509 | 20.347 | 20.186 | 20.024 | 19.864 | 19.703 | 19.543 | 19.383 | 19.226 | 19.071 | 18.916 | 18.764 | 18.612 | 18.461 | 18.312 | 18.164 | 18.017 | 17.872
S_Islington | solar | 27.408 | 26.841 | 26.276 | 25.713 | 25.152 | 24.592 | 24.034 | 23.477 | 22.922 | 22.368 | 21.815 | 21.651 | 21.487 | 21.323 | 21.159 | 20.996 | 20.834 | 20.671 | 20.509 | 20.347 | 20.186 | 20.024 | 19.864 | 19.703 | 19.543 | 19.383 | 19.226 | 19.071 | 18.916 | 18.764 | 18.612 | 18.461 | 18.312 | 18.164 | 18.017 | 17.872
S_Kaipara | solar | 27.408 | 26.841 | 26.276 | 25.713 | 25.152 | 24.592 | 24.034 | 23.477 | 22.922 | 22.368 | 21.815 | 21.651 | 21.487 | 21.323 | 21.159 | 20.996 | 20.834 | 20.671 | 20.509 | 20.347 | 20.186 | 20.024 | 19.864 | 19.703 | 19.543 | 19.383 | 19.226 | 19.071 | 18.916 | 18.764 | 18.612 | 18.461 | 18.312 | 18.164 | 18.017 | 17.872
S_Karioi | solar | 27.408 | 26.841 | 26.276 | 25.713 | 25.152 | 24.592 | 24.034 | 23.477 | 22.922 | 22.368 | 21.815 | 21.651 | 21.487 | 21.323 | 21.159 | 20.996 | 20.834 | 20.671 | 20.509 | 20.347 | 20.186 | 20.024 | 19.864 | 19.703 | 19.543 | 19.383 | 19.226 | 19.071 | 18.916 | 18.764 | 18.612 | 18.461 | 18.312 | 18.164 | 18.017 | 17.872
S_Killermont | solar | 27.408 | 26.841 | 26.276 | 25.713 | 25.152 | 24.592 | 24.034 | 23.477 | 22.922 | 22.368 | 21.815 | 21.651 | 21.487 | 21.323 | 21.159 | 20.996 | 20.834 | 20.671 | 20.509 | 20.347 | 20.186 | 20.024 | 19.864 | 19.703 | 19.543 | 19.383 | 19.226 | 19.071 | 18.916 | 18.764 | 18.612 | 18.461 | 18.312 | 18.164 | 18.017 | 17.872
S_Kilvarock | solar | 27.408 | 26.841 | 26.276 | 25.713 | 25.152 | 24.592 | 24.034 | 23.477 | 22.922 | 22.368 | 21.815 | 21.651 | 21.487 | 21.323 | 21.159 | 20.996 | 20.834 | 20.671 | 20.509 | 20.347 | 20.186 | 20.024 | 19.864 | 19.703 | 19.543 | 19.383 | 19.226 | 19.071 | 18.916 | 18.764 | 18.612 | 18.461 | 18.312 | 18.164 | 18.017 | 17.872
S_Kowhai | solar | 27.408 | 26.841 | 26.276 | 25.713 | 25.152 | 24.592 | 24.034 | 23.477 | 22.922 | 22.368 | 21.815 | 21.651 | 21.487 | 21.323 | 21.159 | 20.996 | 20.834 | 20.671 | 20.509 | 20.347 | 20.186 | 20.024 | 19.864 | 19.703 | 19.543 | 19.383 | 19.226 | 19.071 | 18.916 | 18.764 | 18.612 | 18.461 | 18.312 | 18.164 | 18.017 | 17.872
S_Kuratau | solar | 27.408 | 26.841 | 26.276 | 25.713 | 25.152 | 24.592 | 24.034 | 23.477 | 22.922 | 22.368 | 21.815 | 21.651 | 21.487 | 21.323 | 21.159 | 20.996 | 20.834 | 20.671 | 20.509 | 20.347 | 20.186 | 20.024 | 19.864 | 19.703 | 19.543 | 19.383 | 19.226 | 19.071 | 18.916 | 18.764 | 18.612 | 18.461 | 18.312 | 18.164 | 18.017 | 17.872
S_Leeston | solar | 27.408 | 26.841 | 26.276 | 25.713 | 25.152 | 24.592 | 24.034 | 23.477 | 22.922 | 22.368 | 21.815 | 21.651 | 21.487 | 21.323 | 21.159 | 20.996 | 20.834 | 20.671 | 20.509 | 20.347 | 20.186 | 20.024 | 19.864 | 19.703 | 19.543 | 19.383 | 19.226 | 19.071 | 18.916 | 18.764 | 18.612 | 18.461 | 18.312 | 18.164 | 18.017 | 17.872
S_Manawatu1 | solar | 27.408 | 26.841 | 26.276 | 25.713 | 25.152 | 24.592 | 24.034 | 23.477 | 22.922 | 22.368 | 21.815 | 21.651 | 21.487 | 21.323 | 21.159 | 20.996 | 20.834 | 20.671 | 20.509 | 20.347 | 20.186 | 20.024 | 19.864 | 19.703 | 19.543 | 19.383 | 19.226 | 19.071 | 18.916 | 18.764 | 18.612 | 18.461 | 18.312 | 18.164 | 18.017 | 17.872
S_Manawatu2 | solar | 27.408 | 26.841 | 26.276 | 25.713 | 25.152 | 24.592 | 24.034 | 23.477 | 22.922 | 22.368 | 21.815 | 21.651 | 21.487 | 21.323 | 21.159 | 20.996 | 20.834 | 20.671 | 20.509 | 20.347 | 20.186 | 20.024 | 19.864 | 19.703 | 19.543 | 19.383 | 19.226 | 19.071 | 18.916 | 18.764 | 18.612 | 18.461 | 18.312 | 18.164 | 18.017 | 17.872
S_Mangamaire | solar | 27.408 | 26.841 | 26.276 | 25.713 | 25.152 | 24.592 | 24.034 | 23.477 | 22.922 | 22.368 | 21.815 | 21.651 | 21.487 | 21.323 | 21.159 | 20.996 | 20.834 | 20.671 | 20.509 | 20.347 | 20.186 | 20.024 | 19.864 | 19.703 | 19.543 | 19.383 | 19.226 | 19.071 | 18.916 | 18.764 | 18.612 | 18.461 | 18.312 | 18.164 | 18.017 | 17.872
S_Maniototo | solar | 27.408 | 26.841 | 26.276 | 25.713 | 25.152 | 24.592 | 24.034 | 23.477 | 22.922 | 22.368 | 21.815 | 21.651 | 21.487 | 21.323 | 21.159 | 20.996 | 20.834 | 20.671 | 20.509 | 20.347 | 20.186 | 20.024 | 19.864 | 19.703 | 19.543 | 19.383 | 19.226 | 19.071 | 18.916 | 18.764 | 18.612 | 18.461 | 18.312 | 18.164 | 18.017 | 17.872
S_MarangaRa | solar | 27.408 | 26.841 | 26.276 | 25.713 | 25.152 | 24.592 | 24.034 | 23.477 | 22.922 | 22.368 | 21.815 | 21.651 | 21.487 | 21.323 | 21.159 | 20.996 | 20.834 | 20.671 | 20.509 | 20.347 | 20.186 | 20.024 | 19.864 | 19.703 | 19.543 | 19.383 | 19.226 | 19.071 | 18.916 | 18.764 | 18.612 | 18.461 | 18.312 | 18.164 | 18.017 | 17.872
S_Marton0 | solar | 27.408 | 26.841 | 26.276 | 25.713 | 25.152 | 24.592 | 24.034 | 23.477 | 22.922 | 22.368 | 21.815 | 21.651 | 21.487 | 21.323 | 21.159 | 20.996 | 20.834 | 20.671 | 20.509 | 20.347 | 20.186 | 20.024 | 19.864 | 19.703 | 19.543 | 19.383 | 19.226 | 19.071 | 18.916 | 18.764 | 18.612 | 18.461 | 18.312 | 18.164 | 18.017 | 17.872
S_Marton1 | solar | 27.408 | 26.841 | 26.276 | 25.713 | 25.152 | 24.592 | 24.034 | 23.477 | 22.922 | 22.368 | 21.815 | 21.651 | 21.487 | 21.323 | 21.159 | 20.996 | 20.834 | 20.671 | 20.509 | 20.347 | 20.186 | 20.024 | 19.864 | 19.703 | 19.543 | 19.383 | 19.226 | 19.071 | 18.916 | 18.764 | 18.612 | 18.461 | 18.312 | 18.164 | 18.017 | 17.872
S_Marton2 | solar | 27.408 | 26.841 | 26.276 | 25.713 | 25.152 | 24.592 | 24.034 | 23.477 | 22.922 | 22.368 | 21.815 | 21.651 | 21.487 | 21.323 | 21.159 | 20.996 | 20.834 | 20.671 | 20.509 | 20.347 | 20.186 | 20.024 | 19.864 | 19.703 | 19.543 | 19.383 | 19.226 | 19.071 | 18.916 | 18.764 | 18.612 | 18.461 | 18.312 | 18.164 | 18.017 | 17.872
S_Marton3 | solar | 27.408 | 26.841 | 26.276 | 25.713 | 25.152 | 24.592 | 24.034 | 23.477 | 22.922 | 22.368 | 21.815 | 21.651 | 21.487 | 21.323 | 21.159 | 20.996 | 20.834 | 20.671 | 20.509 | 20.347 | 20.186 | 20.024 | 19.864 | 19.703 | 19.543 | 19.383 | 19.226 | 19.071 | 18.916 | 18.764 | 18.612 | 18.461 | 18.312 | 18.164 | 18.017 | 17.872
S_Masterton | solar | 27.408 | 26.841 | 26.276 | 25.713 | 25.152 | 24.592 | 24.034 | 23.477 | 22.922 | 22.368 | 21.815 | 21.651 | 21.487 | 21.323 | 21.159 | 20.996 | 20.834 | 20.671 | 20.509 | 20.347 | 20.186 | 20.024 | 19.864 | 19.703 | 19.543 | 19.383 | 19.226 | 19.071 | 18.916 | 18.764 | 18.612 | 18.461 | 18.312 | 18.164 | 18.017 | 17.872
S_Morrinsvil | solar | 27.408 | 26.841 | 26.276 | 25.713 | 25.152 | 24.592 | 24.034 | 23.477 | 22.922 | 22.368 | 21.815 | 21.651 | 21.487 | 21.323 | 21.159 | 20.996 | 20.834 | 20.671 | 20.509 | 20.347 | 20.186 | 20.024 | 19.864 | 19.703 | 19.543 | 19.383 | 19.226 | 19.071 | 18.916 | 18.764 | 18.612 | 18.461 | 18.312 | 18.164 | 18.017 | 17.872
S_MountSomer | solar | 27.408 | 26.841 | 26.276 | 25.713 | 25.152 | 24.592 | 24.034 | 23.477 | 22.922 | 22.368 | 21.815 | 21.651 | 21.487 | 21.323 | 21.159 | 20.996 | 20.834 | 20.671 | 20.509 | 20.347 | 20.186 | 20.024 | 19.864 | 19.703 | 19.543 | 19.383 | 19.226 | 19.071 | 18.916 | 18.764 | 18.612 | 18.461 | 18.312 | 18.164 | 18.017 | 17.872
S_MtEllaRen2 | solar | 27.408 | 26.841 | 26.276 | 25.713 | 25.152 | 24.592 | 24.034 | 23.477 | 22.922 | 22.368 | 21.815 | 21.651 | 21.487 | 21.323 | 21.159 | 20.996 | 20.834 | 20.671 | 20.509 | 20.347 | 20.186 | 20.024 | 19.864 | 19.703 | 19.543 | 19.383 | 19.226 | 19.071 | 18.916 | 18.764 | 18.612 | 18.461 | 18.312 | 18.164 | 18.017 | 17.872
S_Naseby | solar | 27.408 | 26.841 | 26.276 | 25.713 | 25.152 | 24.592 | 24.034 | 23.477 | 22.922 | 22.368 | 21.815 | 21.651 | 21.487 | 21.323 | 21.159 | 20.996 | 20.834 | 20.671 | 20.509 | 20.347 | 20.186 | 20.024 | 19.864 | 19.703 | 19.543 | 19.383 | 19.226 | 19.071 | 18.916 | 18.764 | 18.612 | 18.461 | 18.312 | 18.164 | 18.017 | 17.872
S_NewPlymout | solar | 27.408 | 26.841 | 26.276 | 25.713 | 25.152 | 24.592 | 24.034 | 23.477 | 22.922 | 22.368 | 21.815 | 21.651 | 21.487 | 21.323 | 21.159 | 20.996 | 20.834 | 20.671 | 20.509 | 20.347 | 20.186 | 20.024 | 19.864 | 19.703 | 19.543 | 19.383 | 19.226 | 19.071 | 18.916 | 18.764 | 18.612 | 18.461 | 18.312 | 18.164 | 18.017 | 17.872
S_NorthRakai | solar | 27.408 | 26.841 | 26.276 | 25.713 | 25.152 | 24.592 | 24.034 | 23.477 | 22.922 | 22.368 | 21.815 | 21.651 | 21.487 | 21.323 | 21.159 | 20.996 | 20.834 | 20.671 | 20.509 | 20.347 | 20.186 | 20.024 | 19.864 | 19.703 | 19.543 | 19.383 | 19.226 | 19.071 | 18.916 | 18.764 | 18.612 | 18.461 | 18.312 | 18.164 | 18.017 | 17.872
S_Norwood | solar | 27.408 | 26.841 | 26.276 | 25.713 | 25.152 | 24.592 | 24.034 | 23.477 | 22.922 | 22.368 | 21.815 | 21.651 | 21.487 | 21.323 | 21.159 | 20.996 | 20.834 | 20.671 | 20.509 | 20.347 | 20.186 | 20.024 | 19.864 | 19.703 | 19.543 | 19.383 | 19.226 | 19.071 | 18.916 | 18.764 | 18.612 | 18.461 | 18.312 | 18.164 | 18.017 | 17.872
S_Ohau | solar | 27.408 | 26.841 | 26.276 | 25.713 | 25.152 | 24.592 | 24.034 | 23.477 | 22.922 | 22.368 | 21.815 | 21.651 | 21.487 | 21.323 | 21.159 | 20.996 | 20.834 | 20.671 | 20.509 | 20.347 | 20.186 | 20.024 | 19.864 | 19.703 | 19.543 | 19.383 | 19.226 | 19.071 | 18.916 | 18.764 | 18.612 | 18.461 | 18.312 | 18.164 | 18.017 | 17.872
S_Ongaonga0 | solar | 27.408 | 26.841 | 26.276 | 25.713 | 25.152 | 24.592 | 24.034 | 23.477 | 22.922 | 22.368 | 21.815 | 21.651 | 21.487 | 21.323 | 21.159 | 20.996 | 20.834 | 20.671 | 20.509 | 20.347 | 20.186 | 20.024 | 19.864 | 19.703 | 19.543 | 19.383 | 19.226 | 19.071 | 18.916 | 18.764 | 18.612 | 18.461 | 18.312 | 18.164 | 18.017 | 17.872
S_Ongaonga1 | solar | 27.408 | 26.841 | 26.276 | 25.713 | 25.152 | 24.592 | 24.034 | 23.477 | 22.922 | 22.368 | 21.815 | 21.651 | 21.487 | 21.323 | 21.159 | 20.996 | 20.834 | 20.671 | 20.509 | 20.347 | 20.186 | 20.024 | 19.864 | 19.703 | 19.543 | 19.383 | 19.226 | 19.071 | 18.916 | 18.764 | 18.612 | 18.461 | 18.312 | 18.164 | 18.017 | 17.872
S_Ongaonga2 | solar | 27.408 | 26.841 | 26.276 | 25.713 | 25.152 | 24.592 | 24.034 | 23.477 | 22.922 | 22.368 | 21.815 | 21.651 | 21.487 | 21.323 | 21.159 | 20.996 | 20.834 | 20.671 | 20.509 | 20.347 | 20.186 | 20.024 | 19.864 | 19.703 | 19.543 | 19.383 | 19.226 | 19.071 | 18.916 | 18.764 | 18.612 | 18.461 | 18.312 | 18.164 | 18.017 | 17.872
S_Opunake0 | solar | 27.408 | 26.841 | 26.276 | 25.713 | 25.152 | 24.592 | 24.034 | 23.477 | 22.922 | 22.368 | 21.815 | 21.651 | 21.487 | 21.323 | 21.159 | 20.996 | 20.834 | 20.671 | 20.509 | 20.347 | 20.186 | 20.024 | 19.864 | 19.703 | 19.543 | 19.383 | 19.226 | 19.071 | 18.916 | 18.764 | 18.612 | 18.461 | 18.312 | 18.164 | 18.017 | 17.872
S_Opunake1 | solar | 27.408 | 26.841 | 26.276 | 25.713 | 25.152 | 24.592 | 24.034 | 23.477 | 22.922 | 22.368 | 21.815 | 21.651 | 21.487 | 21.323 | 21.159 | 20.996 | 20.834 | 20.671 | 20.509 | 20.347 | 20.186 | 20.024 | 19.864 | 19.703 | 19.543 | 19.383 | 19.226 | 19.071 | 18.916 | 18.764 | 18.612 | 18.461 | 18.312 | 18.164 | 18.017 | 17.872
S_Poolburn& | solar | 27.408 | 26.841 | 26.276 | 25.713 | 25.152 | 24.592 | 24.034 | 23.477 | 22.922 | 22.368 | 21.815 | 21.651 | 21.487 | 21.323 | 21.159 | 20.996 | 20.834 | 20.671 | 20.509 | 20.347 | 20.186 | 20.024 | 19.864 | 19.703 | 19.543 | 19.383 | 19.226 | 19.071 | 18.916 | 18.764 | 18.612 | 18.461 | 18.312 | 18.164 | 18.017 | 17.872
S_Pukenui | solar | 27.408 | 26.841 | 26.276 | 25.713 | 25.152 | 24.592 | 24.034 | 23.477 | 22.922 | 22.368 | 21.815 | 21.651 | 21.487 | 21.323 | 21.159 | 20.996 | 20.834 | 20.671 | 20.509 | 20.347 | 20.186 | 20.024 | 19.864 | 19.703 | 19.543 | 19.383 | 19.226 | 19.071 | 18.916 | 18.764 | 18.612 | 18.461 | 18.312 | 18.164 | 18.017 | 17.872
S_Rangimarie | solar | 27.408 | 26.841 | 26.276 | 25.713 | 25.152 | 24.592 | 24.034 | 23.477 | 22.922 | 22.368 | 21.815 | 21.651 | 21.487 | 21.323 | 21.159 | 20.996 | 20.834 | 20.671 | 20.509 | 20.347 | 20.186 | 20.024 | 19.864 | 19.703 | 19.543 | 19.383 | 19.226 | 19.071 | 18.916 | 18.764 | 18.612 | 18.461 | 18.312 | 18.164 | 18.017 | 17.872
S_Rangiriri | solar | 27.408 | 26.841 | 26.276 | 25.713 | 25.152 | 24.592 | 24.034 | 23.477 | 22.922 | 22.368 | 21.815 | 21.651 | 21.487 | 21.323 | 21.159 | 20.996 | 20.834 | 20.671 | 20.509 | 20.347 | 20.186 | 20.024 | 19.864 | 19.703 | 19.543 | 19.383 | 19.226 | 19.071 | 18.916 | 18.764 | 18.612 | 18.461 | 18.312 | 18.164 | 18.017 | 17.872
S_Reefton | solar | 27.408 | 26.841 | 26.276 | 25.713 | 25.152 | 24.592 | 24.034 | 23.477 | 22.922 | 22.368 | 21.815 | 21.651 | 21.487 | 21.323 | 21.159 | 20.996 | 20.834 | 20.671 | 20.509 | 20.347 | 20.186 | 20.024 | 19.864 | 19.703 | 19.543 | 19.383 | 19.226 | 19.071 | 18.916 | 18.764 | 18.612 | 18.461 | 18.312 | 18.164 | 18.017 | 17.872
S_Rotokawa | solar | 27.408 | 26.841 | 26.276 | 25.713 | 25.152 | 24.592 | 24.034 | 23.477 | 22.922 | 22.368 | 21.815 | 21.651 | 21.487 | 21.323 | 21.159 | 20.996 | 20.834 | 20.671 | 20.509 | 20.347 | 20.186 | 20.024 | 19.864 | 19.703 | 19.543 | 19.383 | 19.226 | 19.071 | 18.916 | 18.764 | 18.612 | 18.461 | 18.312 | 18.164 | 18.017 | 17.872
S_Ruakaka | solar | 27.408 | 26.841 | 26.276 | 25.713 | 25.152 | 24.592 | 24.034 | 23.477 | 22.922 | 22.368 | 21.815 | 21.651 | 21.487 | 21.323 | 21.159 | 20.996 | 20.834 | 20.671 | 20.509 | 20.347 | 20.186 | 20.024 | 19.864 | 19.703 | 19.543 | 19.383 | 19.226 | 19.071 | 18.916 | 18.764 | 18.612 | 18.461 | 18.312 | 18.164 | 18.017 | 17.872
S_Scargill | solar | 27.408 | 26.841 | 26.276 | 25.713 | 25.152 | 24.592 | 24.034 | 23.477 | 22.922 | 22.368 | 21.815 | 21.651 | 21.487 | 21.323 | 21.159 | 20.996 | 20.834 | 20.671 | 20.509 | 20.347 | 20.186 | 20.024 | 19.864 | 19.703 | 19.543 | 19.383 | 19.226 | 19.071 | 18.916 | 18.764 | 18.612 | 18.461 | 18.312 | 18.164 | 18.017 | 17.872
S_SkinnerRoa | solar | 27.408 | 26.841 | 26.276 | 25.713 | 25.152 | 24.592 | 24.034 | 23.477 | 22.922 | 22.368 | 21.815 | 21.651 | 21.487 | 21.323 | 21.159 | 20.996 | 20.834 | 20.671 | 20.509 | 20.347 | 20.186 | 20.024 | 19.864 | 19.703 | 19.543 | 19.383 | 19.226 | 19.071 | 18.916 | 18.764 | 18.612 | 18.461 | 18.312 | 18.164 | 18.017 | 17.872
S_Somerton | solar | 27.408 | 26.841 | 26.276 | 25.713 | 25.152 | 24.592 | 24.034 | 23.477 | 22.922 | 22.368 | 21.815 | 21.651 | 21.487 | 21.323 | 21.159 | 20.996 | 20.834 | 20.671 | 20.509 | 20.347 | 20.186 | 20.024 | 19.864 | 19.703 | 19.543 | 19.383 | 19.226 | 19.071 | 18.916 | 18.764 | 18.612 | 18.461 | 18.312 | 18.164 | 18.017 | 17.872
S_Stratford | solar | 27.408 | 26.841 | 26.276 | 25.713 | 25.152 | 24.592 | 24.034 | 23.477 | 22.922 | 22.368 | 21.815 | 21.651 | 21.487 | 21.323 | 21.159 | 20.996 | 20.834 | 20.671 | 20.509 | 20.347 | 20.186 | 20.024 | 19.864 | 19.703 | 19.543 | 19.383 | 19.226 | 19.071 | 18.916 | 18.764 | 18.612 | 18.461 | 18.312 | 18.164 | 18.017 | 17.872
S_Swannoa | solar | 27.408 | 26.841 | 26.276 | 25.713 | 25.152 | 24.592 | 24.034 | 23.477 | 22.922 | 22.368 | 21.815 | 21.651 | 21.487 | 21.323 | 21.159 | 20.996 | 20.834 | 20.671 | 20.509 | 20.347 | 20.186 | 20.024 | 19.864 | 19.703 | 19.543 | 19.383 | 19.226 | 19.071 | 18.916 | 18.764 | 18.612 | 18.461 | 18.312 | 18.164 | 18.017 | 17.872
S_Tahuna | solar | 27.408 | 26.841 | 26.276 | 25.713 | 25.152 | 24.592 | 24.034 | 23.477 | 22.922 | 22.368 | 21.815 | 21.651 | 21.487 | 21.323 | 21.159 | 20.996 | 20.834 | 20.671 | 20.509 | 20.347 | 20.186 | 20.024 | 19.864 | 19.703 | 19.543 | 19.383 | 19.226 | 19.071 | 18.916 | 18.764 | 18.612 | 18.461 | 18.312 | 18.164 | 18.017 | 17.872
S_Taiohi | solar | 27.408 | 26.841 | 26.276 | 25.713 | 25.152 | 24.592 | 24.034 | 23.477 | 22.922 | 22.368 | 21.815 | 21.651 | 21.487 | 21.323 | 21.159 | 20.996 | 20.834 | 20.671 | 20.509 | 20.347 | 20.186 | 20.024 | 19.864 | 19.703 | 19.543 | 19.383 | 19.226 | 19.071 | 18.916 | 18.764 | 18.612 | 18.461 | 18.312 | 18.164 | 18.017 | 17.872
S_Tangiwai | solar | 27.408 | 26.841 | 26.276 | 25.713 | 25.152 | 24.592 | 24.034 | 23.477 | 22.922 | 22.368 | 21.815 | 21.651 | 21.487 | 21.323 | 21.159 | 20.996 | 20.834 | 20.671 | 20.509 | 20.347 | 20.186 | 20.024 | 19.864 | 19.703 | 19.543 | 19.383 | 19.226 | 19.071 | 18.916 | 18.764 | 18.612 | 18.461 | 18.312 | 18.164 | 18.017 | 17.872
S_TararuaTar | solar | 27.408 | 26.841 | 26.276 | 25.713 | 25.152 | 24.592 | 24.034 | 23.477 | 22.922 | 22.368 | 21.815 | 21.651 | 21.487 | 21.323 | 21.159 | 20.996 | 20.834 | 20.671 | 20.509 | 20.347 | 20.186 | 20.024 | 19.864 | 19.703 | 19.543 | 19.383 | 19.226 | 19.071 | 18.916 | 18.764 | 18.612 | 18.461 | 18.312 | 18.164 | 18.017 | 17.872
S_Tasman | solar | 27.408 | 26.841 | 26.276 | 25.713 | 25.152 | 24.592 | 24.034 | 23.477 | 22.922 | 22.368 | 21.815 | 21.651 | 21.487 | 21.323 | 21.159 | 20.996 | 20.834 | 20.671 | 20.509 | 20.347 | 20.186 | 20.024 | 19.864 | 19.703 | 19.543 | 19.383 | 19.226 | 19.071 | 18.916 | 18.764 | 18.612 | 18.461 | 18.312 | 18.164 | 18.017 | 17.872
S_Tauhei | solar | 27.408 | 26.841 | 26.276 | 25.713 | 25.152 | 24.592 | 24.034 | 23.477 | 22.922 | 22.368 | 21.815 | 21.651 | 21.487 | 21.323 | 21.159 | 20.996 | 20.834 | 20.671 | 20.509 | 20.347 | 20.186 | 20.024 | 19.864 | 19.703 | 19.543 | 19.383 | 19.226 | 19.071 | 18.916 | 18.764 | 18.612 | 18.461 | 18.312 | 18.164 | 18.017 | 17.872
S_Tauhei_s2 | solar | 27.408 | 26.841 | 26.276 | 25.713 | 25.152 | 24.592 | 24.034 | 23.477 | 22.922 | 22.368 | 21.815 | 21.651 | 21.487 | 21.323 | 21.159 | 20.996 | 20.834 | 20.671 | 20.509 | 20.347 | 20.186 | 20.024 | 19.864 | 19.703 | 19.543 | 19.383 | 19.226 | 19.071 | 18.916 | 18.764 | 18.612 | 18.461 | 18.312 | 18.164 | 18.017 | 17.872
S_TeRahui_s1 | solar | 27.408 | 26.841 | 26.276 | 25.713 | 25.152 | 24.592 | 24.034 | 23.477 | 22.922 | 22.368 | 21.815 | 21.651 | 21.487 | 21.323 | 21.159 | 20.996 | 20.834 | 20.671 | 20.509 | 20.347 | 20.186 | 20.024 | 19.864 | 19.703 | 19.543 | 19.383 | 19.226 | 19.071 | 18.916 | 18.764 | 18.612 | 18.461 | 18.312 | 18.164 | 18.017 | 17.872
S_TeRahui_s2 | solar | 27.408 | 26.841 | 26.276 | 25.713 | 25.152 | 24.592 | 24.034 | 23.477 | 22.922 | 22.368 | 21.815 | 21.651 | 21.487 | 21.323 | 21.159 | 20.996 | 20.834 | 20.671 | 20.509 | 20.347 | 20.186 | 20.024 | 19.864 | 19.703 | 19.543 | 19.383 | 19.226 | 19.071 | 18.916 | 18.764 | 18.612 | 18.461 | 18.312 | 18.164 | 18.017 | 17.872
S_ThePoint | solar | 27.408 | 26.841 | 26.276 | 25.713 | 25.152 | 24.592 | 24.034 | 23.477 | 22.922 | 22.368 | 21.815 | 21.651 | 21.487 | 21.323 | 21.159 | 20.996 | 20.834 | 20.671 | 20.509 | 20.347 | 20.186 | 20.024 | 19.864 | 19.703 | 19.543 | 19.383 | 19.226 | 19.071 | 18.916 | 18.764 | 18.612 | 18.461 | 18.312 | 18.164 | 18.017 | 17.872
S_ThreeStrea | solar | 27.408 | 26.841 | 26.276 | 25.713 | 25.152 | 24.592 | 24.034 | 23.477 | 22.922 | 22.368 | 21.815 | 21.651 | 21.487 | 21.323 | 21.159 | 20.996 | 20.834 | 20.671 | 20.509 | 20.347 | 20.186 | 20.024 | 19.864 | 19.703 | 19.543 | 19.383 | 19.226 | 19.071 | 18.916 | 18.764 | 18.612 | 18.461 | 18.312 | 18.164 | 18.017 | 17.872
S_Timaru | solar | 27.408 | 26.841 | 26.276 | 25.713 | 25.152 | 24.592 | 24.034 | 23.477 | 22.922 | 22.368 | 21.815 | 21.651 | 21.487 | 21.323 | 21.159 | 20.996 | 20.834 | 20.671 | 20.509 | 20.347 | 20.186 | 20.024 | 19.864 | 19.703 | 19.543 | 19.383 | 19.226 | 19.071 | 18.916 | 18.764 | 18.612 | 18.461 | 18.312 | 18.164 | 18.017 | 17.872
S_TwinRivers | solar | 27.408 | 26.841 | 26.276 | 25.713 | 25.152 | 24.592 | 24.034 | 23.477 | 22.922 | 22.368 | 21.815 | 21.651 | 21.487 | 21.323 | 21.159 | 20.996 | 20.834 | 20.671 | 20.509 | 20.347 | 20.186 | 20.024 | 19.864 | 19.703 | 19.543 | 19.383 | 19.226 | 19.071 | 18.916 | 18.764 | 18.612 | 18.461 | 18.312 | 18.164 | 18.017 | 17.872
S_Twizel0 | solar | 27.408 | 26.841 | 26.276 | 25.713 | 25.152 | 24.592 | 24.034 | 23.477 | 22.922 | 22.368 | 21.815 | 21.651 | 21.487 | 21.323 | 21.159 | 20.996 | 20.834 | 20.671 | 20.509 | 20.347 | 20.186 | 20.024 | 19.864 | 19.703 | 19.543 | 19.383 | 19.226 | 19.071 | 18.916 | 18.764 | 18.612 | 18.461 | 18.312 | 18.164 | 18.017 | 17.872
S_Twizel1 | solar | 27.408 | 26.841 | 26.276 | 25.713 | 25.152 | 24.592 | 24.034 | 23.477 | 22.922 | 22.368 | 21.815 | 21.651 | 21.487 | 21.323 | 21.159 | 20.996 | 20.834 | 20.671 | 20.509 | 20.347 | 20.186 | 20.024 | 19.864 | 19.703 | 19.543 | 19.383 | 19.226 | 19.071 | 18.916 | 18.764 | 18.612 | 18.461 | 18.312 | 18.164 | 18.017 | 17.872
S_UpperTaka1 | solar | 27.408 | 26.841 | 26.276 | 25.713 | 25.152 | 24.592 | 24.034 | 23.477 | 22.922 | 22.368 | 21.815 | 21.651 | 21.487 | 21.323 | 21.159 | 20.996 | 20.834 | 20.671 | 20.509 | 20.347 | 20.186 | 20.024 | 19.864 | 19.703 | 19.543 | 19.383 | 19.226 | 19.071 | 18.916 | 18.764 | 18.612 | 18.461 | 18.312 | 18.164 | 18.017 | 17.872
S_UpperTaka2 | solar | 27.408 | 26.841 | 26.276 | 25.713 | 25.152 | 24.592 | 24.034 | 23.477 | 22.922 | 22.368 | 21.815 | 21.651 | 21.487 | 21.323 | 21.159 | 20.996 | 20.834 | 20.671 | 20.509 | 20.347 | 20.186 | 20.024 | 19.864 | 19.703 | 19.543 | 19.383 | 19.226 | 19.071 | 18.916 | 18.764 | 18.612 | 18.461 | 18.312 | 18.164 | 18.017 | 17.872
S_Waerenga | solar | 27.408 | 26.841 | 26.276 | 25.713 | 25.152 | 24.592 | 24.034 | 23.477 | 22.922 | 22.368 | 21.815 | 21.651 | 21.487 | 21.323 | 21.159 | 20.996 | 20.834 | 20.671 | 20.509 | 20.347 | 20.186 | 20.024 | 19.864 | 19.703 | 19.543 | 19.383 | 19.226 | 19.071 | 18.916 | 18.764 | 18.612 | 18.461 | 18.312 | 18.164 | 18.017 | 17.872
S_Waihou | solar | 27.408 | 26.841 | 26.276 | 25.713 | 25.152 | 24.592 | 24.034 | 23.477 | 22.922 | 22.368 | 21.815 | 21.651 | 21.487 | 21.323 | 21.159 | 20.996 | 20.834 | 20.671 | 20.509 | 20.347 | 20.186 | 20.024 | 19.864 | 19.703 | 19.543 | 19.383 | 19.226 | 19.071 | 18.916 | 18.764 | 18.612 | 18.461 | 18.312 | 18.164 | 18.017 | 17.872
S_Waiinu_s1 | solar | 27.408 | 26.841 | 26.276 | 25.713 | 25.152 | 24.592 | 24.034 | 23.477 | 22.922 | 22.368 | 21.815 | 21.651 | 21.487 | 21.323 | 21.159 | 20.996 | 20.834 | 20.671 | 20.509 | 20.347 | 20.186 | 20.024 | 19.864 | 19.703 | 19.543 | 19.383 | 19.226 | 19.071 | 18.916 | 18.764 | 18.612 | 18.461 | 18.312 | 18.164 | 18.017 | 17.872
S_Waiinu_s2 | solar | 27.408 | 26.841 | 26.276 | 25.713 | 25.152 | 24.592 | 24.034 | 23.477 | 22.922 | 22.368 | 21.815 | 21.651 | 21.487 | 21.323 | 21.159 | 20.996 | 20.834 | 20.671 | 20.509 | 20.347 | 20.186 | 20.024 | 19.864 | 19.703 | 19.543 | 19.383 | 19.226 | 19.071 | 18.916 | 18.764 | 18.612 | 18.461 | 18.312 | 18.164 | 18.017 | 17.872
S_Waikato | solar | 27.408 | 26.841 | 26.276 | 25.713 | 25.152 | 24.592 | 24.034 | 23.477 | 22.922 | 22.368 | 21.815 | 21.651 | 21.487 | 21.323 | 21.159 | 20.996 | 20.834 | 20.671 | 20.509 | 20.347 | 20.186 | 20.024 | 19.864 | 19.703 | 19.543 | 19.383 | 19.226 | 19.071 | 18.916 | 18.764 | 18.612 | 18.461 | 18.312 | 18.164 | 18.017 | 17.872
S_Waikato0 | solar | 27.408 | 26.841 | 26.276 | 25.713 | 25.152 | 24.592 | 24.034 | 23.477 | 22.922 | 22.368 | 21.815 | 21.651 | 21.487 | 21.323 | 21.159 | 20.996 | 20.834 | 20.671 | 20.509 | 20.347 | 20.186 | 20.024 | 19.864 | 19.703 | 19.543 | 19.383 | 19.226 | 19.071 | 18.916 | 18.764 | 18.612 | 18.461 | 18.312 | 18.164 | 18.017 | 17.872
S_Waikato1 | solar | 27.408 | 26.841 | 26.276 | 25.713 | 25.152 | 24.592 | 24.034 | 23.477 | 22.922 | 22.368 | 21.815 | 21.651 | 21.487 | 21.323 | 21.159 | 20.996 | 20.834 | 20.671 | 20.509 | 20.347 | 20.186 | 20.024 | 19.864 | 19.703 | 19.543 | 19.383 | 19.226 | 19.071 | 18.916 | 18.764 | 18.612 | 18.461 | 18.312 | 18.164 | 18.017 | 17.872
S_Waiotahe | solar | 27.408 | 26.841 | 26.276 | 25.713 | 25.152 | 24.592 | 24.034 | 23.477 | 22.922 | 22.368 | 21.815 | 21.651 | 21.487 | 21.323 | 21.159 | 20.996 | 20.834 | 20.671 | 20.509 | 20.347 | 20.186 | 20.024 | 19.864 | 19.703 | 19.543 | 19.383 | 19.226 | 19.071 | 18.916 | 18.764 | 18.612 | 18.461 | 18.312 | 18.164 | 18.017 | 17.872
S_Waipawa | solar | 27.408 | 26.841 | 26.276 | 25.713 | 25.152 | 24.592 | 24.034 | 23.477 | 22.922 | 22.368 | 21.815 | 21.651 | 21.487 | 21.323 | 21.159 | 20.996 | 20.834 | 20.671 | 20.509 | 20.347 | 20.186 | 20.024 | 19.864 | 19.703 | 19.543 | 19.383 | 19.226 | 19.071 | 18.916 | 18.764 | 18.612 | 18.461 | 18.312 | 18.164 | 18.017 | 17.872
S_Waitara | solar | 27.408 | 26.841 | 26.276 | 25.713 | 25.152 | 24.592 | 24.034 | 23.477 | 22.922 | 22.368 | 21.815 | 21.651 | 21.487 | 21.323 | 21.159 | 20.996 | 20.834 | 20.671 | 20.509 | 20.347 | 20.186 | 20.024 | 19.864 | 19.703 | 19.543 | 19.383 | 19.226 | 19.071 | 18.916 | 18.764 | 18.612 | 18.461 | 18.312 | 18.164 | 18.017 | 17.872
S_Waiterimu | solar | 27.408 | 26.841 | 26.276 | 25.713 | 25.152 | 24.592 | 24.034 | 23.477 | 22.922 | 22.368 | 21.815 | 21.651 | 21.487 | 21.323 | 21.159 | 20.996 | 20.834 | 20.671 | 20.509 | 20.347 | 20.186 | 20.024 | 19.864 | 19.703 | 19.543 | 19.383 | 19.226 | 19.071 | 18.916 | 18.764 | 18.612 | 18.461 | 18.312 | 18.164 | 18.017 | 17.872
S_Wellsford | solar | 27.408 | 26.841 | 26.276 | 25.713 | 25.152 | 24.592 | 24.034 | 23.477 | 22.922 | 22.368 | 21.815 | 21.651 | 21.487 | 21.323 | 21.159 | 20.996 | 20.834 | 20.671 | 20.509 | 20.347 | 20.186 | 20.024 | 19.864 | 19.703 | 19.543 | 19.383 | 19.226 | 19.071 | 18.916 | 18.764 | 18.612 | 18.461 | 18.312 | 18.164 | 18.017 | 17.872
S_WesternBa1 | solar | 27.408 | 26.841 | 26.276 | 25.713 | 25.152 | 24.592 | 24.034 | 23.477 | 22.922 | 22.368 | 21.815 | 21.651 | 21.487 | 21.323 | 21.159 | 20.996 | 20.834 | 20.671 | 20.509 | 20.347 | 20.186 | 20.024 | 19.864 | 19.703 | 19.543 | 19.383 | 19.226 | 19.071 | 18.916 | 18.764 | 18.612 | 18.461 | 18.312 | 18.164 | 18.017 | 17.872
S_WesternBa2 | solar | 27.408 | 26.841 | 26.276 | 25.713 | 25.152 | 24.592 | 24.034 | 23.477 | 22.922 | 22.368 | 21.815 | 21.651 | 21.487 | 21.323 | 21.159 | 20.996 | 20.834 | 20.671 | 20.509 | 20.347 | 20.186 | 20.024 | 19.864 | 19.703 | 19.543 | 19.383 | 19.226 | 19.071 | 18.916 | 18.764 | 18.612 | 18.461 | 18.312 | 18.164 | 18.017 | 17.872
S_Whakatane | solar | 27.408 | 26.841 | 26.276 | 25.713 | 25.152 | 24.592 | 24.034 | 23.477 | 22.922 | 22.368 | 21.815 | 21.651 | 21.487 | 21.323 | 21.159 | 20.996 | 20.834 | 20.671 | 20.509 | 20.347 | 20.186 | 20.024 | 19.864 | 19.703 | 19.543 | 19.383 | 19.226 | 19.071 | 18.916 | 18.764 | 18.612 | 18.461 | 18.312 | 18.164 | 18.017 | 17.872
S_WhangapeEn | solar | 27.408 | 26.841 | 26.276 | 25.713 | 25.152 | 24.592 | 24.034 | 23.477 | 22.922 | 22.368 | 21.815 | 21.651 | 21.487 | 21.323 | 21.159 | 20.996 | 20.834 | 20.671 | 20.509 | 20.347 | 20.186 | 20.024 | 19.864 | 19.703 | 19.543 | 19.383 | 19.226 | 19.071 | 18.916 | 18.764 | 18.612 | 18.461 | 18.312 | 18.164 | 18.017 | 17.872
S_Whitianga | solar | 27.408 | 26.841 | 26.276 | 25.713 | 25.152 | 24.592 | 24.034 | 23.477 | 22.922 | 22.368 | 21.815 | 21.651 | 21.487 | 21.323 | 21.159 | 20.996 | 20.834 | 20.671 | 20.509 | 20.347 | 20.186 | 20.024 | 19.864 | 19.703 | 19.543 | 19.383 | 19.226 | 19.071 | 18.916 | 18.764 | 18.612 | 18.461 | 18.312 | 18.164 | 18.017 | 17.872
S_genAucklan | solar | 27.408 | 26.841 | 26.276 | 25.713 | 25.152 | 24.592 | 24.034 | 23.477 | 22.922 | 22.368 | 21.815 | 21.651 | 21.487 | 21.323 | 21.159 | 20.996 | 20.834 | 20.671 | 20.509 | 20.347 | 20.186 | 20.024 | 19.864 | 19.703 | 19.543 | 19.383 | 19.226 | 19.071 | 18.916 | 18.764 | 18.612 | 18.461 | 18.312 | 18.164 | 18.017 | 17.872
S_genBayofPl | solar | 27.408 | 26.841 | 26.276 | 25.713 | 25.152 | 24.592 | 24.034 | 23.477 | 22.922 | 22.368 | 21.815 | 21.651 | 21.487 | 21.323 | 21.159 | 20.996 | 20.834 | 20.671 | 20.509 | 20.347 | 20.186 | 20.024 | 19.864 | 19.703 | 19.543 | 19.383 | 19.226 | 19.071 | 18.916 | 18.764 | 18.612 | 18.461 | 18.312 | 18.164 | 18.017 | 17.872
S_genCanter1 | solar | 27.408 | 26.841 | 26.276 | 25.713 | 25.152 | 24.592 | 24.034 | 23.477 | 22.922 | 22.368 | 21.815 | 21.651 | 21.487 | 21.323 | 21.159 | 20.996 | 20.834 | 20.671 | 20.509 | 20.347 | 20.186 | 20.024 | 19.864 | 19.703 | 19.543 | 19.383 | 19.226 | 19.071 | 18.916 | 18.764 | 18.612 | 18.461 | 18.312 | 18.164 | 18.017 | 17.872
S_genCanter2 | solar | 27.408 | 26.841 | 26.276 | 25.713 | 25.152 | 24.592 | 24.034 | 23.477 | 22.922 | 22.368 | 21.815 | 21.651 | 21.487 | 21.323 | 21.159 | 20.996 | 20.834 | 20.671 | 20.509 | 20.347 | 20.186 | 20.024 | 19.864 | 19.703 | 19.543 | 19.383 | 19.226 | 19.071 | 18.916 | 18.764 | 18.612 | 18.461 | 18.312 | 18.164 | 18.017 | 17.872
S_genGisborn | solar | 27.408 | 26.841 | 26.276 | 25.713 | 25.152 | 24.592 | 24.034 | 23.477 | 22.922 | 22.368 | 21.815 | 21.651 | 21.487 | 21.323 | 21.159 | 20.996 | 20.834 | 20.671 | 20.509 | 20.347 | 20.186 | 20.024 | 19.864 | 19.703 | 19.543 | 19.383 | 19.226 | 19.071 | 18.916 | 18.764 | 18.612 | 18.461 | 18.312 | 18.164 | 18.017 | 17.872
S_genHawkes | solar | 27.408 | 26.841 | 26.276 | 25.713 | 25.152 | 24.592 | 24.034 | 23.477 | 22.922 | 22.368 | 21.815 | 21.651 | 21.487 | 21.323 | 21.159 | 20.996 | 20.834 | 20.671 | 20.509 | 20.347 | 20.186 | 20.024 | 19.864 | 19.703 | 19.543 | 19.383 | 19.226 | 19.071 | 18.916 | 18.764 | 18.612 | 18.461 | 18.312 | 18.164 | 18.017 | 17.872
S_genMarlbor | solar | 27.408 | 26.841 | 26.276 | 25.713 | 25.152 | 24.592 | 24.034 | 23.477 | 22.922 | 22.368 | 21.815 | 21.651 | 21.487 | 21.323 | 21.159 | 20.996 | 20.834 | 20.671 | 20.509 | 20.347 | 20.186 | 20.024 | 19.864 | 19.703 | 19.543 | 19.383 | 19.226 | 19.071 | 18.916 | 18.764 | 18.612 | 18.461 | 18.312 | 18.164 | 18.017 | 17.872
S_genNorthla | solar | 27.408 | 26.841 | 26.276 | 25.713 | 25.152 | 24.592 | 24.034 | 23.477 | 22.922 | 22.368 | 21.815 | 21.651 | 21.487 | 21.323 | 21.159 | 20.996 | 20.834 | 20.671 | 20.509 | 20.347 | 20.186 | 20.024 | 19.864 | 19.703 | 19.543 | 19.383 | 19.226 | 19.071 | 18.916 | 18.764 | 18.612 | 18.461 | 18.312 | 18.164 | 18.017 | 17.872
S_genTaranak | solar | 27.408 | 26.841 | 26.276 | 25.713 | 25.152 | 24.592 | 24.034 | 23.477 | 22.922 | 22.368 | 21.815 | 21.651 | 21.487 | 21.323 | 21.159 | 20.996 | 20.834 | 20.671 | 20.509 | 20.347 | 20.186 | 20.024 | 19.864 | 19.703 | 19.543 | 19.383 | 19.226 | 19.071 | 18.916 | 18.764 | 18.612 | 18.461 | 18.312 | 18.164 | 18.017 | 17.872
S_genWaikat1 | solar | 27.408 | 26.841 | 26.276 | 25.713 | 25.152 | 24.592 | 24.034 | 23.477 | 22.922 | 22.368 | 21.815 | 21.651 | 21.487 | 21.323 | 21.159 | 20.996 | 20.834 | 20.671 | 20.509 | 20.347 | 20.186 | 20.024 | 19.864 | 19.703 | 19.543 | 19.383 | 19.226 | 19.071 | 18.916 | 18.764 | 18.612 | 18.461 | 18.312 | 18.164 | 18.017 | 17.872
S_genWaikat2 | solar | 27.408 | 26.841 | 26.276 | 25.713 | 25.152 | 24.592 | 24.034 | 23.477 | 22.922 | 22.368 | 21.815 | 21.651 | 21.487 | 21.323 | 21.159 | 20.996 | 20.834 | 20.671 | 20.509 | 20.347 | 20.186 | 20.024 | 19.864 | 19.703 | 19.543 | 19.383 | 19.226 | 19.071 | 18.916 | 18.764 | 18.612 | 18.461 | 18.312 | 18.164 | 18.017 | 17.872
S_genWairara | solar | 27.408 | 26.841 | 26.276 | 25.713 | 25.152 | 24.592 | 24.034 | 23.477 | 22.922 | 22.368 | 21.815 | 21.651 | 21.487 | 21.323 | 21.159 | 20.996 | 20.834 | 20.671 | 20.509 | 20.347 | 20.186 | 20.024 | 19.864 | 19.703 | 19.543 | 19.383 | 19.226 | 19.071 | 18.916 | 18.764 | 18.612 | 18.461 | 18.312 | 18.164 | 18.017 | 17.872
Taheke1 | geothermal | 161.951 | 160.826 | 159.708 | 158.598 | 157.495 | 156.4 | 155.313 | 154.233 | 153.161 | 152.097 | 151.039 | 149.989 | 148.947 | 147.911 | 146.883 | 145.862 | 144.848 | 143.841 | 142.842 | 141.849 | 140.863 | 139.883 | 138.911 | 137.945 | 136.986 | 136.034 | 135.089 | 134.15 | 133.217 | 132.291 | 131.371 | 130.458 | 129.551 | 128.651 | 127.756 | 126.868
Taheke2 | geothermal | 161.951 | 160.826 | 159.708 | 158.598 | 157.495 | 156.4 | 155.313 | 154.233 | 153.161 | 152.097 | 151.039 | 149.989 | 148.947 | 147.911 | 146.883 | 145.862 | 144.848 | 143.841 | 142.842 | 141.849 | 140.863 | 139.883 | 138.911 | 137.945 | 136.986 | 136.034 | 135.089 | 134.15 | 133.217 | 132.291 | 131.371 | 130.458 | 129.551 | 128.651 | 127.756 | 126.868
Taheke3 | geothermal | 161.951 | 160.826 | 159.708 | 158.598 | 157.495 | 156.4 | 155.313 | 154.233 | 153.161 | 152.097 | 151.039 | 149.989 | 148.947 | 147.911 | 146.883 | 145.862 | 144.848 | 143.841 | 142.842 | 141.849 | 140.863 | 139.883 | 138.911 | 137.945 | 136.986 | 136.034 | 135.089 | 134.15 | 133.217 | 132.291 | 131.371 | 130.458 | 129.551 | 128.651 | 127.756 | 126.868
TaramTaipo | hydro | 88.83 | 88.519 | 88.209 | 87.9 | 87.592 | 87.286 | 86.98 | 86.676 | 86.373 | 86.07 | 85.769 | 85.469 | 85.17 | 84.872 | 84.575 | 84.279 | 83.984 | 83.69 | 83.397 | 83.105 | 82.814 | 82.524 | 82.235 | 81.947 | 81.661 | 81.375 | 81.09 | 80.806 | 80.523 | 80.242 | 79.961 | 79.681 | 79.402 | 79.124 | 78.847 | 78.571
Tauhara2 | geothermal | 161.951 | 160.826 | 159.708 | 158.598 | 157.495 | 156.4 | 155.313 | 154.233 | 153.161 | 152.097 | 151.039 | 149.989 | 148.947 | 147.911 | 146.883 | 145.862 | 144.848 | 143.841 | 142.842 | 141.849 | 140.863 | 139.883 | 138.911 | 137.945 | 136.986 | 136.034 | 135.089 | 134.15 | 133.217 | 132.291 | 131.371 | 130.458 | 129.551 | 128.651 | 127.756 | 126.868
Tauhara3 | geothermal | 161.951 | 160.826 | 159.708 | 158.598 | 157.495 | 156.4 | 155.313 | 154.233 | 153.161 | 152.097 | 151.039 | 149.989 | 148.947 | 147.911 | 146.883 | 145.862 | 144.848 | 143.841 | 142.842 | 141.849 | 140.863 | 139.883 | 138.911 | 137.945 | 136.986 | 136.034 | 135.089 | 134.15 | 133.217 | 132.291 | 131.371 | 130.458 | 129.551 | 128.651 | 127.756 | 126.868
TauheiBESS | battery | 25.122 | 24.562 | 24.004 | 23.446 | 22.89 | 22.336 | 22.075 | 21.813 | 21.552 | 21.291 | 21.029 | 20.767 | 20.505 | 20.243 | 19.981 | 19.719 | 19.456 | 19.193 | 18.93 | 18.667 | 18.404 | 18.14 | 17.876 | 17.612 | 17.347 | 17.082 | 16.829 | 16.58 | 16.335 | 16.093 | 15.855 | 15.621 | 15.39 | 15.162 | 14.938 | 14.717
TeMihi2 | geothermal | 161.951 | 160.826 | 159.708 | 158.598 | 157.495 | 156.4 | 155.313 | 154.233 | 153.161 | 152.097 | 151.039 | 149.989 | 148.947 | 147.911 | 146.883 | 145.862 | 144.848 | 143.841 | 142.842 | 141.849 | 140.863 | 139.883 | 138.911 | 137.945 | 136.986 | 136.034 | 135.089 | 134.15 | 133.217 | 132.291 | 131.371 | 130.458 | 129.551 | 128.651 | 127.756 | 126.868
TeMihi3 | geothermal | 161.951 | 160.826 | 159.708 | 158.598 | 157.495 | 156.4 | 155.313 | 154.233 | 153.161 | 152.097 | 151.039 | 149.989 | 148.947 | 147.911 | 146.883 | 145.862 | 144.848 | 143.841 | 142.842 | 141.849 | 140.863 | 139.883 | 138.911 | 137.945 | 136.986 | 136.034 | 135.089 | 134.15 | 133.217 | 132.291 | 131.371 | 130.458 | 129.551 | 128.651 | 127.756 | 126.868
Tikitere1 | geothermal | 161.951 | 160.826 | 159.708 | 158.598 | 157.495 | 156.4 | 155.313 | 154.233 | 153.161 | 152.097 | 151.039 | 149.989 | 148.947 | 147.911 | 146.883 | 145.862 | 144.848 | 143.841 | 142.842 | 141.849 | 140.863 | 139.883 | 138.911 | 137.945 | 136.986 | 136.034 | 135.089 | 134.15 | 133.217 | 132.291 | 131.371 | 130.458 | 129.551 | 128.651 | 127.756 | 126.868
Tikitere2 | geothermal | 161.951 | 160.826 | 159.708 | 158.598 | 157.495 | 156.4 | 155.313 | 154.233 | 153.161 | 152.097 | 151.039 | 149.989 | 148.947 | 147.911 | 146.883 | 145.862 | 144.848 | 143.841 | 142.842 | 141.849 | 140.863 | 139.883 | 138.911 | 137.945 | 136.986 | 136.034 | 135.089 | 134.15 | 133.217 | 132.291 | 131.371 | 130.458 | 129.551 | 128.651 | 127.756 | 126.868
TokaanuGeo1 | geothermal | 161.951 | 160.826 | 159.708 | 158.598 | 157.495 | 156.4 | 155.313 | 154.233 | 153.161 | 152.097 | 151.039 | 149.989 | 148.947 | 147.911 | 146.883 | 145.862 | 144.848 | 143.841 | 142.842 | 141.849 | 140.863 | 139.883 | 138.911 | 137.945 | 136.986 | 136.034 | 135.089 | 134.15 | 133.217 | 132.291 | 131.371 | 130.458 | 129.551 | 128.651 | 127.756 | 126.868
TokaanuGeo2 | geothermal | 161.951 | 160.826 | 159.708 | 158.598 | 157.495 | 156.4 | 155.313 | 154.233 | 153.161 | 152.097 | 151.039 | 149.989 | 148.947 | 147.911 | 146.883 | 145.862 | 144.848 | 143.841 | 142.842 | 141.849 | 140.863 | 139.883 | 138.911 | 137.945 | 136.986 | 136.034 | 135.089 | 134.15 | 133.217 | 132.291 | 131.371 | 130.458 | 129.551 | 128.651 | 127.756 | 126.868
Tuapeka | hydro | 88.83 | 88.519 | 88.209 | 87.9 | 87.592 | 87.286 | 86.98 | 86.676 | 86.373 | 86.07 | 85.769 | 85.469 | 85.17 | 84.872 | 84.575 | 84.279 | 83.984 | 83.69 | 83.397 | 83.105 | 82.814 | 82.524 | 82.235 | 81.947 | 81.661 | 81.375 | 81.09 | 80.806 | 80.523 | 80.242 | 79.961 | 79.681 | 79.402 | 79.124 | 78.847 | 78.571
UpWaiauSth | hydro | 88.83 | 88.519 | 88.209 | 87.9 | 87.592 | 87.286 | 86.98 | 86.676 | 86.373 | 86.07 | 85.769 | 85.469 | 85.17 | 84.872 | 84.575 | 84.279 | 83.984 | 83.69 | 83.397 | 83.105 | 82.814 | 82.524 | 82.235 | 81.947 | 81.661 | 81.375 | 81.09 | 80.806 | 80.523 | 80.242 | 79.961 | 79.681 | 79.402 | 79.124 | 78.847 | 78.571
WRKreduced | geothermal | 0 | 0 | 0 | 0 | 0 | 0 | 0 | 0 | 0 | 0 | 0 | 0 | 0 | 0 | 0 | 0 | 0 | 0 | 0 | 0 | 0 | 0 | 0 | 0 | 0 | 0 | 0 | 0 | 0 | 0 | 0 | 0 | 0 | 0 | 0 | 0
W_AwaruaQuad | wind | 43.494 | 43.087 | 42.68 | 42.274 | 41.868 | 41.462 | 41.23 | 40.999 | 40.767 | 40.536 | 40.305 | 40.074 | 39.844 | 39.613 | 39.383 | 39.153 | 38.923 | 38.694 | 38.464 | 38.235 | 38.006 | 37.777 | 37.548 | 37.32 | 37.091 | 36.863 | 36.639 | 36.416 | 36.194 | 35.974 | 35.755 | 35.537 | 35.321 | 35.106 | 34.892 | 34.68
W_CastleHill | wind | 43.494 | 43.087 | 42.68 | 42.274 | 41.868 | 41.462 | 41.23 | 40.999 | 40.767 | 40.536 | 40.305 | 40.074 | 39.844 | 39.613 | 39.383 | 39.153 | 38.923 | 38.694 | 38.464 | 38.235 | 38.006 | 37.777 | 37.548 | 37.32 | 37.091 | 36.863 | 36.639 | 36.416 | 36.194 | 35.974 | 35.755 | 35.537 | 35.321 | 35.106 | 34.892 | 34.68
W_Edendale | wind | 43.494 | 43.087 | 42.68 | 42.274 | 41.868 | 41.462 | 41.23 | 40.999 | 40.767 | 40.536 | 40.305 | 40.074 | 39.844 | 39.613 | 39.383 | 39.153 | 38.923 | 38.694 | 38.464 | 38.235 | 38.006 | 37.777 | 37.548 | 37.32 | 37.091 | 36.863 | 36.639 | 36.416 | 36.194 | 35.974 | 35.755 | 35.537 | 35.321 | 35.106 | 34.892 | 34.68
W_GlenMasse1 | wind | 43.494 | 43.087 | 42.68 | 42.274 | 41.868 | 41.462 | 41.23 | 40.999 | 40.767 | 40.536 | 40.305 | 40.074 | 39.844 | 39.613 | 39.383 | 39.153 | 38.923 | 38.694 | 38.464 | 38.235 | 38.006 | 37.777 | 37.548 | 37.32 | 37.091 | 36.863 | 36.639 | 36.416 | 36.194 | 35.974 | 35.755 | 35.537 | 35.321 | 35.106 | 34.892 | 34.68
W_GlenMasse2 | wind | 43.494 | 43.087 | 42.68 | 42.274 | 41.868 | 41.462 | 41.23 | 40.999 | 40.767 | 40.536 | 40.305 | 40.074 | 39.844 | 39.613 | 39.383 | 39.153 | 38.923 | 38.694 | 38.464 | 38.235 | 38.006 | 37.777 | 37.548 | 37.32 | 37.091 | 36.863 | 36.639 | 36.416 | 36.194 | 35.974 | 35.755 | 35.537 | 35.321 | 35.106 | 34.892 | 34.68
W_Hapuakohe | wind | 43.494 | 43.087 | 42.68 | 42.274 | 41.868 | 41.462 | 41.23 | 40.999 | 40.767 | 40.536 | 40.305 | 40.074 | 39.844 | 39.613 | 39.383 | 39.153 | 38.923 | 38.694 | 38.464 | 38.235 | 38.006 | 37.777 | 37.548 | 37.32 | 37.091 | 36.863 | 36.639 | 36.416 | 36.194 | 35.974 | 35.755 | 35.537 | 35.321 | 35.106 | 34.892 | 34.68
W_Huriwaka | wind | 43.494 | 43.087 | 42.68 | 42.274 | 41.868 | 41.462 | 41.23 | 40.999 | 40.767 | 40.536 | 40.305 | 40.074 | 39.844 | 39.613 | 39.383 | 39.153 | 38.923 | 38.694 | 38.464 | 38.235 | 38.006 | 37.777 | 37.548 | 37.32 | 37.091 | 36.863 | 36.639 | 36.416 | 36.194 | 35.974 | 35.755 | 35.537 | 35.321 | 35.106 | 34.892 | 34.68
W_Jericho | wind | 43.494 | 43.087 | 42.68 | 42.274 | 41.868 | 41.462 | 41.23 | 40.999 | 40.767 | 40.536 | 40.305 | 40.074 | 39.844 | 39.613 | 39.383 | 39.153 | 38.923 | 38.694 | 38.464 | 38.235 | 38.006 | 37.777 | 37.548 | 37.32 | 37.091 | 36.863 | 36.639 | 36.416 | 36.194 | 35.974 | 35.755 | 35.537 | 35.321 | 35.106 | 34.892 | 34.68
W_Kaihiku | wind | 43.494 | 43.087 | 42.68 | 42.274 | 41.868 | 41.462 | 41.23 | 40.999 | 40.767 | 40.536 | 40.305 | 40.074 | 39.844 | 39.613 | 39.383 | 39.153 | 38.923 | 38.694 | 38.464 | 38.235 | 38.006 | 37.777 | 37.548 | 37.32 | 37.091 | 36.863 | 36.639 | 36.416 | 36.194 | 35.974 | 35.755 | 35.537 | 35.321 | 35.106 | 34.892 | 34.68
W_Kaimai | wind | 43.494 | 43.087 | 42.68 | 42.274 | 41.868 | 41.462 | 41.23 | 40.999 | 40.767 | 40.536 | 40.305 | 40.074 | 39.844 | 39.613 | 39.383 | 39.153 | 38.923 | 38.694 | 38.464 | 38.235 | 38.006 | 37.777 | 37.548 | 37.32 | 37.091 | 36.863 | 36.639 | 36.416 | 36.194 | 35.974 | 35.755 | 35.537 | 35.321 | 35.106 | 34.892 | 34.68
W_Kaiwaikawe | wind | 43.494 | 43.087 | 42.68 | 42.274 | 41.868 | 41.462 | 41.23 | 40.999 | 40.767 | 40.536 | 40.305 | 40.074 | 39.844 | 39.613 | 39.383 | 39.153 | 38.923 | 38.694 | 38.464 | 38.235 | 38.006 | 37.777 | 37.548 | 37.32 | 37.091 | 36.863 | 36.639 | 36.416 | 36.194 | 35.974 | 35.755 | 35.537 | 35.321 | 35.106 | 34.892 | 34.68
W_KaiweraDow | wind | 43.494 | 43.087 | 42.68 | 42.274 | 41.868 | 41.462 | 41.23 | 40.999 | 40.767 | 40.536 | 40.305 | 40.074 | 39.844 | 39.613 | 39.383 | 39.153 | 38.923 | 38.694 | 38.464 | 38.235 | 38.006 | 37.777 | 37.548 | 37.32 | 37.091 | 36.863 | 36.639 | 36.416 | 36.194 | 35.974 | 35.755 | 35.537 | 35.321 | 35.106 | 34.892 | 34.68
W_Kapuni | wind | 43.494 | 43.087 | 42.68 | 42.274 | 41.868 | 41.462 | 41.23 | 40.999 | 40.767 | 40.536 | 40.305 | 40.074 | 39.844 | 39.613 | 39.383 | 39.153 | 38.923 | 38.694 | 38.464 | 38.235 | 38.006 | 37.777 | 37.548 | 37.32 | 37.091 | 36.863 | 36.639 | 36.416 | 36.194 | 35.974 | 35.755 | 35.537 | 35.321 | 35.106 | 34.892 | 34.68
W_Kinleith | wind | 43.494 | 43.087 | 42.68 | 42.274 | 41.868 | 41.462 | 41.23 | 40.999 | 40.767 | 40.536 | 40.305 | 40.074 | 39.844 | 39.613 | 39.383 | 39.153 | 38.923 | 38.694 | 38.464 | 38.235 | 38.006 | 37.777 | 37.548 | 37.32 | 37.091 | 36.863 | 36.639 | 36.416 | 36.194 | 35.974 | 35.755 | 35.537 | 35.321 | 35.106 | 34.892 | 34.68
W_Kohi | wind | 43.494 | 43.087 | 42.68 | 42.274 | 41.868 | 41.462 | 41.23 | 40.999 | 40.767 | 40.536 | 40.305 | 40.074 | 39.844 | 39.613 | 39.383 | 39.153 | 38.923 | 38.694 | 38.464 | 38.235 | 38.006 | 37.777 | 37.548 | 37.32 | 37.091 | 36.863 | 36.639 | 36.416 | 36.194 | 35.974 | 35.755 | 35.537 | 35.321 | 35.106 | 34.892 | 34.68
W_Kupe | wind | 43.494 | 43.087 | 42.68 | 42.274 | 41.868 | 41.462 | 41.23 | 40.999 | 40.767 | 40.536 | 40.305 | 40.074 | 39.844 | 39.613 | 39.383 | 39.153 | 38.923 | 38.694 | 38.464 | 38.235 | 38.006 | 37.777 | 37.548 | 37.32 | 37.091 | 36.863 | 36.639 | 36.416 | 36.194 | 35.974 | 35.755 | 35.537 | 35.321 | 35.106 | 34.892 | 34.68
W_Kurow | wind | 43.494 | 43.087 | 42.68 | 42.274 | 41.868 | 41.462 | 41.23 | 40.999 | 40.767 | 40.536 | 40.305 | 40.074 | 39.844 | 39.613 | 39.383 | 39.153 | 38.923 | 38.694 | 38.464 | 38.235 | 38.006 | 37.777 | 37.548 | 37.32 | 37.091 | 36.863 | 36.639 | 36.416 | 36.194 | 35.974 | 35.755 | 35.537 | 35.321 | 35.106 | 34.892 | 34.68
W_Mahinerang | wind | 43.494 | 43.087 | 42.68 | 42.274 | 41.868 | 41.462 | 41.23 | 40.999 | 40.767 | 40.536 | 40.305 | 40.074 | 39.844 | 39.613 | 39.383 | 39.153 | 38.923 | 38.694 | 38.464 | 38.235 | 38.006 | 37.777 | 37.548 | 37.32 | 37.091 | 36.863 | 36.639 | 36.416 | 36.194 | 35.974 | 35.755 | 35.537 | 35.321 | 35.106 | 34.892 | 34.68
W_Mamaku_s1 | wind | 43.494 | 43.087 | 42.68 | 42.274 | 41.868 | 41.462 | 41.23 | 40.999 | 40.767 | 40.536 | 40.305 | 40.074 | 39.844 | 39.613 | 39.383 | 39.153 | 38.923 | 38.694 | 38.464 | 38.235 | 38.006 | 37.777 | 37.548 | 37.32 | 37.091 | 36.863 | 36.639 | 36.416 | 36.194 | 35.974 | 35.755 | 35.537 | 35.321 | 35.106 | 34.892 | 34.68
W_Mamaku_s2 | wind | 43.494 | 43.087 | 42.68 | 42.274 | 41.868 | 41.462 | 41.23 | 40.999 | 40.767 | 40.536 | 40.305 | 40.074 | 39.844 | 39.613 | 39.383 | 39.153 | 38.923 | 38.694 | 38.464 | 38.235 | 38.006 | 37.777 | 37.548 | 37.32 | 37.091 | 36.863 | 36.639 | 36.416 | 36.194 | 35.974 | 35.755 | 35.537 | 35.321 | 35.106 | 34.892 | 34.68
W_Manawatu | wind | 43.494 | 43.087 | 42.68 | 42.274 | 41.868 | 41.462 | 41.23 | 40.999 | 40.767 | 40.536 | 40.305 | 40.074 | 39.844 | 39.613 | 39.383 | 39.153 | 38.923 | 38.694 | 38.464 | 38.235 | 38.006 | 37.777 | 37.548 | 37.32 | 37.091 | 36.863 | 36.639 | 36.416 | 36.194 | 35.974 | 35.755 | 35.537 | 35.321 | 35.106 | 34.892 | 34.68
W_Mangapapa | wind | 43.494 | 43.087 | 42.68 | 42.274 | 41.868 | 41.462 | 41.23 | 40.999 | 40.767 | 40.536 | 40.305 | 40.074 | 39.844 | 39.613 | 39.383 | 39.153 | 38.923 | 38.694 | 38.464 | 38.235 | 38.006 | 37.777 | 37.548 | 37.32 | 37.091 | 36.863 | 36.639 | 36.416 | 36.194 | 35.974 | 35.755 | 35.537 | 35.321 | 35.106 | 34.892 | 34.68
W_Motorimu | wind | 43.494 | 43.087 | 42.68 | 42.274 | 41.868 | 41.462 | 41.23 | 40.999 | 40.767 | 40.536 | 40.305 | 40.074 | 39.844 | 39.613 | 39.383 | 39.153 | 38.923 | 38.694 | 38.464 | 38.235 | 38.006 | 37.777 | 37.548 | 37.32 | 37.091 | 36.863 | 36.639 | 36.416 | 36.194 | 35.974 | 35.755 | 35.537 | 35.321 | 35.106 | 34.892 | 34.68
W_MtCass | wind | 43.494 | 43.087 | 42.68 | 42.274 | 41.868 | 41.462 | 41.23 | 40.999 | 40.767 | 40.536 | 40.305 | 40.074 | 39.844 | 39.613 | 39.383 | 39.153 | 38.923 | 38.694 | 38.464 | 38.235 | 38.006 | 37.777 | 37.548 | 37.32 | 37.091 | 36.863 | 36.639 | 36.416 | 36.194 | 35.974 | 35.755 | 35.537 | 35.321 | 35.106 | 34.892 | 34.68
W_MtMunro | wind | 43.494 | 43.087 | 42.68 | 42.274 | 41.868 | 41.462 | 41.23 | 40.999 | 40.767 | 40.536 | 40.305 | 40.074 | 39.844 | 39.613 | 39.383 | 39.153 | 38.923 | 38.694 | 38.464 | 38.235 | 38.006 | 37.777 | 37.548 | 37.32 | 37.091 | 36.863 | 36.639 | 36.416 | 36.194 | 35.974 | 35.755 | 35.537 | 35.321 | 35.106 | 34.892 | 34.68
W_Ototoka | wind | 43.494 | 43.087 | 42.68 | 42.274 | 41.868 | 41.462 | 41.23 | 40.999 | 40.767 | 40.536 | 40.305 | 40.074 | 39.844 | 39.613 | 39.383 | 39.153 | 38.923 | 38.694 | 38.464 | 38.235 | 38.006 | 37.777 | 37.548 | 37.32 | 37.091 | 36.863 | 36.639 | 36.416 | 36.194 | 35.974 | 35.755 | 35.537 | 35.321 | 35.106 | 34.892 | 34.68
W_Otupaefarm | wind | 43.494 | 43.087 | 42.68 | 42.274 | 41.868 | 41.462 | 41.23 | 40.999 | 40.767 | 40.536 | 40.305 | 40.074 | 39.844 | 39.613 | 39.383 | 39.153 | 38.923 | 38.694 | 38.464 | 38.235 | 38.006 | 37.777 | 37.548 | 37.32 | 37.091 | 36.863 | 36.639 | 36.416 | 36.194 | 35.974 | 35.755 | 35.537 | 35.321 | 35.106 | 34.892 | 34.68
W_Pahiatua | wind | 43.494 | 43.087 | 42.68 | 42.274 | 41.868 | 41.462 | 41.23 | 40.999 | 40.767 | 40.536 | 40.305 | 40.074 | 39.844 | 39.613 | 39.383 | 39.153 | 38.923 | 38.694 | 38.464 | 38.235 | 38.006 | 37.777 | 37.548 | 37.32 | 37.091 | 36.863 | 36.639 | 36.416 | 36.194 | 35.974 | 35.755 | 35.537 | 35.321 | 35.106 | 34.892 | 34.68
W_Puketoi | wind | 43.494 | 43.087 | 42.68 | 42.274 | 41.868 | 41.462 | 41.23 | 40.999 | 40.767 | 40.536 | 40.305 | 40.074 | 39.844 | 39.613 | 39.383 | 39.153 | 38.923 | 38.694 | 38.464 | 38.235 | 38.006 | 37.777 | 37.548 | 37.32 | 37.091 | 36.863 | 36.639 | 36.416 | 36.194 | 35.974 | 35.755 | 35.537 | 35.321 | 35.106 | 34.892 | 34.68
W_Ratahiwi | wind | 43.494 | 43.087 | 42.68 | 42.274 | 41.868 | 41.462 | 41.23 | 40.999 | 40.767 | 40.536 | 40.305 | 40.074 | 39.844 | 39.613 | 39.383 | 39.153 | 38.923 | 38.694 | 38.464 | 38.235 | 38.006 | 37.777 | 37.548 | 37.32 | 37.091 | 36.863 | 36.639 | 36.416 | 36.194 | 35.974 | 35.755 | 35.537 | 35.321 | 35.106 | 34.892 | 34.68
W_Ruarangi | wind | 43.494 | 43.087 | 42.68 | 42.274 | 41.868 | 41.462 | 41.23 | 40.999 | 40.767 | 40.536 | 40.305 | 40.074 | 39.844 | 39.613 | 39.383 | 39.153 | 38.923 | 38.694 | 38.464 | 38.235 | 38.006 | 37.777 | 37.548 | 37.32 | 37.091 | 36.863 | 36.639 | 36.416 | 36.194 | 35.974 | 35.755 | 35.537 | 35.321 | 35.106 | 34.892 | 34.68
W_Santoft | wind | 43.494 | 43.087 | 42.68 | 42.274 | 41.868 | 41.462 | 41.23 | 40.999 | 40.767 | 40.536 | 40.305 | 40.074 | 39.844 | 39.613 | 39.383 | 39.153 | 38.923 | 38.694 | 38.464 | 38.235 | 38.006 | 37.777 | 37.548 | 37.32 | 37.091 | 36.863 | 36.639 | 36.416 | 36.194 | 35.974 | 35.755 | 35.537 | 35.321 | 35.106 | 34.892 | 34.68
W_Southland | wind | 43.494 | 43.087 | 42.68 | 42.274 | 41.868 | 41.462 | 41.23 | 40.999 | 40.767 | 40.536 | 40.305 | 40.074 | 39.844 | 39.613 | 39.383 | 39.153 | 38.923 | 38.694 | 38.464 | 38.235 | 38.006 | 37.777 | 37.548 | 37.32 | 37.091 | 36.863 | 36.639 | 36.416 | 36.194 | 35.974 | 35.755 | 35.537 | 35.321 | 35.106 | 34.892 | 34.68
W_Tairawhiti | wind | 43.494 | 43.087 | 42.68 | 42.274 | 41.868 | 41.462 | 41.23 | 40.999 | 40.767 | 40.536 | 40.305 | 40.074 | 39.844 | 39.613 | 39.383 | 39.153 | 38.923 | 38.694 | 38.464 | 38.235 | 38.006 | 37.777 | 37.548 | 37.32 | 37.091 | 36.863 | 36.639 | 36.416 | 36.194 | 35.974 | 35.755 | 35.537 | 35.321 | 35.106 | 34.892 | 34.68
W_Taumatatot | wind | 43.494 | 43.087 | 42.68 | 42.274 | 41.868 | 41.462 | 41.23 | 40.999 | 40.767 | 40.536 | 40.305 | 40.074 | 39.844 | 39.613 | 39.383 | 39.153 | 38.923 | 38.694 | 38.464 | 38.235 | 38.006 | 37.777 | 37.548 | 37.32 | 37.091 | 36.863 | 36.639 | 36.416 | 36.194 | 35.974 | 35.755 | 35.537 | 35.321 | 35.106 | 34.892 | 34.68
W_TeRereHaue | wind | 43.494 | 43.087 | 42.68 | 42.274 | 41.868 | 41.462 | 41.23 | 40.999 | 40.767 | 40.536 | 40.305 | 40.074 | 39.844 | 39.613 | 39.383 | 39.153 | 38.923 | 38.694 | 38.464 | 38.235 | 38.006 | 37.777 | 37.548 | 37.32 | 37.091 | 36.863 | 36.639 | 36.416 | 36.194 | 35.974 | 35.755 | 35.537 | 35.321 | 35.106 | 34.892 | 34.68
W_Vernon | wind | 43.494 | 43.087 | 42.68 | 42.274 | 41.868 | 41.462 | 41.23 | 40.999 | 40.767 | 40.536 | 40.305 | 40.074 | 39.844 | 39.613 | 39.383 | 39.153 | 38.923 | 38.694 | 38.464 | 38.235 | 38.006 | 37.777 | 37.548 | 37.32 | 37.091 | 36.863 | 36.639 | 36.416 | 36.194 | 35.974 | 35.755 | 35.537 | 35.321 | 35.106 | 34.892 | 34.68
W_Waiinu | wind | 43.494 | 43.087 | 42.68 | 42.274 | 41.868 | 41.462 | 41.23 | 40.999 | 40.767 | 40.536 | 40.305 | 40.074 | 39.844 | 39.613 | 39.383 | 39.153 | 38.923 | 38.694 | 38.464 | 38.235 | 38.006 | 37.777 | 37.548 | 37.32 | 37.091 | 36.863 | 36.639 | 36.416 | 36.194 | 35.974 | 35.755 | 35.537 | 35.321 | 35.106 | 34.892 | 34.68
W_Waikokowai | wind | 43.494 | 43.087 | 42.68 | 42.274 | 41.868 | 41.462 | 41.23 | 40.999 | 40.767 | 40.536 | 40.305 | 40.074 | 39.844 | 39.613 | 39.383 | 39.153 | 38.923 | 38.694 | 38.464 | 38.235 | 38.006 | 37.777 | 37.548 | 37.32 | 37.091 | 36.863 | 36.639 | 36.416 | 36.194 | 35.974 | 35.755 | 35.537 | 35.321 | 35.106 | 34.892 | 34.68
W_Waiuku | wind | 43.494 | 43.087 | 42.68 | 42.274 | 41.868 | 41.462 | 41.23 | 40.999 | 40.767 | 40.536 | 40.305 | 40.074 | 39.844 | 39.613 | 39.383 | 39.153 | 38.923 | 38.694 | 38.464 | 38.235 | 38.006 | 37.777 | 37.548 | 37.32 | 37.091 | 36.863 | 36.639 | 36.416 | 36.194 | 35.974 | 35.755 | 35.537 | 35.321 | 35.106 | 34.892 | 34.68
W_genRAuckla | wind | 43.494 | 43.087 | 42.68 | 42.274 | 41.868 | 41.462 | 41.23 | 40.999 | 40.767 | 40.536 | 40.305 | 40.074 | 39.844 | 39.613 | 39.383 | 39.153 | 38.923 | 38.694 | 38.464 | 38.235 | 38.006 | 37.777 | 37.548 | 37.32 | 37.091 | 36.863 | 36.639 | 36.416 | 36.194 | 35.974 | 35.755 | 35.537 | 35.321 | 35.106 | 34.892 | 34.68
W_genRCanter | wind | 43.494 | 43.087 | 42.68 | 42.274 | 41.868 | 41.462 | 41.23 | 40.999 | 40.767 | 40.536 | 40.305 | 40.074 | 39.844 | 39.613 | 39.383 | 39.153 | 38.923 | 38.694 | 38.464 | 38.235 | 38.006 | 37.777 | 37.548 | 37.32 | 37.091 | 36.863 | 36.639 | 36.416 | 36.194 | 35.974 | 35.755 | 35.537 | 35.321 | 35.106 | 34.892 | 34.68
W_genRGisbor | wind | 43.494 | 43.087 | 42.68 | 42.274 | 41.868 | 41.462 | 41.23 | 40.999 | 40.767 | 40.536 | 40.305 | 40.074 | 39.844 | 39.613 | 39.383 | 39.153 | 38.923 | 38.694 | 38.464 | 38.235 | 38.006 | 37.777 | 37.548 | 37.32 | 37.091 | 36.863 | 36.639 | 36.416 | 36.194 | 35.974 | 35.755 | 35.537 | 35.321 | 35.106 | 34.892 | 34.68
W_genRManaw1 | wind | 43.494 | 43.087 | 42.68 | 42.274 | 41.868 | 41.462 | 41.23 | 40.999 | 40.767 | 40.536 | 40.305 | 40.074 | 39.844 | 39.613 | 39.383 | 39.153 | 38.923 | 38.694 | 38.464 | 38.235 | 38.006 | 37.777 | 37.548 | 37.32 | 37.091 | 36.863 | 36.639 | 36.416 | 36.194 | 35.974 | 35.755 | 35.537 | 35.321 | 35.106 | 34.892 | 34.68
W_genRManaw2 | wind | 43.494 | 43.087 | 42.68 | 42.274 | 41.868 | 41.462 | 41.23 | 40.999 | 40.767 | 40.536 | 40.305 | 40.074 | 39.844 | 39.613 | 39.383 | 39.153 | 38.923 | 38.694 | 38.464 | 38.235 | 38.006 | 37.777 | 37.548 | 37.32 | 37.091 | 36.863 | 36.639 | 36.416 | 36.194 | 35.974 | 35.755 | 35.537 | 35.321 | 35.106 | 34.892 | 34.68
W_genRMarlbo | wind | 43.494 | 43.087 | 42.68 | 42.274 | 41.868 | 41.462 | 41.23 | 40.999 | 40.767 | 40.536 | 40.305 | 40.074 | 39.844 | 39.613 | 39.383 | 39.153 | 38.923 | 38.694 | 38.464 | 38.235 | 38.006 | 37.777 | 37.548 | 37.32 | 37.091 | 36.863 | 36.639 | 36.416 | 36.194 | 35.974 | 35.755 | 35.537 | 35.321 | 35.106 | 34.892 | 34.68
W_genRNorthl | wind | 43.494 | 43.087 | 42.68 | 42.274 | 41.868 | 41.462 | 41.23 | 40.999 | 40.767 | 40.536 | 40.305 | 40.074 | 39.844 | 39.613 | 39.383 | 39.153 | 38.923 | 38.694 | 38.464 | 38.235 | 38.006 | 37.777 | 37.548 | 37.32 | 37.091 | 36.863 | 36.639 | 36.416 | 36.194 | 35.974 | 35.755 | 35.537 | 35.321 | 35.106 | 34.892 | 34.68
W_genROtago1 | wind | 43.494 | 43.087 | 42.68 | 42.274 | 41.868 | 41.462 | 41.23 | 40.999 | 40.767 | 40.536 | 40.305 | 40.074 | 39.844 | 39.613 | 39.383 | 39.153 | 38.923 | 38.694 | 38.464 | 38.235 | 38.006 | 37.777 | 37.548 | 37.32 | 37.091 | 36.863 | 36.639 | 36.416 | 36.194 | 35.974 | 35.755 | 35.537 | 35.321 | 35.106 | 34.892 | 34.68
W_genRSouthl | wind | 43.494 | 43.087 | 42.68 | 42.274 | 41.868 | 41.462 | 41.23 | 40.999 | 40.767 | 40.536 | 40.305 | 40.074 | 39.844 | 39.613 | 39.383 | 39.153 | 38.923 | 38.694 | 38.464 | 38.235 | 38.006 | 37.777 | 37.548 | 37.32 | 37.091 | 36.863 | 36.639 | 36.416 | 36.194 | 35.974 | 35.755 | 35.537 | 35.321 | 35.106 | 34.892 | 34.68
W_genRTarana | wind | 43.494 | 43.087 | 42.68 | 42.274 | 41.868 | 41.462 | 41.23 | 40.999 | 40.767 | 40.536 | 40.305 | 40.074 | 39.844 | 39.613 | 39.383 | 39.153 | 38.923 | 38.694 | 38.464 | 38.235 | 38.006 | 37.777 | 37.548 | 37.32 | 37.091 | 36.863 | 36.639 | 36.416 | 36.194 | 35.974 | 35.755 | 35.537 | 35.321 | 35.106 | 34.892 | 34.68
W_genRWaikat | wind | 43.494 | 43.087 | 42.68 | 42.274 | 41.868 | 41.462 | 41.23 | 40.999 | 40.767 | 40.536 | 40.305 | 40.074 | 39.844 | 39.613 | 39.383 | 39.153 | 38.923 | 38.694 | 38.464 | 38.235 | 38.006 | 37.777 | 37.548 | 37.32 | 37.091 | 36.863 | 36.639 | 36.416 | 36.194 | 35.974 | 35.755 | 35.537 | 35.321 | 35.106 | 34.892 | 34.68
W_genRWairar | wind | 43.494 | 43.087 | 42.68 | 42.274 | 41.868 | 41.462 | 41.23 | 40.999 | 40.767 | 40.536 | 40.305 | 40.074 | 39.844 | 39.613 | 39.383 | 39.153 | 38.923 | 38.694 | 38.464 | 38.235 | 38.006 | 37.777 | 37.548 | 37.32 | 37.091 | 36.863 | 36.639 | 36.416 | 36.194 | 35.974 | 35.755 | 35.537 | 35.321 | 35.106 | 34.892 | 34.68
WaiauCntbry | hydro | 88.83 | 88.519 | 88.209 | 87.9 | 87.592 | 87.286 | 86.98 | 86.676 | 86.373 | 86.07 | 85.769 | 85.469 | 85.17 | 84.872 | 84.575 | 84.279 | 83.984 | 83.69 | 83.397 | 83.105 | 82.814 | 82.524 | 82.235 | 81.947 | 81.661 | 81.375 | 81.09 | 80.806 | 80.523 | 80.242 | 79.961 | 79.681 | 79.402 | 79.124 | 78.847 | 78.571
WaimakaA | hydro | 88.83 | 88.519 | 88.209 | 87.9 | 87.592 | 87.286 | 86.98 | 86.676 | 86.373 | 86.07 | 85.769 | 85.469 | 85.17 | 84.872 | 84.575 | 84.279 | 83.984 | 83.69 | 83.397 | 83.105 | 82.814 | 82.524 | 82.235 | 81.947 | 81.661 | 81.375 | 81.09 | 80.806 | 80.523 | 80.242 | 79.961 | 79.681 | 79.402 | 79.124 | 78.847 | 78.571
WaimakaB | hydro | 88.83 | 88.519 | 88.209 | 87.9 | 87.592 | 87.286 | 86.98 | 86.676 | 86.373 | 86.07 | 85.769 | 85.469 | 85.17 | 84.872 | 84.575 | 84.279 | 83.984 | 83.69 | 83.397 | 83.105 | 82.814 | 82.524 | 82.235 | 81.947 | 81.661 | 81.375 | 81.09 | 80.806 | 80.523 | 80.242 | 79.961 | 79.681 | 79.402 | 79.124 | 78.847 | 78.571
Wairau | hydro | 88.83 | 88.519 | 88.209 | 87.9 | 87.592 | 87.286 | 86.98 | 86.676 | 86.373 | 86.07 | 85.769 | 85.469 | 85.17 | 84.872 | 84.575 | 84.279 | 83.984 | 83.69 | 83.397 | 83.105 | 82.814 | 82.524 | 82.235 | 81.947 | 81.661 | 81.375 | 81.09 | 80.806 | 80.523 | 80.242 | 79.961 | 79.681 | 79.402 | 79.124 | 78.847 | 78.571
Whangaehu | hydro | 88.83 | 88.519 | 88.209 | 87.9 | 87.592 | 87.286 | 86.98 | 86.676 | 86.373 | 86.07 | 85.769 | 85.469 | 85.17 | 84.872 | 84.575 | 84.279 | 83.984 | 83.69 | 83.397 | 83.105 | 82.814 | 82.524 | 82.235 | 81.947 | 81.661 | 81.375 | 81.09 | 80.806 | 80.523 | 80.242 | 79.961 | 79.681 | 79.402 | 79.124 | 78.847 | 78.571

## 9i. Chron. FOM costs (Innov.)
9i. Chronological fixed operating and maintenance costs for the Innovation scenario |  |  |  |  | Back to contents
Costs are given in 2025 NZD /kW/year
Name | Type | 2025 | 2026 | 2027 | 2028 | 2029 | 2030 | 2031 | 2032 | 2033 | 2034 | 2035 | 2036 | 2037 | 2038 | 2039 | 2040 | 2041 | 2042 | 2043 | 2044 | 2045 | 2046 | 2047 | 2048 | 2049 | 2050 | 2051 | 2052 | 2053 | 2054 | 2055 | 2056 | 2057 | 2058 | 2059 | 2060
ArnoldValley | hydro | 88.83 | 88.208 | 87.59 | 86.977 | 86.368 | 85.764 | 85.163 | 84.567 | 83.975 | 83.387 | 82.804 | 82.224 | 81.649 | 81.077 | 80.509 | 79.946 | 79.386 | 78.831 | 78.279 | 77.731 | 77.187 | 76.646 | 76.11 | 75.577 | 75.048 | 74.523 | 74.001 | 73.483 | 72.969 | 72.458 | 71.951 | 71.447 | 70.947 | 70.45 | 69.957 | 69.467
BESS_ASB2h | battery | 23.663 | 19.767 | 19.141 | 18.517 | 17.894 | 17.272 | 16.867 | 16.605 | 16.345 | 16.093 | 15.834 | 15.568 | 15.318 | 15.061 | 14.805 | 14.55 | 14.304 | 14.05 | 13.787 | 13.535 | 13.291 | 13.039 | 12.788 | 12.538 | 12.297 | 12.047 | 11.798 | 11.569 | 11.343 | 11.123 | 10.906 | 10.694 | 10.486 | 10.282 | 10.082 | 9.886
BESS_BPE2h | battery | 23.663 | 19.767 | 19.141 | 18.517 | 17.894 | 17.272 | 16.867 | 16.605 | 16.345 | 16.093 | 15.834 | 15.568 | 15.318 | 15.061 | 14.805 | 14.55 | 14.304 | 14.05 | 13.787 | 13.535 | 13.291 | 13.039 | 12.788 | 12.538 | 12.297 | 12.047 | 11.798 | 11.569 | 11.343 | 11.123 | 10.906 | 10.694 | 10.486 | 10.282 | 10.082 | 9.886
BESS_BRB2h | battery | 23.663 | 19.767 | 19.141 | 18.517 | 17.894 | 17.272 | 16.867 | 16.605 | 16.345 | 16.093 | 15.834 | 15.568 | 15.318 | 15.061 | 14.805 | 14.55 | 14.304 | 14.05 | 13.787 | 13.535 | 13.291 | 13.039 | 12.788 | 12.538 | 12.297 | 12.047 | 11.798 | 11.569 | 11.343 | 11.123 | 10.906 | 10.694 | 10.486 | 10.282 | 10.082 | 9.886
BESS_DOB2h | battery | 23.663 | 19.767 | 19.141 | 18.517 | 17.894 | 17.272 | 16.867 | 16.605 | 16.345 | 16.093 | 15.834 | 15.568 | 15.318 | 15.061 | 14.805 | 14.55 | 14.304 | 14.05 | 13.787 | 13.535 | 13.291 | 13.039 | 12.788 | 12.538 | 12.297 | 12.047 | 11.798 | 11.569 | 11.343 | 11.123 | 10.906 | 10.694 | 10.486 | 10.282 | 10.082 | 9.886
BESS_EDG2h | battery | 23.663 | 19.767 | 19.141 | 18.517 | 17.894 | 17.272 | 16.867 | 16.605 | 16.345 | 16.093 | 15.834 | 15.568 | 15.318 | 15.061 | 14.805 | 14.55 | 14.304 | 14.05 | 13.787 | 13.535 | 13.291 | 13.039 | 12.788 | 12.538 | 12.297 | 12.047 | 11.798 | 11.569 | 11.343 | 11.123 | 10.906 | 10.694 | 10.486 | 10.282 | 10.082 | 9.886
BESS_HLY2h | battery | 23.663 | 19.767 | 19.141 | 18.517 | 17.894 | 17.272 | 16.867 | 16.605 | 16.345 | 16.093 | 15.834 | 15.568 | 15.318 | 15.061 | 14.805 | 14.55 | 14.304 | 14.05 | 13.787 | 13.535 | 13.291 | 13.039 | 12.788 | 12.538 | 12.297 | 12.047 | 11.798 | 11.569 | 11.343 | 11.123 | 10.906 | 10.694 | 10.486 | 10.282 | 10.082 | 9.886
BESS_HRP2h | battery | 23.663 | 19.767 | 19.141 | 18.517 | 17.894 | 17.272 | 16.867 | 16.605 | 16.345 | 16.093 | 15.834 | 15.568 | 15.318 | 15.061 | 14.805 | 14.55 | 14.304 | 14.05 | 13.787 | 13.535 | 13.291 | 13.039 | 12.788 | 12.538 | 12.297 | 12.047 | 11.798 | 11.569 | 11.343 | 11.123 | 10.906 | 10.694 | 10.486 | 10.282 | 10.082 | 9.886
BESS_ISL2h | battery | 23.663 | 19.767 | 19.141 | 18.517 | 17.894 | 17.272 | 16.867 | 16.605 | 16.345 | 16.093 | 15.834 | 15.568 | 15.318 | 15.061 | 14.805 | 14.55 | 14.304 | 14.05 | 13.787 | 13.535 | 13.291 | 13.039 | 12.788 | 12.538 | 12.297 | 12.047 | 11.798 | 11.569 | 11.343 | 11.123 | 10.906 | 10.694 | 10.486 | 10.282 | 10.082 | 9.886
BESS_KIK2h | battery | 23.663 | 19.767 | 19.141 | 18.517 | 17.894 | 17.272 | 16.867 | 16.605 | 16.345 | 16.093 | 15.834 | 15.568 | 15.318 | 15.061 | 14.805 | 14.55 | 14.304 | 14.05 | 13.787 | 13.535 | 13.291 | 13.039 | 12.788 | 12.538 | 12.297 | 12.047 | 11.798 | 11.569 | 11.343 | 11.123 | 10.906 | 10.694 | 10.486 | 10.282 | 10.082 | 9.886
BESS_LIV2h | battery | 23.663 | 19.767 | 19.141 | 18.517 | 17.894 | 17.272 | 16.867 | 16.605 | 16.345 | 16.093 | 15.834 | 15.568 | 15.318 | 15.061 | 14.805 | 14.55 | 14.304 | 14.05 | 13.787 | 13.535 | 13.291 | 13.039 | 12.788 | 12.538 | 12.297 | 12.047 | 11.798 | 11.569 | 11.343 | 11.123 | 10.906 | 10.694 | 10.486 | 10.282 | 10.082 | 9.886
BESS_OTA2h | battery | 23.663 | 19.767 | 19.141 | 18.517 | 17.894 | 17.272 | 16.867 | 16.605 | 16.345 | 16.093 | 15.834 | 15.568 | 15.318 | 15.061 | 14.805 | 14.55 | 14.304 | 14.05 | 13.787 | 13.535 | 13.291 | 13.039 | 12.788 | 12.538 | 12.297 | 12.047 | 11.798 | 11.569 | 11.343 | 11.123 | 10.906 | 10.694 | 10.486 | 10.282 | 10.082 | 9.886
BESS_ROX2h | battery | 23.663 | 19.767 | 19.141 | 18.517 | 17.894 | 17.272 | 16.867 | 16.605 | 16.345 | 16.093 | 15.834 | 15.568 | 15.318 | 15.061 | 14.805 | 14.55 | 14.304 | 14.05 | 13.787 | 13.535 | 13.291 | 13.039 | 12.788 | 12.538 | 12.297 | 12.047 | 11.798 | 11.569 | 11.343 | 11.123 | 10.906 | 10.694 | 10.486 | 10.282 | 10.082 | 9.886
BESS_SFD2h | battery | 23.663 | 19.767 | 19.141 | 18.517 | 17.894 | 17.272 | 16.867 | 16.605 | 16.345 | 16.093 | 15.834 | 15.568 | 15.318 | 15.061 | 14.805 | 14.55 | 14.304 | 14.05 | 13.787 | 13.535 | 13.291 | 13.039 | 12.788 | 12.538 | 12.297 | 12.047 | 11.798 | 11.569 | 11.343 | 11.123 | 10.906 | 10.694 | 10.486 | 10.282 | 10.082 | 9.886
BESS_WIL2h | battery | 23.663 | 19.767 | 19.141 | 18.517 | 17.894 | 17.272 | 16.867 | 16.605 | 16.345 | 16.093 | 15.834 | 15.568 | 15.318 | 15.061 | 14.805 | 14.55 | 14.304 | 14.05 | 13.787 | 13.535 | 13.291 | 13.039 | 12.788 | 12.538 | 12.297 | 12.047 | 11.798 | 11.569 | 11.343 | 11.123 | 10.906 | 10.694 | 10.486 | 10.282 | 10.082 | 9.886
BRB_recip | thermal | 25.009 | 24.834 | 24.661 | 24.488 | 24.317 | 24.146 | 23.977 | 23.809 | 23.643 | 23.477 | 23.313 | 23.15 | 22.988 | 22.827 | 22.667 | 22.508 | 22.351 | 22.194 | 22.039 | 21.885 | 21.731 | 21.579 | 21.428 | 21.278 | 21.129 | 20.981 | 20.835 | 20.689 | 20.544 | 20.4 | 20.257 | 20.116 | 19.975 | 19.835 | 19.696 | 19.558
Barnego | hydro | 88.83 | 88.208 | 87.59 | 86.977 | 86.368 | 85.764 | 85.163 | 84.567 | 83.975 | 83.387 | 82.804 | 82.224 | 81.649 | 81.077 | 80.509 | 79.946 | 79.386 | 78.831 | 78.279 | 77.731 | 77.187 | 76.646 | 76.11 | 75.577 | 75.048 | 74.523 | 74.001 | 73.483 | 72.969 | 72.458 | 71.951 | 71.447 | 70.947 | 70.45 | 69.957 | 69.467
Dumbarton | hydro | 88.83 | 88.208 | 87.59 | 86.977 | 86.368 | 85.764 | 85.163 | 84.567 | 83.975 | 83.387 | 82.804 | 82.224 | 81.649 | 81.077 | 80.509 | 79.946 | 79.386 | 78.831 | 78.279 | 77.731 | 77.187 | 76.646 | 76.11 | 75.577 | 75.048 | 74.523 | 74.001 | 73.483 | 72.969 | 72.458 | 71.951 | 71.447 | 70.947 | 70.45 | 69.957 | 69.467
GLN_BESS | battery | 23.663 | 19.767 | 19.141 | 18.517 | 17.894 | 17.272 | 16.867 | 16.605 | 16.345 | 16.093 | 15.834 | 15.568 | 15.318 | 15.061 | 14.805 | 14.55 | 14.304 | 14.05 | 13.787 | 13.535 | 13.291 | 13.039 | 12.788 | 12.538 | 12.297 | 12.047 | 11.798 | 11.569 | 11.343 | 11.123 | 10.906 | 10.694 | 10.486 | 10.282 | 10.082 | 9.886
GreyRiver | hydro | 88.83 | 88.208 | 87.59 | 86.977 | 86.368 | 85.764 | 85.163 | 84.567 | 83.975 | 83.387 | 82.804 | 82.224 | 81.649 | 81.077 | 80.509 | 79.946 | 79.386 | 78.831 | 78.279 | 77.731 | 77.187 | 76.646 | 76.11 | 75.577 | 75.048 | 74.523 | 74.001 | 73.483 | 72.969 | 72.458 | 71.951 | 71.447 | 70.947 | 70.45 | 69.957 | 69.467
HLY_BESS | battery | 23.663 | 19.767 | 19.141 | 18.517 | 17.894 | 17.272 | 16.867 | 16.605 | 16.345 | 16.093 | 15.834 | 15.568 | 15.318 | 15.061 | 14.805 | 14.55 | 14.304 | 14.05 | 13.787 | 13.535 | 13.291 | 13.039 | 12.788 | 12.538 | 12.297 | 12.047 | 11.798 | 11.569 | 11.343 | 11.123 | 10.906 | 10.694 | 10.486 | 10.282 | 10.082 | 9.886
HLY_recip | thermal | 25.009 | 24.834 | 24.661 | 24.488 | 24.317 | 24.146 | 23.977 | 23.809 | 23.643 | 23.477 | 23.313 | 23.15 | 22.988 | 22.827 | 22.667 | 22.508 | 22.351 | 22.194 | 22.039 | 21.885 | 21.731 | 21.579 | 21.428 | 21.278 | 21.129 | 20.981 | 20.835 | 20.689 | 20.544 | 20.4 | 20.257 | 20.116 | 19.975 | 19.835 | 19.696 | 19.558
HaastRiver | hydro | 88.83 | 88.208 | 87.59 | 86.977 | 86.368 | 85.764 | 85.163 | 84.567 | 83.975 | 83.387 | 82.804 | 82.224 | 81.649 | 81.077 | 80.509 | 79.946 | 79.386 | 78.831 | 78.279 | 77.731 | 77.187 | 76.646 | 76.11 | 75.577 | 75.048 | 74.523 | 74.001 | 73.483 | 72.969 | 72.458 | 71.951 | 71.447 | 70.947 | 70.45 | 69.957 | 69.467
HaweaGates | hydro | 88.83 | 88.208 | 87.59 | 86.977 | 86.368 | 85.764 | 85.163 | 84.567 | 83.975 | 83.387 | 82.804 | 82.224 | 81.649 | 81.077 | 80.509 | 79.946 | 79.386 | 78.831 | 78.279 | 77.731 | 77.187 | 76.646 | 76.11 | 75.577 | 75.048 | 74.523 | 74.001 | 73.483 | 72.969 | 72.458 | 71.951 | 71.447 | 70.947 | 70.45 | 69.957 | 69.467
HaweaRiver | hydro | 88.83 | 88.208 | 87.59 | 86.977 | 86.368 | 85.764 | 85.163 | 84.567 | 83.975 | 83.387 | 82.804 | 82.224 | 81.649 | 81.077 | 80.509 | 79.946 | 79.386 | 78.831 | 78.279 | 77.731 | 77.187 | 76.646 | 76.11 | 75.577 | 75.048 | 74.523 | 74.001 | 73.483 | 72.969 | 72.458 | 71.951 | 71.447 | 70.947 | 70.45 | 69.957 | 69.467
Kawerau2 | geothermal | 161.951 | 160.826 | 159.708 | 158.598 | 157.495 | 156.4 | 155.313 | 154.233 | 153.161 | 152.097 | 151.039 | 149.989 | 148.947 | 147.911 | 146.883 | 145.862 | 144.848 | 143.841 | 142.842 | 141.849 | 140.863 | 139.883 | 138.911 | 137.945 | 136.986 | 136.034 | 135.089 | 134.15 | 133.217 | 132.291 | 131.371 | 130.458 | 129.551 | 128.651 | 127.756 | 126.868
LoWaiauSth | hydro | 88.83 | 88.208 | 87.59 | 86.977 | 86.368 | 85.764 | 85.163 | 84.567 | 83.975 | 83.387 | 82.804 | 82.224 | 81.649 | 81.077 | 80.509 | 79.946 | 79.386 | 78.831 | 78.279 | 77.731 | 77.187 | 76.646 | 76.11 | 75.577 | 75.048 | 74.523 | 74.001 | 73.483 | 72.969 | 72.458 | 71.951 | 71.447 | 70.947 | 70.45 | 69.957 | 69.467
Luggate | hydro | 88.83 | 88.208 | 87.59 | 86.977 | 86.368 | 85.764 | 85.163 | 84.567 | 83.975 | 83.387 | 82.804 | 82.224 | 81.649 | 81.077 | 80.509 | 79.946 | 79.386 | 78.831 | 78.279 | 77.731 | 77.187 | 76.646 | 76.11 | 75.577 | 75.048 | 74.523 | 74.001 | 73.483 | 72.969 | 72.458 | 71.951 | 71.447 | 70.947 | 70.45 | 69.957 | 69.467
Mangakino | geothermal | 161.951 | 160.826 | 159.708 | 158.598 | 157.495 | 156.4 | 155.313 | 154.233 | 153.161 | 152.097 | 151.039 | 149.989 | 148.947 | 147.911 | 146.883 | 145.862 | 144.848 | 143.841 | 142.842 | 141.849 | 140.863 | 139.883 | 138.911 | 137.945 | 136.986 | 136.034 | 135.089 | 134.15 | 133.217 | 132.291 | 131.371 | 130.458 | 129.551 | 128.651 | 127.756 | 126.868
Mohaka | hydro | 88.83 | 88.208 | 87.59 | 86.977 | 86.368 | 85.764 | 85.163 | 84.567 | 83.975 | 83.387 | 82.804 | 82.224 | 81.649 | 81.077 | 80.509 | 79.946 | 79.386 | 78.831 | 78.279 | 77.731 | 77.187 | 76.646 | 76.11 | 75.577 | 75.048 | 74.523 | 74.001 | 73.483 | 72.969 | 72.458 | 71.951 | 71.447 | 70.947 | 70.45 | 69.957 | 69.467
Mokai4 | geothermal | 161.951 | 160.826 | 159.708 | 158.598 | 157.495 | 156.4 | 155.313 | 154.233 | 153.161 | 152.097 | 151.039 | 149.989 | 148.947 | 147.911 | 146.883 | 145.862 | 144.848 | 143.841 | 142.842 | 141.849 | 140.863 | 139.883 | 138.911 | 137.945 | 136.986 | 136.034 | 135.089 | 134.15 | 133.217 | 132.291 | 131.371 | 130.458 | 129.551 | 128.651 | 127.756 | 126.868
Mokihinui | hydro | 88.83 | 88.208 | 87.59 | 86.977 | 86.368 | 85.764 | 85.163 | 84.567 | 83.975 | 83.387 | 82.804 | 82.224 | 81.649 | 81.077 | 80.509 | 79.946 | 79.386 | 78.831 | 78.279 | 77.731 | 77.187 | 76.646 | 76.11 | 75.577 | 75.048 | 74.523 | 74.001 | 73.483 | 72.969 | 72.458 | 71.951 | 71.447 | 70.947 | 70.45 | 69.957 | 69.467
Motu | hydro | 88.83 | 88.208 | 87.59 | 86.977 | 86.368 | 85.764 | 85.163 | 84.567 | 83.975 | 83.387 | 82.804 | 82.224 | 81.649 | 81.077 | 80.509 | 79.946 | 79.386 | 78.831 | 78.279 | 77.731 | 77.187 | 76.646 | 76.11 | 75.577 | 75.048 | 74.523 | 74.001 | 73.483 | 72.969 | 72.458 | 71.951 | 71.447 | 70.947 | 70.45 | 69.957 | 69.467
NewHLYOCGT | thermal | 19.732 | 19.594 | 19.457 | 19.321 | 19.185 | 19.051 | 18.918 | 18.785 | 18.654 | 18.523 | 18.394 | 18.265 | 18.137 | 18.01 | 17.884 | 17.759 | 17.634 | 17.511 | 17.388 | 17.267 | 17.146 | 17.026 | 16.907 | 16.788 | 16.671 | 16.554 | 16.438 | 16.323 | 16.209 | 16.095 | 15.983 | 15.871 | 15.76 | 15.649 | 15.54 | 15.431
NewHLYRank | thermal | 90.437 | 89.804 | 89.176 | 88.551 | 87.932 | 87.316 | 86.705 | 86.098 | 85.495 | 84.897 | 84.303 | 83.712 | 83.126 | 82.545 | 81.967 | 81.393 | 80.823 | 80.257 | 79.696 | 79.138 | 78.584 | 78.034 | 77.487 | 76.945 | 76.406 | 75.872 | 75.341 | 74.813 | 74.289 | 73.769 | 73.253 | 72.74 | 72.231 | 71.725 | 71.223 | 70.725
NewSFDOCGT | thermal | 19.732 | 19.594 | 19.457 | 19.321 | 19.185 | 19.051 | 18.918 | 18.785 | 18.654 | 18.523 | 18.394 | 18.265 | 18.137 | 18.01 | 17.884 | 17.759 | 17.634 | 17.511 | 17.388 | 17.267 | 17.146 | 17.026 | 16.907 | 16.788 | 16.671 | 16.554 | 16.438 | 16.323 | 16.209 | 16.095 | 15.983 | 15.871 | 15.76 | 15.649 | 15.54 | 15.431
Ngakawau | hydro | 88.83 | 88.208 | 87.59 | 86.977 | 86.368 | 85.764 | 85.163 | 84.567 | 83.975 | 83.387 | 82.804 | 82.224 | 81.649 | 81.077 | 80.509 | 79.946 | 79.386 | 78.831 | 78.279 | 77.731 | 77.187 | 76.646 | 76.11 | 75.577 | 75.048 | 74.523 | 74.001 | 73.483 | 72.969 | 72.458 | 71.951 | 71.447 | 70.947 | 70.45 | 69.957 | 69.467
Ngatamariki2 | geothermal | 161.951 | 160.826 | 159.708 | 158.598 | 157.495 | 156.4 | 155.313 | 154.233 | 153.161 | 152.097 | 151.039 | 149.989 | 148.947 | 147.911 | 146.883 | 145.862 | 144.848 | 143.841 | 142.842 | 141.849 | 140.863 | 139.883 | 138.911 | 137.945 | 136.986 | 136.034 | 135.089 | 134.15 | 133.217 | 132.291 | 131.371 | 130.458 | 129.551 | 128.651 | 127.756 | 126.868
Ngawha3 | geothermal | 161.951 | 160.826 | 159.708 | 158.598 | 157.495 | 156.4 | 155.313 | 154.233 | 153.161 | 152.097 | 151.039 | 149.989 | 148.947 | 147.911 | 146.883 | 145.862 | 144.848 | 143.841 | 142.842 | 141.849 | 140.863 | 139.883 | 138.911 | 137.945 | 136.986 | 136.034 | 135.089 | 134.15 | 133.217 | 132.291 | 131.371 | 130.458 | 129.551 | 128.651 | 127.756 | 126.868
Ngawha4 | geothermal | 161.951 | 160.826 | 159.708 | 158.598 | 157.495 | 156.4 | 155.313 | 154.233 | 153.161 | 152.097 | 151.039 | 149.989 | 148.947 | 147.911 | 146.883 | 145.862 | 144.848 | 143.841 | 142.842 | 141.849 | 140.863 | 139.883 | 138.911 | 137.945 | 136.986 | 136.034 | 135.089 | 134.15 | 133.217 | 132.291 | 131.371 | 130.458 | 129.551 | 128.651 | 127.756 | 126.868
Ngawha5 | geothermal | 161.951 | 160.826 | 159.708 | 158.598 | 157.495 | 156.4 | 155.313 | 154.233 | 153.161 | 152.097 | 151.039 | 149.989 | 148.947 | 147.911 | 146.883 | 145.862 | 144.848 | 143.841 | 142.842 | 141.849 | 140.863 | 139.883 | 138.911 | 137.945 | 136.986 | 136.034 | 135.089 | 134.15 | 133.217 | 132.291 | 131.371 | 130.458 | 129.551 | 128.651 | 127.756 | 126.868
Ngawha6 | geothermal | 161.951 | 160.826 | 159.708 | 158.598 | 157.495 | 156.4 | 155.313 | 154.233 | 153.161 | 152.097 | 151.039 | 149.989 | 148.947 | 147.911 | 146.883 | 145.862 | 144.848 | 143.841 | 142.842 | 141.849 | 140.863 | 139.883 | 138.911 | 137.945 | 136.986 | 136.034 | 135.089 | 134.15 | 133.217 | 132.291 | 131.371 | 130.458 | 129.551 | 128.651 | 127.756 | 126.868
NorthBank | hydro | 88.83 | 88.208 | 87.59 | 86.977 | 86.368 | 85.764 | 85.163 | 84.567 | 83.975 | 83.387 | 82.804 | 82.224 | 81.649 | 81.077 | 80.509 | 79.946 | 79.386 | 78.831 | 78.279 | 77.731 | 77.187 | 76.646 | 76.11 | 75.577 | 75.048 | 74.523 | 74.001 | 73.483 | 72.969 | 72.458 | 71.951 | 71.447 | 70.947 | 70.45 | 69.957 | 69.467
OTOpeakers | thermal | 19.732 | 19.594 | 19.457 | 19.321 | 19.185 | 19.051 | 18.918 | 18.785 | 18.654 | 18.523 | 18.394 | 18.265 | 18.137 | 18.01 | 17.884 | 17.759 | 17.634 | 17.511 | 17.388 | 17.267 | 17.146 | 17.026 | 16.907 | 16.788 | 16.671 | 16.554 | 16.438 | 16.323 | 16.209 | 16.095 | 15.983 | 15.871 | 15.76 | 15.649 | 15.54 | 15.431
Pukaki | hydro | 88.83 | 88.208 | 87.59 | 86.977 | 86.368 | 85.764 | 85.163 | 84.567 | 83.975 | 83.387 | 82.804 | 82.224 | 81.649 | 81.077 | 80.509 | 79.946 | 79.386 | 78.831 | 78.279 | 77.731 | 77.187 | 76.646 | 76.11 | 75.577 | 75.048 | 74.523 | 74.001 | 73.483 | 72.969 | 72.458 | 71.951 | 71.447 | 70.947 | 70.45 | 69.957 | 69.467
Queensberry | hydro | 88.83 | 88.208 | 87.59 | 86.977 | 86.368 | 85.764 | 85.163 | 84.567 | 83.975 | 83.387 | 82.804 | 82.224 | 81.649 | 81.077 | 80.509 | 79.946 | 79.386 | 78.831 | 78.279 | 77.731 | 77.187 | 76.646 | 76.11 | 75.577 | 75.048 | 74.523 | 74.001 | 73.483 | 72.969 | 72.458 | 71.951 | 71.447 | 70.947 | 70.45 | 69.957 | 69.467
Rakaia | hydro | 88.83 | 88.208 | 87.59 | 86.977 | 86.368 | 85.764 | 85.163 | 84.567 | 83.975 | 83.387 | 82.804 | 82.224 | 81.649 | 81.077 | 80.509 | 79.946 | 79.386 | 78.831 | 78.279 | 77.731 | 77.187 | 76.646 | 76.11 | 75.577 | 75.048 | 74.523 | 74.001 | 73.483 | 72.969 | 72.458 | 71.951 | 71.447 | 70.947 | 70.45 | 69.957 | 69.467
Reporoa1 | geothermal | 161.951 | 160.826 | 159.708 | 158.598 | 157.495 | 156.4 | 155.313 | 154.233 | 153.161 | 152.097 | 151.039 | 149.989 | 148.947 | 147.911 | 146.883 | 145.862 | 144.848 | 143.841 | 142.842 | 141.849 | 140.863 | 139.883 | 138.911 | 137.945 | 136.986 | 136.034 | 135.089 | 134.15 | 133.217 | 132.291 | 131.371 | 130.458 | 129.551 | 128.651 | 127.756 | 126.868
Reporoa2 | geothermal | 161.951 | 160.826 | 159.708 | 158.598 | 157.495 | 156.4 | 155.313 | 154.233 | 153.161 | 152.097 | 151.039 | 149.989 | 148.947 | 147.911 | 146.883 | 145.862 | 144.848 | 143.841 | 142.842 | 141.849 | 140.863 | 139.883 | 138.911 | 137.945 | 136.986 | 136.034 | 135.089 | 134.15 | 133.217 | 132.291 | 131.371 | 130.458 | 129.551 | 128.651 | 127.756 | 126.868
Rotokawa3 | geothermal | 161.951 | 160.826 | 159.708 | 158.598 | 157.495 | 156.4 | 155.313 | 154.233 | 153.161 | 152.097 | 151.039 | 149.989 | 148.947 | 147.911 | 146.883 | 145.862 | 144.848 | 143.841 | 142.842 | 141.849 | 140.863 | 139.883 | 138.911 | 137.945 | 136.986 | 136.034 | 135.089 | 134.15 | 133.217 | 132.291 | 131.371 | 130.458 | 129.551 | 128.651 | 127.756 | 126.868
Rotokawa4 | geothermal | 161.951 | 160.826 | 159.708 | 158.598 | 157.495 | 156.4 | 155.313 | 154.233 | 153.161 | 152.097 | 151.039 | 149.989 | 148.947 | 147.911 | 146.883 | 145.862 | 144.848 | 143.841 | 142.842 | 141.849 | 140.863 | 139.883 | 138.911 | 137.945 | 136.986 | 136.034 | 135.089 | 134.15 | 133.217 | 132.291 | 131.371 | 130.458 | 129.551 | 128.651 | 127.756 | 126.868
Rotoma1 | geothermal | 161.951 | 160.826 | 159.708 | 158.598 | 157.495 | 156.4 | 155.313 | 154.233 | 153.161 | 152.097 | 151.039 | 149.989 | 148.947 | 147.911 | 146.883 | 145.862 | 144.848 | 143.841 | 142.842 | 141.849 | 140.863 | 139.883 | 138.911 | 137.945 | 136.986 | 136.034 | 135.089 | 134.15 | 133.217 | 132.291 | 131.371 | 130.458 | 129.551 | 128.651 | 127.756 | 126.868
Ruakaka | battery | 23.663 | 19.767 | 19.141 | 18.517 | 17.894 | 17.272 | 16.867 | 16.605 | 16.345 | 16.093 | 15.834 | 15.568 | 15.318 | 15.061 | 14.805 | 14.55 | 14.304 | 14.05 | 13.787 | 13.535 | 13.291 | 13.039 | 12.788 | 12.538 | 12.297 | 12.047 | 11.798 | 11.569 | 11.343 | 11.123 | 10.906 | 10.694 | 10.486 | 10.282 | 10.082 | 9.886
S_Albury | solar | 27.28 | 23.746 | 23.086 | 22.43 | 21.776 | 21.124 | 20.474 | 19.825 | 19.178 | 18.531 | 17.885 | 17.552 | 17.41 | 17.269 | 17.129 | 16.99 | 16.852 | 16.715 | 16.578 | 16.443 | 16.309 | 16.176 | 16.043 | 15.912 | 15.782 | 15.652 | 15.526 | 15.399 | 15.273 | 15.148 | 15.024 | 14.901 | 14.779 | 14.658 | 14.538 | 14.419
S_AnniesWay | solar | 27.28 | 23.746 | 23.086 | 22.43 | 21.776 | 21.124 | 20.474 | 19.825 | 19.178 | 18.531 | 17.885 | 17.552 | 17.41 | 17.269 | 17.129 | 16.99 | 16.852 | 16.715 | 16.578 | 16.443 | 16.309 | 16.176 | 16.043 | 15.912 | 15.782 | 15.652 | 15.526 | 15.399 | 15.273 | 15.148 | 15.024 | 14.901 | 14.779 | 14.658 | 14.538 | 14.419
S_Argyle_s1 | solar | 27.28 | 23.746 | 23.086 | 22.43 | 21.776 | 21.124 | 20.474 | 19.825 | 19.178 | 18.531 | 17.885 | 17.552 | 17.41 | 17.269 | 17.129 | 16.99 | 16.852 | 16.715 | 16.578 | 16.443 | 16.309 | 16.176 | 16.043 | 15.912 | 15.782 | 15.652 | 15.526 | 15.399 | 15.273 | 15.148 | 15.024 | 14.901 | 14.779 | 14.658 | 14.538 | 14.419
S_Argyle_s2 | solar | 27.28 | 23.746 | 23.086 | 22.43 | 21.776 | 21.124 | 20.474 | 19.825 | 19.178 | 18.531 | 17.885 | 17.552 | 17.41 | 17.269 | 17.129 | 16.99 | 16.852 | 16.715 | 16.578 | 16.443 | 16.309 | 16.176 | 16.043 | 15.912 | 15.782 | 15.652 | 15.526 | 15.399 | 15.273 | 15.148 | 15.024 | 14.901 | 14.779 | 14.658 | 14.538 | 14.419
S_Ariki150M | solar | 27.28 | 23.746 | 23.086 | 22.43 | 21.776 | 21.124 | 20.474 | 19.825 | 19.178 | 18.531 | 17.885 | 17.552 | 17.41 | 17.269 | 17.129 | 16.99 | 16.852 | 16.715 | 16.578 | 16.443 | 16.309 | 16.176 | 16.043 | 15.912 | 15.782 | 15.652 | 15.526 | 15.399 | 15.273 | 15.148 | 15.024 | 14.901 | 14.779 | 14.658 | 14.538 | 14.419
S_Ashbourne2 | solar | 27.28 | 23.746 | 23.086 | 22.43 | 21.776 | 21.124 | 20.474 | 19.825 | 19.178 | 18.531 | 17.885 | 17.552 | 17.41 | 17.269 | 17.129 | 16.99 | 16.852 | 16.715 | 16.578 | 16.443 | 16.309 | 16.176 | 16.043 | 15.912 | 15.782 | 15.652 | 15.526 | 15.399 | 15.273 | 15.148 | 15.024 | 14.901 | 14.779 | 14.658 | 14.538 | 14.419
S_Ashley | solar | 27.28 | 23.746 | 23.086 | 22.43 | 21.776 | 21.124 | 20.474 | 19.825 | 19.178 | 18.531 | 17.885 | 17.552 | 17.41 | 17.269 | 17.129 | 16.99 | 16.852 | 16.715 | 16.578 | 16.443 | 16.309 | 16.176 | 16.043 | 15.912 | 15.782 | 15.652 | 15.526 | 15.399 | 15.273 | 15.148 | 15.024 | 14.901 | 14.779 | 14.658 | 14.538 | 14.419
S_Auckland | solar | 27.28 | 23.746 | 23.086 | 22.43 | 21.776 | 21.124 | 20.474 | 19.825 | 19.178 | 18.531 | 17.885 | 17.552 | 17.41 | 17.269 | 17.129 | 16.99 | 16.852 | 16.715 | 16.578 | 16.443 | 16.309 | 16.176 | 16.043 | 15.912 | 15.782 | 15.652 | 15.526 | 15.399 | 15.273 | 15.148 | 15.024 | 14.901 | 14.779 | 14.658 | 14.538 | 14.419
S_BalmoralSt | solar | 27.28 | 23.746 | 23.086 | 22.43 | 21.776 | 21.124 | 20.474 | 19.825 | 19.178 | 18.531 | 17.885 | 17.552 | 17.41 | 17.269 | 17.129 | 16.99 | 16.852 | 16.715 | 16.578 | 16.443 | 16.309 | 16.176 | 16.043 | 15.912 | 15.782 | 15.652 | 15.526 | 15.399 | 15.273 | 15.148 | 15.024 | 14.901 | 14.779 | 14.658 | 14.538 | 14.419
S_BlackPoint | solar | 27.28 | 23.746 | 23.086 | 22.43 | 21.776 | 21.124 | 20.474 | 19.825 | 19.178 | 18.531 | 17.885 | 17.552 | 17.41 | 17.269 | 17.129 | 16.99 | 16.852 | 16.715 | 16.578 | 16.443 | 16.309 | 16.176 | 16.043 | 15.912 | 15.782 | 15.652 | 15.526 | 15.399 | 15.273 | 15.148 | 15.024 | 14.901 | 14.779 | 14.658 | 14.538 | 14.419
S_BridgeStre | solar | 27.28 | 23.746 | 23.086 | 22.43 | 21.776 | 21.124 | 20.474 | 19.825 | 19.178 | 18.531 | 17.885 | 17.552 | 17.41 | 17.269 | 17.129 | 16.99 | 16.852 | 16.715 | 16.578 | 16.443 | 16.309 | 16.176 | 16.043 | 15.912 | 15.782 | 15.652 | 15.526 | 15.399 | 15.273 | 15.148 | 15.024 | 14.901 | 14.779 | 14.658 | 14.538 | 14.419
S_Bunnythor1 | solar | 27.28 | 23.746 | 23.086 | 22.43 | 21.776 | 21.124 | 20.474 | 19.825 | 19.178 | 18.531 | 17.885 | 17.552 | 17.41 | 17.269 | 17.129 | 16.99 | 16.852 | 16.715 | 16.578 | 16.443 | 16.309 | 16.176 | 16.043 | 15.912 | 15.782 | 15.652 | 15.526 | 15.399 | 15.273 | 15.148 | 15.024 | 14.901 | 14.779 | 14.658 | 14.538 | 14.419
S_Bunnythor2 | solar | 27.28 | 23.746 | 23.086 | 22.43 | 21.776 | 21.124 | 20.474 | 19.825 | 19.178 | 18.531 | 17.885 | 17.552 | 17.41 | 17.269 | 17.129 | 16.99 | 16.852 | 16.715 | 16.578 | 16.443 | 16.309 | 16.176 | 16.043 | 15.912 | 15.782 | 15.652 | 15.526 | 15.399 | 15.273 | 15.148 | 15.024 | 14.901 | 14.779 | 14.658 | 14.538 | 14.419
S_Bunnythor3 | solar | 27.28 | 23.746 | 23.086 | 22.43 | 21.776 | 21.124 | 20.474 | 19.825 | 19.178 | 18.531 | 17.885 | 17.552 | 17.41 | 17.269 | 17.129 | 16.99 | 16.852 | 16.715 | 16.578 | 16.443 | 16.309 | 16.176 | 16.043 | 15.912 | 15.782 | 15.652 | 15.526 | 15.399 | 15.273 | 15.148 | 15.024 | 14.901 | 14.779 | 14.658 | 14.538 | 14.419
S_Cambridge | solar | 27.28 | 23.746 | 23.086 | 22.43 | 21.776 | 21.124 | 20.474 | 19.825 | 19.178 | 18.531 | 17.885 | 17.552 | 17.41 | 17.269 | 17.129 | 16.99 | 16.852 | 16.715 | 16.578 | 16.443 | 16.309 | 16.176 | 16.043 | 15.912 | 15.782 | 15.652 | 15.526 | 15.399 | 15.273 | 15.148 | 15.024 | 14.901 | 14.779 | 14.658 | 14.538 | 14.419
S_Canterbur1 | solar | 27.28 | 23.746 | 23.086 | 22.43 | 21.776 | 21.124 | 20.474 | 19.825 | 19.178 | 18.531 | 17.885 | 17.552 | 17.41 | 17.269 | 17.129 | 16.99 | 16.852 | 16.715 | 16.578 | 16.443 | 16.309 | 16.176 | 16.043 | 15.912 | 15.782 | 15.652 | 15.526 | 15.399 | 15.273 | 15.148 | 15.024 | 14.901 | 14.779 | 14.658 | 14.538 | 14.419
S_Canterbur2 | solar | 27.28 | 23.746 | 23.086 | 22.43 | 21.776 | 21.124 | 20.474 | 19.825 | 19.178 | 18.531 | 17.885 | 17.552 | 17.41 | 17.269 | 17.129 | 16.99 | 16.852 | 16.715 | 16.578 | 16.443 | 16.309 | 16.176 | 16.043 | 15.912 | 15.782 | 15.652 | 15.526 | 15.399 | 15.273 | 15.148 | 15.024 | 14.901 | 14.779 | 14.658 | 14.538 | 14.419
S_Carterton | solar | 27.28 | 23.746 | 23.086 | 22.43 | 21.776 | 21.124 | 20.474 | 19.825 | 19.178 | 18.531 | 17.885 | 17.552 | 17.41 | 17.269 | 17.129 | 16.99 | 16.852 | 16.715 | 16.578 | 16.443 | 16.309 | 16.176 | 16.043 | 15.912 | 15.782 | 15.652 | 15.526 | 15.399 | 15.273 | 15.148 | 15.024 | 14.901 | 14.779 | 14.658 | 14.538 | 14.419
S_Clandeboye | solar | 27.28 | 23.746 | 23.086 | 22.43 | 21.776 | 21.124 | 20.474 | 19.825 | 19.178 | 18.531 | 17.885 | 17.552 | 17.41 | 17.269 | 17.129 | 16.99 | 16.852 | 16.715 | 16.578 | 16.443 | 16.309 | 16.176 | 16.043 | 15.912 | 15.782 | 15.652 | 15.526 | 15.399 | 15.273 | 15.148 | 15.024 | 14.901 | 14.779 | 14.658 | 14.538 | 14.419
S_Dannevirk1 | solar | 27.28 | 23.746 | 23.086 | 22.43 | 21.776 | 21.124 | 20.474 | 19.825 | 19.178 | 18.531 | 17.885 | 17.552 | 17.41 | 17.269 | 17.129 | 16.99 | 16.852 | 16.715 | 16.578 | 16.443 | 16.309 | 16.176 | 16.043 | 15.912 | 15.782 | 15.652 | 15.526 | 15.399 | 15.273 | 15.148 | 15.024 | 14.901 | 14.779 | 14.658 | 14.538 | 14.419
S_Dannevirk2 | solar | 27.28 | 23.746 | 23.086 | 22.43 | 21.776 | 21.124 | 20.474 | 19.825 | 19.178 | 18.531 | 17.885 | 17.552 | 17.41 | 17.269 | 17.129 | 16.99 | 16.852 | 16.715 | 16.578 | 16.443 | 16.309 | 16.176 | 16.043 | 15.912 | 15.782 | 15.652 | 15.526 | 15.399 | 15.273 | 15.148 | 15.024 | 14.901 | 14.779 | 14.658 | 14.538 | 14.419
S_Darfield | solar | 27.28 | 23.746 | 23.086 | 22.43 | 21.776 | 21.124 | 20.474 | 19.825 | 19.178 | 18.531 | 17.885 | 17.552 | 17.41 | 17.269 | 17.129 | 16.99 | 16.852 | 16.715 | 16.578 | 16.443 | 16.309 | 16.176 | 16.043 | 15.912 | 15.782 | 15.652 | 15.526 | 15.399 | 15.273 | 15.148 | 15.024 | 14.901 | 14.779 | 14.658 | 14.538 | 14.419
S_Dargaville | solar | 27.28 | 23.746 | 23.086 | 22.43 | 21.776 | 21.124 | 20.474 | 19.825 | 19.178 | 18.531 | 17.885 | 17.552 | 17.41 | 17.269 | 17.129 | 16.99 | 16.852 | 16.715 | 16.578 | 16.443 | 16.309 | 16.176 | 16.043 | 15.912 | 15.782 | 15.652 | 15.526 | 15.399 | 15.273 | 15.148 | 15.024 | 14.901 | 14.779 | 14.658 | 14.538 | 14.419
S_Dunsandel | solar | 27.28 | 23.746 | 23.086 | 22.43 | 21.776 | 21.124 | 20.474 | 19.825 | 19.178 | 18.531 | 17.885 | 17.552 | 17.41 | 17.269 | 17.129 | 16.99 | 16.852 | 16.715 | 16.578 | 16.443 | 16.309 | 16.176 | 16.043 | 15.912 | 15.782 | 15.652 | 15.526 | 15.399 | 15.273 | 15.148 | 15.024 | 14.901 | 14.779 | 14.658 | 14.538 | 14.419
S_Edgecumbe1 | solar | 27.28 | 23.746 | 23.086 | 22.43 | 21.776 | 21.124 | 20.474 | 19.825 | 19.178 | 18.531 | 17.885 | 17.552 | 17.41 | 17.269 | 17.129 | 16.99 | 16.852 | 16.715 | 16.578 | 16.443 | 16.309 | 16.176 | 16.043 | 15.912 | 15.782 | 15.652 | 15.526 | 15.399 | 15.273 | 15.148 | 15.024 | 14.901 | 14.779 | 14.658 | 14.538 | 14.419
S_Edgecumbe2 | solar | 27.28 | 23.746 | 23.086 | 22.43 | 21.776 | 21.124 | 20.474 | 19.825 | 19.178 | 18.531 | 17.885 | 17.552 | 17.41 | 17.269 | 17.129 | 16.99 | 16.852 | 16.715 | 16.578 | 16.443 | 16.309 | 16.176 | 16.043 | 15.912 | 15.782 | 15.652 | 15.526 | 15.399 | 15.273 | 15.148 | 15.024 | 14.901 | 14.779 | 14.658 | 14.538 | 14.419
S_Foxton0 | solar | 27.28 | 23.746 | 23.086 | 22.43 | 21.776 | 21.124 | 20.474 | 19.825 | 19.178 | 18.531 | 17.885 | 17.552 | 17.41 | 17.269 | 17.129 | 16.99 | 16.852 | 16.715 | 16.578 | 16.443 | 16.309 | 16.176 | 16.043 | 15.912 | 15.782 | 15.652 | 15.526 | 15.399 | 15.273 | 15.148 | 15.024 | 14.901 | 14.779 | 14.658 | 14.538 | 14.419
S_Foxton1 | solar | 27.28 | 23.746 | 23.086 | 22.43 | 21.776 | 21.124 | 20.474 | 19.825 | 19.178 | 18.531 | 17.885 | 17.552 | 17.41 | 17.269 | 17.129 | 16.99 | 16.852 | 16.715 | 16.578 | 16.443 | 16.309 | 16.176 | 16.043 | 15.912 | 15.782 | 15.652 | 15.526 | 15.399 | 15.273 | 15.148 | 15.024 | 14.901 | 14.779 | 14.658 | 14.538 | 14.419
S_Gartartan | solar | 27.28 | 23.746 | 23.086 | 22.43 | 21.776 | 21.124 | 20.474 | 19.825 | 19.178 | 18.531 | 17.885 | 17.552 | 17.41 | 17.269 | 17.129 | 16.99 | 16.852 | 16.715 | 16.578 | 16.443 | 16.309 | 16.176 | 16.043 | 15.912 | 15.782 | 15.652 | 15.526 | 15.399 | 15.273 | 15.148 | 15.024 | 14.901 | 14.779 | 14.658 | 14.538 | 14.419
S_Glorit | solar | 27.28 | 23.746 | 23.086 | 22.43 | 21.776 | 21.124 | 20.474 | 19.825 | 19.178 | 18.531 | 17.885 | 17.552 | 17.41 | 17.269 | 17.129 | 16.99 | 16.852 | 16.715 | 16.578 | 16.443 | 16.309 | 16.176 | 16.043 | 15.912 | 15.782 | 15.652 | 15.526 | 15.399 | 15.273 | 15.148 | 15.024 | 14.901 | 14.779 | 14.658 | 14.538 | 14.419
S_GoldenStai | solar | 27.28 | 23.746 | 23.086 | 22.43 | 21.776 | 21.124 | 20.474 | 19.825 | 19.178 | 18.531 | 17.885 | 17.552 | 17.41 | 17.269 | 17.129 | 16.99 | 16.852 | 16.715 | 16.578 | 16.443 | 16.309 | 16.176 | 16.043 | 15.912 | 15.782 | 15.652 | 15.526 | 15.399 | 15.273 | 15.148 | 15.024 | 14.901 | 14.779 | 14.658 | 14.538 | 14.419
S_Grampians | solar | 27.28 | 23.746 | 23.086 | 22.43 | 21.776 | 21.124 | 20.474 | 19.825 | 19.178 | 18.531 | 17.885 | 17.552 | 17.41 | 17.269 | 17.129 | 16.99 | 16.852 | 16.715 | 16.578 | 16.443 | 16.309 | 16.176 | 16.043 | 15.912 | 15.782 | 15.652 | 15.526 | 15.399 | 15.273 | 15.148 | 15.024 | 14.901 | 14.779 | 14.658 | 14.538 | 14.419
S_Greendale | solar | 27.28 | 23.746 | 23.086 | 22.43 | 21.776 | 21.124 | 20.474 | 19.825 | 19.178 | 18.531 | 17.885 | 17.552 | 17.41 | 17.269 | 17.129 | 16.99 | 16.852 | 16.715 | 16.578 | 16.443 | 16.309 | 16.176 | 16.043 | 15.912 | 15.782 | 15.652 | 15.526 | 15.399 | 15.273 | 15.148 | 15.024 | 14.901 | 14.779 | 14.658 | 14.538 | 14.419
S_Greytown0 | solar | 27.28 | 23.746 | 23.086 | 22.43 | 21.776 | 21.124 | 20.474 | 19.825 | 19.178 | 18.531 | 17.885 | 17.552 | 17.41 | 17.269 | 17.129 | 16.99 | 16.852 | 16.715 | 16.578 | 16.443 | 16.309 | 16.176 | 16.043 | 15.912 | 15.782 | 15.652 | 15.526 | 15.399 | 15.273 | 15.148 | 15.024 | 14.901 | 14.779 | 14.658 | 14.538 | 14.419
S_Greytown1 | solar | 27.28 | 23.746 | 23.086 | 22.43 | 21.776 | 21.124 | 20.474 | 19.825 | 19.178 | 18.531 | 17.885 | 17.552 | 17.41 | 17.269 | 17.129 | 16.99 | 16.852 | 16.715 | 16.578 | 16.443 | 16.309 | 16.176 | 16.043 | 15.912 | 15.782 | 15.652 | 15.526 | 15.399 | 15.273 | 15.148 | 15.024 | 14.901 | 14.779 | 14.658 | 14.538 | 14.419
S_HaldonSta1 | solar | 27.28 | 23.746 | 23.086 | 22.43 | 21.776 | 21.124 | 20.474 | 19.825 | 19.178 | 18.531 | 17.885 | 17.552 | 17.41 | 17.269 | 17.129 | 16.99 | 16.852 | 16.715 | 16.578 | 16.443 | 16.309 | 16.176 | 16.043 | 15.912 | 15.782 | 15.652 | 15.526 | 15.399 | 15.273 | 15.148 | 15.024 | 14.901 | 14.779 | 14.658 | 14.538 | 14.419
S_HaldonSta2 | solar | 27.28 | 23.746 | 23.086 | 22.43 | 21.776 | 21.124 | 20.474 | 19.825 | 19.178 | 18.531 | 17.885 | 17.552 | 17.41 | 17.269 | 17.129 | 16.99 | 16.852 | 16.715 | 16.578 | 16.443 | 16.309 | 16.176 | 16.043 | 15.912 | 15.782 | 15.652 | 15.526 | 15.399 | 15.273 | 15.148 | 15.024 | 14.901 | 14.779 | 14.658 | 14.538 | 14.419
S_HanmerRoad | solar | 27.28 | 23.746 | 23.086 | 22.43 | 21.776 | 21.124 | 20.474 | 19.825 | 19.178 | 18.531 | 17.885 | 17.552 | 17.41 | 17.269 | 17.129 | 16.99 | 16.852 | 16.715 | 16.578 | 16.443 | 16.309 | 16.176 | 16.043 | 15.912 | 15.782 | 15.652 | 15.526 | 15.399 | 15.273 | 15.148 | 15.024 | 14.901 | 14.779 | 14.658 | 14.538 | 14.419
S_HawkesBay1 | solar | 27.28 | 23.746 | 23.086 | 22.43 | 21.776 | 21.124 | 20.474 | 19.825 | 19.178 | 18.531 | 17.885 | 17.552 | 17.41 | 17.269 | 17.129 | 16.99 | 16.852 | 16.715 | 16.578 | 16.443 | 16.309 | 16.176 | 16.043 | 15.912 | 15.782 | 15.652 | 15.526 | 15.399 | 15.273 | 15.148 | 15.024 | 14.901 | 14.779 | 14.658 | 14.538 | 14.419
S_HawkesBay2 | solar | 27.28 | 23.746 | 23.086 | 22.43 | 21.776 | 21.124 | 20.474 | 19.825 | 19.178 | 18.531 | 17.885 | 17.552 | 17.41 | 17.269 | 17.129 | 16.99 | 16.852 | 16.715 | 16.578 | 16.443 | 16.309 | 16.176 | 16.043 | 15.912 | 15.782 | 15.652 | 15.526 | 15.399 | 15.273 | 15.148 | 15.024 | 14.901 | 14.779 | 14.658 | 14.538 | 14.419
S_Highfield | solar | 27.28 | 23.746 | 23.086 | 22.43 | 21.776 | 21.124 | 20.474 | 19.825 | 19.178 | 18.531 | 17.885 | 17.552 | 17.41 | 17.269 | 17.129 | 16.99 | 16.852 | 16.715 | 16.578 | 16.443 | 16.309 | 16.176 | 16.043 | 15.912 | 15.782 | 15.652 | 15.526 | 15.399 | 15.273 | 15.148 | 15.024 | 14.901 | 14.779 | 14.658 | 14.538 | 14.419
S_Hikawaik | solar | 27.28 | 23.746 | 23.086 | 22.43 | 21.776 | 21.124 | 20.474 | 19.825 | 19.178 | 18.531 | 17.885 | 17.552 | 17.41 | 17.269 | 17.129 | 16.99 | 16.852 | 16.715 | 16.578 | 16.443 | 16.309 | 16.176 | 16.043 | 15.912 | 15.782 | 15.652 | 15.526 | 15.399 | 15.273 | 15.148 | 15.024 | 14.901 | 14.779 | 14.658 | 14.538 | 14.419
S_Hinuera | solar | 27.28 | 23.746 | 23.086 | 22.43 | 21.776 | 21.124 | 20.474 | 19.825 | 19.178 | 18.531 | 17.885 | 17.552 | 17.41 | 17.269 | 17.129 | 16.99 | 16.852 | 16.715 | 16.578 | 16.443 | 16.309 | 16.176 | 16.043 | 15.912 | 15.782 | 15.652 | 15.526 | 15.399 | 15.273 | 15.148 | 15.024 | 14.901 | 14.779 | 14.658 | 14.538 | 14.419
S_Huirangi | solar | 27.28 | 23.746 | 23.086 | 22.43 | 21.776 | 21.124 | 20.474 | 19.825 | 19.178 | 18.531 | 17.885 | 17.552 | 17.41 | 17.269 | 17.129 | 16.99 | 16.852 | 16.715 | 16.578 | 16.443 | 16.309 | 16.176 | 16.043 | 15.912 | 15.782 | 15.652 | 15.526 | 15.399 | 15.273 | 15.148 | 15.024 | 14.901 | 14.779 | 14.658 | 14.538 | 14.419
S_IdaValley | solar | 27.28 | 23.746 | 23.086 | 22.43 | 21.776 | 21.124 | 20.474 | 19.825 | 19.178 | 18.531 | 17.885 | 17.552 | 17.41 | 17.269 | 17.129 | 16.99 | 16.852 | 16.715 | 16.578 | 16.443 | 16.309 | 16.176 | 16.043 | 15.912 | 15.782 | 15.652 | 15.526 | 15.399 | 15.273 | 15.148 | 15.024 | 14.901 | 14.779 | 14.658 | 14.538 | 14.419
S_IrishmanCr | solar | 27.28 | 23.746 | 23.086 | 22.43 | 21.776 | 21.124 | 20.474 | 19.825 | 19.178 | 18.531 | 17.885 | 17.552 | 17.41 | 17.269 | 17.129 | 16.99 | 16.852 | 16.715 | 16.578 | 16.443 | 16.309 | 16.176 | 16.043 | 15.912 | 15.782 | 15.652 | 15.526 | 15.399 | 15.273 | 15.148 | 15.024 | 14.901 | 14.779 | 14.658 | 14.538 | 14.419
S_Islington | solar | 27.28 | 23.746 | 23.086 | 22.43 | 21.776 | 21.124 | 20.474 | 19.825 | 19.178 | 18.531 | 17.885 | 17.552 | 17.41 | 17.269 | 17.129 | 16.99 | 16.852 | 16.715 | 16.578 | 16.443 | 16.309 | 16.176 | 16.043 | 15.912 | 15.782 | 15.652 | 15.526 | 15.399 | 15.273 | 15.148 | 15.024 | 14.901 | 14.779 | 14.658 | 14.538 | 14.419
S_Kaipara | solar | 27.28 | 23.746 | 23.086 | 22.43 | 21.776 | 21.124 | 20.474 | 19.825 | 19.178 | 18.531 | 17.885 | 17.552 | 17.41 | 17.269 | 17.129 | 16.99 | 16.852 | 16.715 | 16.578 | 16.443 | 16.309 | 16.176 | 16.043 | 15.912 | 15.782 | 15.652 | 15.526 | 15.399 | 15.273 | 15.148 | 15.024 | 14.901 | 14.779 | 14.658 | 14.538 | 14.419
S_Karioi | solar | 27.28 | 23.746 | 23.086 | 22.43 | 21.776 | 21.124 | 20.474 | 19.825 | 19.178 | 18.531 | 17.885 | 17.552 | 17.41 | 17.269 | 17.129 | 16.99 | 16.852 | 16.715 | 16.578 | 16.443 | 16.309 | 16.176 | 16.043 | 15.912 | 15.782 | 15.652 | 15.526 | 15.399 | 15.273 | 15.148 | 15.024 | 14.901 | 14.779 | 14.658 | 14.538 | 14.419
S_Killermont | solar | 27.28 | 23.746 | 23.086 | 22.43 | 21.776 | 21.124 | 20.474 | 19.825 | 19.178 | 18.531 | 17.885 | 17.552 | 17.41 | 17.269 | 17.129 | 16.99 | 16.852 | 16.715 | 16.578 | 16.443 | 16.309 | 16.176 | 16.043 | 15.912 | 15.782 | 15.652 | 15.526 | 15.399 | 15.273 | 15.148 | 15.024 | 14.901 | 14.779 | 14.658 | 14.538 | 14.419
S_Kilvarock | solar | 27.28 | 23.746 | 23.086 | 22.43 | 21.776 | 21.124 | 20.474 | 19.825 | 19.178 | 18.531 | 17.885 | 17.552 | 17.41 | 17.269 | 17.129 | 16.99 | 16.852 | 16.715 | 16.578 | 16.443 | 16.309 | 16.176 | 16.043 | 15.912 | 15.782 | 15.652 | 15.526 | 15.399 | 15.273 | 15.148 | 15.024 | 14.901 | 14.779 | 14.658 | 14.538 | 14.419
S_Kowhai | solar | 27.28 | 23.746 | 23.086 | 22.43 | 21.776 | 21.124 | 20.474 | 19.825 | 19.178 | 18.531 | 17.885 | 17.552 | 17.41 | 17.269 | 17.129 | 16.99 | 16.852 | 16.715 | 16.578 | 16.443 | 16.309 | 16.176 | 16.043 | 15.912 | 15.782 | 15.652 | 15.526 | 15.399 | 15.273 | 15.148 | 15.024 | 14.901 | 14.779 | 14.658 | 14.538 | 14.419
S_Kuratau | solar | 27.28 | 23.746 | 23.086 | 22.43 | 21.776 | 21.124 | 20.474 | 19.825 | 19.178 | 18.531 | 17.885 | 17.552 | 17.41 | 17.269 | 17.129 | 16.99 | 16.852 | 16.715 | 16.578 | 16.443 | 16.309 | 16.176 | 16.043 | 15.912 | 15.782 | 15.652 | 15.526 | 15.399 | 15.273 | 15.148 | 15.024 | 14.901 | 14.779 | 14.658 | 14.538 | 14.419
S_Leeston | solar | 27.28 | 23.746 | 23.086 | 22.43 | 21.776 | 21.124 | 20.474 | 19.825 | 19.178 | 18.531 | 17.885 | 17.552 | 17.41 | 17.269 | 17.129 | 16.99 | 16.852 | 16.715 | 16.578 | 16.443 | 16.309 | 16.176 | 16.043 | 15.912 | 15.782 | 15.652 | 15.526 | 15.399 | 15.273 | 15.148 | 15.024 | 14.901 | 14.779 | 14.658 | 14.538 | 14.419
S_Manawatu1 | solar | 27.28 | 23.746 | 23.086 | 22.43 | 21.776 | 21.124 | 20.474 | 19.825 | 19.178 | 18.531 | 17.885 | 17.552 | 17.41 | 17.269 | 17.129 | 16.99 | 16.852 | 16.715 | 16.578 | 16.443 | 16.309 | 16.176 | 16.043 | 15.912 | 15.782 | 15.652 | 15.526 | 15.399 | 15.273 | 15.148 | 15.024 | 14.901 | 14.779 | 14.658 | 14.538 | 14.419
S_Manawatu2 | solar | 27.28 | 23.746 | 23.086 | 22.43 | 21.776 | 21.124 | 20.474 | 19.825 | 19.178 | 18.531 | 17.885 | 17.552 | 17.41 | 17.269 | 17.129 | 16.99 | 16.852 | 16.715 | 16.578 | 16.443 | 16.309 | 16.176 | 16.043 | 15.912 | 15.782 | 15.652 | 15.526 | 15.399 | 15.273 | 15.148 | 15.024 | 14.901 | 14.779 | 14.658 | 14.538 | 14.419
S_Mangamaire | solar | 27.28 | 23.746 | 23.086 | 22.43 | 21.776 | 21.124 | 20.474 | 19.825 | 19.178 | 18.531 | 17.885 | 17.552 | 17.41 | 17.269 | 17.129 | 16.99 | 16.852 | 16.715 | 16.578 | 16.443 | 16.309 | 16.176 | 16.043 | 15.912 | 15.782 | 15.652 | 15.526 | 15.399 | 15.273 | 15.148 | 15.024 | 14.901 | 14.779 | 14.658 | 14.538 | 14.419
S_Maniototo | solar | 27.28 | 23.746 | 23.086 | 22.43 | 21.776 | 21.124 | 20.474 | 19.825 | 19.178 | 18.531 | 17.885 | 17.552 | 17.41 | 17.269 | 17.129 | 16.99 | 16.852 | 16.715 | 16.578 | 16.443 | 16.309 | 16.176 | 16.043 | 15.912 | 15.782 | 15.652 | 15.526 | 15.399 | 15.273 | 15.148 | 15.024 | 14.901 | 14.779 | 14.658 | 14.538 | 14.419
S_MarangaRa | solar | 27.28 | 23.746 | 23.086 | 22.43 | 21.776 | 21.124 | 20.474 | 19.825 | 19.178 | 18.531 | 17.885 | 17.552 | 17.41 | 17.269 | 17.129 | 16.99 | 16.852 | 16.715 | 16.578 | 16.443 | 16.309 | 16.176 | 16.043 | 15.912 | 15.782 | 15.652 | 15.526 | 15.399 | 15.273 | 15.148 | 15.024 | 14.901 | 14.779 | 14.658 | 14.538 | 14.419
S_Marton0 | solar | 27.28 | 23.746 | 23.086 | 22.43 | 21.776 | 21.124 | 20.474 | 19.825 | 19.178 | 18.531 | 17.885 | 17.552 | 17.41 | 17.269 | 17.129 | 16.99 | 16.852 | 16.715 | 16.578 | 16.443 | 16.309 | 16.176 | 16.043 | 15.912 | 15.782 | 15.652 | 15.526 | 15.399 | 15.273 | 15.148 | 15.024 | 14.901 | 14.779 | 14.658 | 14.538 | 14.419
S_Marton1 | solar | 27.28 | 23.746 | 23.086 | 22.43 | 21.776 | 21.124 | 20.474 | 19.825 | 19.178 | 18.531 | 17.885 | 17.552 | 17.41 | 17.269 | 17.129 | 16.99 | 16.852 | 16.715 | 16.578 | 16.443 | 16.309 | 16.176 | 16.043 | 15.912 | 15.782 | 15.652 | 15.526 | 15.399 | 15.273 | 15.148 | 15.024 | 14.901 | 14.779 | 14.658 | 14.538 | 14.419
S_Marton2 | solar | 27.28 | 23.746 | 23.086 | 22.43 | 21.776 | 21.124 | 20.474 | 19.825 | 19.178 | 18.531 | 17.885 | 17.552 | 17.41 | 17.269 | 17.129 | 16.99 | 16.852 | 16.715 | 16.578 | 16.443 | 16.309 | 16.176 | 16.043 | 15.912 | 15.782 | 15.652 | 15.526 | 15.399 | 15.273 | 15.148 | 15.024 | 14.901 | 14.779 | 14.658 | 14.538 | 14.419
S_Marton3 | solar | 27.28 | 23.746 | 23.086 | 22.43 | 21.776 | 21.124 | 20.474 | 19.825 | 19.178 | 18.531 | 17.885 | 17.552 | 17.41 | 17.269 | 17.129 | 16.99 | 16.852 | 16.715 | 16.578 | 16.443 | 16.309 | 16.176 | 16.043 | 15.912 | 15.782 | 15.652 | 15.526 | 15.399 | 15.273 | 15.148 | 15.024 | 14.901 | 14.779 | 14.658 | 14.538 | 14.419
S_Masterton | solar | 27.28 | 23.746 | 23.086 | 22.43 | 21.776 | 21.124 | 20.474 | 19.825 | 19.178 | 18.531 | 17.885 | 17.552 | 17.41 | 17.269 | 17.129 | 16.99 | 16.852 | 16.715 | 16.578 | 16.443 | 16.309 | 16.176 | 16.043 | 15.912 | 15.782 | 15.652 | 15.526 | 15.399 | 15.273 | 15.148 | 15.024 | 14.901 | 14.779 | 14.658 | 14.538 | 14.419
S_Morrinsvil | solar | 27.28 | 23.746 | 23.086 | 22.43 | 21.776 | 21.124 | 20.474 | 19.825 | 19.178 | 18.531 | 17.885 | 17.552 | 17.41 | 17.269 | 17.129 | 16.99 | 16.852 | 16.715 | 16.578 | 16.443 | 16.309 | 16.176 | 16.043 | 15.912 | 15.782 | 15.652 | 15.526 | 15.399 | 15.273 | 15.148 | 15.024 | 14.901 | 14.779 | 14.658 | 14.538 | 14.419
S_MountSomer | solar | 27.28 | 23.746 | 23.086 | 22.43 | 21.776 | 21.124 | 20.474 | 19.825 | 19.178 | 18.531 | 17.885 | 17.552 | 17.41 | 17.269 | 17.129 | 16.99 | 16.852 | 16.715 | 16.578 | 16.443 | 16.309 | 16.176 | 16.043 | 15.912 | 15.782 | 15.652 | 15.526 | 15.399 | 15.273 | 15.148 | 15.024 | 14.901 | 14.779 | 14.658 | 14.538 | 14.419
S_MtEllaRen2 | solar | 27.28 | 23.746 | 23.086 | 22.43 | 21.776 | 21.124 | 20.474 | 19.825 | 19.178 | 18.531 | 17.885 | 17.552 | 17.41 | 17.269 | 17.129 | 16.99 | 16.852 | 16.715 | 16.578 | 16.443 | 16.309 | 16.176 | 16.043 | 15.912 | 15.782 | 15.652 | 15.526 | 15.399 | 15.273 | 15.148 | 15.024 | 14.901 | 14.779 | 14.658 | 14.538 | 14.419
S_Naseby | solar | 27.28 | 23.746 | 23.086 | 22.43 | 21.776 | 21.124 | 20.474 | 19.825 | 19.178 | 18.531 | 17.885 | 17.552 | 17.41 | 17.269 | 17.129 | 16.99 | 16.852 | 16.715 | 16.578 | 16.443 | 16.309 | 16.176 | 16.043 | 15.912 | 15.782 | 15.652 | 15.526 | 15.399 | 15.273 | 15.148 | 15.024 | 14.901 | 14.779 | 14.658 | 14.538 | 14.419
S_NewPlymout | solar | 27.28 | 23.746 | 23.086 | 22.43 | 21.776 | 21.124 | 20.474 | 19.825 | 19.178 | 18.531 | 17.885 | 17.552 | 17.41 | 17.269 | 17.129 | 16.99 | 16.852 | 16.715 | 16.578 | 16.443 | 16.309 | 16.176 | 16.043 | 15.912 | 15.782 | 15.652 | 15.526 | 15.399 | 15.273 | 15.148 | 15.024 | 14.901 | 14.779 | 14.658 | 14.538 | 14.419
S_NorthRakai | solar | 27.28 | 23.746 | 23.086 | 22.43 | 21.776 | 21.124 | 20.474 | 19.825 | 19.178 | 18.531 | 17.885 | 17.552 | 17.41 | 17.269 | 17.129 | 16.99 | 16.852 | 16.715 | 16.578 | 16.443 | 16.309 | 16.176 | 16.043 | 15.912 | 15.782 | 15.652 | 15.526 | 15.399 | 15.273 | 15.148 | 15.024 | 14.901 | 14.779 | 14.658 | 14.538 | 14.419
S_Norwood | solar | 27.28 | 23.746 | 23.086 | 22.43 | 21.776 | 21.124 | 20.474 | 19.825 | 19.178 | 18.531 | 17.885 | 17.552 | 17.41 | 17.269 | 17.129 | 16.99 | 16.852 | 16.715 | 16.578 | 16.443 | 16.309 | 16.176 | 16.043 | 15.912 | 15.782 | 15.652 | 15.526 | 15.399 | 15.273 | 15.148 | 15.024 | 14.901 | 14.779 | 14.658 | 14.538 | 14.419
S_Ohau | solar | 27.28 | 23.746 | 23.086 | 22.43 | 21.776 | 21.124 | 20.474 | 19.825 | 19.178 | 18.531 | 17.885 | 17.552 | 17.41 | 17.269 | 17.129 | 16.99 | 16.852 | 16.715 | 16.578 | 16.443 | 16.309 | 16.176 | 16.043 | 15.912 | 15.782 | 15.652 | 15.526 | 15.399 | 15.273 | 15.148 | 15.024 | 14.901 | 14.779 | 14.658 | 14.538 | 14.419
S_Ongaonga0 | solar | 27.28 | 23.746 | 23.086 | 22.43 | 21.776 | 21.124 | 20.474 | 19.825 | 19.178 | 18.531 | 17.885 | 17.552 | 17.41 | 17.269 | 17.129 | 16.99 | 16.852 | 16.715 | 16.578 | 16.443 | 16.309 | 16.176 | 16.043 | 15.912 | 15.782 | 15.652 | 15.526 | 15.399 | 15.273 | 15.148 | 15.024 | 14.901 | 14.779 | 14.658 | 14.538 | 14.419
S_Ongaonga1 | solar | 27.28 | 23.746 | 23.086 | 22.43 | 21.776 | 21.124 | 20.474 | 19.825 | 19.178 | 18.531 | 17.885 | 17.552 | 17.41 | 17.269 | 17.129 | 16.99 | 16.852 | 16.715 | 16.578 | 16.443 | 16.309 | 16.176 | 16.043 | 15.912 | 15.782 | 15.652 | 15.526 | 15.399 | 15.273 | 15.148 | 15.024 | 14.901 | 14.779 | 14.658 | 14.538 | 14.419
S_Ongaonga2 | solar | 27.28 | 23.746 | 23.086 | 22.43 | 21.776 | 21.124 | 20.474 | 19.825 | 19.178 | 18.531 | 17.885 | 17.552 | 17.41 | 17.269 | 17.129 | 16.99 | 16.852 | 16.715 | 16.578 | 16.443 | 16.309 | 16.176 | 16.043 | 15.912 | 15.782 | 15.652 | 15.526 | 15.399 | 15.273 | 15.148 | 15.024 | 14.901 | 14.779 | 14.658 | 14.538 | 14.419
S_Opunake0 | solar | 27.28 | 23.746 | 23.086 | 22.43 | 21.776 | 21.124 | 20.474 | 19.825 | 19.178 | 18.531 | 17.885 | 17.552 | 17.41 | 17.269 | 17.129 | 16.99 | 16.852 | 16.715 | 16.578 | 16.443 | 16.309 | 16.176 | 16.043 | 15.912 | 15.782 | 15.652 | 15.526 | 15.399 | 15.273 | 15.148 | 15.024 | 14.901 | 14.779 | 14.658 | 14.538 | 14.419
S_Opunake1 | solar | 27.28 | 23.746 | 23.086 | 22.43 | 21.776 | 21.124 | 20.474 | 19.825 | 19.178 | 18.531 | 17.885 | 17.552 | 17.41 | 17.269 | 17.129 | 16.99 | 16.852 | 16.715 | 16.578 | 16.443 | 16.309 | 16.176 | 16.043 | 15.912 | 15.782 | 15.652 | 15.526 | 15.399 | 15.273 | 15.148 | 15.024 | 14.901 | 14.779 | 14.658 | 14.538 | 14.419
S_Poolburn& | solar | 27.28 | 23.746 | 23.086 | 22.43 | 21.776 | 21.124 | 20.474 | 19.825 | 19.178 | 18.531 | 17.885 | 17.552 | 17.41 | 17.269 | 17.129 | 16.99 | 16.852 | 16.715 | 16.578 | 16.443 | 16.309 | 16.176 | 16.043 | 15.912 | 15.782 | 15.652 | 15.526 | 15.399 | 15.273 | 15.148 | 15.024 | 14.901 | 14.779 | 14.658 | 14.538 | 14.419
S_Pukenui | solar | 27.28 | 23.746 | 23.086 | 22.43 | 21.776 | 21.124 | 20.474 | 19.825 | 19.178 | 18.531 | 17.885 | 17.552 | 17.41 | 17.269 | 17.129 | 16.99 | 16.852 | 16.715 | 16.578 | 16.443 | 16.309 | 16.176 | 16.043 | 15.912 | 15.782 | 15.652 | 15.526 | 15.399 | 15.273 | 15.148 | 15.024 | 14.901 | 14.779 | 14.658 | 14.538 | 14.419
S_Rangimarie | solar | 27.28 | 23.746 | 23.086 | 22.43 | 21.776 | 21.124 | 20.474 | 19.825 | 19.178 | 18.531 | 17.885 | 17.552 | 17.41 | 17.269 | 17.129 | 16.99 | 16.852 | 16.715 | 16.578 | 16.443 | 16.309 | 16.176 | 16.043 | 15.912 | 15.782 | 15.652 | 15.526 | 15.399 | 15.273 | 15.148 | 15.024 | 14.901 | 14.779 | 14.658 | 14.538 | 14.419
S_Rangiriri | solar | 27.28 | 23.746 | 23.086 | 22.43 | 21.776 | 21.124 | 20.474 | 19.825 | 19.178 | 18.531 | 17.885 | 17.552 | 17.41 | 17.269 | 17.129 | 16.99 | 16.852 | 16.715 | 16.578 | 16.443 | 16.309 | 16.176 | 16.043 | 15.912 | 15.782 | 15.652 | 15.526 | 15.399 | 15.273 | 15.148 | 15.024 | 14.901 | 14.779 | 14.658 | 14.538 | 14.419
S_Reefton | solar | 27.28 | 23.746 | 23.086 | 22.43 | 21.776 | 21.124 | 20.474 | 19.825 | 19.178 | 18.531 | 17.885 | 17.552 | 17.41 | 17.269 | 17.129 | 16.99 | 16.852 | 16.715 | 16.578 | 16.443 | 16.309 | 16.176 | 16.043 | 15.912 | 15.782 | 15.652 | 15.526 | 15.399 | 15.273 | 15.148 | 15.024 | 14.901 | 14.779 | 14.658 | 14.538 | 14.419
S_Rotokawa | solar | 27.28 | 23.746 | 23.086 | 22.43 | 21.776 | 21.124 | 20.474 | 19.825 | 19.178 | 18.531 | 17.885 | 17.552 | 17.41 | 17.269 | 17.129 | 16.99 | 16.852 | 16.715 | 16.578 | 16.443 | 16.309 | 16.176 | 16.043 | 15.912 | 15.782 | 15.652 | 15.526 | 15.399 | 15.273 | 15.148 | 15.024 | 14.901 | 14.779 | 14.658 | 14.538 | 14.419
S_Ruakaka | solar | 27.28 | 23.746 | 23.086 | 22.43 | 21.776 | 21.124 | 20.474 | 19.825 | 19.178 | 18.531 | 17.885 | 17.552 | 17.41 | 17.269 | 17.129 | 16.99 | 16.852 | 16.715 | 16.578 | 16.443 | 16.309 | 16.176 | 16.043 | 15.912 | 15.782 | 15.652 | 15.526 | 15.399 | 15.273 | 15.148 | 15.024 | 14.901 | 14.779 | 14.658 | 14.538 | 14.419
S_Scargill | solar | 27.28 | 23.746 | 23.086 | 22.43 | 21.776 | 21.124 | 20.474 | 19.825 | 19.178 | 18.531 | 17.885 | 17.552 | 17.41 | 17.269 | 17.129 | 16.99 | 16.852 | 16.715 | 16.578 | 16.443 | 16.309 | 16.176 | 16.043 | 15.912 | 15.782 | 15.652 | 15.526 | 15.399 | 15.273 | 15.148 | 15.024 | 14.901 | 14.779 | 14.658 | 14.538 | 14.419
S_SkinnerRoa | solar | 27.28 | 23.746 | 23.086 | 22.43 | 21.776 | 21.124 | 20.474 | 19.825 | 19.178 | 18.531 | 17.885 | 17.552 | 17.41 | 17.269 | 17.129 | 16.99 | 16.852 | 16.715 | 16.578 | 16.443 | 16.309 | 16.176 | 16.043 | 15.912 | 15.782 | 15.652 | 15.526 | 15.399 | 15.273 | 15.148 | 15.024 | 14.901 | 14.779 | 14.658 | 14.538 | 14.419
S_Somerton | solar | 27.28 | 23.746 | 23.086 | 22.43 | 21.776 | 21.124 | 20.474 | 19.825 | 19.178 | 18.531 | 17.885 | 17.552 | 17.41 | 17.269 | 17.129 | 16.99 | 16.852 | 16.715 | 16.578 | 16.443 | 16.309 | 16.176 | 16.043 | 15.912 | 15.782 | 15.652 | 15.526 | 15.399 | 15.273 | 15.148 | 15.024 | 14.901 | 14.779 | 14.658 | 14.538 | 14.419
S_Stratford | solar | 27.28 | 23.746 | 23.086 | 22.43 | 21.776 | 21.124 | 20.474 | 19.825 | 19.178 | 18.531 | 17.885 | 17.552 | 17.41 | 17.269 | 17.129 | 16.99 | 16.852 | 16.715 | 16.578 | 16.443 | 16.309 | 16.176 | 16.043 | 15.912 | 15.782 | 15.652 | 15.526 | 15.399 | 15.273 | 15.148 | 15.024 | 14.901 | 14.779 | 14.658 | 14.538 | 14.419
S_Swannoa | solar | 27.28 | 23.746 | 23.086 | 22.43 | 21.776 | 21.124 | 20.474 | 19.825 | 19.178 | 18.531 | 17.885 | 17.552 | 17.41 | 17.269 | 17.129 | 16.99 | 16.852 | 16.715 | 16.578 | 16.443 | 16.309 | 16.176 | 16.043 | 15.912 | 15.782 | 15.652 | 15.526 | 15.399 | 15.273 | 15.148 | 15.024 | 14.901 | 14.779 | 14.658 | 14.538 | 14.419
S_Tahuna | solar | 27.28 | 23.746 | 23.086 | 22.43 | 21.776 | 21.124 | 20.474 | 19.825 | 19.178 | 18.531 | 17.885 | 17.552 | 17.41 | 17.269 | 17.129 | 16.99 | 16.852 | 16.715 | 16.578 | 16.443 | 16.309 | 16.176 | 16.043 | 15.912 | 15.782 | 15.652 | 15.526 | 15.399 | 15.273 | 15.148 | 15.024 | 14.901 | 14.779 | 14.658 | 14.538 | 14.419
S_Taiohi | solar | 27.28 | 23.746 | 23.086 | 22.43 | 21.776 | 21.124 | 20.474 | 19.825 | 19.178 | 18.531 | 17.885 | 17.552 | 17.41 | 17.269 | 17.129 | 16.99 | 16.852 | 16.715 | 16.578 | 16.443 | 16.309 | 16.176 | 16.043 | 15.912 | 15.782 | 15.652 | 15.526 | 15.399 | 15.273 | 15.148 | 15.024 | 14.901 | 14.779 | 14.658 | 14.538 | 14.419
S_Tangiwai | solar | 27.28 | 23.746 | 23.086 | 22.43 | 21.776 | 21.124 | 20.474 | 19.825 | 19.178 | 18.531 | 17.885 | 17.552 | 17.41 | 17.269 | 17.129 | 16.99 | 16.852 | 16.715 | 16.578 | 16.443 | 16.309 | 16.176 | 16.043 | 15.912 | 15.782 | 15.652 | 15.526 | 15.399 | 15.273 | 15.148 | 15.024 | 14.901 | 14.779 | 14.658 | 14.538 | 14.419
S_TararuaTar | solar | 27.28 | 23.746 | 23.086 | 22.43 | 21.776 | 21.124 | 20.474 | 19.825 | 19.178 | 18.531 | 17.885 | 17.552 | 17.41 | 17.269 | 17.129 | 16.99 | 16.852 | 16.715 | 16.578 | 16.443 | 16.309 | 16.176 | 16.043 | 15.912 | 15.782 | 15.652 | 15.526 | 15.399 | 15.273 | 15.148 | 15.024 | 14.901 | 14.779 | 14.658 | 14.538 | 14.419
S_Tasman | solar | 27.28 | 23.746 | 23.086 | 22.43 | 21.776 | 21.124 | 20.474 | 19.825 | 19.178 | 18.531 | 17.885 | 17.552 | 17.41 | 17.269 | 17.129 | 16.99 | 16.852 | 16.715 | 16.578 | 16.443 | 16.309 | 16.176 | 16.043 | 15.912 | 15.782 | 15.652 | 15.526 | 15.399 | 15.273 | 15.148 | 15.024 | 14.901 | 14.779 | 14.658 | 14.538 | 14.419
S_Tauhei | solar | 27.28 | 23.746 | 23.086 | 22.43 | 21.776 | 21.124 | 20.474 | 19.825 | 19.178 | 18.531 | 17.885 | 17.552 | 17.41 | 17.269 | 17.129 | 16.99 | 16.852 | 16.715 | 16.578 | 16.443 | 16.309 | 16.176 | 16.043 | 15.912 | 15.782 | 15.652 | 15.526 | 15.399 | 15.273 | 15.148 | 15.024 | 14.901 | 14.779 | 14.658 | 14.538 | 14.419
S_Tauhei_s2 | solar | 27.28 | 23.746 | 23.086 | 22.43 | 21.776 | 21.124 | 20.474 | 19.825 | 19.178 | 18.531 | 17.885 | 17.552 | 17.41 | 17.269 | 17.129 | 16.99 | 16.852 | 16.715 | 16.578 | 16.443 | 16.309 | 16.176 | 16.043 | 15.912 | 15.782 | 15.652 | 15.526 | 15.399 | 15.273 | 15.148 | 15.024 | 14.901 | 14.779 | 14.658 | 14.538 | 14.419
S_TeRahui_s1 | solar | 27.28 | 23.746 | 23.086 | 22.43 | 21.776 | 21.124 | 20.474 | 19.825 | 19.178 | 18.531 | 17.885 | 17.552 | 17.41 | 17.269 | 17.129 | 16.99 | 16.852 | 16.715 | 16.578 | 16.443 | 16.309 | 16.176 | 16.043 | 15.912 | 15.782 | 15.652 | 15.526 | 15.399 | 15.273 | 15.148 | 15.024 | 14.901 | 14.779 | 14.658 | 14.538 | 14.419
S_TeRahui_s2 | solar | 27.28 | 23.746 | 23.086 | 22.43 | 21.776 | 21.124 | 20.474 | 19.825 | 19.178 | 18.531 | 17.885 | 17.552 | 17.41 | 17.269 | 17.129 | 16.99 | 16.852 | 16.715 | 16.578 | 16.443 | 16.309 | 16.176 | 16.043 | 15.912 | 15.782 | 15.652 | 15.526 | 15.399 | 15.273 | 15.148 | 15.024 | 14.901 | 14.779 | 14.658 | 14.538 | 14.419
S_ThePoint | solar | 27.28 | 23.746 | 23.086 | 22.43 | 21.776 | 21.124 | 20.474 | 19.825 | 19.178 | 18.531 | 17.885 | 17.552 | 17.41 | 17.269 | 17.129 | 16.99 | 16.852 | 16.715 | 16.578 | 16.443 | 16.309 | 16.176 | 16.043 | 15.912 | 15.782 | 15.652 | 15.526 | 15.399 | 15.273 | 15.148 | 15.024 | 14.901 | 14.779 | 14.658 | 14.538 | 14.419
S_ThreeStrea | solar | 27.28 | 23.746 | 23.086 | 22.43 | 21.776 | 21.124 | 20.474 | 19.825 | 19.178 | 18.531 | 17.885 | 17.552 | 17.41 | 17.269 | 17.129 | 16.99 | 16.852 | 16.715 | 16.578 | 16.443 | 16.309 | 16.176 | 16.043 | 15.912 | 15.782 | 15.652 | 15.526 | 15.399 | 15.273 | 15.148 | 15.024 | 14.901 | 14.779 | 14.658 | 14.538 | 14.419
S_Timaru | solar | 27.28 | 23.746 | 23.086 | 22.43 | 21.776 | 21.124 | 20.474 | 19.825 | 19.178 | 18.531 | 17.885 | 17.552 | 17.41 | 17.269 | 17.129 | 16.99 | 16.852 | 16.715 | 16.578 | 16.443 | 16.309 | 16.176 | 16.043 | 15.912 | 15.782 | 15.652 | 15.526 | 15.399 | 15.273 | 15.148 | 15.024 | 14.901 | 14.779 | 14.658 | 14.538 | 14.419
S_TwinRivers | solar | 27.28 | 23.746 | 23.086 | 22.43 | 21.776 | 21.124 | 20.474 | 19.825 | 19.178 | 18.531 | 17.885 | 17.552 | 17.41 | 17.269 | 17.129 | 16.99 | 16.852 | 16.715 | 16.578 | 16.443 | 16.309 | 16.176 | 16.043 | 15.912 | 15.782 | 15.652 | 15.526 | 15.399 | 15.273 | 15.148 | 15.024 | 14.901 | 14.779 | 14.658 | 14.538 | 14.419
S_Twizel0 | solar | 27.28 | 23.746 | 23.086 | 22.43 | 21.776 | 21.124 | 20.474 | 19.825 | 19.178 | 18.531 | 17.885 | 17.552 | 17.41 | 17.269 | 17.129 | 16.99 | 16.852 | 16.715 | 16.578 | 16.443 | 16.309 | 16.176 | 16.043 | 15.912 | 15.782 | 15.652 | 15.526 | 15.399 | 15.273 | 15.148 | 15.024 | 14.901 | 14.779 | 14.658 | 14.538 | 14.419
S_Twizel1 | solar | 27.28 | 23.746 | 23.086 | 22.43 | 21.776 | 21.124 | 20.474 | 19.825 | 19.178 | 18.531 | 17.885 | 17.552 | 17.41 | 17.269 | 17.129 | 16.99 | 16.852 | 16.715 | 16.578 | 16.443 | 16.309 | 16.176 | 16.043 | 15.912 | 15.782 | 15.652 | 15.526 | 15.399 | 15.273 | 15.148 | 15.024 | 14.901 | 14.779 | 14.658 | 14.538 | 14.419
S_UpperTaka1 | solar | 27.28 | 23.746 | 23.086 | 22.43 | 21.776 | 21.124 | 20.474 | 19.825 | 19.178 | 18.531 | 17.885 | 17.552 | 17.41 | 17.269 | 17.129 | 16.99 | 16.852 | 16.715 | 16.578 | 16.443 | 16.309 | 16.176 | 16.043 | 15.912 | 15.782 | 15.652 | 15.526 | 15.399 | 15.273 | 15.148 | 15.024 | 14.901 | 14.779 | 14.658 | 14.538 | 14.419
S_UpperTaka2 | solar | 27.28 | 23.746 | 23.086 | 22.43 | 21.776 | 21.124 | 20.474 | 19.825 | 19.178 | 18.531 | 17.885 | 17.552 | 17.41 | 17.269 | 17.129 | 16.99 | 16.852 | 16.715 | 16.578 | 16.443 | 16.309 | 16.176 | 16.043 | 15.912 | 15.782 | 15.652 | 15.526 | 15.399 | 15.273 | 15.148 | 15.024 | 14.901 | 14.779 | 14.658 | 14.538 | 14.419
S_Waerenga | solar | 27.28 | 23.746 | 23.086 | 22.43 | 21.776 | 21.124 | 20.474 | 19.825 | 19.178 | 18.531 | 17.885 | 17.552 | 17.41 | 17.269 | 17.129 | 16.99 | 16.852 | 16.715 | 16.578 | 16.443 | 16.309 | 16.176 | 16.043 | 15.912 | 15.782 | 15.652 | 15.526 | 15.399 | 15.273 | 15.148 | 15.024 | 14.901 | 14.779 | 14.658 | 14.538 | 14.419
S_Waihou | solar | 27.28 | 23.746 | 23.086 | 22.43 | 21.776 | 21.124 | 20.474 | 19.825 | 19.178 | 18.531 | 17.885 | 17.552 | 17.41 | 17.269 | 17.129 | 16.99 | 16.852 | 16.715 | 16.578 | 16.443 | 16.309 | 16.176 | 16.043 | 15.912 | 15.782 | 15.652 | 15.526 | 15.399 | 15.273 | 15.148 | 15.024 | 14.901 | 14.779 | 14.658 | 14.538 | 14.419
S_Waiinu_s1 | solar | 27.28 | 23.746 | 23.086 | 22.43 | 21.776 | 21.124 | 20.474 | 19.825 | 19.178 | 18.531 | 17.885 | 17.552 | 17.41 | 17.269 | 17.129 | 16.99 | 16.852 | 16.715 | 16.578 | 16.443 | 16.309 | 16.176 | 16.043 | 15.912 | 15.782 | 15.652 | 15.526 | 15.399 | 15.273 | 15.148 | 15.024 | 14.901 | 14.779 | 14.658 | 14.538 | 14.419
S_Waiinu_s2 | solar | 27.28 | 23.746 | 23.086 | 22.43 | 21.776 | 21.124 | 20.474 | 19.825 | 19.178 | 18.531 | 17.885 | 17.552 | 17.41 | 17.269 | 17.129 | 16.99 | 16.852 | 16.715 | 16.578 | 16.443 | 16.309 | 16.176 | 16.043 | 15.912 | 15.782 | 15.652 | 15.526 | 15.399 | 15.273 | 15.148 | 15.024 | 14.901 | 14.779 | 14.658 | 14.538 | 14.419
S_Waikato | solar | 27.28 | 23.746 | 23.086 | 22.43 | 21.776 | 21.124 | 20.474 | 19.825 | 19.178 | 18.531 | 17.885 | 17.552 | 17.41 | 17.269 | 17.129 | 16.99 | 16.852 | 16.715 | 16.578 | 16.443 | 16.309 | 16.176 | 16.043 | 15.912 | 15.782 | 15.652 | 15.526 | 15.399 | 15.273 | 15.148 | 15.024 | 14.901 | 14.779 | 14.658 | 14.538 | 14.419
S_Waikato0 | solar | 27.28 | 23.746 | 23.086 | 22.43 | 21.776 | 21.124 | 20.474 | 19.825 | 19.178 | 18.531 | 17.885 | 17.552 | 17.41 | 17.269 | 17.129 | 16.99 | 16.852 | 16.715 | 16.578 | 16.443 | 16.309 | 16.176 | 16.043 | 15.912 | 15.782 | 15.652 | 15.526 | 15.399 | 15.273 | 15.148 | 15.024 | 14.901 | 14.779 | 14.658 | 14.538 | 14.419
S_Waikato1 | solar | 27.28 | 23.746 | 23.086 | 22.43 | 21.776 | 21.124 | 20.474 | 19.825 | 19.178 | 18.531 | 17.885 | 17.552 | 17.41 | 17.269 | 17.129 | 16.99 | 16.852 | 16.715 | 16.578 | 16.443 | 16.309 | 16.176 | 16.043 | 15.912 | 15.782 | 15.652 | 15.526 | 15.399 | 15.273 | 15.148 | 15.024 | 14.901 | 14.779 | 14.658 | 14.538 | 14.419
S_Waiotahe | solar | 27.28 | 23.746 | 23.086 | 22.43 | 21.776 | 21.124 | 20.474 | 19.825 | 19.178 | 18.531 | 17.885 | 17.552 | 17.41 | 17.269 | 17.129 | 16.99 | 16.852 | 16.715 | 16.578 | 16.443 | 16.309 | 16.176 | 16.043 | 15.912 | 15.782 | 15.652 | 15.526 | 15.399 | 15.273 | 15.148 | 15.024 | 14.901 | 14.779 | 14.658 | 14.538 | 14.419
S_Waipawa | solar | 27.28 | 23.746 | 23.086 | 22.43 | 21.776 | 21.124 | 20.474 | 19.825 | 19.178 | 18.531 | 17.885 | 17.552 | 17.41 | 17.269 | 17.129 | 16.99 | 16.852 | 16.715 | 16.578 | 16.443 | 16.309 | 16.176 | 16.043 | 15.912 | 15.782 | 15.652 | 15.526 | 15.399 | 15.273 | 15.148 | 15.024 | 14.901 | 14.779 | 14.658 | 14.538 | 14.419
S_Waitara | solar | 27.28 | 23.746 | 23.086 | 22.43 | 21.776 | 21.124 | 20.474 | 19.825 | 19.178 | 18.531 | 17.885 | 17.552 | 17.41 | 17.269 | 17.129 | 16.99 | 16.852 | 16.715 | 16.578 | 16.443 | 16.309 | 16.176 | 16.043 | 15.912 | 15.782 | 15.652 | 15.526 | 15.399 | 15.273 | 15.148 | 15.024 | 14.901 | 14.779 | 14.658 | 14.538 | 14.419
S_Waiterimu | solar | 27.28 | 23.746 | 23.086 | 22.43 | 21.776 | 21.124 | 20.474 | 19.825 | 19.178 | 18.531 | 17.885 | 17.552 | 17.41 | 17.269 | 17.129 | 16.99 | 16.852 | 16.715 | 16.578 | 16.443 | 16.309 | 16.176 | 16.043 | 15.912 | 15.782 | 15.652 | 15.526 | 15.399 | 15.273 | 15.148 | 15.024 | 14.901 | 14.779 | 14.658 | 14.538 | 14.419
S_Wellsford | solar | 27.28 | 23.746 | 23.086 | 22.43 | 21.776 | 21.124 | 20.474 | 19.825 | 19.178 | 18.531 | 17.885 | 17.552 | 17.41 | 17.269 | 17.129 | 16.99 | 16.852 | 16.715 | 16.578 | 16.443 | 16.309 | 16.176 | 16.043 | 15.912 | 15.782 | 15.652 | 15.526 | 15.399 | 15.273 | 15.148 | 15.024 | 14.901 | 14.779 | 14.658 | 14.538 | 14.419
S_WesternBa1 | solar | 27.28 | 23.746 | 23.086 | 22.43 | 21.776 | 21.124 | 20.474 | 19.825 | 19.178 | 18.531 | 17.885 | 17.552 | 17.41 | 17.269 | 17.129 | 16.99 | 16.852 | 16.715 | 16.578 | 16.443 | 16.309 | 16.176 | 16.043 | 15.912 | 15.782 | 15.652 | 15.526 | 15.399 | 15.273 | 15.148 | 15.024 | 14.901 | 14.779 | 14.658 | 14.538 | 14.419
S_WesternBa2 | solar | 27.28 | 23.746 | 23.086 | 22.43 | 21.776 | 21.124 | 20.474 | 19.825 | 19.178 | 18.531 | 17.885 | 17.552 | 17.41 | 17.269 | 17.129 | 16.99 | 16.852 | 16.715 | 16.578 | 16.443 | 16.309 | 16.176 | 16.043 | 15.912 | 15.782 | 15.652 | 15.526 | 15.399 | 15.273 | 15.148 | 15.024 | 14.901 | 14.779 | 14.658 | 14.538 | 14.419
S_Whakatane | solar | 27.28 | 23.746 | 23.086 | 22.43 | 21.776 | 21.124 | 20.474 | 19.825 | 19.178 | 18.531 | 17.885 | 17.552 | 17.41 | 17.269 | 17.129 | 16.99 | 16.852 | 16.715 | 16.578 | 16.443 | 16.309 | 16.176 | 16.043 | 15.912 | 15.782 | 15.652 | 15.526 | 15.399 | 15.273 | 15.148 | 15.024 | 14.901 | 14.779 | 14.658 | 14.538 | 14.419
S_WhangapeEn | solar | 27.28 | 23.746 | 23.086 | 22.43 | 21.776 | 21.124 | 20.474 | 19.825 | 19.178 | 18.531 | 17.885 | 17.552 | 17.41 | 17.269 | 17.129 | 16.99 | 16.852 | 16.715 | 16.578 | 16.443 | 16.309 | 16.176 | 16.043 | 15.912 | 15.782 | 15.652 | 15.526 | 15.399 | 15.273 | 15.148 | 15.024 | 14.901 | 14.779 | 14.658 | 14.538 | 14.419
S_Whitianga | solar | 27.28 | 23.746 | 23.086 | 22.43 | 21.776 | 21.124 | 20.474 | 19.825 | 19.178 | 18.531 | 17.885 | 17.552 | 17.41 | 17.269 | 17.129 | 16.99 | 16.852 | 16.715 | 16.578 | 16.443 | 16.309 | 16.176 | 16.043 | 15.912 | 15.782 | 15.652 | 15.526 | 15.399 | 15.273 | 15.148 | 15.024 | 14.901 | 14.779 | 14.658 | 14.538 | 14.419
S_genAucklan | solar | 27.28 | 23.746 | 23.086 | 22.43 | 21.776 | 21.124 | 20.474 | 19.825 | 19.178 | 18.531 | 17.885 | 17.552 | 17.41 | 17.269 | 17.129 | 16.99 | 16.852 | 16.715 | 16.578 | 16.443 | 16.309 | 16.176 | 16.043 | 15.912 | 15.782 | 15.652 | 15.526 | 15.399 | 15.273 | 15.148 | 15.024 | 14.901 | 14.779 | 14.658 | 14.538 | 14.419
S_genBayofPl | solar | 27.28 | 23.746 | 23.086 | 22.43 | 21.776 | 21.124 | 20.474 | 19.825 | 19.178 | 18.531 | 17.885 | 17.552 | 17.41 | 17.269 | 17.129 | 16.99 | 16.852 | 16.715 | 16.578 | 16.443 | 16.309 | 16.176 | 16.043 | 15.912 | 15.782 | 15.652 | 15.526 | 15.399 | 15.273 | 15.148 | 15.024 | 14.901 | 14.779 | 14.658 | 14.538 | 14.419
S_genCanter1 | solar | 27.28 | 23.746 | 23.086 | 22.43 | 21.776 | 21.124 | 20.474 | 19.825 | 19.178 | 18.531 | 17.885 | 17.552 | 17.41 | 17.269 | 17.129 | 16.99 | 16.852 | 16.715 | 16.578 | 16.443 | 16.309 | 16.176 | 16.043 | 15.912 | 15.782 | 15.652 | 15.526 | 15.399 | 15.273 | 15.148 | 15.024 | 14.901 | 14.779 | 14.658 | 14.538 | 14.419
S_genCanter2 | solar | 27.28 | 23.746 | 23.086 | 22.43 | 21.776 | 21.124 | 20.474 | 19.825 | 19.178 | 18.531 | 17.885 | 17.552 | 17.41 | 17.269 | 17.129 | 16.99 | 16.852 | 16.715 | 16.578 | 16.443 | 16.309 | 16.176 | 16.043 | 15.912 | 15.782 | 15.652 | 15.526 | 15.399 | 15.273 | 15.148 | 15.024 | 14.901 | 14.779 | 14.658 | 14.538 | 14.419
S_genGisborn | solar | 27.28 | 23.746 | 23.086 | 22.43 | 21.776 | 21.124 | 20.474 | 19.825 | 19.178 | 18.531 | 17.885 | 17.552 | 17.41 | 17.269 | 17.129 | 16.99 | 16.852 | 16.715 | 16.578 | 16.443 | 16.309 | 16.176 | 16.043 | 15.912 | 15.782 | 15.652 | 15.526 | 15.399 | 15.273 | 15.148 | 15.024 | 14.901 | 14.779 | 14.658 | 14.538 | 14.419
S_genHawkes | solar | 27.28 | 23.746 | 23.086 | 22.43 | 21.776 | 21.124 | 20.474 | 19.825 | 19.178 | 18.531 | 17.885 | 17.552 | 17.41 | 17.269 | 17.129 | 16.99 | 16.852 | 16.715 | 16.578 | 16.443 | 16.309 | 16.176 | 16.043 | 15.912 | 15.782 | 15.652 | 15.526 | 15.399 | 15.273 | 15.148 | 15.024 | 14.901 | 14.779 | 14.658 | 14.538 | 14.419
S_genMarlbor | solar | 27.28 | 23.746 | 23.086 | 22.43 | 21.776 | 21.124 | 20.474 | 19.825 | 19.178 | 18.531 | 17.885 | 17.552 | 17.41 | 17.269 | 17.129 | 16.99 | 16.852 | 16.715 | 16.578 | 16.443 | 16.309 | 16.176 | 16.043 | 15.912 | 15.782 | 15.652 | 15.526 | 15.399 | 15.273 | 15.148 | 15.024 | 14.901 | 14.779 | 14.658 | 14.538 | 14.419
S_genNorthla | solar | 27.28 | 23.746 | 23.086 | 22.43 | 21.776 | 21.124 | 20.474 | 19.825 | 19.178 | 18.531 | 17.885 | 17.552 | 17.41 | 17.269 | 17.129 | 16.99 | 16.852 | 16.715 | 16.578 | 16.443 | 16.309 | 16.176 | 16.043 | 15.912 | 15.782 | 15.652 | 15.526 | 15.399 | 15.273 | 15.148 | 15.024 | 14.901 | 14.779 | 14.658 | 14.538 | 14.419
S_genTaranak | solar | 27.28 | 23.746 | 23.086 | 22.43 | 21.776 | 21.124 | 20.474 | 19.825 | 19.178 | 18.531 | 17.885 | 17.552 | 17.41 | 17.269 | 17.129 | 16.99 | 16.852 | 16.715 | 16.578 | 16.443 | 16.309 | 16.176 | 16.043 | 15.912 | 15.782 | 15.652 | 15.526 | 15.399 | 15.273 | 15.148 | 15.024 | 14.901 | 14.779 | 14.658 | 14.538 | 14.419
S_genWaikat1 | solar | 27.28 | 23.746 | 23.086 | 22.43 | 21.776 | 21.124 | 20.474 | 19.825 | 19.178 | 18.531 | 17.885 | 17.552 | 17.41 | 17.269 | 17.129 | 16.99 | 16.852 | 16.715 | 16.578 | 16.443 | 16.309 | 16.176 | 16.043 | 15.912 | 15.782 | 15.652 | 15.526 | 15.399 | 15.273 | 15.148 | 15.024 | 14.901 | 14.779 | 14.658 | 14.538 | 14.419
S_genWaikat2 | solar | 27.28 | 23.746 | 23.086 | 22.43 | 21.776 | 21.124 | 20.474 | 19.825 | 19.178 | 18.531 | 17.885 | 17.552 | 17.41 | 17.269 | 17.129 | 16.99 | 16.852 | 16.715 | 16.578 | 16.443 | 16.309 | 16.176 | 16.043 | 15.912 | 15.782 | 15.652 | 15.526 | 15.399 | 15.273 | 15.148 | 15.024 | 14.901 | 14.779 | 14.658 | 14.538 | 14.419
S_genWairara | solar | 27.28 | 23.746 | 23.086 | 22.43 | 21.776 | 21.124 | 20.474 | 19.825 | 19.178 | 18.531 | 17.885 | 17.552 | 17.41 | 17.269 | 17.129 | 16.99 | 16.852 | 16.715 | 16.578 | 16.443 | 16.309 | 16.176 | 16.043 | 15.912 | 15.782 | 15.652 | 15.526 | 15.399 | 15.273 | 15.148 | 15.024 | 14.901 | 14.779 | 14.658 | 14.538 | 14.419
Taheke1 | geothermal | 161.951 | 160.826 | 159.708 | 158.598 | 157.495 | 156.4 | 155.313 | 154.233 | 153.161 | 152.097 | 151.039 | 149.989 | 148.947 | 147.911 | 146.883 | 145.862 | 144.848 | 143.841 | 142.842 | 141.849 | 140.863 | 139.883 | 138.911 | 137.945 | 136.986 | 136.034 | 135.089 | 134.15 | 133.217 | 132.291 | 131.371 | 130.458 | 129.551 | 128.651 | 127.756 | 126.868
Taheke2 | geothermal | 161.951 | 160.826 | 159.708 | 158.598 | 157.495 | 156.4 | 155.313 | 154.233 | 153.161 | 152.097 | 151.039 | 149.989 | 148.947 | 147.911 | 146.883 | 145.862 | 144.848 | 143.841 | 142.842 | 141.849 | 140.863 | 139.883 | 138.911 | 137.945 | 136.986 | 136.034 | 135.089 | 134.15 | 133.217 | 132.291 | 131.371 | 130.458 | 129.551 | 128.651 | 127.756 | 126.868
Taheke3 | geothermal | 161.951 | 160.826 | 159.708 | 158.598 | 157.495 | 156.4 | 155.313 | 154.233 | 153.161 | 152.097 | 151.039 | 149.989 | 148.947 | 147.911 | 146.883 | 145.862 | 144.848 | 143.841 | 142.842 | 141.849 | 140.863 | 139.883 | 138.911 | 137.945 | 136.986 | 136.034 | 135.089 | 134.15 | 133.217 | 132.291 | 131.371 | 130.458 | 129.551 | 128.651 | 127.756 | 126.868
TaramTaipo | hydro | 88.83 | 88.208 | 87.59 | 86.977 | 86.368 | 85.764 | 85.163 | 84.567 | 83.975 | 83.387 | 82.804 | 82.224 | 81.649 | 81.077 | 80.509 | 79.946 | 79.386 | 78.831 | 78.279 | 77.731 | 77.187 | 76.646 | 76.11 | 75.577 | 75.048 | 74.523 | 74.001 | 73.483 | 72.969 | 72.458 | 71.951 | 71.447 | 70.947 | 70.45 | 69.957 | 69.467
Tauhara2 | geothermal | 161.951 | 160.826 | 159.708 | 158.598 | 157.495 | 156.4 | 155.313 | 154.233 | 153.161 | 152.097 | 151.039 | 149.989 | 148.947 | 147.911 | 146.883 | 145.862 | 144.848 | 143.841 | 142.842 | 141.849 | 140.863 | 139.883 | 138.911 | 137.945 | 136.986 | 136.034 | 135.089 | 134.15 | 133.217 | 132.291 | 131.371 | 130.458 | 129.551 | 128.651 | 127.756 | 126.868
Tauhara3 | geothermal | 161.951 | 160.826 | 159.708 | 158.598 | 157.495 | 156.4 | 155.313 | 154.233 | 153.161 | 152.097 | 151.039 | 149.989 | 148.947 | 147.911 | 146.883 | 145.862 | 144.848 | 143.841 | 142.842 | 141.849 | 140.863 | 139.883 | 138.911 | 137.945 | 136.986 | 136.034 | 135.089 | 134.15 | 133.217 | 132.291 | 131.371 | 130.458 | 129.551 | 128.651 | 127.756 | 126.868
TauheiBESS | battery | 23.663 | 19.767 | 19.141 | 18.517 | 17.894 | 17.272 | 16.867 | 16.605 | 16.345 | 16.093 | 15.834 | 15.568 | 15.318 | 15.061 | 14.805 | 14.55 | 14.304 | 14.05 | 13.787 | 13.535 | 13.291 | 13.039 | 12.788 | 12.538 | 12.297 | 12.047 | 11.798 | 11.569 | 11.343 | 11.123 | 10.906 | 10.694 | 10.486 | 10.282 | 10.082 | 9.886
TeMihi2 | geothermal | 161.951 | 160.826 | 159.708 | 158.598 | 157.495 | 156.4 | 155.313 | 154.233 | 153.161 | 152.097 | 151.039 | 149.989 | 148.947 | 147.911 | 146.883 | 145.862 | 144.848 | 143.841 | 142.842 | 141.849 | 140.863 | 139.883 | 138.911 | 137.945 | 136.986 | 136.034 | 135.089 | 134.15 | 133.217 | 132.291 | 131.371 | 130.458 | 129.551 | 128.651 | 127.756 | 126.868
TeMihi3 | geothermal | 161.951 | 160.826 | 159.708 | 158.598 | 157.495 | 156.4 | 155.313 | 154.233 | 153.161 | 152.097 | 151.039 | 149.989 | 148.947 | 147.911 | 146.883 | 145.862 | 144.848 | 143.841 | 142.842 | 141.849 | 140.863 | 139.883 | 138.911 | 137.945 | 136.986 | 136.034 | 135.089 | 134.15 | 133.217 | 132.291 | 131.371 | 130.458 | 129.551 | 128.651 | 127.756 | 126.868
Tikitere1 | geothermal | 161.951 | 160.826 | 159.708 | 158.598 | 157.495 | 156.4 | 155.313 | 154.233 | 153.161 | 152.097 | 151.039 | 149.989 | 148.947 | 147.911 | 146.883 | 145.862 | 144.848 | 143.841 | 142.842 | 141.849 | 140.863 | 139.883 | 138.911 | 137.945 | 136.986 | 136.034 | 135.089 | 134.15 | 133.217 | 132.291 | 131.371 | 130.458 | 129.551 | 128.651 | 127.756 | 126.868
Tikitere2 | geothermal | 161.951 | 160.826 | 159.708 | 158.598 | 157.495 | 156.4 | 155.313 | 154.233 | 153.161 | 152.097 | 151.039 | 149.989 | 148.947 | 147.911 | 146.883 | 145.862 | 144.848 | 143.841 | 142.842 | 141.849 | 140.863 | 139.883 | 138.911 | 137.945 | 136.986 | 136.034 | 135.089 | 134.15 | 133.217 | 132.291 | 131.371 | 130.458 | 129.551 | 128.651 | 127.756 | 126.868
TokaanuGeo1 | geothermal | 161.951 | 160.826 | 159.708 | 158.598 | 157.495 | 156.4 | 155.313 | 154.233 | 153.161 | 152.097 | 151.039 | 149.989 | 148.947 | 147.911 | 146.883 | 145.862 | 144.848 | 143.841 | 142.842 | 141.849 | 140.863 | 139.883 | 138.911 | 137.945 | 136.986 | 136.034 | 135.089 | 134.15 | 133.217 | 132.291 | 131.371 | 130.458 | 129.551 | 128.651 | 127.756 | 126.868
TokaanuGeo2 | geothermal | 161.951 | 160.826 | 159.708 | 158.598 | 157.495 | 156.4 | 155.313 | 154.233 | 153.161 | 152.097 | 151.039 | 149.989 | 148.947 | 147.911 | 146.883 | 145.862 | 144.848 | 143.841 | 142.842 | 141.849 | 140.863 | 139.883 | 138.911 | 137.945 | 136.986 | 136.034 | 135.089 | 134.15 | 133.217 | 132.291 | 131.371 | 130.458 | 129.551 | 128.651 | 127.756 | 126.868
Tuapeka | hydro | 88.83 | 88.208 | 87.59 | 86.977 | 86.368 | 85.764 | 85.163 | 84.567 | 83.975 | 83.387 | 82.804 | 82.224 | 81.649 | 81.077 | 80.509 | 79.946 | 79.386 | 78.831 | 78.279 | 77.731 | 77.187 | 76.646 | 76.11 | 75.577 | 75.048 | 74.523 | 74.001 | 73.483 | 72.969 | 72.458 | 71.951 | 71.447 | 70.947 | 70.45 | 69.957 | 69.467
UpWaiauSth | hydro | 88.83 | 88.208 | 87.59 | 86.977 | 86.368 | 85.764 | 85.163 | 84.567 | 83.975 | 83.387 | 82.804 | 82.224 | 81.649 | 81.077 | 80.509 | 79.946 | 79.386 | 78.831 | 78.279 | 77.731 | 77.187 | 76.646 | 76.11 | 75.577 | 75.048 | 74.523 | 74.001 | 73.483 | 72.969 | 72.458 | 71.951 | 71.447 | 70.947 | 70.45 | 69.957 | 69.467
WRKreduced | geothermal | 0 | 0 | 0 | 0 | 0 | 0 | 0 | 0 | 0 | 0 | 0 | 0 | 0 | 0 | 0 | 0 | 0 | 0 | 0 | 0 | 0 | 0 | 0 | 0 | 0 | 0 | 0 | 0 | 0 | 0 | 0 | 0 | 0 | 0 | 0 | 0
W_AwaruaQuad | wind | 42.987 | 38.522 | 37.85 | 37.177 | 36.505 | 35.833 | 35.309 | 34.844 | 34.38 | 33.916 | 33.453 | 32.99 | 32.528 | 32.066 | 31.605 | 31.144 | 30.684 | 30.224 | 29.764 | 29.305 | 28.846 | 28.388 | 27.929 | 27.471 | 27.013 | 26.556 | 26.101 | 25.672 | 25.251 | 24.837 | 24.429 | 24.028 | 23.634 | 23.246 | 22.864 | 22.489
W_CastleHill | wind | 42.987 | 38.522 | 37.85 | 37.177 | 36.505 | 35.833 | 35.309 | 34.844 | 34.38 | 33.916 | 33.453 | 32.99 | 32.528 | 32.066 | 31.605 | 31.144 | 30.684 | 30.224 | 29.764 | 29.305 | 28.846 | 28.388 | 27.929 | 27.471 | 27.013 | 26.556 | 26.101 | 25.672 | 25.251 | 24.837 | 24.429 | 24.028 | 23.634 | 23.246 | 22.864 | 22.489
W_Edendale | wind | 42.987 | 38.522 | 37.85 | 37.177 | 36.505 | 35.833 | 35.309 | 34.844 | 34.38 | 33.916 | 33.453 | 32.99 | 32.528 | 32.066 | 31.605 | 31.144 | 30.684 | 30.224 | 29.764 | 29.305 | 28.846 | 28.388 | 27.929 | 27.471 | 27.013 | 26.556 | 26.101 | 25.672 | 25.251 | 24.837 | 24.429 | 24.028 | 23.634 | 23.246 | 22.864 | 22.489
W_GlenMasse1 | wind | 42.987 | 38.522 | 37.85 | 37.177 | 36.505 | 35.833 | 35.309 | 34.844 | 34.38 | 33.916 | 33.453 | 32.99 | 32.528 | 32.066 | 31.605 | 31.144 | 30.684 | 30.224 | 29.764 | 29.305 | 28.846 | 28.388 | 27.929 | 27.471 | 27.013 | 26.556 | 26.101 | 25.672 | 25.251 | 24.837 | 24.429 | 24.028 | 23.634 | 23.246 | 22.864 | 22.489
W_GlenMasse2 | wind | 42.987 | 38.522 | 37.85 | 37.177 | 36.505 | 35.833 | 35.309 | 34.844 | 34.38 | 33.916 | 33.453 | 32.99 | 32.528 | 32.066 | 31.605 | 31.144 | 30.684 | 30.224 | 29.764 | 29.305 | 28.846 | 28.388 | 27.929 | 27.471 | 27.013 | 26.556 | 26.101 | 25.672 | 25.251 | 24.837 | 24.429 | 24.028 | 23.634 | 23.246 | 22.864 | 22.489
W_Hapuakohe | wind | 42.987 | 38.522 | 37.85 | 37.177 | 36.505 | 35.833 | 35.309 | 34.844 | 34.38 | 33.916 | 33.453 | 32.99 | 32.528 | 32.066 | 31.605 | 31.144 | 30.684 | 30.224 | 29.764 | 29.305 | 28.846 | 28.388 | 27.929 | 27.471 | 27.013 | 26.556 | 26.101 | 25.672 | 25.251 | 24.837 | 24.429 | 24.028 | 23.634 | 23.246 | 22.864 | 22.489
W_Huriwaka | wind | 42.987 | 38.522 | 37.85 | 37.177 | 36.505 | 35.833 | 35.309 | 34.844 | 34.38 | 33.916 | 33.453 | 32.99 | 32.528 | 32.066 | 31.605 | 31.144 | 30.684 | 30.224 | 29.764 | 29.305 | 28.846 | 28.388 | 27.929 | 27.471 | 27.013 | 26.556 | 26.101 | 25.672 | 25.251 | 24.837 | 24.429 | 24.028 | 23.634 | 23.246 | 22.864 | 22.489
W_Jericho | wind | 42.987 | 38.522 | 37.85 | 37.177 | 36.505 | 35.833 | 35.309 | 34.844 | 34.38 | 33.916 | 33.453 | 32.99 | 32.528 | 32.066 | 31.605 | 31.144 | 30.684 | 30.224 | 29.764 | 29.305 | 28.846 | 28.388 | 27.929 | 27.471 | 27.013 | 26.556 | 26.101 | 25.672 | 25.251 | 24.837 | 24.429 | 24.028 | 23.634 | 23.246 | 22.864 | 22.489
W_Kaihiku | wind | 42.987 | 38.522 | 37.85 | 37.177 | 36.505 | 35.833 | 35.309 | 34.844 | 34.38 | 33.916 | 33.453 | 32.99 | 32.528 | 32.066 | 31.605 | 31.144 | 30.684 | 30.224 | 29.764 | 29.305 | 28.846 | 28.388 | 27.929 | 27.471 | 27.013 | 26.556 | 26.101 | 25.672 | 25.251 | 24.837 | 24.429 | 24.028 | 23.634 | 23.246 | 22.864 | 22.489
W_Kaimai | wind | 42.987 | 38.522 | 37.85 | 37.177 | 36.505 | 35.833 | 35.309 | 34.844 | 34.38 | 33.916 | 33.453 | 32.99 | 32.528 | 32.066 | 31.605 | 31.144 | 30.684 | 30.224 | 29.764 | 29.305 | 28.846 | 28.388 | 27.929 | 27.471 | 27.013 | 26.556 | 26.101 | 25.672 | 25.251 | 24.837 | 24.429 | 24.028 | 23.634 | 23.246 | 22.864 | 22.489
W_Kaiwaikawe | wind | 42.987 | 38.522 | 37.85 | 37.177 | 36.505 | 35.833 | 35.309 | 34.844 | 34.38 | 33.916 | 33.453 | 32.99 | 32.528 | 32.066 | 31.605 | 31.144 | 30.684 | 30.224 | 29.764 | 29.305 | 28.846 | 28.388 | 27.929 | 27.471 | 27.013 | 26.556 | 26.101 | 25.672 | 25.251 | 24.837 | 24.429 | 24.028 | 23.634 | 23.246 | 22.864 | 22.489
W_KaiweraDow | wind | 42.987 | 38.522 | 37.85 | 37.177 | 36.505 | 35.833 | 35.309 | 34.844 | 34.38 | 33.916 | 33.453 | 32.99 | 32.528 | 32.066 | 31.605 | 31.144 | 30.684 | 30.224 | 29.764 | 29.305 | 28.846 | 28.388 | 27.929 | 27.471 | 27.013 | 26.556 | 26.101 | 25.672 | 25.251 | 24.837 | 24.429 | 24.028 | 23.634 | 23.246 | 22.864 | 22.489
W_Kapuni | wind | 42.987 | 38.522 | 37.85 | 37.177 | 36.505 | 35.833 | 35.309 | 34.844 | 34.38 | 33.916 | 33.453 | 32.99 | 32.528 | 32.066 | 31.605 | 31.144 | 30.684 | 30.224 | 29.764 | 29.305 | 28.846 | 28.388 | 27.929 | 27.471 | 27.013 | 26.556 | 26.101 | 25.672 | 25.251 | 24.837 | 24.429 | 24.028 | 23.634 | 23.246 | 22.864 | 22.489
W_Kinleith | wind | 42.987 | 38.522 | 37.85 | 37.177 | 36.505 | 35.833 | 35.309 | 34.844 | 34.38 | 33.916 | 33.453 | 32.99 | 32.528 | 32.066 | 31.605 | 31.144 | 30.684 | 30.224 | 29.764 | 29.305 | 28.846 | 28.388 | 27.929 | 27.471 | 27.013 | 26.556 | 26.101 | 25.672 | 25.251 | 24.837 | 24.429 | 24.028 | 23.634 | 23.246 | 22.864 | 22.489
W_Kohi | wind | 42.987 | 38.522 | 37.85 | 37.177 | 36.505 | 35.833 | 35.309 | 34.844 | 34.38 | 33.916 | 33.453 | 32.99 | 32.528 | 32.066 | 31.605 | 31.144 | 30.684 | 30.224 | 29.764 | 29.305 | 28.846 | 28.388 | 27.929 | 27.471 | 27.013 | 26.556 | 26.101 | 25.672 | 25.251 | 24.837 | 24.429 | 24.028 | 23.634 | 23.246 | 22.864 | 22.489
W_Kupe | wind | 42.987 | 38.522 | 37.85 | 37.177 | 36.505 | 35.833 | 35.309 | 34.844 | 34.38 | 33.916 | 33.453 | 32.99 | 32.528 | 32.066 | 31.605 | 31.144 | 30.684 | 30.224 | 29.764 | 29.305 | 28.846 | 28.388 | 27.929 | 27.471 | 27.013 | 26.556 | 26.101 | 25.672 | 25.251 | 24.837 | 24.429 | 24.028 | 23.634 | 23.246 | 22.864 | 22.489
W_Kurow | wind | 42.987 | 38.522 | 37.85 | 37.177 | 36.505 | 35.833 | 35.309 | 34.844 | 34.38 | 33.916 | 33.453 | 32.99 | 32.528 | 32.066 | 31.605 | 31.144 | 30.684 | 30.224 | 29.764 | 29.305 | 28.846 | 28.388 | 27.929 | 27.471 | 27.013 | 26.556 | 26.101 | 25.672 | 25.251 | 24.837 | 24.429 | 24.028 | 23.634 | 23.246 | 22.864 | 22.489
W_Mahinerang | wind | 42.987 | 38.522 | 37.85 | 37.177 | 36.505 | 35.833 | 35.309 | 34.844 | 34.38 | 33.916 | 33.453 | 32.99 | 32.528 | 32.066 | 31.605 | 31.144 | 30.684 | 30.224 | 29.764 | 29.305 | 28.846 | 28.388 | 27.929 | 27.471 | 27.013 | 26.556 | 26.101 | 25.672 | 25.251 | 24.837 | 24.429 | 24.028 | 23.634 | 23.246 | 22.864 | 22.489
W_Mamaku_s1 | wind | 42.987 | 38.522 | 37.85 | 37.177 | 36.505 | 35.833 | 35.309 | 34.844 | 34.38 | 33.916 | 33.453 | 32.99 | 32.528 | 32.066 | 31.605 | 31.144 | 30.684 | 30.224 | 29.764 | 29.305 | 28.846 | 28.388 | 27.929 | 27.471 | 27.013 | 26.556 | 26.101 | 25.672 | 25.251 | 24.837 | 24.429 | 24.028 | 23.634 | 23.246 | 22.864 | 22.489
W_Mamaku_s2 | wind | 42.987 | 38.522 | 37.85 | 37.177 | 36.505 | 35.833 | 35.309 | 34.844 | 34.38 | 33.916 | 33.453 | 32.99 | 32.528 | 32.066 | 31.605 | 31.144 | 30.684 | 30.224 | 29.764 | 29.305 | 28.846 | 28.388 | 27.929 | 27.471 | 27.013 | 26.556 | 26.101 | 25.672 | 25.251 | 24.837 | 24.429 | 24.028 | 23.634 | 23.246 | 22.864 | 22.489
W_Manawatu | wind | 42.987 | 38.522 | 37.85 | 37.177 | 36.505 | 35.833 | 35.309 | 34.844 | 34.38 | 33.916 | 33.453 | 32.99 | 32.528 | 32.066 | 31.605 | 31.144 | 30.684 | 30.224 | 29.764 | 29.305 | 28.846 | 28.388 | 27.929 | 27.471 | 27.013 | 26.556 | 26.101 | 25.672 | 25.251 | 24.837 | 24.429 | 24.028 | 23.634 | 23.246 | 22.864 | 22.489
W_Mangapapa | wind | 42.987 | 38.522 | 37.85 | 37.177 | 36.505 | 35.833 | 35.309 | 34.844 | 34.38 | 33.916 | 33.453 | 32.99 | 32.528 | 32.066 | 31.605 | 31.144 | 30.684 | 30.224 | 29.764 | 29.305 | 28.846 | 28.388 | 27.929 | 27.471 | 27.013 | 26.556 | 26.101 | 25.672 | 25.251 | 24.837 | 24.429 | 24.028 | 23.634 | 23.246 | 22.864 | 22.489
W_Motorimu | wind | 42.987 | 38.522 | 37.85 | 37.177 | 36.505 | 35.833 | 35.309 | 34.844 | 34.38 | 33.916 | 33.453 | 32.99 | 32.528 | 32.066 | 31.605 | 31.144 | 30.684 | 30.224 | 29.764 | 29.305 | 28.846 | 28.388 | 27.929 | 27.471 | 27.013 | 26.556 | 26.101 | 25.672 | 25.251 | 24.837 | 24.429 | 24.028 | 23.634 | 23.246 | 22.864 | 22.489
W_MtCass | wind | 42.987 | 38.522 | 37.85 | 37.177 | 36.505 | 35.833 | 35.309 | 34.844 | 34.38 | 33.916 | 33.453 | 32.99 | 32.528 | 32.066 | 31.605 | 31.144 | 30.684 | 30.224 | 29.764 | 29.305 | 28.846 | 28.388 | 27.929 | 27.471 | 27.013 | 26.556 | 26.101 | 25.672 | 25.251 | 24.837 | 24.429 | 24.028 | 23.634 | 23.246 | 22.864 | 22.489
W_MtMunro | wind | 42.987 | 38.522 | 37.85 | 37.177 | 36.505 | 35.833 | 35.309 | 34.844 | 34.38 | 33.916 | 33.453 | 32.99 | 32.528 | 32.066 | 31.605 | 31.144 | 30.684 | 30.224 | 29.764 | 29.305 | 28.846 | 28.388 | 27.929 | 27.471 | 27.013 | 26.556 | 26.101 | 25.672 | 25.251 | 24.837 | 24.429 | 24.028 | 23.634 | 23.246 | 22.864 | 22.489
W_Ototoka | wind | 42.987 | 38.522 | 37.85 | 37.177 | 36.505 | 35.833 | 35.309 | 34.844 | 34.38 | 33.916 | 33.453 | 32.99 | 32.528 | 32.066 | 31.605 | 31.144 | 30.684 | 30.224 | 29.764 | 29.305 | 28.846 | 28.388 | 27.929 | 27.471 | 27.013 | 26.556 | 26.101 | 25.672 | 25.251 | 24.837 | 24.429 | 24.028 | 23.634 | 23.246 | 22.864 | 22.489
W_Otupaefarm | wind | 42.987 | 38.522 | 37.85 | 37.177 | 36.505 | 35.833 | 35.309 | 34.844 | 34.38 | 33.916 | 33.453 | 32.99 | 32.528 | 32.066 | 31.605 | 31.144 | 30.684 | 30.224 | 29.764 | 29.305 | 28.846 | 28.388 | 27.929 | 27.471 | 27.013 | 26.556 | 26.101 | 25.672 | 25.251 | 24.837 | 24.429 | 24.028 | 23.634 | 23.246 | 22.864 | 22.489
W_Pahiatua | wind | 42.987 | 38.522 | 37.85 | 37.177 | 36.505 | 35.833 | 35.309 | 34.844 | 34.38 | 33.916 | 33.453 | 32.99 | 32.528 | 32.066 | 31.605 | 31.144 | 30.684 | 30.224 | 29.764 | 29.305 | 28.846 | 28.388 | 27.929 | 27.471 | 27.013 | 26.556 | 26.101 | 25.672 | 25.251 | 24.837 | 24.429 | 24.028 | 23.634 | 23.246 | 22.864 | 22.489
W_Puketoi | wind | 42.987 | 38.522 | 37.85 | 37.177 | 36.505 | 35.833 | 35.309 | 34.844 | 34.38 | 33.916 | 33.453 | 32.99 | 32.528 | 32.066 | 31.605 | 31.144 | 30.684 | 30.224 | 29.764 | 29.305 | 28.846 | 28.388 | 27.929 | 27.471 | 27.013 | 26.556 | 26.101 | 25.672 | 25.251 | 24.837 | 24.429 | 24.028 | 23.634 | 23.246 | 22.864 | 22.489
W_Ratahiwi | wind | 42.987 | 38.522 | 37.85 | 37.177 | 36.505 | 35.833 | 35.309 | 34.844 | 34.38 | 33.916 | 33.453 | 32.99 | 32.528 | 32.066 | 31.605 | 31.144 | 30.684 | 30.224 | 29.764 | 29.305 | 28.846 | 28.388 | 27.929 | 27.471 | 27.013 | 26.556 | 26.101 | 25.672 | 25.251 | 24.837 | 24.429 | 24.028 | 23.634 | 23.246 | 22.864 | 22.489
W_Ruarangi | wind | 42.987 | 38.522 | 37.85 | 37.177 | 36.505 | 35.833 | 35.309 | 34.844 | 34.38 | 33.916 | 33.453 | 32.99 | 32.528 | 32.066 | 31.605 | 31.144 | 30.684 | 30.224 | 29.764 | 29.305 | 28.846 | 28.388 | 27.929 | 27.471 | 27.013 | 26.556 | 26.101 | 25.672 | 25.251 | 24.837 | 24.429 | 24.028 | 23.634 | 23.246 | 22.864 | 22.489
W_Santoft | wind | 42.987 | 38.522 | 37.85 | 37.177 | 36.505 | 35.833 | 35.309 | 34.844 | 34.38 | 33.916 | 33.453 | 32.99 | 32.528 | 32.066 | 31.605 | 31.144 | 30.684 | 30.224 | 29.764 | 29.305 | 28.846 | 28.388 | 27.929 | 27.471 | 27.013 | 26.556 | 26.101 | 25.672 | 25.251 | 24.837 | 24.429 | 24.028 | 23.634 | 23.246 | 22.864 | 22.489
W_Southland | wind | 42.987 | 38.522 | 37.85 | 37.177 | 36.505 | 35.833 | 35.309 | 34.844 | 34.38 | 33.916 | 33.453 | 32.99 | 32.528 | 32.066 | 31.605 | 31.144 | 30.684 | 30.224 | 29.764 | 29.305 | 28.846 | 28.388 | 27.929 | 27.471 | 27.013 | 26.556 | 26.101 | 25.672 | 25.251 | 24.837 | 24.429 | 24.028 | 23.634 | 23.246 | 22.864 | 22.489
W_Tairawhiti | wind | 42.987 | 38.522 | 37.85 | 37.177 | 36.505 | 35.833 | 35.309 | 34.844 | 34.38 | 33.916 | 33.453 | 32.99 | 32.528 | 32.066 | 31.605 | 31.144 | 30.684 | 30.224 | 29.764 | 29.305 | 28.846 | 28.388 | 27.929 | 27.471 | 27.013 | 26.556 | 26.101 | 25.672 | 25.251 | 24.837 | 24.429 | 24.028 | 23.634 | 23.246 | 22.864 | 22.489
W_Taumatatot | wind | 42.987 | 38.522 | 37.85 | 37.177 | 36.505 | 35.833 | 35.309 | 34.844 | 34.38 | 33.916 | 33.453 | 32.99 | 32.528 | 32.066 | 31.605 | 31.144 | 30.684 | 30.224 | 29.764 | 29.305 | 28.846 | 28.388 | 27.929 | 27.471 | 27.013 | 26.556 | 26.101 | 25.672 | 25.251 | 24.837 | 24.429 | 24.028 | 23.634 | 23.246 | 22.864 | 22.489
W_TeRereHaue | wind | 42.987 | 38.522 | 37.85 | 37.177 | 36.505 | 35.833 | 35.309 | 34.844 | 34.38 | 33.916 | 33.453 | 32.99 | 32.528 | 32.066 | 31.605 | 31.144 | 30.684 | 30.224 | 29.764 | 29.305 | 28.846 | 28.388 | 27.929 | 27.471 | 27.013 | 26.556 | 26.101 | 25.672 | 25.251 | 24.837 | 24.429 | 24.028 | 23.634 | 23.246 | 22.864 | 22.489
W_Vernon | wind | 42.987 | 38.522 | 37.85 | 37.177 | 36.505 | 35.833 | 35.309 | 34.844 | 34.38 | 33.916 | 33.453 | 32.99 | 32.528 | 32.066 | 31.605 | 31.144 | 30.684 | 30.224 | 29.764 | 29.305 | 28.846 | 28.388 | 27.929 | 27.471 | 27.013 | 26.556 | 26.101 | 25.672 | 25.251 | 24.837 | 24.429 | 24.028 | 23.634 | 23.246 | 22.864 | 22.489
W_Waiinu | wind | 42.987 | 38.522 | 37.85 | 37.177 | 36.505 | 35.833 | 35.309 | 34.844 | 34.38 | 33.916 | 33.453 | 32.99 | 32.528 | 32.066 | 31.605 | 31.144 | 30.684 | 30.224 | 29.764 | 29.305 | 28.846 | 28.388 | 27.929 | 27.471 | 27.013 | 26.556 | 26.101 | 25.672 | 25.251 | 24.837 | 24.429 | 24.028 | 23.634 | 23.246 | 22.864 | 22.489
W_Waikokowai | wind | 42.987 | 38.522 | 37.85 | 37.177 | 36.505 | 35.833 | 35.309 | 34.844 | 34.38 | 33.916 | 33.453 | 32.99 | 32.528 | 32.066 | 31.605 | 31.144 | 30.684 | 30.224 | 29.764 | 29.305 | 28.846 | 28.388 | 27.929 | 27.471 | 27.013 | 26.556 | 26.101 | 25.672 | 25.251 | 24.837 | 24.429 | 24.028 | 23.634 | 23.246 | 22.864 | 22.489
W_Waiuku | wind | 42.987 | 38.522 | 37.85 | 37.177 | 36.505 | 35.833 | 35.309 | 34.844 | 34.38 | 33.916 | 33.453 | 32.99 | 32.528 | 32.066 | 31.605 | 31.144 | 30.684 | 30.224 | 29.764 | 29.305 | 28.846 | 28.388 | 27.929 | 27.471 | 27.013 | 26.556 | 26.101 | 25.672 | 25.251 | 24.837 | 24.429 | 24.028 | 23.634 | 23.246 | 22.864 | 22.489
W_genRAuckla | wind | 42.987 | 38.522 | 37.85 | 37.177 | 36.505 | 35.833 | 35.309 | 34.844 | 34.38 | 33.916 | 33.453 | 32.99 | 32.528 | 32.066 | 31.605 | 31.144 | 30.684 | 30.224 | 29.764 | 29.305 | 28.846 | 28.388 | 27.929 | 27.471 | 27.013 | 26.556 | 26.101 | 25.672 | 25.251 | 24.837 | 24.429 | 24.028 | 23.634 | 23.246 | 22.864 | 22.489
W_genRCanter | wind | 42.987 | 38.522 | 37.85 | 37.177 | 36.505 | 35.833 | 35.309 | 34.844 | 34.38 | 33.916 | 33.453 | 32.99 | 32.528 | 32.066 | 31.605 | 31.144 | 30.684 | 30.224 | 29.764 | 29.305 | 28.846 | 28.388 | 27.929 | 27.471 | 27.013 | 26.556 | 26.101 | 25.672 | 25.251 | 24.837 | 24.429 | 24.028 | 23.634 | 23.246 | 22.864 | 22.489
W_genRGisbor | wind | 42.987 | 38.522 | 37.85 | 37.177 | 36.505 | 35.833 | 35.309 | 34.844 | 34.38 | 33.916 | 33.453 | 32.99 | 32.528 | 32.066 | 31.605 | 31.144 | 30.684 | 30.224 | 29.764 | 29.305 | 28.846 | 28.388 | 27.929 | 27.471 | 27.013 | 26.556 | 26.101 | 25.672 | 25.251 | 24.837 | 24.429 | 24.028 | 23.634 | 23.246 | 22.864 | 22.489
W_genRManaw1 | wind | 42.987 | 38.522 | 37.85 | 37.177 | 36.505 | 35.833 | 35.309 | 34.844 | 34.38 | 33.916 | 33.453 | 32.99 | 32.528 | 32.066 | 31.605 | 31.144 | 30.684 | 30.224 | 29.764 | 29.305 | 28.846 | 28.388 | 27.929 | 27.471 | 27.013 | 26.556 | 26.101 | 25.672 | 25.251 | 24.837 | 24.429 | 24.028 | 23.634 | 23.246 | 22.864 | 22.489
W_genRManaw2 | wind | 42.987 | 38.522 | 37.85 | 37.177 | 36.505 | 35.833 | 35.309 | 34.844 | 34.38 | 33.916 | 33.453 | 32.99 | 32.528 | 32.066 | 31.605 | 31.144 | 30.684 | 30.224 | 29.764 | 29.305 | 28.846 | 28.388 | 27.929 | 27.471 | 27.013 | 26.556 | 26.101 | 25.672 | 25.251 | 24.837 | 24.429 | 24.028 | 23.634 | 23.246 | 22.864 | 22.489
W_genRMarlbo | wind | 42.987 | 38.522 | 37.85 | 37.177 | 36.505 | 35.833 | 35.309 | 34.844 | 34.38 | 33.916 | 33.453 | 32.99 | 32.528 | 32.066 | 31.605 | 31.144 | 30.684 | 30.224 | 29.764 | 29.305 | 28.846 | 28.388 | 27.929 | 27.471 | 27.013 | 26.556 | 26.101 | 25.672 | 25.251 | 24.837 | 24.429 | 24.028 | 23.634 | 23.246 | 22.864 | 22.489
W_genRNorthl | wind | 42.987 | 38.522 | 37.85 | 37.177 | 36.505 | 35.833 | 35.309 | 34.844 | 34.38 | 33.916 | 33.453 | 32.99 | 32.528 | 32.066 | 31.605 | 31.144 | 30.684 | 30.224 | 29.764 | 29.305 | 28.846 | 28.388 | 27.929 | 27.471 | 27.013 | 26.556 | 26.101 | 25.672 | 25.251 | 24.837 | 24.429 | 24.028 | 23.634 | 23.246 | 22.864 | 22.489
W_genROtago1 | wind | 42.987 | 38.522 | 37.85 | 37.177 | 36.505 | 35.833 | 35.309 | 34.844 | 34.38 | 33.916 | 33.453 | 32.99 | 32.528 | 32.066 | 31.605 | 31.144 | 30.684 | 30.224 | 29.764 | 29.305 | 28.846 | 28.388 | 27.929 | 27.471 | 27.013 | 26.556 | 26.101 | 25.672 | 25.251 | 24.837 | 24.429 | 24.028 | 23.634 | 23.246 | 22.864 | 22.489
W_genRSouthl | wind | 42.987 | 38.522 | 37.85 | 37.177 | 36.505 | 35.833 | 35.309 | 34.844 | 34.38 | 33.916 | 33.453 | 32.99 | 32.528 | 32.066 | 31.605 | 31.144 | 30.684 | 30.224 | 29.764 | 29.305 | 28.846 | 28.388 | 27.929 | 27.471 | 27.013 | 26.556 | 26.101 | 25.672 | 25.251 | 24.837 | 24.429 | 24.028 | 23.634 | 23.246 | 22.864 | 22.489
W_genRTarana | wind | 42.987 | 38.522 | 37.85 | 37.177 | 36.505 | 35.833 | 35.309 | 34.844 | 34.38 | 33.916 | 33.453 | 32.99 | 32.528 | 32.066 | 31.605 | 31.144 | 30.684 | 30.224 | 29.764 | 29.305 | 28.846 | 28.388 | 27.929 | 27.471 | 27.013 | 26.556 | 26.101 | 25.672 | 25.251 | 24.837 | 24.429 | 24.028 | 23.634 | 23.246 | 22.864 | 22.489
W_genRWaikat | wind | 42.987 | 38.522 | 37.85 | 37.177 | 36.505 | 35.833 | 35.309 | 34.844 | 34.38 | 33.916 | 33.453 | 32.99 | 32.528 | 32.066 | 31.605 | 31.144 | 30.684 | 30.224 | 29.764 | 29.305 | 28.846 | 28.388 | 27.929 | 27.471 | 27.013 | 26.556 | 26.101 | 25.672 | 25.251 | 24.837 | 24.429 | 24.028 | 23.634 | 23.246 | 22.864 | 22.489
W_genRWairar | wind | 42.987 | 38.522 | 37.85 | 37.177 | 36.505 | 35.833 | 35.309 | 34.844 | 34.38 | 33.916 | 33.453 | 32.99 | 32.528 | 32.066 | 31.605 | 31.144 | 30.684 | 30.224 | 29.764 | 29.305 | 28.846 | 28.388 | 27.929 | 27.471 | 27.013 | 26.556 | 26.101 | 25.672 | 25.251 | 24.837 | 24.429 | 24.028 | 23.634 | 23.246 | 22.864 | 22.489
WaiauCntbry | hydro | 88.83 | 88.208 | 87.59 | 86.977 | 86.368 | 85.764 | 85.163 | 84.567 | 83.975 | 83.387 | 82.804 | 82.224 | 81.649 | 81.077 | 80.509 | 79.946 | 79.386 | 78.831 | 78.279 | 77.731 | 77.187 | 76.646 | 76.11 | 75.577 | 75.048 | 74.523 | 74.001 | 73.483 | 72.969 | 72.458 | 71.951 | 71.447 | 70.947 | 70.45 | 69.957 | 69.467
WaimakaA | hydro | 88.83 | 88.208 | 87.59 | 86.977 | 86.368 | 85.764 | 85.163 | 84.567 | 83.975 | 83.387 | 82.804 | 82.224 | 81.649 | 81.077 | 80.509 | 79.946 | 79.386 | 78.831 | 78.279 | 77.731 | 77.187 | 76.646 | 76.11 | 75.577 | 75.048 | 74.523 | 74.001 | 73.483 | 72.969 | 72.458 | 71.951 | 71.447 | 70.947 | 70.45 | 69.957 | 69.467
WaimakaB | hydro | 88.83 | 88.208 | 87.59 | 86.977 | 86.368 | 85.764 | 85.163 | 84.567 | 83.975 | 83.387 | 82.804 | 82.224 | 81.649 | 81.077 | 80.509 | 79.946 | 79.386 | 78.831 | 78.279 | 77.731 | 77.187 | 76.646 | 76.11 | 75.577 | 75.048 | 74.523 | 74.001 | 73.483 | 72.969 | 72.458 | 71.951 | 71.447 | 70.947 | 70.45 | 69.957 | 69.467
Wairau | hydro | 88.83 | 88.208 | 87.59 | 86.977 | 86.368 | 85.764 | 85.163 | 84.567 | 83.975 | 83.387 | 82.804 | 82.224 | 81.649 | 81.077 | 80.509 | 79.946 | 79.386 | 78.831 | 78.279 | 77.731 | 77.187 | 76.646 | 76.11 | 75.577 | 75.048 | 74.523 | 74.001 | 73.483 | 72.969 | 72.458 | 71.951 | 71.447 | 70.947 | 70.45 | 69.957 | 69.467
Whangaehu | hydro | 88.83 | 88.208 | 87.59 | 86.977 | 86.368 | 85.764 | 85.163 | 84.567 | 83.975 | 83.387 | 82.804 | 82.224 | 81.649 | 81.077 | 80.509 | 79.946 | 79.386 | 78.831 | 78.279 | 77.731 | 77.187 | 76.646 | 76.11 | 75.577 | 75.048 | 74.523 | 74.001 | 73.483 | 72.969 | 72.458 | 71.951 | 71.447 | 70.947 | 70.45 | 69.957 | 69.467

## 9j. Chron. FOM costs (Ref.)
9j. Chronological fixed operating and maintenance costs for the Reference scenario |  |  |  |  | Back to contents
Costs are given in 2025 NZD /kW/year
Name | Type | 2025 | 2026 | 2027 | 2028 | 2029 | 2030 | 2031 | 2032 | 2033 | 2034 | 2035 | 2036 | 2037 | 2038 | 2039 | 2040 | 2041 | 2042 | 2043 | 2044 | 2045 | 2046 | 2047 | 2048 | 2049 | 2050 | 2051 | 2052 | 2053 | 2054 | 2055 | 2056 | 2057 | 2058 | 2059 | 2060
ArnoldValley | hydro | 88.83 | 88.519 | 88.209 | 87.9 | 87.592 | 87.286 | 86.98 | 86.676 | 86.373 | 86.07 | 85.769 | 85.469 | 85.17 | 84.872 | 84.575 | 84.279 | 83.984 | 83.69 | 83.397 | 83.105 | 82.814 | 82.524 | 82.235 | 81.947 | 81.661 | 81.375 | 81.09 | 80.806 | 80.523 | 80.242 | 79.961 | 79.681 | 79.402 | 79.124 | 78.847 | 78.571
BESS_ASB2h | battery | 25.122 | 24.562 | 24.004 | 23.446 | 22.89 | 22.336 | 22.075 | 21.813 | 21.552 | 21.291 | 21.029 | 20.767 | 20.505 | 20.243 | 19.981 | 19.719 | 19.456 | 19.193 | 18.93 | 18.667 | 18.404 | 18.14 | 17.876 | 17.612 | 17.347 | 17.082 | 16.829 | 16.58 | 16.335 | 16.093 | 15.855 | 15.621 | 15.39 | 15.162 | 14.938 | 14.717
BESS_BPE2h | battery | 25.122 | 24.562 | 24.004 | 23.446 | 22.89 | 22.336 | 22.075 | 21.813 | 21.552 | 21.291 | 21.029 | 20.767 | 20.505 | 20.243 | 19.981 | 19.719 | 19.456 | 19.193 | 18.93 | 18.667 | 18.404 | 18.14 | 17.876 | 17.612 | 17.347 | 17.082 | 16.829 | 16.58 | 16.335 | 16.093 | 15.855 | 15.621 | 15.39 | 15.162 | 14.938 | 14.717
BESS_BRB2h | battery | 25.122 | 24.562 | 24.004 | 23.446 | 22.89 | 22.336 | 22.075 | 21.813 | 21.552 | 21.291 | 21.029 | 20.767 | 20.505 | 20.243 | 19.981 | 19.719 | 19.456 | 19.193 | 18.93 | 18.667 | 18.404 | 18.14 | 17.876 | 17.612 | 17.347 | 17.082 | 16.829 | 16.58 | 16.335 | 16.093 | 15.855 | 15.621 | 15.39 | 15.162 | 14.938 | 14.717
BESS_DOB2h | battery | 25.122 | 24.562 | 24.004 | 23.446 | 22.89 | 22.336 | 22.075 | 21.813 | 21.552 | 21.291 | 21.029 | 20.767 | 20.505 | 20.243 | 19.981 | 19.719 | 19.456 | 19.193 | 18.93 | 18.667 | 18.404 | 18.14 | 17.876 | 17.612 | 17.347 | 17.082 | 16.829 | 16.58 | 16.335 | 16.093 | 15.855 | 15.621 | 15.39 | 15.162 | 14.938 | 14.717
BESS_EDG2h | battery | 25.122 | 24.562 | 24.004 | 23.446 | 22.89 | 22.336 | 22.075 | 21.813 | 21.552 | 21.291 | 21.029 | 20.767 | 20.505 | 20.243 | 19.981 | 19.719 | 19.456 | 19.193 | 18.93 | 18.667 | 18.404 | 18.14 | 17.876 | 17.612 | 17.347 | 17.082 | 16.829 | 16.58 | 16.335 | 16.093 | 15.855 | 15.621 | 15.39 | 15.162 | 14.938 | 14.717
BESS_HLY2h | battery | 25.122 | 24.562 | 24.004 | 23.446 | 22.89 | 22.336 | 22.075 | 21.813 | 21.552 | 21.291 | 21.029 | 20.767 | 20.505 | 20.243 | 19.981 | 19.719 | 19.456 | 19.193 | 18.93 | 18.667 | 18.404 | 18.14 | 17.876 | 17.612 | 17.347 | 17.082 | 16.829 | 16.58 | 16.335 | 16.093 | 15.855 | 15.621 | 15.39 | 15.162 | 14.938 | 14.717
BESS_HRP2h | battery | 25.122 | 24.562 | 24.004 | 23.446 | 22.89 | 22.336 | 22.075 | 21.813 | 21.552 | 21.291 | 21.029 | 20.767 | 20.505 | 20.243 | 19.981 | 19.719 | 19.456 | 19.193 | 18.93 | 18.667 | 18.404 | 18.14 | 17.876 | 17.612 | 17.347 | 17.082 | 16.829 | 16.58 | 16.335 | 16.093 | 15.855 | 15.621 | 15.39 | 15.162 | 14.938 | 14.717
BESS_ISL2h | battery | 25.122 | 24.562 | 24.004 | 23.446 | 22.89 | 22.336 | 22.075 | 21.813 | 21.552 | 21.291 | 21.029 | 20.767 | 20.505 | 20.243 | 19.981 | 19.719 | 19.456 | 19.193 | 18.93 | 18.667 | 18.404 | 18.14 | 17.876 | 17.612 | 17.347 | 17.082 | 16.829 | 16.58 | 16.335 | 16.093 | 15.855 | 15.621 | 15.39 | 15.162 | 14.938 | 14.717
BESS_KIK2h | battery | 25.122 | 24.562 | 24.004 | 23.446 | 22.89 | 22.336 | 22.075 | 21.813 | 21.552 | 21.291 | 21.029 | 20.767 | 20.505 | 20.243 | 19.981 | 19.719 | 19.456 | 19.193 | 18.93 | 18.667 | 18.404 | 18.14 | 17.876 | 17.612 | 17.347 | 17.082 | 16.829 | 16.58 | 16.335 | 16.093 | 15.855 | 15.621 | 15.39 | 15.162 | 14.938 | 14.717
BESS_LIV2h | battery | 25.122 | 24.562 | 24.004 | 23.446 | 22.89 | 22.336 | 22.075 | 21.813 | 21.552 | 21.291 | 21.029 | 20.767 | 20.505 | 20.243 | 19.981 | 19.719 | 19.456 | 19.193 | 18.93 | 18.667 | 18.404 | 18.14 | 17.876 | 17.612 | 17.347 | 17.082 | 16.829 | 16.58 | 16.335 | 16.093 | 15.855 | 15.621 | 15.39 | 15.162 | 14.938 | 14.717
BESS_OTA2h | battery | 25.122 | 24.562 | 24.004 | 23.446 | 22.89 | 22.336 | 22.075 | 21.813 | 21.552 | 21.291 | 21.029 | 20.767 | 20.505 | 20.243 | 19.981 | 19.719 | 19.456 | 19.193 | 18.93 | 18.667 | 18.404 | 18.14 | 17.876 | 17.612 | 17.347 | 17.082 | 16.829 | 16.58 | 16.335 | 16.093 | 15.855 | 15.621 | 15.39 | 15.162 | 14.938 | 14.717
BESS_ROX2h | battery | 25.122 | 24.562 | 24.004 | 23.446 | 22.89 | 22.336 | 22.075 | 21.813 | 21.552 | 21.291 | 21.029 | 20.767 | 20.505 | 20.243 | 19.981 | 19.719 | 19.456 | 19.193 | 18.93 | 18.667 | 18.404 | 18.14 | 17.876 | 17.612 | 17.347 | 17.082 | 16.829 | 16.58 | 16.335 | 16.093 | 15.855 | 15.621 | 15.39 | 15.162 | 14.938 | 14.717
BESS_SFD2h | battery | 25.122 | 24.562 | 24.004 | 23.446 | 22.89 | 22.336 | 22.075 | 21.813 | 21.552 | 21.291 | 21.029 | 20.767 | 20.505 | 20.243 | 19.981 | 19.719 | 19.456 | 19.193 | 18.93 | 18.667 | 18.404 | 18.14 | 17.876 | 17.612 | 17.347 | 17.082 | 16.829 | 16.58 | 16.335 | 16.093 | 15.855 | 15.621 | 15.39 | 15.162 | 14.938 | 14.717
BESS_WIL2h | battery | 25.122 | 24.562 | 24.004 | 23.446 | 22.89 | 22.336 | 22.075 | 21.813 | 21.552 | 21.291 | 21.029 | 20.767 | 20.505 | 20.243 | 19.981 | 19.719 | 19.456 | 19.193 | 18.93 | 18.667 | 18.404 | 18.14 | 17.876 | 17.612 | 17.347 | 17.082 | 16.829 | 16.58 | 16.335 | 16.093 | 15.855 | 15.621 | 15.39 | 15.162 | 14.938 | 14.717
BRB_recip | thermal | 25.009 | 24.922 | 24.835 | 24.748 | 24.661 | 24.575 | 24.489 | 24.403 | 24.318 | 24.233 | 24.148 | 24.063 | 23.979 | 23.895 | 23.812 | 23.728 | 23.645 | 23.562 | 23.48 | 23.398 | 23.316 | 23.234 | 23.153 | 23.072 | 22.991 | 22.911 | 22.83 | 22.751 | 22.671 | 22.592 | 22.512 | 22.434 | 22.355 | 22.277 | 22.199 | 22.121
Barnego | hydro | 88.83 | 88.519 | 88.209 | 87.9 | 87.592 | 87.286 | 86.98 | 86.676 | 86.373 | 86.07 | 85.769 | 85.469 | 85.17 | 84.872 | 84.575 | 84.279 | 83.984 | 83.69 | 83.397 | 83.105 | 82.814 | 82.524 | 82.235 | 81.947 | 81.661 | 81.375 | 81.09 | 80.806 | 80.523 | 80.242 | 79.961 | 79.681 | 79.402 | 79.124 | 78.847 | 78.571
Dumbarton | hydro | 88.83 | 88.519 | 88.209 | 87.9 | 87.592 | 87.286 | 86.98 | 86.676 | 86.373 | 86.07 | 85.769 | 85.469 | 85.17 | 84.872 | 84.575 | 84.279 | 83.984 | 83.69 | 83.397 | 83.105 | 82.814 | 82.524 | 82.235 | 81.947 | 81.661 | 81.375 | 81.09 | 80.806 | 80.523 | 80.242 | 79.961 | 79.681 | 79.402 | 79.124 | 78.847 | 78.571
GLN_BESS | battery | 25.122 | 24.562 | 24.004 | 23.446 | 22.89 | 22.336 | 22.075 | 21.813 | 21.552 | 21.291 | 21.029 | 20.767 | 20.505 | 20.243 | 19.981 | 19.719 | 19.456 | 19.193 | 18.93 | 18.667 | 18.404 | 18.14 | 17.876 | 17.612 | 17.347 | 17.082 | 16.829 | 16.58 | 16.335 | 16.093 | 15.855 | 15.621 | 15.39 | 15.162 | 14.938 | 14.717
GreyRiver | hydro | 88.83 | 88.519 | 88.209 | 87.9 | 87.592 | 87.286 | 86.98 | 86.676 | 86.373 | 86.07 | 85.769 | 85.469 | 85.17 | 84.872 | 84.575 | 84.279 | 83.984 | 83.69 | 83.397 | 83.105 | 82.814 | 82.524 | 82.235 | 81.947 | 81.661 | 81.375 | 81.09 | 80.806 | 80.523 | 80.242 | 79.961 | 79.681 | 79.402 | 79.124 | 78.847 | 78.571
HLY_BESS | battery | 25.122 | 24.562 | 24.004 | 23.446 | 22.89 | 22.336 | 22.075 | 21.813 | 21.552 | 21.291 | 21.029 | 20.767 | 20.505 | 20.243 | 19.981 | 19.719 | 19.456 | 19.193 | 18.93 | 18.667 | 18.404 | 18.14 | 17.876 | 17.612 | 17.347 | 17.082 | 16.829 | 16.58 | 16.335 | 16.093 | 15.855 | 15.621 | 15.39 | 15.162 | 14.938 | 14.717
HLY_recip | thermal | 25.009 | 24.922 | 24.835 | 24.748 | 24.661 | 24.575 | 24.489 | 24.403 | 24.318 | 24.233 | 24.148 | 24.063 | 23.979 | 23.895 | 23.812 | 23.728 | 23.645 | 23.562 | 23.48 | 23.398 | 23.316 | 23.234 | 23.153 | 23.072 | 22.991 | 22.911 | 22.83 | 22.751 | 22.671 | 22.592 | 22.512 | 22.434 | 22.355 | 22.277 | 22.199 | 22.121
HaastRiver | hydro | 88.83 | 88.519 | 88.209 | 87.9 | 87.592 | 87.286 | 86.98 | 86.676 | 86.373 | 86.07 | 85.769 | 85.469 | 85.17 | 84.872 | 84.575 | 84.279 | 83.984 | 83.69 | 83.397 | 83.105 | 82.814 | 82.524 | 82.235 | 81.947 | 81.661 | 81.375 | 81.09 | 80.806 | 80.523 | 80.242 | 79.961 | 79.681 | 79.402 | 79.124 | 78.847 | 78.571
HaweaGates | hydro | 88.83 | 88.519 | 88.209 | 87.9 | 87.592 | 87.286 | 86.98 | 86.676 | 86.373 | 86.07 | 85.769 | 85.469 | 85.17 | 84.872 | 84.575 | 84.279 | 83.984 | 83.69 | 83.397 | 83.105 | 82.814 | 82.524 | 82.235 | 81.947 | 81.661 | 81.375 | 81.09 | 80.806 | 80.523 | 80.242 | 79.961 | 79.681 | 79.402 | 79.124 | 78.847 | 78.571
HaweaRiver | hydro | 88.83 | 88.519 | 88.209 | 87.9 | 87.592 | 87.286 | 86.98 | 86.676 | 86.373 | 86.07 | 85.769 | 85.469 | 85.17 | 84.872 | 84.575 | 84.279 | 83.984 | 83.69 | 83.397 | 83.105 | 82.814 | 82.524 | 82.235 | 81.947 | 81.661 | 81.375 | 81.09 | 80.806 | 80.523 | 80.242 | 79.961 | 79.681 | 79.402 | 79.124 | 78.847 | 78.571
Kawerau2 | geothermal | 161.951 | 161.387 | 160.824 | 160.263 | 159.704 | 159.147 | 158.592 | 158.039 | 157.487 | 156.938 | 156.391 | 155.845 | 155.302 | 154.76 | 154.22 | 153.682 | 153.146 | 152.612 | 152.08 | 151.55 | 151.021 | 150.494 | 149.969 | 149.446 | 148.925 | 148.406 | 147.888 | 147.372 | 146.858 | 146.346 | 145.836 | 145.327 | 144.82 | 144.315 | 143.812 | 143.31
LoWaiauSth | hydro | 88.83 | 88.519 | 88.209 | 87.9 | 87.592 | 87.286 | 86.98 | 86.676 | 86.373 | 86.07 | 85.769 | 85.469 | 85.17 | 84.872 | 84.575 | 84.279 | 83.984 | 83.69 | 83.397 | 83.105 | 82.814 | 82.524 | 82.235 | 81.947 | 81.661 | 81.375 | 81.09 | 80.806 | 80.523 | 80.242 | 79.961 | 79.681 | 79.402 | 79.124 | 78.847 | 78.571
Luggate | hydro | 88.83 | 88.519 | 88.209 | 87.9 | 87.592 | 87.286 | 86.98 | 86.676 | 86.373 | 86.07 | 85.769 | 85.469 | 85.17 | 84.872 | 84.575 | 84.279 | 83.984 | 83.69 | 83.397 | 83.105 | 82.814 | 82.524 | 82.235 | 81.947 | 81.661 | 81.375 | 81.09 | 80.806 | 80.523 | 80.242 | 79.961 | 79.681 | 79.402 | 79.124 | 78.847 | 78.571
Mangakino | geothermal | 161.951 | 161.387 | 160.824 | 160.263 | 159.704 | 159.147 | 158.592 | 158.039 | 157.487 | 156.938 | 156.391 | 155.845 | 155.302 | 154.76 | 154.22 | 153.682 | 153.146 | 152.612 | 152.08 | 151.55 | 151.021 | 150.494 | 149.969 | 149.446 | 148.925 | 148.406 | 147.888 | 147.372 | 146.858 | 146.346 | 145.836 | 145.327 | 144.82 | 144.315 | 143.812 | 143.31
Mohaka | hydro | 88.83 | 88.519 | 88.209 | 87.9 | 87.592 | 87.286 | 86.98 | 86.676 | 86.373 | 86.07 | 85.769 | 85.469 | 85.17 | 84.872 | 84.575 | 84.279 | 83.984 | 83.69 | 83.397 | 83.105 | 82.814 | 82.524 | 82.235 | 81.947 | 81.661 | 81.375 | 81.09 | 80.806 | 80.523 | 80.242 | 79.961 | 79.681 | 79.402 | 79.124 | 78.847 | 78.571
Mokai4 | geothermal | 161.951 | 161.387 | 160.824 | 160.263 | 159.704 | 159.147 | 158.592 | 158.039 | 157.487 | 156.938 | 156.391 | 155.845 | 155.302 | 154.76 | 154.22 | 153.682 | 153.146 | 152.612 | 152.08 | 151.55 | 151.021 | 150.494 | 149.969 | 149.446 | 148.925 | 148.406 | 147.888 | 147.372 | 146.858 | 146.346 | 145.836 | 145.327 | 144.82 | 144.315 | 143.812 | 143.31
Mokihinui | hydro | 88.83 | 88.519 | 88.209 | 87.9 | 87.592 | 87.286 | 86.98 | 86.676 | 86.373 | 86.07 | 85.769 | 85.469 | 85.17 | 84.872 | 84.575 | 84.279 | 83.984 | 83.69 | 83.397 | 83.105 | 82.814 | 82.524 | 82.235 | 81.947 | 81.661 | 81.375 | 81.09 | 80.806 | 80.523 | 80.242 | 79.961 | 79.681 | 79.402 | 79.124 | 78.847 | 78.571
Motu | hydro | 88.83 | 88.519 | 88.209 | 87.9 | 87.592 | 87.286 | 86.98 | 86.676 | 86.373 | 86.07 | 85.769 | 85.469 | 85.17 | 84.872 | 84.575 | 84.279 | 83.984 | 83.69 | 83.397 | 83.105 | 82.814 | 82.524 | 82.235 | 81.947 | 81.661 | 81.375 | 81.09 | 80.806 | 80.523 | 80.242 | 79.961 | 79.681 | 79.402 | 79.124 | 78.847 | 78.571
NewHLYOCGT | thermal | 19.732 | 19.663 | 19.594 | 19.526 | 19.457 | 19.389 | 19.321 | 19.254 | 19.186 | 19.119 | 19.052 | 18.986 | 18.919 | 18.853 | 18.787 | 18.721 | 18.656 | 18.59 | 18.525 | 18.46 | 18.396 | 18.332 | 18.267 | 18.203 | 18.14 | 18.076 | 18.013 | 17.95 | 17.887 | 17.824 | 17.762 | 17.7 | 17.638 | 17.576 | 17.515 | 17.453
NewHLYRank | thermal | 90.437 | 90.121 | 89.805 | 89.491 | 89.178 | 88.866 | 88.555 | 88.245 | 87.936 | 87.628 | 87.321 | 87.016 | 86.711 | 86.408 | 86.105 | 85.804 | 85.504 | 85.204 | 84.906 | 84.609 | 84.313 | 84.018 | 83.724 | 83.431 | 83.139 | 82.848 | 82.558 | 82.269 | 81.981 | 81.694 | 81.408 | 81.123 | 80.839 | 80.556 | 80.274 | 79.993
NewSFDOCGT | thermal | 19.732 | 19.663 | 19.594 | 19.526 | 19.457 | 19.389 | 19.321 | 19.254 | 19.186 | 19.119 | 19.052 | 18.986 | 18.919 | 18.853 | 18.787 | 18.721 | 18.656 | 18.59 | 18.525 | 18.46 | 18.396 | 18.332 | 18.267 | 18.203 | 18.14 | 18.076 | 18.013 | 17.95 | 17.887 | 17.824 | 17.762 | 17.7 | 17.638 | 17.576 | 17.515 | 17.453
Ngakawau | hydro | 88.83 | 88.519 | 88.209 | 87.9 | 87.592 | 87.286 | 86.98 | 86.676 | 86.373 | 86.07 | 85.769 | 85.469 | 85.17 | 84.872 | 84.575 | 84.279 | 83.984 | 83.69 | 83.397 | 83.105 | 82.814 | 82.524 | 82.235 | 81.947 | 81.661 | 81.375 | 81.09 | 80.806 | 80.523 | 80.242 | 79.961 | 79.681 | 79.402 | 79.124 | 78.847 | 78.571
Ngatamariki2 | geothermal | 161.951 | 161.387 | 160.824 | 160.263 | 159.704 | 159.147 | 158.592 | 158.039 | 157.487 | 156.938 | 156.391 | 155.845 | 155.302 | 154.76 | 154.22 | 153.682 | 153.146 | 152.612 | 152.08 | 151.55 | 151.021 | 150.494 | 149.969 | 149.446 | 148.925 | 148.406 | 147.888 | 147.372 | 146.858 | 146.346 | 145.836 | 145.327 | 144.82 | 144.315 | 143.812 | 143.31
Ngawha3 | geothermal | 161.951 | 161.387 | 160.824 | 160.263 | 159.704 | 159.147 | 158.592 | 158.039 | 157.487 | 156.938 | 156.391 | 155.845 | 155.302 | 154.76 | 154.22 | 153.682 | 153.146 | 152.612 | 152.08 | 151.55 | 151.021 | 150.494 | 149.969 | 149.446 | 148.925 | 148.406 | 147.888 | 147.372 | 146.858 | 146.346 | 145.836 | 145.327 | 144.82 | 144.315 | 143.812 | 143.31
Ngawha4 | geothermal | 161.951 | 161.387 | 160.824 | 160.263 | 159.704 | 159.147 | 158.592 | 158.039 | 157.487 | 156.938 | 156.391 | 155.845 | 155.302 | 154.76 | 154.22 | 153.682 | 153.146 | 152.612 | 152.08 | 151.55 | 151.021 | 150.494 | 149.969 | 149.446 | 148.925 | 148.406 | 147.888 | 147.372 | 146.858 | 146.346 | 145.836 | 145.327 | 144.82 | 144.315 | 143.812 | 143.31
Ngawha5 | geothermal | 161.951 | 161.387 | 160.824 | 160.263 | 159.704 | 159.147 | 158.592 | 158.039 | 157.487 | 156.938 | 156.391 | 155.845 | 155.302 | 154.76 | 154.22 | 153.682 | 153.146 | 152.612 | 152.08 | 151.55 | 151.021 | 150.494 | 149.969 | 149.446 | 148.925 | 148.406 | 147.888 | 147.372 | 146.858 | 146.346 | 145.836 | 145.327 | 144.82 | 144.315 | 143.812 | 143.31
Ngawha6 | geothermal | 161.951 | 161.387 | 160.824 | 160.263 | 159.704 | 159.147 | 158.592 | 158.039 | 157.487 | 156.938 | 156.391 | 155.845 | 155.302 | 154.76 | 154.22 | 153.682 | 153.146 | 152.612 | 152.08 | 151.55 | 151.021 | 150.494 | 149.969 | 149.446 | 148.925 | 148.406 | 147.888 | 147.372 | 146.858 | 146.346 | 145.836 | 145.327 | 144.82 | 144.315 | 143.812 | 143.31
NorthBank | hydro | 88.83 | 88.519 | 88.209 | 87.9 | 87.592 | 87.286 | 86.98 | 86.676 | 86.373 | 86.07 | 85.769 | 85.469 | 85.17 | 84.872 | 84.575 | 84.279 | 83.984 | 83.69 | 83.397 | 83.105 | 82.814 | 82.524 | 82.235 | 81.947 | 81.661 | 81.375 | 81.09 | 80.806 | 80.523 | 80.242 | 79.961 | 79.681 | 79.402 | 79.124 | 78.847 | 78.571
OTOpeakers | thermal | 19.732 | 19.663 | 19.594 | 19.526 | 19.457 | 19.389 | 19.321 | 19.254 | 19.186 | 19.119 | 19.052 | 18.986 | 18.919 | 18.853 | 18.787 | 18.721 | 18.656 | 18.59 | 18.525 | 18.46 | 18.396 | 18.332 | 18.267 | 18.203 | 18.14 | 18.076 | 18.013 | 17.95 | 17.887 | 17.824 | 17.762 | 17.7 | 17.638 | 17.576 | 17.515 | 17.453
Pukaki | hydro | 88.83 | 88.519 | 88.209 | 87.9 | 87.592 | 87.286 | 86.98 | 86.676 | 86.373 | 86.07 | 85.769 | 85.469 | 85.17 | 84.872 | 84.575 | 84.279 | 83.984 | 83.69 | 83.397 | 83.105 | 82.814 | 82.524 | 82.235 | 81.947 | 81.661 | 81.375 | 81.09 | 80.806 | 80.523 | 80.242 | 79.961 | 79.681 | 79.402 | 79.124 | 78.847 | 78.571
Queensberry | hydro | 88.83 | 88.519 | 88.209 | 87.9 | 87.592 | 87.286 | 86.98 | 86.676 | 86.373 | 86.07 | 85.769 | 85.469 | 85.17 | 84.872 | 84.575 | 84.279 | 83.984 | 83.69 | 83.397 | 83.105 | 82.814 | 82.524 | 82.235 | 81.947 | 81.661 | 81.375 | 81.09 | 80.806 | 80.523 | 80.242 | 79.961 | 79.681 | 79.402 | 79.124 | 78.847 | 78.571
Rakaia | hydro | 88.83 | 88.519 | 88.209 | 87.9 | 87.592 | 87.286 | 86.98 | 86.676 | 86.373 | 86.07 | 85.769 | 85.469 | 85.17 | 84.872 | 84.575 | 84.279 | 83.984 | 83.69 | 83.397 | 83.105 | 82.814 | 82.524 | 82.235 | 81.947 | 81.661 | 81.375 | 81.09 | 80.806 | 80.523 | 80.242 | 79.961 | 79.681 | 79.402 | 79.124 | 78.847 | 78.571
Reporoa1 | geothermal | 161.951 | 161.387 | 160.824 | 160.263 | 159.704 | 159.147 | 158.592 | 158.039 | 157.487 | 156.938 | 156.391 | 155.845 | 155.302 | 154.76 | 154.22 | 153.682 | 153.146 | 152.612 | 152.08 | 151.55 | 151.021 | 150.494 | 149.969 | 149.446 | 148.925 | 148.406 | 147.888 | 147.372 | 146.858 | 146.346 | 145.836 | 145.327 | 144.82 | 144.315 | 143.812 | 143.31
Reporoa2 | geothermal | 161.951 | 161.387 | 160.824 | 160.263 | 159.704 | 159.147 | 158.592 | 158.039 | 157.487 | 156.938 | 156.391 | 155.845 | 155.302 | 154.76 | 154.22 | 153.682 | 153.146 | 152.612 | 152.08 | 151.55 | 151.021 | 150.494 | 149.969 | 149.446 | 148.925 | 148.406 | 147.888 | 147.372 | 146.858 | 146.346 | 145.836 | 145.327 | 144.82 | 144.315 | 143.812 | 143.31
Rotokawa3 | geothermal | 161.951 | 161.387 | 160.824 | 160.263 | 159.704 | 159.147 | 158.592 | 158.039 | 157.487 | 156.938 | 156.391 | 155.845 | 155.302 | 154.76 | 154.22 | 153.682 | 153.146 | 152.612 | 152.08 | 151.55 | 151.021 | 150.494 | 149.969 | 149.446 | 148.925 | 148.406 | 147.888 | 147.372 | 146.858 | 146.346 | 145.836 | 145.327 | 144.82 | 144.315 | 143.812 | 143.31
Rotokawa4 | geothermal | 161.951 | 161.387 | 160.824 | 160.263 | 159.704 | 159.147 | 158.592 | 158.039 | 157.487 | 156.938 | 156.391 | 155.845 | 155.302 | 154.76 | 154.22 | 153.682 | 153.146 | 152.612 | 152.08 | 151.55 | 151.021 | 150.494 | 149.969 | 149.446 | 148.925 | 148.406 | 147.888 | 147.372 | 146.858 | 146.346 | 145.836 | 145.327 | 144.82 | 144.315 | 143.812 | 143.31
Rotoma1 | geothermal | 161.951 | 161.387 | 160.824 | 160.263 | 159.704 | 159.147 | 158.592 | 158.039 | 157.487 | 156.938 | 156.391 | 155.845 | 155.302 | 154.76 | 154.22 | 153.682 | 153.146 | 152.612 | 152.08 | 151.55 | 151.021 | 150.494 | 149.969 | 149.446 | 148.925 | 148.406 | 147.888 | 147.372 | 146.858 | 146.346 | 145.836 | 145.327 | 144.82 | 144.315 | 143.812 | 143.31
Ruakaka | battery | 25.122 | 24.562 | 24.004 | 23.446 | 22.89 | 22.336 | 22.075 | 21.813 | 21.552 | 21.291 | 21.029 | 20.767 | 20.505 | 20.243 | 19.981 | 19.719 | 19.456 | 19.193 | 18.93 | 18.667 | 18.404 | 18.14 | 17.876 | 17.612 | 17.347 | 17.082 | 16.829 | 16.58 | 16.335 | 16.093 | 15.855 | 15.621 | 15.39 | 15.162 | 14.938 | 14.717
S_Albury | solar | 27.408 | 26.841 | 26.276 | 25.713 | 25.152 | 24.592 | 24.034 | 23.477 | 22.922 | 22.368 | 21.815 | 21.651 | 21.487 | 21.323 | 21.159 | 20.996 | 20.834 | 20.671 | 20.509 | 20.347 | 20.186 | 20.024 | 19.864 | 19.703 | 19.543 | 19.383 | 19.226 | 19.071 | 18.916 | 18.764 | 18.612 | 18.461 | 18.312 | 18.164 | 18.017 | 17.872
S_AnniesWay | solar | 27.408 | 26.841 | 26.276 | 25.713 | 25.152 | 24.592 | 24.034 | 23.477 | 22.922 | 22.368 | 21.815 | 21.651 | 21.487 | 21.323 | 21.159 | 20.996 | 20.834 | 20.671 | 20.509 | 20.347 | 20.186 | 20.024 | 19.864 | 19.703 | 19.543 | 19.383 | 19.226 | 19.071 | 18.916 | 18.764 | 18.612 | 18.461 | 18.312 | 18.164 | 18.017 | 17.872
S_Argyle_s1 | solar | 27.408 | 26.841 | 26.276 | 25.713 | 25.152 | 24.592 | 24.034 | 23.477 | 22.922 | 22.368 | 21.815 | 21.651 | 21.487 | 21.323 | 21.159 | 20.996 | 20.834 | 20.671 | 20.509 | 20.347 | 20.186 | 20.024 | 19.864 | 19.703 | 19.543 | 19.383 | 19.226 | 19.071 | 18.916 | 18.764 | 18.612 | 18.461 | 18.312 | 18.164 | 18.017 | 17.872
S_Argyle_s2 | solar | 27.408 | 26.841 | 26.276 | 25.713 | 25.152 | 24.592 | 24.034 | 23.477 | 22.922 | 22.368 | 21.815 | 21.651 | 21.487 | 21.323 | 21.159 | 20.996 | 20.834 | 20.671 | 20.509 | 20.347 | 20.186 | 20.024 | 19.864 | 19.703 | 19.543 | 19.383 | 19.226 | 19.071 | 18.916 | 18.764 | 18.612 | 18.461 | 18.312 | 18.164 | 18.017 | 17.872
S_Ariki150M | solar | 27.408 | 26.841 | 26.276 | 25.713 | 25.152 | 24.592 | 24.034 | 23.477 | 22.922 | 22.368 | 21.815 | 21.651 | 21.487 | 21.323 | 21.159 | 20.996 | 20.834 | 20.671 | 20.509 | 20.347 | 20.186 | 20.024 | 19.864 | 19.703 | 19.543 | 19.383 | 19.226 | 19.071 | 18.916 | 18.764 | 18.612 | 18.461 | 18.312 | 18.164 | 18.017 | 17.872
S_Ashbourne2 | solar | 27.408 | 26.841 | 26.276 | 25.713 | 25.152 | 24.592 | 24.034 | 23.477 | 22.922 | 22.368 | 21.815 | 21.651 | 21.487 | 21.323 | 21.159 | 20.996 | 20.834 | 20.671 | 20.509 | 20.347 | 20.186 | 20.024 | 19.864 | 19.703 | 19.543 | 19.383 | 19.226 | 19.071 | 18.916 | 18.764 | 18.612 | 18.461 | 18.312 | 18.164 | 18.017 | 17.872
S_Ashley | solar | 27.408 | 26.841 | 26.276 | 25.713 | 25.152 | 24.592 | 24.034 | 23.477 | 22.922 | 22.368 | 21.815 | 21.651 | 21.487 | 21.323 | 21.159 | 20.996 | 20.834 | 20.671 | 20.509 | 20.347 | 20.186 | 20.024 | 19.864 | 19.703 | 19.543 | 19.383 | 19.226 | 19.071 | 18.916 | 18.764 | 18.612 | 18.461 | 18.312 | 18.164 | 18.017 | 17.872
S_Auckland | solar | 27.408 | 26.841 | 26.276 | 25.713 | 25.152 | 24.592 | 24.034 | 23.477 | 22.922 | 22.368 | 21.815 | 21.651 | 21.487 | 21.323 | 21.159 | 20.996 | 20.834 | 20.671 | 20.509 | 20.347 | 20.186 | 20.024 | 19.864 | 19.703 | 19.543 | 19.383 | 19.226 | 19.071 | 18.916 | 18.764 | 18.612 | 18.461 | 18.312 | 18.164 | 18.017 | 17.872
S_BalmoralSt | solar | 27.408 | 26.841 | 26.276 | 25.713 | 25.152 | 24.592 | 24.034 | 23.477 | 22.922 | 22.368 | 21.815 | 21.651 | 21.487 | 21.323 | 21.159 | 20.996 | 20.834 | 20.671 | 20.509 | 20.347 | 20.186 | 20.024 | 19.864 | 19.703 | 19.543 | 19.383 | 19.226 | 19.071 | 18.916 | 18.764 | 18.612 | 18.461 | 18.312 | 18.164 | 18.017 | 17.872
S_BlackPoint | solar | 27.408 | 26.841 | 26.276 | 25.713 | 25.152 | 24.592 | 24.034 | 23.477 | 22.922 | 22.368 | 21.815 | 21.651 | 21.487 | 21.323 | 21.159 | 20.996 | 20.834 | 20.671 | 20.509 | 20.347 | 20.186 | 20.024 | 19.864 | 19.703 | 19.543 | 19.383 | 19.226 | 19.071 | 18.916 | 18.764 | 18.612 | 18.461 | 18.312 | 18.164 | 18.017 | 17.872
S_BridgeStre | solar | 27.408 | 26.841 | 26.276 | 25.713 | 25.152 | 24.592 | 24.034 | 23.477 | 22.922 | 22.368 | 21.815 | 21.651 | 21.487 | 21.323 | 21.159 | 20.996 | 20.834 | 20.671 | 20.509 | 20.347 | 20.186 | 20.024 | 19.864 | 19.703 | 19.543 | 19.383 | 19.226 | 19.071 | 18.916 | 18.764 | 18.612 | 18.461 | 18.312 | 18.164 | 18.017 | 17.872
S_Bunnythor1 | solar | 27.408 | 26.841 | 26.276 | 25.713 | 25.152 | 24.592 | 24.034 | 23.477 | 22.922 | 22.368 | 21.815 | 21.651 | 21.487 | 21.323 | 21.159 | 20.996 | 20.834 | 20.671 | 20.509 | 20.347 | 20.186 | 20.024 | 19.864 | 19.703 | 19.543 | 19.383 | 19.226 | 19.071 | 18.916 | 18.764 | 18.612 | 18.461 | 18.312 | 18.164 | 18.017 | 17.872
S_Bunnythor2 | solar | 27.408 | 26.841 | 26.276 | 25.713 | 25.152 | 24.592 | 24.034 | 23.477 | 22.922 | 22.368 | 21.815 | 21.651 | 21.487 | 21.323 | 21.159 | 20.996 | 20.834 | 20.671 | 20.509 | 20.347 | 20.186 | 20.024 | 19.864 | 19.703 | 19.543 | 19.383 | 19.226 | 19.071 | 18.916 | 18.764 | 18.612 | 18.461 | 18.312 | 18.164 | 18.017 | 17.872
S_Bunnythor3 | solar | 27.408 | 26.841 | 26.276 | 25.713 | 25.152 | 24.592 | 24.034 | 23.477 | 22.922 | 22.368 | 21.815 | 21.651 | 21.487 | 21.323 | 21.159 | 20.996 | 20.834 | 20.671 | 20.509 | 20.347 | 20.186 | 20.024 | 19.864 | 19.703 | 19.543 | 19.383 | 19.226 | 19.071 | 18.916 | 18.764 | 18.612 | 18.461 | 18.312 | 18.164 | 18.017 | 17.872
S_Cambridge | solar | 27.408 | 26.841 | 26.276 | 25.713 | 25.152 | 24.592 | 24.034 | 23.477 | 22.922 | 22.368 | 21.815 | 21.651 | 21.487 | 21.323 | 21.159 | 20.996 | 20.834 | 20.671 | 20.509 | 20.347 | 20.186 | 20.024 | 19.864 | 19.703 | 19.543 | 19.383 | 19.226 | 19.071 | 18.916 | 18.764 | 18.612 | 18.461 | 18.312 | 18.164 | 18.017 | 17.872
S_Canterbur1 | solar | 27.408 | 26.841 | 26.276 | 25.713 | 25.152 | 24.592 | 24.034 | 23.477 | 22.922 | 22.368 | 21.815 | 21.651 | 21.487 | 21.323 | 21.159 | 20.996 | 20.834 | 20.671 | 20.509 | 20.347 | 20.186 | 20.024 | 19.864 | 19.703 | 19.543 | 19.383 | 19.226 | 19.071 | 18.916 | 18.764 | 18.612 | 18.461 | 18.312 | 18.164 | 18.017 | 17.872
S_Canterbur2 | solar | 27.408 | 26.841 | 26.276 | 25.713 | 25.152 | 24.592 | 24.034 | 23.477 | 22.922 | 22.368 | 21.815 | 21.651 | 21.487 | 21.323 | 21.159 | 20.996 | 20.834 | 20.671 | 20.509 | 20.347 | 20.186 | 20.024 | 19.864 | 19.703 | 19.543 | 19.383 | 19.226 | 19.071 | 18.916 | 18.764 | 18.612 | 18.461 | 18.312 | 18.164 | 18.017 | 17.872
S_Carterton | solar | 27.408 | 26.841 | 26.276 | 25.713 | 25.152 | 24.592 | 24.034 | 23.477 | 22.922 | 22.368 | 21.815 | 21.651 | 21.487 | 21.323 | 21.159 | 20.996 | 20.834 | 20.671 | 20.509 | 20.347 | 20.186 | 20.024 | 19.864 | 19.703 | 19.543 | 19.383 | 19.226 | 19.071 | 18.916 | 18.764 | 18.612 | 18.461 | 18.312 | 18.164 | 18.017 | 17.872
S_Clandeboye | solar | 27.408 | 26.841 | 26.276 | 25.713 | 25.152 | 24.592 | 24.034 | 23.477 | 22.922 | 22.368 | 21.815 | 21.651 | 21.487 | 21.323 | 21.159 | 20.996 | 20.834 | 20.671 | 20.509 | 20.347 | 20.186 | 20.024 | 19.864 | 19.703 | 19.543 | 19.383 | 19.226 | 19.071 | 18.916 | 18.764 | 18.612 | 18.461 | 18.312 | 18.164 | 18.017 | 17.872
S_Dannevirk1 | solar | 27.408 | 26.841 | 26.276 | 25.713 | 25.152 | 24.592 | 24.034 | 23.477 | 22.922 | 22.368 | 21.815 | 21.651 | 21.487 | 21.323 | 21.159 | 20.996 | 20.834 | 20.671 | 20.509 | 20.347 | 20.186 | 20.024 | 19.864 | 19.703 | 19.543 | 19.383 | 19.226 | 19.071 | 18.916 | 18.764 | 18.612 | 18.461 | 18.312 | 18.164 | 18.017 | 17.872
S_Dannevirk2 | solar | 27.408 | 26.841 | 26.276 | 25.713 | 25.152 | 24.592 | 24.034 | 23.477 | 22.922 | 22.368 | 21.815 | 21.651 | 21.487 | 21.323 | 21.159 | 20.996 | 20.834 | 20.671 | 20.509 | 20.347 | 20.186 | 20.024 | 19.864 | 19.703 | 19.543 | 19.383 | 19.226 | 19.071 | 18.916 | 18.764 | 18.612 | 18.461 | 18.312 | 18.164 | 18.017 | 17.872
S_Darfield | solar | 27.408 | 26.841 | 26.276 | 25.713 | 25.152 | 24.592 | 24.034 | 23.477 | 22.922 | 22.368 | 21.815 | 21.651 | 21.487 | 21.323 | 21.159 | 20.996 | 20.834 | 20.671 | 20.509 | 20.347 | 20.186 | 20.024 | 19.864 | 19.703 | 19.543 | 19.383 | 19.226 | 19.071 | 18.916 | 18.764 | 18.612 | 18.461 | 18.312 | 18.164 | 18.017 | 17.872
S_Dargaville | solar | 27.408 | 26.841 | 26.276 | 25.713 | 25.152 | 24.592 | 24.034 | 23.477 | 22.922 | 22.368 | 21.815 | 21.651 | 21.487 | 21.323 | 21.159 | 20.996 | 20.834 | 20.671 | 20.509 | 20.347 | 20.186 | 20.024 | 19.864 | 19.703 | 19.543 | 19.383 | 19.226 | 19.071 | 18.916 | 18.764 | 18.612 | 18.461 | 18.312 | 18.164 | 18.017 | 17.872
S_Dunsandel | solar | 27.408 | 26.841 | 26.276 | 25.713 | 25.152 | 24.592 | 24.034 | 23.477 | 22.922 | 22.368 | 21.815 | 21.651 | 21.487 | 21.323 | 21.159 | 20.996 | 20.834 | 20.671 | 20.509 | 20.347 | 20.186 | 20.024 | 19.864 | 19.703 | 19.543 | 19.383 | 19.226 | 19.071 | 18.916 | 18.764 | 18.612 | 18.461 | 18.312 | 18.164 | 18.017 | 17.872
S_Edgecumbe1 | solar | 27.408 | 26.841 | 26.276 | 25.713 | 25.152 | 24.592 | 24.034 | 23.477 | 22.922 | 22.368 | 21.815 | 21.651 | 21.487 | 21.323 | 21.159 | 20.996 | 20.834 | 20.671 | 20.509 | 20.347 | 20.186 | 20.024 | 19.864 | 19.703 | 19.543 | 19.383 | 19.226 | 19.071 | 18.916 | 18.764 | 18.612 | 18.461 | 18.312 | 18.164 | 18.017 | 17.872
S_Edgecumbe2 | solar | 27.408 | 26.841 | 26.276 | 25.713 | 25.152 | 24.592 | 24.034 | 23.477 | 22.922 | 22.368 | 21.815 | 21.651 | 21.487 | 21.323 | 21.159 | 20.996 | 20.834 | 20.671 | 20.509 | 20.347 | 20.186 | 20.024 | 19.864 | 19.703 | 19.543 | 19.383 | 19.226 | 19.071 | 18.916 | 18.764 | 18.612 | 18.461 | 18.312 | 18.164 | 18.017 | 17.872
S_Foxton0 | solar | 27.408 | 26.841 | 26.276 | 25.713 | 25.152 | 24.592 | 24.034 | 23.477 | 22.922 | 22.368 | 21.815 | 21.651 | 21.487 | 21.323 | 21.159 | 20.996 | 20.834 | 20.671 | 20.509 | 20.347 | 20.186 | 20.024 | 19.864 | 19.703 | 19.543 | 19.383 | 19.226 | 19.071 | 18.916 | 18.764 | 18.612 | 18.461 | 18.312 | 18.164 | 18.017 | 17.872
S_Foxton1 | solar | 27.408 | 26.841 | 26.276 | 25.713 | 25.152 | 24.592 | 24.034 | 23.477 | 22.922 | 22.368 | 21.815 | 21.651 | 21.487 | 21.323 | 21.159 | 20.996 | 20.834 | 20.671 | 20.509 | 20.347 | 20.186 | 20.024 | 19.864 | 19.703 | 19.543 | 19.383 | 19.226 | 19.071 | 18.916 | 18.764 | 18.612 | 18.461 | 18.312 | 18.164 | 18.017 | 17.872
S_Gartartan | solar | 27.408 | 26.841 | 26.276 | 25.713 | 25.152 | 24.592 | 24.034 | 23.477 | 22.922 | 22.368 | 21.815 | 21.651 | 21.487 | 21.323 | 21.159 | 20.996 | 20.834 | 20.671 | 20.509 | 20.347 | 20.186 | 20.024 | 19.864 | 19.703 | 19.543 | 19.383 | 19.226 | 19.071 | 18.916 | 18.764 | 18.612 | 18.461 | 18.312 | 18.164 | 18.017 | 17.872
S_Glorit | solar | 27.408 | 26.841 | 26.276 | 25.713 | 25.152 | 24.592 | 24.034 | 23.477 | 22.922 | 22.368 | 21.815 | 21.651 | 21.487 | 21.323 | 21.159 | 20.996 | 20.834 | 20.671 | 20.509 | 20.347 | 20.186 | 20.024 | 19.864 | 19.703 | 19.543 | 19.383 | 19.226 | 19.071 | 18.916 | 18.764 | 18.612 | 18.461 | 18.312 | 18.164 | 18.017 | 17.872
S_GoldenStai | solar | 27.408 | 26.841 | 26.276 | 25.713 | 25.152 | 24.592 | 24.034 | 23.477 | 22.922 | 22.368 | 21.815 | 21.651 | 21.487 | 21.323 | 21.159 | 20.996 | 20.834 | 20.671 | 20.509 | 20.347 | 20.186 | 20.024 | 19.864 | 19.703 | 19.543 | 19.383 | 19.226 | 19.071 | 18.916 | 18.764 | 18.612 | 18.461 | 18.312 | 18.164 | 18.017 | 17.872
S_Grampians | solar | 27.408 | 26.841 | 26.276 | 25.713 | 25.152 | 24.592 | 24.034 | 23.477 | 22.922 | 22.368 | 21.815 | 21.651 | 21.487 | 21.323 | 21.159 | 20.996 | 20.834 | 20.671 | 20.509 | 20.347 | 20.186 | 20.024 | 19.864 | 19.703 | 19.543 | 19.383 | 19.226 | 19.071 | 18.916 | 18.764 | 18.612 | 18.461 | 18.312 | 18.164 | 18.017 | 17.872
S_Greendale | solar | 27.408 | 26.841 | 26.276 | 25.713 | 25.152 | 24.592 | 24.034 | 23.477 | 22.922 | 22.368 | 21.815 | 21.651 | 21.487 | 21.323 | 21.159 | 20.996 | 20.834 | 20.671 | 20.509 | 20.347 | 20.186 | 20.024 | 19.864 | 19.703 | 19.543 | 19.383 | 19.226 | 19.071 | 18.916 | 18.764 | 18.612 | 18.461 | 18.312 | 18.164 | 18.017 | 17.872
S_Greytown0 | solar | 27.408 | 26.841 | 26.276 | 25.713 | 25.152 | 24.592 | 24.034 | 23.477 | 22.922 | 22.368 | 21.815 | 21.651 | 21.487 | 21.323 | 21.159 | 20.996 | 20.834 | 20.671 | 20.509 | 20.347 | 20.186 | 20.024 | 19.864 | 19.703 | 19.543 | 19.383 | 19.226 | 19.071 | 18.916 | 18.764 | 18.612 | 18.461 | 18.312 | 18.164 | 18.017 | 17.872
S_Greytown1 | solar | 27.408 | 26.841 | 26.276 | 25.713 | 25.152 | 24.592 | 24.034 | 23.477 | 22.922 | 22.368 | 21.815 | 21.651 | 21.487 | 21.323 | 21.159 | 20.996 | 20.834 | 20.671 | 20.509 | 20.347 | 20.186 | 20.024 | 19.864 | 19.703 | 19.543 | 19.383 | 19.226 | 19.071 | 18.916 | 18.764 | 18.612 | 18.461 | 18.312 | 18.164 | 18.017 | 17.872
S_HaldonSta1 | solar | 27.408 | 26.841 | 26.276 | 25.713 | 25.152 | 24.592 | 24.034 | 23.477 | 22.922 | 22.368 | 21.815 | 21.651 | 21.487 | 21.323 | 21.159 | 20.996 | 20.834 | 20.671 | 20.509 | 20.347 | 20.186 | 20.024 | 19.864 | 19.703 | 19.543 | 19.383 | 19.226 | 19.071 | 18.916 | 18.764 | 18.612 | 18.461 | 18.312 | 18.164 | 18.017 | 17.872
S_HaldonSta2 | solar | 27.408 | 26.841 | 26.276 | 25.713 | 25.152 | 24.592 | 24.034 | 23.477 | 22.922 | 22.368 | 21.815 | 21.651 | 21.487 | 21.323 | 21.159 | 20.996 | 20.834 | 20.671 | 20.509 | 20.347 | 20.186 | 20.024 | 19.864 | 19.703 | 19.543 | 19.383 | 19.226 | 19.071 | 18.916 | 18.764 | 18.612 | 18.461 | 18.312 | 18.164 | 18.017 | 17.872
S_HanmerRoad | solar | 27.408 | 26.841 | 26.276 | 25.713 | 25.152 | 24.592 | 24.034 | 23.477 | 22.922 | 22.368 | 21.815 | 21.651 | 21.487 | 21.323 | 21.159 | 20.996 | 20.834 | 20.671 | 20.509 | 20.347 | 20.186 | 20.024 | 19.864 | 19.703 | 19.543 | 19.383 | 19.226 | 19.071 | 18.916 | 18.764 | 18.612 | 18.461 | 18.312 | 18.164 | 18.017 | 17.872
S_HawkesBay1 | solar | 27.408 | 26.841 | 26.276 | 25.713 | 25.152 | 24.592 | 24.034 | 23.477 | 22.922 | 22.368 | 21.815 | 21.651 | 21.487 | 21.323 | 21.159 | 20.996 | 20.834 | 20.671 | 20.509 | 20.347 | 20.186 | 20.024 | 19.864 | 19.703 | 19.543 | 19.383 | 19.226 | 19.071 | 18.916 | 18.764 | 18.612 | 18.461 | 18.312 | 18.164 | 18.017 | 17.872
S_HawkesBay2 | solar | 27.408 | 26.841 | 26.276 | 25.713 | 25.152 | 24.592 | 24.034 | 23.477 | 22.922 | 22.368 | 21.815 | 21.651 | 21.487 | 21.323 | 21.159 | 20.996 | 20.834 | 20.671 | 20.509 | 20.347 | 20.186 | 20.024 | 19.864 | 19.703 | 19.543 | 19.383 | 19.226 | 19.071 | 18.916 | 18.764 | 18.612 | 18.461 | 18.312 | 18.164 | 18.017 | 17.872
S_Highfield | solar | 27.408 | 26.841 | 26.276 | 25.713 | 25.152 | 24.592 | 24.034 | 23.477 | 22.922 | 22.368 | 21.815 | 21.651 | 21.487 | 21.323 | 21.159 | 20.996 | 20.834 | 20.671 | 20.509 | 20.347 | 20.186 | 20.024 | 19.864 | 19.703 | 19.543 | 19.383 | 19.226 | 19.071 | 18.916 | 18.764 | 18.612 | 18.461 | 18.312 | 18.164 | 18.017 | 17.872
S_Hikawaik | solar | 27.408 | 26.841 | 26.276 | 25.713 | 25.152 | 24.592 | 24.034 | 23.477 | 22.922 | 22.368 | 21.815 | 21.651 | 21.487 | 21.323 | 21.159 | 20.996 | 20.834 | 20.671 | 20.509 | 20.347 | 20.186 | 20.024 | 19.864 | 19.703 | 19.543 | 19.383 | 19.226 | 19.071 | 18.916 | 18.764 | 18.612 | 18.461 | 18.312 | 18.164 | 18.017 | 17.872
S_Hinuera | solar | 27.408 | 26.841 | 26.276 | 25.713 | 25.152 | 24.592 | 24.034 | 23.477 | 22.922 | 22.368 | 21.815 | 21.651 | 21.487 | 21.323 | 21.159 | 20.996 | 20.834 | 20.671 | 20.509 | 20.347 | 20.186 | 20.024 | 19.864 | 19.703 | 19.543 | 19.383 | 19.226 | 19.071 | 18.916 | 18.764 | 18.612 | 18.461 | 18.312 | 18.164 | 18.017 | 17.872
S_Huirangi | solar | 27.408 | 26.841 | 26.276 | 25.713 | 25.152 | 24.592 | 24.034 | 23.477 | 22.922 | 22.368 | 21.815 | 21.651 | 21.487 | 21.323 | 21.159 | 20.996 | 20.834 | 20.671 | 20.509 | 20.347 | 20.186 | 20.024 | 19.864 | 19.703 | 19.543 | 19.383 | 19.226 | 19.071 | 18.916 | 18.764 | 18.612 | 18.461 | 18.312 | 18.164 | 18.017 | 17.872
S_IdaValley | solar | 27.408 | 26.841 | 26.276 | 25.713 | 25.152 | 24.592 | 24.034 | 23.477 | 22.922 | 22.368 | 21.815 | 21.651 | 21.487 | 21.323 | 21.159 | 20.996 | 20.834 | 20.671 | 20.509 | 20.347 | 20.186 | 20.024 | 19.864 | 19.703 | 19.543 | 19.383 | 19.226 | 19.071 | 18.916 | 18.764 | 18.612 | 18.461 | 18.312 | 18.164 | 18.017 | 17.872
S_IrishmanCr | solar | 27.408 | 26.841 | 26.276 | 25.713 | 25.152 | 24.592 | 24.034 | 23.477 | 22.922 | 22.368 | 21.815 | 21.651 | 21.487 | 21.323 | 21.159 | 20.996 | 20.834 | 20.671 | 20.509 | 20.347 | 20.186 | 20.024 | 19.864 | 19.703 | 19.543 | 19.383 | 19.226 | 19.071 | 18.916 | 18.764 | 18.612 | 18.461 | 18.312 | 18.164 | 18.017 | 17.872
S_Islington | solar | 27.408 | 26.841 | 26.276 | 25.713 | 25.152 | 24.592 | 24.034 | 23.477 | 22.922 | 22.368 | 21.815 | 21.651 | 21.487 | 21.323 | 21.159 | 20.996 | 20.834 | 20.671 | 20.509 | 20.347 | 20.186 | 20.024 | 19.864 | 19.703 | 19.543 | 19.383 | 19.226 | 19.071 | 18.916 | 18.764 | 18.612 | 18.461 | 18.312 | 18.164 | 18.017 | 17.872
S_Kaipara | solar | 27.408 | 26.841 | 26.276 | 25.713 | 25.152 | 24.592 | 24.034 | 23.477 | 22.922 | 22.368 | 21.815 | 21.651 | 21.487 | 21.323 | 21.159 | 20.996 | 20.834 | 20.671 | 20.509 | 20.347 | 20.186 | 20.024 | 19.864 | 19.703 | 19.543 | 19.383 | 19.226 | 19.071 | 18.916 | 18.764 | 18.612 | 18.461 | 18.312 | 18.164 | 18.017 | 17.872
S_Karioi | solar | 27.408 | 26.841 | 26.276 | 25.713 | 25.152 | 24.592 | 24.034 | 23.477 | 22.922 | 22.368 | 21.815 | 21.651 | 21.487 | 21.323 | 21.159 | 20.996 | 20.834 | 20.671 | 20.509 | 20.347 | 20.186 | 20.024 | 19.864 | 19.703 | 19.543 | 19.383 | 19.226 | 19.071 | 18.916 | 18.764 | 18.612 | 18.461 | 18.312 | 18.164 | 18.017 | 17.872
S_Killermont | solar | 27.408 | 26.841 | 26.276 | 25.713 | 25.152 | 24.592 | 24.034 | 23.477 | 22.922 | 22.368 | 21.815 | 21.651 | 21.487 | 21.323 | 21.159 | 20.996 | 20.834 | 20.671 | 20.509 | 20.347 | 20.186 | 20.024 | 19.864 | 19.703 | 19.543 | 19.383 | 19.226 | 19.071 | 18.916 | 18.764 | 18.612 | 18.461 | 18.312 | 18.164 | 18.017 | 17.872
S_Kilvarock | solar | 27.408 | 26.841 | 26.276 | 25.713 | 25.152 | 24.592 | 24.034 | 23.477 | 22.922 | 22.368 | 21.815 | 21.651 | 21.487 | 21.323 | 21.159 | 20.996 | 20.834 | 20.671 | 20.509 | 20.347 | 20.186 | 20.024 | 19.864 | 19.703 | 19.543 | 19.383 | 19.226 | 19.071 | 18.916 | 18.764 | 18.612 | 18.461 | 18.312 | 18.164 | 18.017 | 17.872
S_Kowhai | solar | 27.408 | 26.841 | 26.276 | 25.713 | 25.152 | 24.592 | 24.034 | 23.477 | 22.922 | 22.368 | 21.815 | 21.651 | 21.487 | 21.323 | 21.159 | 20.996 | 20.834 | 20.671 | 20.509 | 20.347 | 20.186 | 20.024 | 19.864 | 19.703 | 19.543 | 19.383 | 19.226 | 19.071 | 18.916 | 18.764 | 18.612 | 18.461 | 18.312 | 18.164 | 18.017 | 17.872
S_Kuratau | solar | 27.408 | 26.841 | 26.276 | 25.713 | 25.152 | 24.592 | 24.034 | 23.477 | 22.922 | 22.368 | 21.815 | 21.651 | 21.487 | 21.323 | 21.159 | 20.996 | 20.834 | 20.671 | 20.509 | 20.347 | 20.186 | 20.024 | 19.864 | 19.703 | 19.543 | 19.383 | 19.226 | 19.071 | 18.916 | 18.764 | 18.612 | 18.461 | 18.312 | 18.164 | 18.017 | 17.872
S_Leeston | solar | 27.408 | 26.841 | 26.276 | 25.713 | 25.152 | 24.592 | 24.034 | 23.477 | 22.922 | 22.368 | 21.815 | 21.651 | 21.487 | 21.323 | 21.159 | 20.996 | 20.834 | 20.671 | 20.509 | 20.347 | 20.186 | 20.024 | 19.864 | 19.703 | 19.543 | 19.383 | 19.226 | 19.071 | 18.916 | 18.764 | 18.612 | 18.461 | 18.312 | 18.164 | 18.017 | 17.872
S_Manawatu1 | solar | 27.408 | 26.841 | 26.276 | 25.713 | 25.152 | 24.592 | 24.034 | 23.477 | 22.922 | 22.368 | 21.815 | 21.651 | 21.487 | 21.323 | 21.159 | 20.996 | 20.834 | 20.671 | 20.509 | 20.347 | 20.186 | 20.024 | 19.864 | 19.703 | 19.543 | 19.383 | 19.226 | 19.071 | 18.916 | 18.764 | 18.612 | 18.461 | 18.312 | 18.164 | 18.017 | 17.872
S_Manawatu2 | solar | 27.408 | 26.841 | 26.276 | 25.713 | 25.152 | 24.592 | 24.034 | 23.477 | 22.922 | 22.368 | 21.815 | 21.651 | 21.487 | 21.323 | 21.159 | 20.996 | 20.834 | 20.671 | 20.509 | 20.347 | 20.186 | 20.024 | 19.864 | 19.703 | 19.543 | 19.383 | 19.226 | 19.071 | 18.916 | 18.764 | 18.612 | 18.461 | 18.312 | 18.164 | 18.017 | 17.872
S_Mangamaire | solar | 27.408 | 26.841 | 26.276 | 25.713 | 25.152 | 24.592 | 24.034 | 23.477 | 22.922 | 22.368 | 21.815 | 21.651 | 21.487 | 21.323 | 21.159 | 20.996 | 20.834 | 20.671 | 20.509 | 20.347 | 20.186 | 20.024 | 19.864 | 19.703 | 19.543 | 19.383 | 19.226 | 19.071 | 18.916 | 18.764 | 18.612 | 18.461 | 18.312 | 18.164 | 18.017 | 17.872
S_Maniototo | solar | 27.408 | 26.841 | 26.276 | 25.713 | 25.152 | 24.592 | 24.034 | 23.477 | 22.922 | 22.368 | 21.815 | 21.651 | 21.487 | 21.323 | 21.159 | 20.996 | 20.834 | 20.671 | 20.509 | 20.347 | 20.186 | 20.024 | 19.864 | 19.703 | 19.543 | 19.383 | 19.226 | 19.071 | 18.916 | 18.764 | 18.612 | 18.461 | 18.312 | 18.164 | 18.017 | 17.872
S_MarangaRa | solar | 27.408 | 26.841 | 26.276 | 25.713 | 25.152 | 24.592 | 24.034 | 23.477 | 22.922 | 22.368 | 21.815 | 21.651 | 21.487 | 21.323 | 21.159 | 20.996 | 20.834 | 20.671 | 20.509 | 20.347 | 20.186 | 20.024 | 19.864 | 19.703 | 19.543 | 19.383 | 19.226 | 19.071 | 18.916 | 18.764 | 18.612 | 18.461 | 18.312 | 18.164 | 18.017 | 17.872
S_Marton0 | solar | 27.408 | 26.841 | 26.276 | 25.713 | 25.152 | 24.592 | 24.034 | 23.477 | 22.922 | 22.368 | 21.815 | 21.651 | 21.487 | 21.323 | 21.159 | 20.996 | 20.834 | 20.671 | 20.509 | 20.347 | 20.186 | 20.024 | 19.864 | 19.703 | 19.543 | 19.383 | 19.226 | 19.071 | 18.916 | 18.764 | 18.612 | 18.461 | 18.312 | 18.164 | 18.017 | 17.872
S_Marton1 | solar | 27.408 | 26.841 | 26.276 | 25.713 | 25.152 | 24.592 | 24.034 | 23.477 | 22.922 | 22.368 | 21.815 | 21.651 | 21.487 | 21.323 | 21.159 | 20.996 | 20.834 | 20.671 | 20.509 | 20.347 | 20.186 | 20.024 | 19.864 | 19.703 | 19.543 | 19.383 | 19.226 | 19.071 | 18.916 | 18.764 | 18.612 | 18.461 | 18.312 | 18.164 | 18.017 | 17.872
S_Marton2 | solar | 27.408 | 26.841 | 26.276 | 25.713 | 25.152 | 24.592 | 24.034 | 23.477 | 22.922 | 22.368 | 21.815 | 21.651 | 21.487 | 21.323 | 21.159 | 20.996 | 20.834 | 20.671 | 20.509 | 20.347 | 20.186 | 20.024 | 19.864 | 19.703 | 19.543 | 19.383 | 19.226 | 19.071 | 18.916 | 18.764 | 18.612 | 18.461 | 18.312 | 18.164 | 18.017 | 17.872
S_Marton3 | solar | 27.408 | 26.841 | 26.276 | 25.713 | 25.152 | 24.592 | 24.034 | 23.477 | 22.922 | 22.368 | 21.815 | 21.651 | 21.487 | 21.323 | 21.159 | 20.996 | 20.834 | 20.671 | 20.509 | 20.347 | 20.186 | 20.024 | 19.864 | 19.703 | 19.543 | 19.383 | 19.226 | 19.071 | 18.916 | 18.764 | 18.612 | 18.461 | 18.312 | 18.164 | 18.017 | 17.872
S_Masterton | solar | 27.408 | 26.841 | 26.276 | 25.713 | 25.152 | 24.592 | 24.034 | 23.477 | 22.922 | 22.368 | 21.815 | 21.651 | 21.487 | 21.323 | 21.159 | 20.996 | 20.834 | 20.671 | 20.509 | 20.347 | 20.186 | 20.024 | 19.864 | 19.703 | 19.543 | 19.383 | 19.226 | 19.071 | 18.916 | 18.764 | 18.612 | 18.461 | 18.312 | 18.164 | 18.017 | 17.872
S_Morrinsvil | solar | 27.408 | 26.841 | 26.276 | 25.713 | 25.152 | 24.592 | 24.034 | 23.477 | 22.922 | 22.368 | 21.815 | 21.651 | 21.487 | 21.323 | 21.159 | 20.996 | 20.834 | 20.671 | 20.509 | 20.347 | 20.186 | 20.024 | 19.864 | 19.703 | 19.543 | 19.383 | 19.226 | 19.071 | 18.916 | 18.764 | 18.612 | 18.461 | 18.312 | 18.164 | 18.017 | 17.872
S_MountSomer | solar | 27.408 | 26.841 | 26.276 | 25.713 | 25.152 | 24.592 | 24.034 | 23.477 | 22.922 | 22.368 | 21.815 | 21.651 | 21.487 | 21.323 | 21.159 | 20.996 | 20.834 | 20.671 | 20.509 | 20.347 | 20.186 | 20.024 | 19.864 | 19.703 | 19.543 | 19.383 | 19.226 | 19.071 | 18.916 | 18.764 | 18.612 | 18.461 | 18.312 | 18.164 | 18.017 | 17.872
S_MtEllaRen2 | solar | 27.408 | 26.841 | 26.276 | 25.713 | 25.152 | 24.592 | 24.034 | 23.477 | 22.922 | 22.368 | 21.815 | 21.651 | 21.487 | 21.323 | 21.159 | 20.996 | 20.834 | 20.671 | 20.509 | 20.347 | 20.186 | 20.024 | 19.864 | 19.703 | 19.543 | 19.383 | 19.226 | 19.071 | 18.916 | 18.764 | 18.612 | 18.461 | 18.312 | 18.164 | 18.017 | 17.872
S_Naseby | solar | 27.408 | 26.841 | 26.276 | 25.713 | 25.152 | 24.592 | 24.034 | 23.477 | 22.922 | 22.368 | 21.815 | 21.651 | 21.487 | 21.323 | 21.159 | 20.996 | 20.834 | 20.671 | 20.509 | 20.347 | 20.186 | 20.024 | 19.864 | 19.703 | 19.543 | 19.383 | 19.226 | 19.071 | 18.916 | 18.764 | 18.612 | 18.461 | 18.312 | 18.164 | 18.017 | 17.872
S_NewPlymout | solar | 27.408 | 26.841 | 26.276 | 25.713 | 25.152 | 24.592 | 24.034 | 23.477 | 22.922 | 22.368 | 21.815 | 21.651 | 21.487 | 21.323 | 21.159 | 20.996 | 20.834 | 20.671 | 20.509 | 20.347 | 20.186 | 20.024 | 19.864 | 19.703 | 19.543 | 19.383 | 19.226 | 19.071 | 18.916 | 18.764 | 18.612 | 18.461 | 18.312 | 18.164 | 18.017 | 17.872
S_NorthRakai | solar | 27.408 | 26.841 | 26.276 | 25.713 | 25.152 | 24.592 | 24.034 | 23.477 | 22.922 | 22.368 | 21.815 | 21.651 | 21.487 | 21.323 | 21.159 | 20.996 | 20.834 | 20.671 | 20.509 | 20.347 | 20.186 | 20.024 | 19.864 | 19.703 | 19.543 | 19.383 | 19.226 | 19.071 | 18.916 | 18.764 | 18.612 | 18.461 | 18.312 | 18.164 | 18.017 | 17.872
S_Norwood | solar | 27.408 | 26.841 | 26.276 | 25.713 | 25.152 | 24.592 | 24.034 | 23.477 | 22.922 | 22.368 | 21.815 | 21.651 | 21.487 | 21.323 | 21.159 | 20.996 | 20.834 | 20.671 | 20.509 | 20.347 | 20.186 | 20.024 | 19.864 | 19.703 | 19.543 | 19.383 | 19.226 | 19.071 | 18.916 | 18.764 | 18.612 | 18.461 | 18.312 | 18.164 | 18.017 | 17.872
S_Ohau | solar | 27.408 | 26.841 | 26.276 | 25.713 | 25.152 | 24.592 | 24.034 | 23.477 | 22.922 | 22.368 | 21.815 | 21.651 | 21.487 | 21.323 | 21.159 | 20.996 | 20.834 | 20.671 | 20.509 | 20.347 | 20.186 | 20.024 | 19.864 | 19.703 | 19.543 | 19.383 | 19.226 | 19.071 | 18.916 | 18.764 | 18.612 | 18.461 | 18.312 | 18.164 | 18.017 | 17.872
S_Ongaonga0 | solar | 27.408 | 26.841 | 26.276 | 25.713 | 25.152 | 24.592 | 24.034 | 23.477 | 22.922 | 22.368 | 21.815 | 21.651 | 21.487 | 21.323 | 21.159 | 20.996 | 20.834 | 20.671 | 20.509 | 20.347 | 20.186 | 20.024 | 19.864 | 19.703 | 19.543 | 19.383 | 19.226 | 19.071 | 18.916 | 18.764 | 18.612 | 18.461 | 18.312 | 18.164 | 18.017 | 17.872
S_Ongaonga1 | solar | 27.408 | 26.841 | 26.276 | 25.713 | 25.152 | 24.592 | 24.034 | 23.477 | 22.922 | 22.368 | 21.815 | 21.651 | 21.487 | 21.323 | 21.159 | 20.996 | 20.834 | 20.671 | 20.509 | 20.347 | 20.186 | 20.024 | 19.864 | 19.703 | 19.543 | 19.383 | 19.226 | 19.071 | 18.916 | 18.764 | 18.612 | 18.461 | 18.312 | 18.164 | 18.017 | 17.872
S_Ongaonga2 | solar | 27.408 | 26.841 | 26.276 | 25.713 | 25.152 | 24.592 | 24.034 | 23.477 | 22.922 | 22.368 | 21.815 | 21.651 | 21.487 | 21.323 | 21.159 | 20.996 | 20.834 | 20.671 | 20.509 | 20.347 | 20.186 | 20.024 | 19.864 | 19.703 | 19.543 | 19.383 | 19.226 | 19.071 | 18.916 | 18.764 | 18.612 | 18.461 | 18.312 | 18.164 | 18.017 | 17.872
S_Opunake0 | solar | 27.408 | 26.841 | 26.276 | 25.713 | 25.152 | 24.592 | 24.034 | 23.477 | 22.922 | 22.368 | 21.815 | 21.651 | 21.487 | 21.323 | 21.159 | 20.996 | 20.834 | 20.671 | 20.509 | 20.347 | 20.186 | 20.024 | 19.864 | 19.703 | 19.543 | 19.383 | 19.226 | 19.071 | 18.916 | 18.764 | 18.612 | 18.461 | 18.312 | 18.164 | 18.017 | 17.872
S_Opunake1 | solar | 27.408 | 26.841 | 26.276 | 25.713 | 25.152 | 24.592 | 24.034 | 23.477 | 22.922 | 22.368 | 21.815 | 21.651 | 21.487 | 21.323 | 21.159 | 20.996 | 20.834 | 20.671 | 20.509 | 20.347 | 20.186 | 20.024 | 19.864 | 19.703 | 19.543 | 19.383 | 19.226 | 19.071 | 18.916 | 18.764 | 18.612 | 18.461 | 18.312 | 18.164 | 18.017 | 17.872
S_Poolburn& | solar | 27.408 | 26.841 | 26.276 | 25.713 | 25.152 | 24.592 | 24.034 | 23.477 | 22.922 | 22.368 | 21.815 | 21.651 | 21.487 | 21.323 | 21.159 | 20.996 | 20.834 | 20.671 | 20.509 | 20.347 | 20.186 | 20.024 | 19.864 | 19.703 | 19.543 | 19.383 | 19.226 | 19.071 | 18.916 | 18.764 | 18.612 | 18.461 | 18.312 | 18.164 | 18.017 | 17.872
S_Pukenui | solar | 27.408 | 26.841 | 26.276 | 25.713 | 25.152 | 24.592 | 24.034 | 23.477 | 22.922 | 22.368 | 21.815 | 21.651 | 21.487 | 21.323 | 21.159 | 20.996 | 20.834 | 20.671 | 20.509 | 20.347 | 20.186 | 20.024 | 19.864 | 19.703 | 19.543 | 19.383 | 19.226 | 19.071 | 18.916 | 18.764 | 18.612 | 18.461 | 18.312 | 18.164 | 18.017 | 17.872
S_Rangimarie | solar | 27.408 | 26.841 | 26.276 | 25.713 | 25.152 | 24.592 | 24.034 | 23.477 | 22.922 | 22.368 | 21.815 | 21.651 | 21.487 | 21.323 | 21.159 | 20.996 | 20.834 | 20.671 | 20.509 | 20.347 | 20.186 | 20.024 | 19.864 | 19.703 | 19.543 | 19.383 | 19.226 | 19.071 | 18.916 | 18.764 | 18.612 | 18.461 | 18.312 | 18.164 | 18.017 | 17.872
S_Rangiriri | solar | 27.408 | 26.841 | 26.276 | 25.713 | 25.152 | 24.592 | 24.034 | 23.477 | 22.922 | 22.368 | 21.815 | 21.651 | 21.487 | 21.323 | 21.159 | 20.996 | 20.834 | 20.671 | 20.509 | 20.347 | 20.186 | 20.024 | 19.864 | 19.703 | 19.543 | 19.383 | 19.226 | 19.071 | 18.916 | 18.764 | 18.612 | 18.461 | 18.312 | 18.164 | 18.017 | 17.872
S_Reefton | solar | 27.408 | 26.841 | 26.276 | 25.713 | 25.152 | 24.592 | 24.034 | 23.477 | 22.922 | 22.368 | 21.815 | 21.651 | 21.487 | 21.323 | 21.159 | 20.996 | 20.834 | 20.671 | 20.509 | 20.347 | 20.186 | 20.024 | 19.864 | 19.703 | 19.543 | 19.383 | 19.226 | 19.071 | 18.916 | 18.764 | 18.612 | 18.461 | 18.312 | 18.164 | 18.017 | 17.872
S_Rotokawa | solar | 27.408 | 26.841 | 26.276 | 25.713 | 25.152 | 24.592 | 24.034 | 23.477 | 22.922 | 22.368 | 21.815 | 21.651 | 21.487 | 21.323 | 21.159 | 20.996 | 20.834 | 20.671 | 20.509 | 20.347 | 20.186 | 20.024 | 19.864 | 19.703 | 19.543 | 19.383 | 19.226 | 19.071 | 18.916 | 18.764 | 18.612 | 18.461 | 18.312 | 18.164 | 18.017 | 17.872
S_Ruakaka | solar | 27.408 | 26.841 | 26.276 | 25.713 | 25.152 | 24.592 | 24.034 | 23.477 | 22.922 | 22.368 | 21.815 | 21.651 | 21.487 | 21.323 | 21.159 | 20.996 | 20.834 | 20.671 | 20.509 | 20.347 | 20.186 | 20.024 | 19.864 | 19.703 | 19.543 | 19.383 | 19.226 | 19.071 | 18.916 | 18.764 | 18.612 | 18.461 | 18.312 | 18.164 | 18.017 | 17.872
S_Scargill | solar | 27.408 | 26.841 | 26.276 | 25.713 | 25.152 | 24.592 | 24.034 | 23.477 | 22.922 | 22.368 | 21.815 | 21.651 | 21.487 | 21.323 | 21.159 | 20.996 | 20.834 | 20.671 | 20.509 | 20.347 | 20.186 | 20.024 | 19.864 | 19.703 | 19.543 | 19.383 | 19.226 | 19.071 | 18.916 | 18.764 | 18.612 | 18.461 | 18.312 | 18.164 | 18.017 | 17.872
S_SkinnerRoa | solar | 27.408 | 26.841 | 26.276 | 25.713 | 25.152 | 24.592 | 24.034 | 23.477 | 22.922 | 22.368 | 21.815 | 21.651 | 21.487 | 21.323 | 21.159 | 20.996 | 20.834 | 20.671 | 20.509 | 20.347 | 20.186 | 20.024 | 19.864 | 19.703 | 19.543 | 19.383 | 19.226 | 19.071 | 18.916 | 18.764 | 18.612 | 18.461 | 18.312 | 18.164 | 18.017 | 17.872
S_Somerton | solar | 27.408 | 26.841 | 26.276 | 25.713 | 25.152 | 24.592 | 24.034 | 23.477 | 22.922 | 22.368 | 21.815 | 21.651 | 21.487 | 21.323 | 21.159 | 20.996 | 20.834 | 20.671 | 20.509 | 20.347 | 20.186 | 20.024 | 19.864 | 19.703 | 19.543 | 19.383 | 19.226 | 19.071 | 18.916 | 18.764 | 18.612 | 18.461 | 18.312 | 18.164 | 18.017 | 17.872
S_Stratford | solar | 27.408 | 26.841 | 26.276 | 25.713 | 25.152 | 24.592 | 24.034 | 23.477 | 22.922 | 22.368 | 21.815 | 21.651 | 21.487 | 21.323 | 21.159 | 20.996 | 20.834 | 20.671 | 20.509 | 20.347 | 20.186 | 20.024 | 19.864 | 19.703 | 19.543 | 19.383 | 19.226 | 19.071 | 18.916 | 18.764 | 18.612 | 18.461 | 18.312 | 18.164 | 18.017 | 17.872
S_Swannoa | solar | 27.408 | 26.841 | 26.276 | 25.713 | 25.152 | 24.592 | 24.034 | 23.477 | 22.922 | 22.368 | 21.815 | 21.651 | 21.487 | 21.323 | 21.159 | 20.996 | 20.834 | 20.671 | 20.509 | 20.347 | 20.186 | 20.024 | 19.864 | 19.703 | 19.543 | 19.383 | 19.226 | 19.071 | 18.916 | 18.764 | 18.612 | 18.461 | 18.312 | 18.164 | 18.017 | 17.872
S_Tahuna | solar | 27.408 | 26.841 | 26.276 | 25.713 | 25.152 | 24.592 | 24.034 | 23.477 | 22.922 | 22.368 | 21.815 | 21.651 | 21.487 | 21.323 | 21.159 | 20.996 | 20.834 | 20.671 | 20.509 | 20.347 | 20.186 | 20.024 | 19.864 | 19.703 | 19.543 | 19.383 | 19.226 | 19.071 | 18.916 | 18.764 | 18.612 | 18.461 | 18.312 | 18.164 | 18.017 | 17.872
S_Taiohi | solar | 27.408 | 26.841 | 26.276 | 25.713 | 25.152 | 24.592 | 24.034 | 23.477 | 22.922 | 22.368 | 21.815 | 21.651 | 21.487 | 21.323 | 21.159 | 20.996 | 20.834 | 20.671 | 20.509 | 20.347 | 20.186 | 20.024 | 19.864 | 19.703 | 19.543 | 19.383 | 19.226 | 19.071 | 18.916 | 18.764 | 18.612 | 18.461 | 18.312 | 18.164 | 18.017 | 17.872
S_Tangiwai | solar | 27.408 | 26.841 | 26.276 | 25.713 | 25.152 | 24.592 | 24.034 | 23.477 | 22.922 | 22.368 | 21.815 | 21.651 | 21.487 | 21.323 | 21.159 | 20.996 | 20.834 | 20.671 | 20.509 | 20.347 | 20.186 | 20.024 | 19.864 | 19.703 | 19.543 | 19.383 | 19.226 | 19.071 | 18.916 | 18.764 | 18.612 | 18.461 | 18.312 | 18.164 | 18.017 | 17.872
S_TararuaTar | solar | 27.408 | 26.841 | 26.276 | 25.713 | 25.152 | 24.592 | 24.034 | 23.477 | 22.922 | 22.368 | 21.815 | 21.651 | 21.487 | 21.323 | 21.159 | 20.996 | 20.834 | 20.671 | 20.509 | 20.347 | 20.186 | 20.024 | 19.864 | 19.703 | 19.543 | 19.383 | 19.226 | 19.071 | 18.916 | 18.764 | 18.612 | 18.461 | 18.312 | 18.164 | 18.017 | 17.872
S_Tasman | solar | 27.408 | 26.841 | 26.276 | 25.713 | 25.152 | 24.592 | 24.034 | 23.477 | 22.922 | 22.368 | 21.815 | 21.651 | 21.487 | 21.323 | 21.159 | 20.996 | 20.834 | 20.671 | 20.509 | 20.347 | 20.186 | 20.024 | 19.864 | 19.703 | 19.543 | 19.383 | 19.226 | 19.071 | 18.916 | 18.764 | 18.612 | 18.461 | 18.312 | 18.164 | 18.017 | 17.872
S_Tauhei | solar | 27.408 | 26.841 | 26.276 | 25.713 | 25.152 | 24.592 | 24.034 | 23.477 | 22.922 | 22.368 | 21.815 | 21.651 | 21.487 | 21.323 | 21.159 | 20.996 | 20.834 | 20.671 | 20.509 | 20.347 | 20.186 | 20.024 | 19.864 | 19.703 | 19.543 | 19.383 | 19.226 | 19.071 | 18.916 | 18.764 | 18.612 | 18.461 | 18.312 | 18.164 | 18.017 | 17.872
S_Tauhei_s2 | solar | 27.408 | 26.841 | 26.276 | 25.713 | 25.152 | 24.592 | 24.034 | 23.477 | 22.922 | 22.368 | 21.815 | 21.651 | 21.487 | 21.323 | 21.159 | 20.996 | 20.834 | 20.671 | 20.509 | 20.347 | 20.186 | 20.024 | 19.864 | 19.703 | 19.543 | 19.383 | 19.226 | 19.071 | 18.916 | 18.764 | 18.612 | 18.461 | 18.312 | 18.164 | 18.017 | 17.872
S_TeRahui_s1 | solar | 27.408 | 26.841 | 26.276 | 25.713 | 25.152 | 24.592 | 24.034 | 23.477 | 22.922 | 22.368 | 21.815 | 21.651 | 21.487 | 21.323 | 21.159 | 20.996 | 20.834 | 20.671 | 20.509 | 20.347 | 20.186 | 20.024 | 19.864 | 19.703 | 19.543 | 19.383 | 19.226 | 19.071 | 18.916 | 18.764 | 18.612 | 18.461 | 18.312 | 18.164 | 18.017 | 17.872
S_TeRahui_s2 | solar | 27.408 | 26.841 | 26.276 | 25.713 | 25.152 | 24.592 | 24.034 | 23.477 | 22.922 | 22.368 | 21.815 | 21.651 | 21.487 | 21.323 | 21.159 | 20.996 | 20.834 | 20.671 | 20.509 | 20.347 | 20.186 | 20.024 | 19.864 | 19.703 | 19.543 | 19.383 | 19.226 | 19.071 | 18.916 | 18.764 | 18.612 | 18.461 | 18.312 | 18.164 | 18.017 | 17.872
S_ThePoint | solar | 27.408 | 26.841 | 26.276 | 25.713 | 25.152 | 24.592 | 24.034 | 23.477 | 22.922 | 22.368 | 21.815 | 21.651 | 21.487 | 21.323 | 21.159 | 20.996 | 20.834 | 20.671 | 20.509 | 20.347 | 20.186 | 20.024 | 19.864 | 19.703 | 19.543 | 19.383 | 19.226 | 19.071 | 18.916 | 18.764 | 18.612 | 18.461 | 18.312 | 18.164 | 18.017 | 17.872
S_ThreeStrea | solar | 27.408 | 26.841 | 26.276 | 25.713 | 25.152 | 24.592 | 24.034 | 23.477 | 22.922 | 22.368 | 21.815 | 21.651 | 21.487 | 21.323 | 21.159 | 20.996 | 20.834 | 20.671 | 20.509 | 20.347 | 20.186 | 20.024 | 19.864 | 19.703 | 19.543 | 19.383 | 19.226 | 19.071 | 18.916 | 18.764 | 18.612 | 18.461 | 18.312 | 18.164 | 18.017 | 17.872
S_Timaru | solar | 27.408 | 26.841 | 26.276 | 25.713 | 25.152 | 24.592 | 24.034 | 23.477 | 22.922 | 22.368 | 21.815 | 21.651 | 21.487 | 21.323 | 21.159 | 20.996 | 20.834 | 20.671 | 20.509 | 20.347 | 20.186 | 20.024 | 19.864 | 19.703 | 19.543 | 19.383 | 19.226 | 19.071 | 18.916 | 18.764 | 18.612 | 18.461 | 18.312 | 18.164 | 18.017 | 17.872
S_TwinRivers | solar | 27.408 | 26.841 | 26.276 | 25.713 | 25.152 | 24.592 | 24.034 | 23.477 | 22.922 | 22.368 | 21.815 | 21.651 | 21.487 | 21.323 | 21.159 | 20.996 | 20.834 | 20.671 | 20.509 | 20.347 | 20.186 | 20.024 | 19.864 | 19.703 | 19.543 | 19.383 | 19.226 | 19.071 | 18.916 | 18.764 | 18.612 | 18.461 | 18.312 | 18.164 | 18.017 | 17.872
S_Twizel0 | solar | 27.408 | 26.841 | 26.276 | 25.713 | 25.152 | 24.592 | 24.034 | 23.477 | 22.922 | 22.368 | 21.815 | 21.651 | 21.487 | 21.323 | 21.159 | 20.996 | 20.834 | 20.671 | 20.509 | 20.347 | 20.186 | 20.024 | 19.864 | 19.703 | 19.543 | 19.383 | 19.226 | 19.071 | 18.916 | 18.764 | 18.612 | 18.461 | 18.312 | 18.164 | 18.017 | 17.872
S_Twizel1 | solar | 27.408 | 26.841 | 26.276 | 25.713 | 25.152 | 24.592 | 24.034 | 23.477 | 22.922 | 22.368 | 21.815 | 21.651 | 21.487 | 21.323 | 21.159 | 20.996 | 20.834 | 20.671 | 20.509 | 20.347 | 20.186 | 20.024 | 19.864 | 19.703 | 19.543 | 19.383 | 19.226 | 19.071 | 18.916 | 18.764 | 18.612 | 18.461 | 18.312 | 18.164 | 18.017 | 17.872
S_UpperTaka1 | solar | 27.408 | 26.841 | 26.276 | 25.713 | 25.152 | 24.592 | 24.034 | 23.477 | 22.922 | 22.368 | 21.815 | 21.651 | 21.487 | 21.323 | 21.159 | 20.996 | 20.834 | 20.671 | 20.509 | 20.347 | 20.186 | 20.024 | 19.864 | 19.703 | 19.543 | 19.383 | 19.226 | 19.071 | 18.916 | 18.764 | 18.612 | 18.461 | 18.312 | 18.164 | 18.017 | 17.872
S_UpperTaka2 | solar | 27.408 | 26.841 | 26.276 | 25.713 | 25.152 | 24.592 | 24.034 | 23.477 | 22.922 | 22.368 | 21.815 | 21.651 | 21.487 | 21.323 | 21.159 | 20.996 | 20.834 | 20.671 | 20.509 | 20.347 | 20.186 | 20.024 | 19.864 | 19.703 | 19.543 | 19.383 | 19.226 | 19.071 | 18.916 | 18.764 | 18.612 | 18.461 | 18.312 | 18.164 | 18.017 | 17.872
S_Waerenga | solar | 27.408 | 26.841 | 26.276 | 25.713 | 25.152 | 24.592 | 24.034 | 23.477 | 22.922 | 22.368 | 21.815 | 21.651 | 21.487 | 21.323 | 21.159 | 20.996 | 20.834 | 20.671 | 20.509 | 20.347 | 20.186 | 20.024 | 19.864 | 19.703 | 19.543 | 19.383 | 19.226 | 19.071 | 18.916 | 18.764 | 18.612 | 18.461 | 18.312 | 18.164 | 18.017 | 17.872
S_Waihou | solar | 27.408 | 26.841 | 26.276 | 25.713 | 25.152 | 24.592 | 24.034 | 23.477 | 22.922 | 22.368 | 21.815 | 21.651 | 21.487 | 21.323 | 21.159 | 20.996 | 20.834 | 20.671 | 20.509 | 20.347 | 20.186 | 20.024 | 19.864 | 19.703 | 19.543 | 19.383 | 19.226 | 19.071 | 18.916 | 18.764 | 18.612 | 18.461 | 18.312 | 18.164 | 18.017 | 17.872
S_Waiinu_s1 | solar | 27.408 | 26.841 | 26.276 | 25.713 | 25.152 | 24.592 | 24.034 | 23.477 | 22.922 | 22.368 | 21.815 | 21.651 | 21.487 | 21.323 | 21.159 | 20.996 | 20.834 | 20.671 | 20.509 | 20.347 | 20.186 | 20.024 | 19.864 | 19.703 | 19.543 | 19.383 | 19.226 | 19.071 | 18.916 | 18.764 | 18.612 | 18.461 | 18.312 | 18.164 | 18.017 | 17.872
S_Waiinu_s2 | solar | 27.408 | 26.841 | 26.276 | 25.713 | 25.152 | 24.592 | 24.034 | 23.477 | 22.922 | 22.368 | 21.815 | 21.651 | 21.487 | 21.323 | 21.159 | 20.996 | 20.834 | 20.671 | 20.509 | 20.347 | 20.186 | 20.024 | 19.864 | 19.703 | 19.543 | 19.383 | 19.226 | 19.071 | 18.916 | 18.764 | 18.612 | 18.461 | 18.312 | 18.164 | 18.017 | 17.872
S_Waikato | solar | 27.408 | 26.841 | 26.276 | 25.713 | 25.152 | 24.592 | 24.034 | 23.477 | 22.922 | 22.368 | 21.815 | 21.651 | 21.487 | 21.323 | 21.159 | 20.996 | 20.834 | 20.671 | 20.509 | 20.347 | 20.186 | 20.024 | 19.864 | 19.703 | 19.543 | 19.383 | 19.226 | 19.071 | 18.916 | 18.764 | 18.612 | 18.461 | 18.312 | 18.164 | 18.017 | 17.872
S_Waikato0 | solar | 27.408 | 26.841 | 26.276 | 25.713 | 25.152 | 24.592 | 24.034 | 23.477 | 22.922 | 22.368 | 21.815 | 21.651 | 21.487 | 21.323 | 21.159 | 20.996 | 20.834 | 20.671 | 20.509 | 20.347 | 20.186 | 20.024 | 19.864 | 19.703 | 19.543 | 19.383 | 19.226 | 19.071 | 18.916 | 18.764 | 18.612 | 18.461 | 18.312 | 18.164 | 18.017 | 17.872
S_Waikato1 | solar | 27.408 | 26.841 | 26.276 | 25.713 | 25.152 | 24.592 | 24.034 | 23.477 | 22.922 | 22.368 | 21.815 | 21.651 | 21.487 | 21.323 | 21.159 | 20.996 | 20.834 | 20.671 | 20.509 | 20.347 | 20.186 | 20.024 | 19.864 | 19.703 | 19.543 | 19.383 | 19.226 | 19.071 | 18.916 | 18.764 | 18.612 | 18.461 | 18.312 | 18.164 | 18.017 | 17.872
S_Waiotahe | solar | 27.408 | 26.841 | 26.276 | 25.713 | 25.152 | 24.592 | 24.034 | 23.477 | 22.922 | 22.368 | 21.815 | 21.651 | 21.487 | 21.323 | 21.159 | 20.996 | 20.834 | 20.671 | 20.509 | 20.347 | 20.186 | 20.024 | 19.864 | 19.703 | 19.543 | 19.383 | 19.226 | 19.071 | 18.916 | 18.764 | 18.612 | 18.461 | 18.312 | 18.164 | 18.017 | 17.872
S_Waipawa | solar | 27.408 | 26.841 | 26.276 | 25.713 | 25.152 | 24.592 | 24.034 | 23.477 | 22.922 | 22.368 | 21.815 | 21.651 | 21.487 | 21.323 | 21.159 | 20.996 | 20.834 | 20.671 | 20.509 | 20.347 | 20.186 | 20.024 | 19.864 | 19.703 | 19.543 | 19.383 | 19.226 | 19.071 | 18.916 | 18.764 | 18.612 | 18.461 | 18.312 | 18.164 | 18.017 | 17.872
S_Waitara | solar | 27.408 | 26.841 | 26.276 | 25.713 | 25.152 | 24.592 | 24.034 | 23.477 | 22.922 | 22.368 | 21.815 | 21.651 | 21.487 | 21.323 | 21.159 | 20.996 | 20.834 | 20.671 | 20.509 | 20.347 | 20.186 | 20.024 | 19.864 | 19.703 | 19.543 | 19.383 | 19.226 | 19.071 | 18.916 | 18.764 | 18.612 | 18.461 | 18.312 | 18.164 | 18.017 | 17.872
S_Waiterimu | solar | 27.408 | 26.841 | 26.276 | 25.713 | 25.152 | 24.592 | 24.034 | 23.477 | 22.922 | 22.368 | 21.815 | 21.651 | 21.487 | 21.323 | 21.159 | 20.996 | 20.834 | 20.671 | 20.509 | 20.347 | 20.186 | 20.024 | 19.864 | 19.703 | 19.543 | 19.383 | 19.226 | 19.071 | 18.916 | 18.764 | 18.612 | 18.461 | 18.312 | 18.164 | 18.017 | 17.872
S_Wellsford | solar | 27.408 | 26.841 | 26.276 | 25.713 | 25.152 | 24.592 | 24.034 | 23.477 | 22.922 | 22.368 | 21.815 | 21.651 | 21.487 | 21.323 | 21.159 | 20.996 | 20.834 | 20.671 | 20.509 | 20.347 | 20.186 | 20.024 | 19.864 | 19.703 | 19.543 | 19.383 | 19.226 | 19.071 | 18.916 | 18.764 | 18.612 | 18.461 | 18.312 | 18.164 | 18.017 | 17.872
S_WesternBa1 | solar | 27.408 | 26.841 | 26.276 | 25.713 | 25.152 | 24.592 | 24.034 | 23.477 | 22.922 | 22.368 | 21.815 | 21.651 | 21.487 | 21.323 | 21.159 | 20.996 | 20.834 | 20.671 | 20.509 | 20.347 | 20.186 | 20.024 | 19.864 | 19.703 | 19.543 | 19.383 | 19.226 | 19.071 | 18.916 | 18.764 | 18.612 | 18.461 | 18.312 | 18.164 | 18.017 | 17.872
S_WesternBa2 | solar | 27.408 | 26.841 | 26.276 | 25.713 | 25.152 | 24.592 | 24.034 | 23.477 | 22.922 | 22.368 | 21.815 | 21.651 | 21.487 | 21.323 | 21.159 | 20.996 | 20.834 | 20.671 | 20.509 | 20.347 | 20.186 | 20.024 | 19.864 | 19.703 | 19.543 | 19.383 | 19.226 | 19.071 | 18.916 | 18.764 | 18.612 | 18.461 | 18.312 | 18.164 | 18.017 | 17.872
S_Whakatane | solar | 27.408 | 26.841 | 26.276 | 25.713 | 25.152 | 24.592 | 24.034 | 23.477 | 22.922 | 22.368 | 21.815 | 21.651 | 21.487 | 21.323 | 21.159 | 20.996 | 20.834 | 20.671 | 20.509 | 20.347 | 20.186 | 20.024 | 19.864 | 19.703 | 19.543 | 19.383 | 19.226 | 19.071 | 18.916 | 18.764 | 18.612 | 18.461 | 18.312 | 18.164 | 18.017 | 17.872
S_WhangapeEn | solar | 27.408 | 26.841 | 26.276 | 25.713 | 25.152 | 24.592 | 24.034 | 23.477 | 22.922 | 22.368 | 21.815 | 21.651 | 21.487 | 21.323 | 21.159 | 20.996 | 20.834 | 20.671 | 20.509 | 20.347 | 20.186 | 20.024 | 19.864 | 19.703 | 19.543 | 19.383 | 19.226 | 19.071 | 18.916 | 18.764 | 18.612 | 18.461 | 18.312 | 18.164 | 18.017 | 17.872
S_Whitianga | solar | 27.408 | 26.841 | 26.276 | 25.713 | 25.152 | 24.592 | 24.034 | 23.477 | 22.922 | 22.368 | 21.815 | 21.651 | 21.487 | 21.323 | 21.159 | 20.996 | 20.834 | 20.671 | 20.509 | 20.347 | 20.186 | 20.024 | 19.864 | 19.703 | 19.543 | 19.383 | 19.226 | 19.071 | 18.916 | 18.764 | 18.612 | 18.461 | 18.312 | 18.164 | 18.017 | 17.872
S_genAucklan | solar | 27.408 | 26.841 | 26.276 | 25.713 | 25.152 | 24.592 | 24.034 | 23.477 | 22.922 | 22.368 | 21.815 | 21.651 | 21.487 | 21.323 | 21.159 | 20.996 | 20.834 | 20.671 | 20.509 | 20.347 | 20.186 | 20.024 | 19.864 | 19.703 | 19.543 | 19.383 | 19.226 | 19.071 | 18.916 | 18.764 | 18.612 | 18.461 | 18.312 | 18.164 | 18.017 | 17.872
S_genBayofPl | solar | 27.408 | 26.841 | 26.276 | 25.713 | 25.152 | 24.592 | 24.034 | 23.477 | 22.922 | 22.368 | 21.815 | 21.651 | 21.487 | 21.323 | 21.159 | 20.996 | 20.834 | 20.671 | 20.509 | 20.347 | 20.186 | 20.024 | 19.864 | 19.703 | 19.543 | 19.383 | 19.226 | 19.071 | 18.916 | 18.764 | 18.612 | 18.461 | 18.312 | 18.164 | 18.017 | 17.872
S_genCanter1 | solar | 27.408 | 26.841 | 26.276 | 25.713 | 25.152 | 24.592 | 24.034 | 23.477 | 22.922 | 22.368 | 21.815 | 21.651 | 21.487 | 21.323 | 21.159 | 20.996 | 20.834 | 20.671 | 20.509 | 20.347 | 20.186 | 20.024 | 19.864 | 19.703 | 19.543 | 19.383 | 19.226 | 19.071 | 18.916 | 18.764 | 18.612 | 18.461 | 18.312 | 18.164 | 18.017 | 17.872
S_genCanter2 | solar | 27.408 | 26.841 | 26.276 | 25.713 | 25.152 | 24.592 | 24.034 | 23.477 | 22.922 | 22.368 | 21.815 | 21.651 | 21.487 | 21.323 | 21.159 | 20.996 | 20.834 | 20.671 | 20.509 | 20.347 | 20.186 | 20.024 | 19.864 | 19.703 | 19.543 | 19.383 | 19.226 | 19.071 | 18.916 | 18.764 | 18.612 | 18.461 | 18.312 | 18.164 | 18.017 | 17.872
S_genGisborn | solar | 27.408 | 26.841 | 26.276 | 25.713 | 25.152 | 24.592 | 24.034 | 23.477 | 22.922 | 22.368 | 21.815 | 21.651 | 21.487 | 21.323 | 21.159 | 20.996 | 20.834 | 20.671 | 20.509 | 20.347 | 20.186 | 20.024 | 19.864 | 19.703 | 19.543 | 19.383 | 19.226 | 19.071 | 18.916 | 18.764 | 18.612 | 18.461 | 18.312 | 18.164 | 18.017 | 17.872
S_genHawkes | solar | 27.408 | 26.841 | 26.276 | 25.713 | 25.152 | 24.592 | 24.034 | 23.477 | 22.922 | 22.368 | 21.815 | 21.651 | 21.487 | 21.323 | 21.159 | 20.996 | 20.834 | 20.671 | 20.509 | 20.347 | 20.186 | 20.024 | 19.864 | 19.703 | 19.543 | 19.383 | 19.226 | 19.071 | 18.916 | 18.764 | 18.612 | 18.461 | 18.312 | 18.164 | 18.017 | 17.872
S_genMarlbor | solar | 27.408 | 26.841 | 26.276 | 25.713 | 25.152 | 24.592 | 24.034 | 23.477 | 22.922 | 22.368 | 21.815 | 21.651 | 21.487 | 21.323 | 21.159 | 20.996 | 20.834 | 20.671 | 20.509 | 20.347 | 20.186 | 20.024 | 19.864 | 19.703 | 19.543 | 19.383 | 19.226 | 19.071 | 18.916 | 18.764 | 18.612 | 18.461 | 18.312 | 18.164 | 18.017 | 17.872
S_genNorthla | solar | 27.408 | 26.841 | 26.276 | 25.713 | 25.152 | 24.592 | 24.034 | 23.477 | 22.922 | 22.368 | 21.815 | 21.651 | 21.487 | 21.323 | 21.159 | 20.996 | 20.834 | 20.671 | 20.509 | 20.347 | 20.186 | 20.024 | 19.864 | 19.703 | 19.543 | 19.383 | 19.226 | 19.071 | 18.916 | 18.764 | 18.612 | 18.461 | 18.312 | 18.164 | 18.017 | 17.872
S_genTaranak | solar | 27.408 | 26.841 | 26.276 | 25.713 | 25.152 | 24.592 | 24.034 | 23.477 | 22.922 | 22.368 | 21.815 | 21.651 | 21.487 | 21.323 | 21.159 | 20.996 | 20.834 | 20.671 | 20.509 | 20.347 | 20.186 | 20.024 | 19.864 | 19.703 | 19.543 | 19.383 | 19.226 | 19.071 | 18.916 | 18.764 | 18.612 | 18.461 | 18.312 | 18.164 | 18.017 | 17.872
S_genWaikat1 | solar | 27.408 | 26.841 | 26.276 | 25.713 | 25.152 | 24.592 | 24.034 | 23.477 | 22.922 | 22.368 | 21.815 | 21.651 | 21.487 | 21.323 | 21.159 | 20.996 | 20.834 | 20.671 | 20.509 | 20.347 | 20.186 | 20.024 | 19.864 | 19.703 | 19.543 | 19.383 | 19.226 | 19.071 | 18.916 | 18.764 | 18.612 | 18.461 | 18.312 | 18.164 | 18.017 | 17.872
S_genWaikat2 | solar | 27.408 | 26.841 | 26.276 | 25.713 | 25.152 | 24.592 | 24.034 | 23.477 | 22.922 | 22.368 | 21.815 | 21.651 | 21.487 | 21.323 | 21.159 | 20.996 | 20.834 | 20.671 | 20.509 | 20.347 | 20.186 | 20.024 | 19.864 | 19.703 | 19.543 | 19.383 | 19.226 | 19.071 | 18.916 | 18.764 | 18.612 | 18.461 | 18.312 | 18.164 | 18.017 | 17.872
S_genWairara | solar | 27.408 | 26.841 | 26.276 | 25.713 | 25.152 | 24.592 | 24.034 | 23.477 | 22.922 | 22.368 | 21.815 | 21.651 | 21.487 | 21.323 | 21.159 | 20.996 | 20.834 | 20.671 | 20.509 | 20.347 | 20.186 | 20.024 | 19.864 | 19.703 | 19.543 | 19.383 | 19.226 | 19.071 | 18.916 | 18.764 | 18.612 | 18.461 | 18.312 | 18.164 | 18.017 | 17.872
Taheke1 | geothermal | 161.951 | 161.387 | 160.824 | 160.263 | 159.704 | 159.147 | 158.592 | 158.039 | 157.487 | 156.938 | 156.391 | 155.845 | 155.302 | 154.76 | 154.22 | 153.682 | 153.146 | 152.612 | 152.08 | 151.55 | 151.021 | 150.494 | 149.969 | 149.446 | 148.925 | 148.406 | 147.888 | 147.372 | 146.858 | 146.346 | 145.836 | 145.327 | 144.82 | 144.315 | 143.812 | 143.31
Taheke2 | geothermal | 161.951 | 161.387 | 160.824 | 160.263 | 159.704 | 159.147 | 158.592 | 158.039 | 157.487 | 156.938 | 156.391 | 155.845 | 155.302 | 154.76 | 154.22 | 153.682 | 153.146 | 152.612 | 152.08 | 151.55 | 151.021 | 150.494 | 149.969 | 149.446 | 148.925 | 148.406 | 147.888 | 147.372 | 146.858 | 146.346 | 145.836 | 145.327 | 144.82 | 144.315 | 143.812 | 143.31
Taheke3 | geothermal | 161.951 | 161.387 | 160.824 | 160.263 | 159.704 | 159.147 | 158.592 | 158.039 | 157.487 | 156.938 | 156.391 | 155.845 | 155.302 | 154.76 | 154.22 | 153.682 | 153.146 | 152.612 | 152.08 | 151.55 | 151.021 | 150.494 | 149.969 | 149.446 | 148.925 | 148.406 | 147.888 | 147.372 | 146.858 | 146.346 | 145.836 | 145.327 | 144.82 | 144.315 | 143.812 | 143.31
TaramTaipo | hydro | 88.83 | 88.519 | 88.209 | 87.9 | 87.592 | 87.286 | 86.98 | 86.676 | 86.373 | 86.07 | 85.769 | 85.469 | 85.17 | 84.872 | 84.575 | 84.279 | 83.984 | 83.69 | 83.397 | 83.105 | 82.814 | 82.524 | 82.235 | 81.947 | 81.661 | 81.375 | 81.09 | 80.806 | 80.523 | 80.242 | 79.961 | 79.681 | 79.402 | 79.124 | 78.847 | 78.571
Tauhara2 | geothermal | 161.951 | 161.387 | 160.824 | 160.263 | 159.704 | 159.147 | 158.592 | 158.039 | 157.487 | 156.938 | 156.391 | 155.845 | 155.302 | 154.76 | 154.22 | 153.682 | 153.146 | 152.612 | 152.08 | 151.55 | 151.021 | 150.494 | 149.969 | 149.446 | 148.925 | 148.406 | 147.888 | 147.372 | 146.858 | 146.346 | 145.836 | 145.327 | 144.82 | 144.315 | 143.812 | 143.31
Tauhara3 | geothermal | 161.951 | 161.387 | 160.824 | 160.263 | 159.704 | 159.147 | 158.592 | 158.039 | 157.487 | 156.938 | 156.391 | 155.845 | 155.302 | 154.76 | 154.22 | 153.682 | 153.146 | 152.612 | 152.08 | 151.55 | 151.021 | 150.494 | 149.969 | 149.446 | 148.925 | 148.406 | 147.888 | 147.372 | 146.858 | 146.346 | 145.836 | 145.327 | 144.82 | 144.315 | 143.812 | 143.31
TauheiBESS | battery | 25.122 | 24.562 | 24.004 | 23.446 | 22.89 | 22.336 | 22.075 | 21.813 | 21.552 | 21.291 | 21.029 | 20.767 | 20.505 | 20.243 | 19.981 | 19.719 | 19.456 | 19.193 | 18.93 | 18.667 | 18.404 | 18.14 | 17.876 | 17.612 | 17.347 | 17.082 | 16.829 | 16.58 | 16.335 | 16.093 | 15.855 | 15.621 | 15.39 | 15.162 | 14.938 | 14.717
TeMihi2 | geothermal | 161.951 | 161.387 | 160.824 | 160.263 | 159.704 | 159.147 | 158.592 | 158.039 | 157.487 | 156.938 | 156.391 | 155.845 | 155.302 | 154.76 | 154.22 | 153.682 | 153.146 | 152.612 | 152.08 | 151.55 | 151.021 | 150.494 | 149.969 | 149.446 | 148.925 | 148.406 | 147.888 | 147.372 | 146.858 | 146.346 | 145.836 | 145.327 | 144.82 | 144.315 | 143.812 | 143.31
TeMihi3 | geothermal | 161.951 | 161.387 | 160.824 | 160.263 | 159.704 | 159.147 | 158.592 | 158.039 | 157.487 | 156.938 | 156.391 | 155.845 | 155.302 | 154.76 | 154.22 | 153.682 | 153.146 | 152.612 | 152.08 | 151.55 | 151.021 | 150.494 | 149.969 | 149.446 | 148.925 | 148.406 | 147.888 | 147.372 | 146.858 | 146.346 | 145.836 | 145.327 | 144.82 | 144.315 | 143.812 | 143.31
Tikitere1 | geothermal | 161.951 | 161.387 | 160.824 | 160.263 | 159.704 | 159.147 | 158.592 | 158.039 | 157.487 | 156.938 | 156.391 | 155.845 | 155.302 | 154.76 | 154.22 | 153.682 | 153.146 | 152.612 | 152.08 | 151.55 | 151.021 | 150.494 | 149.969 | 149.446 | 148.925 | 148.406 | 147.888 | 147.372 | 146.858 | 146.346 | 145.836 | 145.327 | 144.82 | 144.315 | 143.812 | 143.31
Tikitere2 | geothermal | 161.951 | 161.387 | 160.824 | 160.263 | 159.704 | 159.147 | 158.592 | 158.039 | 157.487 | 156.938 | 156.391 | 155.845 | 155.302 | 154.76 | 154.22 | 153.682 | 153.146 | 152.612 | 152.08 | 151.55 | 151.021 | 150.494 | 149.969 | 149.446 | 148.925 | 148.406 | 147.888 | 147.372 | 146.858 | 146.346 | 145.836 | 145.327 | 144.82 | 144.315 | 143.812 | 143.31
TokaanuGeo1 | geothermal | 161.951 | 161.387 | 160.824 | 160.263 | 159.704 | 159.147 | 158.592 | 158.039 | 157.487 | 156.938 | 156.391 | 155.845 | 155.302 | 154.76 | 154.22 | 153.682 | 153.146 | 152.612 | 152.08 | 151.55 | 151.021 | 150.494 | 149.969 | 149.446 | 148.925 | 148.406 | 147.888 | 147.372 | 146.858 | 146.346 | 145.836 | 145.327 | 144.82 | 144.315 | 143.812 | 143.31
TokaanuGeo2 | geothermal | 161.951 | 161.387 | 160.824 | 160.263 | 159.704 | 159.147 | 158.592 | 158.039 | 157.487 | 156.938 | 156.391 | 155.845 | 155.302 | 154.76 | 154.22 | 153.682 | 153.146 | 152.612 | 152.08 | 151.55 | 151.021 | 150.494 | 149.969 | 149.446 | 148.925 | 148.406 | 147.888 | 147.372 | 146.858 | 146.346 | 145.836 | 145.327 | 144.82 | 144.315 | 143.812 | 143.31
Tuapeka | hydro | 88.83 | 88.519 | 88.209 | 87.9 | 87.592 | 87.286 | 86.98 | 86.676 | 86.373 | 86.07 | 85.769 | 85.469 | 85.17 | 84.872 | 84.575 | 84.279 | 83.984 | 83.69 | 83.397 | 83.105 | 82.814 | 82.524 | 82.235 | 81.947 | 81.661 | 81.375 | 81.09 | 80.806 | 80.523 | 80.242 | 79.961 | 79.681 | 79.402 | 79.124 | 78.847 | 78.571
UpWaiauSth | hydro | 88.83 | 88.519 | 88.209 | 87.9 | 87.592 | 87.286 | 86.98 | 86.676 | 86.373 | 86.07 | 85.769 | 85.469 | 85.17 | 84.872 | 84.575 | 84.279 | 83.984 | 83.69 | 83.397 | 83.105 | 82.814 | 82.524 | 82.235 | 81.947 | 81.661 | 81.375 | 81.09 | 80.806 | 80.523 | 80.242 | 79.961 | 79.681 | 79.402 | 79.124 | 78.847 | 78.571
WRKreduced | geothermal | 0 | 0 | 0 | 0 | 0 | 0 | 0 | 0 | 0 | 0 | 0 | 0 | 0 | 0 | 0 | 0 | 0 | 0 | 0 | 0 | 0 | 0 | 0 | 0 | 0 | 0 | 0 | 0 | 0 | 0 | 0 | 0 | 0 | 0 | 0 | 0
W_AwaruaQuad | wind | 43.494 | 43.087 | 42.68 | 42.274 | 41.868 | 41.462 | 41.23 | 40.999 | 40.767 | 40.536 | 40.305 | 40.074 | 39.844 | 39.613 | 39.383 | 39.153 | 38.923 | 38.694 | 38.464 | 38.235 | 38.006 | 37.777 | 37.548 | 37.32 | 37.091 | 36.863 | 36.639 | 36.416 | 36.194 | 35.974 | 35.755 | 35.537 | 35.321 | 35.106 | 34.892 | 34.68
W_CastleHill | wind | 43.494 | 43.087 | 42.68 | 42.274 | 41.868 | 41.462 | 41.23 | 40.999 | 40.767 | 40.536 | 40.305 | 40.074 | 39.844 | 39.613 | 39.383 | 39.153 | 38.923 | 38.694 | 38.464 | 38.235 | 38.006 | 37.777 | 37.548 | 37.32 | 37.091 | 36.863 | 36.639 | 36.416 | 36.194 | 35.974 | 35.755 | 35.537 | 35.321 | 35.106 | 34.892 | 34.68
W_Edendale | wind | 43.494 | 43.087 | 42.68 | 42.274 | 41.868 | 41.462 | 41.23 | 40.999 | 40.767 | 40.536 | 40.305 | 40.074 | 39.844 | 39.613 | 39.383 | 39.153 | 38.923 | 38.694 | 38.464 | 38.235 | 38.006 | 37.777 | 37.548 | 37.32 | 37.091 | 36.863 | 36.639 | 36.416 | 36.194 | 35.974 | 35.755 | 35.537 | 35.321 | 35.106 | 34.892 | 34.68
W_GlenMasse1 | wind | 43.494 | 43.087 | 42.68 | 42.274 | 41.868 | 41.462 | 41.23 | 40.999 | 40.767 | 40.536 | 40.305 | 40.074 | 39.844 | 39.613 | 39.383 | 39.153 | 38.923 | 38.694 | 38.464 | 38.235 | 38.006 | 37.777 | 37.548 | 37.32 | 37.091 | 36.863 | 36.639 | 36.416 | 36.194 | 35.974 | 35.755 | 35.537 | 35.321 | 35.106 | 34.892 | 34.68
W_GlenMasse2 | wind | 43.494 | 43.087 | 42.68 | 42.274 | 41.868 | 41.462 | 41.23 | 40.999 | 40.767 | 40.536 | 40.305 | 40.074 | 39.844 | 39.613 | 39.383 | 39.153 | 38.923 | 38.694 | 38.464 | 38.235 | 38.006 | 37.777 | 37.548 | 37.32 | 37.091 | 36.863 | 36.639 | 36.416 | 36.194 | 35.974 | 35.755 | 35.537 | 35.321 | 35.106 | 34.892 | 34.68
W_Hapuakohe | wind | 43.494 | 43.087 | 42.68 | 42.274 | 41.868 | 41.462 | 41.23 | 40.999 | 40.767 | 40.536 | 40.305 | 40.074 | 39.844 | 39.613 | 39.383 | 39.153 | 38.923 | 38.694 | 38.464 | 38.235 | 38.006 | 37.777 | 37.548 | 37.32 | 37.091 | 36.863 | 36.639 | 36.416 | 36.194 | 35.974 | 35.755 | 35.537 | 35.321 | 35.106 | 34.892 | 34.68
W_Huriwaka | wind | 43.494 | 43.087 | 42.68 | 42.274 | 41.868 | 41.462 | 41.23 | 40.999 | 40.767 | 40.536 | 40.305 | 40.074 | 39.844 | 39.613 | 39.383 | 39.153 | 38.923 | 38.694 | 38.464 | 38.235 | 38.006 | 37.777 | 37.548 | 37.32 | 37.091 | 36.863 | 36.639 | 36.416 | 36.194 | 35.974 | 35.755 | 35.537 | 35.321 | 35.106 | 34.892 | 34.68
W_Jericho | wind | 43.494 | 43.087 | 42.68 | 42.274 | 41.868 | 41.462 | 41.23 | 40.999 | 40.767 | 40.536 | 40.305 | 40.074 | 39.844 | 39.613 | 39.383 | 39.153 | 38.923 | 38.694 | 38.464 | 38.235 | 38.006 | 37.777 | 37.548 | 37.32 | 37.091 | 36.863 | 36.639 | 36.416 | 36.194 | 35.974 | 35.755 | 35.537 | 35.321 | 35.106 | 34.892 | 34.68
W_Kaihiku | wind | 43.494 | 43.087 | 42.68 | 42.274 | 41.868 | 41.462 | 41.23 | 40.999 | 40.767 | 40.536 | 40.305 | 40.074 | 39.844 | 39.613 | 39.383 | 39.153 | 38.923 | 38.694 | 38.464 | 38.235 | 38.006 | 37.777 | 37.548 | 37.32 | 37.091 | 36.863 | 36.639 | 36.416 | 36.194 | 35.974 | 35.755 | 35.537 | 35.321 | 35.106 | 34.892 | 34.68
W_Kaimai | wind | 43.494 | 43.087 | 42.68 | 42.274 | 41.868 | 41.462 | 41.23 | 40.999 | 40.767 | 40.536 | 40.305 | 40.074 | 39.844 | 39.613 | 39.383 | 39.153 | 38.923 | 38.694 | 38.464 | 38.235 | 38.006 | 37.777 | 37.548 | 37.32 | 37.091 | 36.863 | 36.639 | 36.416 | 36.194 | 35.974 | 35.755 | 35.537 | 35.321 | 35.106 | 34.892 | 34.68
W_Kaiwaikawe | wind | 43.494 | 43.087 | 42.68 | 42.274 | 41.868 | 41.462 | 41.23 | 40.999 | 40.767 | 40.536 | 40.305 | 40.074 | 39.844 | 39.613 | 39.383 | 39.153 | 38.923 | 38.694 | 38.464 | 38.235 | 38.006 | 37.777 | 37.548 | 37.32 | 37.091 | 36.863 | 36.639 | 36.416 | 36.194 | 35.974 | 35.755 | 35.537 | 35.321 | 35.106 | 34.892 | 34.68
W_KaiweraDow | wind | 43.494 | 43.087 | 42.68 | 42.274 | 41.868 | 41.462 | 41.23 | 40.999 | 40.767 | 40.536 | 40.305 | 40.074 | 39.844 | 39.613 | 39.383 | 39.153 | 38.923 | 38.694 | 38.464 | 38.235 | 38.006 | 37.777 | 37.548 | 37.32 | 37.091 | 36.863 | 36.639 | 36.416 | 36.194 | 35.974 | 35.755 | 35.537 | 35.321 | 35.106 | 34.892 | 34.68
W_Kapuni | wind | 43.494 | 43.087 | 42.68 | 42.274 | 41.868 | 41.462 | 41.23 | 40.999 | 40.767 | 40.536 | 40.305 | 40.074 | 39.844 | 39.613 | 39.383 | 39.153 | 38.923 | 38.694 | 38.464 | 38.235 | 38.006 | 37.777 | 37.548 | 37.32 | 37.091 | 36.863 | 36.639 | 36.416 | 36.194 | 35.974 | 35.755 | 35.537 | 35.321 | 35.106 | 34.892 | 34.68
W_Kinleith | wind | 43.494 | 43.087 | 42.68 | 42.274 | 41.868 | 41.462 | 41.23 | 40.999 | 40.767 | 40.536 | 40.305 | 40.074 | 39.844 | 39.613 | 39.383 | 39.153 | 38.923 | 38.694 | 38.464 | 38.235 | 38.006 | 37.777 | 37.548 | 37.32 | 37.091 | 36.863 | 36.639 | 36.416 | 36.194 | 35.974 | 35.755 | 35.537 | 35.321 | 35.106 | 34.892 | 34.68
W_Kohi | wind | 43.494 | 43.087 | 42.68 | 42.274 | 41.868 | 41.462 | 41.23 | 40.999 | 40.767 | 40.536 | 40.305 | 40.074 | 39.844 | 39.613 | 39.383 | 39.153 | 38.923 | 38.694 | 38.464 | 38.235 | 38.006 | 37.777 | 37.548 | 37.32 | 37.091 | 36.863 | 36.639 | 36.416 | 36.194 | 35.974 | 35.755 | 35.537 | 35.321 | 35.106 | 34.892 | 34.68
W_Kupe | wind | 43.494 | 43.087 | 42.68 | 42.274 | 41.868 | 41.462 | 41.23 | 40.999 | 40.767 | 40.536 | 40.305 | 40.074 | 39.844 | 39.613 | 39.383 | 39.153 | 38.923 | 38.694 | 38.464 | 38.235 | 38.006 | 37.777 | 37.548 | 37.32 | 37.091 | 36.863 | 36.639 | 36.416 | 36.194 | 35.974 | 35.755 | 35.537 | 35.321 | 35.106 | 34.892 | 34.68
W_Kurow | wind | 43.494 | 43.087 | 42.68 | 42.274 | 41.868 | 41.462 | 41.23 | 40.999 | 40.767 | 40.536 | 40.305 | 40.074 | 39.844 | 39.613 | 39.383 | 39.153 | 38.923 | 38.694 | 38.464 | 38.235 | 38.006 | 37.777 | 37.548 | 37.32 | 37.091 | 36.863 | 36.639 | 36.416 | 36.194 | 35.974 | 35.755 | 35.537 | 35.321 | 35.106 | 34.892 | 34.68
W_Mahinerang | wind | 43.494 | 43.087 | 42.68 | 42.274 | 41.868 | 41.462 | 41.23 | 40.999 | 40.767 | 40.536 | 40.305 | 40.074 | 39.844 | 39.613 | 39.383 | 39.153 | 38.923 | 38.694 | 38.464 | 38.235 | 38.006 | 37.777 | 37.548 | 37.32 | 37.091 | 36.863 | 36.639 | 36.416 | 36.194 | 35.974 | 35.755 | 35.537 | 35.321 | 35.106 | 34.892 | 34.68
W_Mamaku_s1 | wind | 43.494 | 43.087 | 42.68 | 42.274 | 41.868 | 41.462 | 41.23 | 40.999 | 40.767 | 40.536 | 40.305 | 40.074 | 39.844 | 39.613 | 39.383 | 39.153 | 38.923 | 38.694 | 38.464 | 38.235 | 38.006 | 37.777 | 37.548 | 37.32 | 37.091 | 36.863 | 36.639 | 36.416 | 36.194 | 35.974 | 35.755 | 35.537 | 35.321 | 35.106 | 34.892 | 34.68
W_Mamaku_s2 | wind | 43.494 | 43.087 | 42.68 | 42.274 | 41.868 | 41.462 | 41.23 | 40.999 | 40.767 | 40.536 | 40.305 | 40.074 | 39.844 | 39.613 | 39.383 | 39.153 | 38.923 | 38.694 | 38.464 | 38.235 | 38.006 | 37.777 | 37.548 | 37.32 | 37.091 | 36.863 | 36.639 | 36.416 | 36.194 | 35.974 | 35.755 | 35.537 | 35.321 | 35.106 | 34.892 | 34.68
W_Manawatu | wind | 43.494 | 43.087 | 42.68 | 42.274 | 41.868 | 41.462 | 41.23 | 40.999 | 40.767 | 40.536 | 40.305 | 40.074 | 39.844 | 39.613 | 39.383 | 39.153 | 38.923 | 38.694 | 38.464 | 38.235 | 38.006 | 37.777 | 37.548 | 37.32 | 37.091 | 36.863 | 36.639 | 36.416 | 36.194 | 35.974 | 35.755 | 35.537 | 35.321 | 35.106 | 34.892 | 34.68
W_Mangapapa | wind | 43.494 | 43.087 | 42.68 | 42.274 | 41.868 | 41.462 | 41.23 | 40.999 | 40.767 | 40.536 | 40.305 | 40.074 | 39.844 | 39.613 | 39.383 | 39.153 | 38.923 | 38.694 | 38.464 | 38.235 | 38.006 | 37.777 | 37.548 | 37.32 | 37.091 | 36.863 | 36.639 | 36.416 | 36.194 | 35.974 | 35.755 | 35.537 | 35.321 | 35.106 | 34.892 | 34.68
W_Motorimu | wind | 43.494 | 43.087 | 42.68 | 42.274 | 41.868 | 41.462 | 41.23 | 40.999 | 40.767 | 40.536 | 40.305 | 40.074 | 39.844 | 39.613 | 39.383 | 39.153 | 38.923 | 38.694 | 38.464 | 38.235 | 38.006 | 37.777 | 37.548 | 37.32 | 37.091 | 36.863 | 36.639 | 36.416 | 36.194 | 35.974 | 35.755 | 35.537 | 35.321 | 35.106 | 34.892 | 34.68
W_MtCass | wind | 43.494 | 43.087 | 42.68 | 42.274 | 41.868 | 41.462 | 41.23 | 40.999 | 40.767 | 40.536 | 40.305 | 40.074 | 39.844 | 39.613 | 39.383 | 39.153 | 38.923 | 38.694 | 38.464 | 38.235 | 38.006 | 37.777 | 37.548 | 37.32 | 37.091 | 36.863 | 36.639 | 36.416 | 36.194 | 35.974 | 35.755 | 35.537 | 35.321 | 35.106 | 34.892 | 34.68
W_MtMunro | wind | 43.494 | 43.087 | 42.68 | 42.274 | 41.868 | 41.462 | 41.23 | 40.999 | 40.767 | 40.536 | 40.305 | 40.074 | 39.844 | 39.613 | 39.383 | 39.153 | 38.923 | 38.694 | 38.464 | 38.235 | 38.006 | 37.777 | 37.548 | 37.32 | 37.091 | 36.863 | 36.639 | 36.416 | 36.194 | 35.974 | 35.755 | 35.537 | 35.321 | 35.106 | 34.892 | 34.68
W_Ototoka | wind | 43.494 | 43.087 | 42.68 | 42.274 | 41.868 | 41.462 | 41.23 | 40.999 | 40.767 | 40.536 | 40.305 | 40.074 | 39.844 | 39.613 | 39.383 | 39.153 | 38.923 | 38.694 | 38.464 | 38.235 | 38.006 | 37.777 | 37.548 | 37.32 | 37.091 | 36.863 | 36.639 | 36.416 | 36.194 | 35.974 | 35.755 | 35.537 | 35.321 | 35.106 | 34.892 | 34.68
W_Otupaefarm | wind | 43.494 | 43.087 | 42.68 | 42.274 | 41.868 | 41.462 | 41.23 | 40.999 | 40.767 | 40.536 | 40.305 | 40.074 | 39.844 | 39.613 | 39.383 | 39.153 | 38.923 | 38.694 | 38.464 | 38.235 | 38.006 | 37.777 | 37.548 | 37.32 | 37.091 | 36.863 | 36.639 | 36.416 | 36.194 | 35.974 | 35.755 | 35.537 | 35.321 | 35.106 | 34.892 | 34.68
W_Pahiatua | wind | 43.494 | 43.087 | 42.68 | 42.274 | 41.868 | 41.462 | 41.23 | 40.999 | 40.767 | 40.536 | 40.305 | 40.074 | 39.844 | 39.613 | 39.383 | 39.153 | 38.923 | 38.694 | 38.464 | 38.235 | 38.006 | 37.777 | 37.548 | 37.32 | 37.091 | 36.863 | 36.639 | 36.416 | 36.194 | 35.974 | 35.755 | 35.537 | 35.321 | 35.106 | 34.892 | 34.68
W_Puketoi | wind | 43.494 | 43.087 | 42.68 | 42.274 | 41.868 | 41.462 | 41.23 | 40.999 | 40.767 | 40.536 | 40.305 | 40.074 | 39.844 | 39.613 | 39.383 | 39.153 | 38.923 | 38.694 | 38.464 | 38.235 | 38.006 | 37.777 | 37.548 | 37.32 | 37.091 | 36.863 | 36.639 | 36.416 | 36.194 | 35.974 | 35.755 | 35.537 | 35.321 | 35.106 | 34.892 | 34.68
W_Ratahiwi | wind | 43.494 | 43.087 | 42.68 | 42.274 | 41.868 | 41.462 | 41.23 | 40.999 | 40.767 | 40.536 | 40.305 | 40.074 | 39.844 | 39.613 | 39.383 | 39.153 | 38.923 | 38.694 | 38.464 | 38.235 | 38.006 | 37.777 | 37.548 | 37.32 | 37.091 | 36.863 | 36.639 | 36.416 | 36.194 | 35.974 | 35.755 | 35.537 | 35.321 | 35.106 | 34.892 | 34.68
W_Ruarangi | wind | 43.494 | 43.087 | 42.68 | 42.274 | 41.868 | 41.462 | 41.23 | 40.999 | 40.767 | 40.536 | 40.305 | 40.074 | 39.844 | 39.613 | 39.383 | 39.153 | 38.923 | 38.694 | 38.464 | 38.235 | 38.006 | 37.777 | 37.548 | 37.32 | 37.091 | 36.863 | 36.639 | 36.416 | 36.194 | 35.974 | 35.755 | 35.537 | 35.321 | 35.106 | 34.892 | 34.68
W_Santoft | wind | 43.494 | 43.087 | 42.68 | 42.274 | 41.868 | 41.462 | 41.23 | 40.999 | 40.767 | 40.536 | 40.305 | 40.074 | 39.844 | 39.613 | 39.383 | 39.153 | 38.923 | 38.694 | 38.464 | 38.235 | 38.006 | 37.777 | 37.548 | 37.32 | 37.091 | 36.863 | 36.639 | 36.416 | 36.194 | 35.974 | 35.755 | 35.537 | 35.321 | 35.106 | 34.892 | 34.68
W_Southland | wind | 43.494 | 43.087 | 42.68 | 42.274 | 41.868 | 41.462 | 41.23 | 40.999 | 40.767 | 40.536 | 40.305 | 40.074 | 39.844 | 39.613 | 39.383 | 39.153 | 38.923 | 38.694 | 38.464 | 38.235 | 38.006 | 37.777 | 37.548 | 37.32 | 37.091 | 36.863 | 36.639 | 36.416 | 36.194 | 35.974 | 35.755 | 35.537 | 35.321 | 35.106 | 34.892 | 34.68
W_Tairawhiti | wind | 43.494 | 43.087 | 42.68 | 42.274 | 41.868 | 41.462 | 41.23 | 40.999 | 40.767 | 40.536 | 40.305 | 40.074 | 39.844 | 39.613 | 39.383 | 39.153 | 38.923 | 38.694 | 38.464 | 38.235 | 38.006 | 37.777 | 37.548 | 37.32 | 37.091 | 36.863 | 36.639 | 36.416 | 36.194 | 35.974 | 35.755 | 35.537 | 35.321 | 35.106 | 34.892 | 34.68
W_Taumatatot | wind | 43.494 | 43.087 | 42.68 | 42.274 | 41.868 | 41.462 | 41.23 | 40.999 | 40.767 | 40.536 | 40.305 | 40.074 | 39.844 | 39.613 | 39.383 | 39.153 | 38.923 | 38.694 | 38.464 | 38.235 | 38.006 | 37.777 | 37.548 | 37.32 | 37.091 | 36.863 | 36.639 | 36.416 | 36.194 | 35.974 | 35.755 | 35.537 | 35.321 | 35.106 | 34.892 | 34.68
W_TeRereHaue | wind | 43.494 | 43.087 | 42.68 | 42.274 | 41.868 | 41.462 | 41.23 | 40.999 | 40.767 | 40.536 | 40.305 | 40.074 | 39.844 | 39.613 | 39.383 | 39.153 | 38.923 | 38.694 | 38.464 | 38.235 | 38.006 | 37.777 | 37.548 | 37.32 | 37.091 | 36.863 | 36.639 | 36.416 | 36.194 | 35.974 | 35.755 | 35.537 | 35.321 | 35.106 | 34.892 | 34.68
W_Vernon | wind | 43.494 | 43.087 | 42.68 | 42.274 | 41.868 | 41.462 | 41.23 | 40.999 | 40.767 | 40.536 | 40.305 | 40.074 | 39.844 | 39.613 | 39.383 | 39.153 | 38.923 | 38.694 | 38.464 | 38.235 | 38.006 | 37.777 | 37.548 | 37.32 | 37.091 | 36.863 | 36.639 | 36.416 | 36.194 | 35.974 | 35.755 | 35.537 | 35.321 | 35.106 | 34.892 | 34.68
W_Waiinu | wind | 43.494 | 43.087 | 42.68 | 42.274 | 41.868 | 41.462 | 41.23 | 40.999 | 40.767 | 40.536 | 40.305 | 40.074 | 39.844 | 39.613 | 39.383 | 39.153 | 38.923 | 38.694 | 38.464 | 38.235 | 38.006 | 37.777 | 37.548 | 37.32 | 37.091 | 36.863 | 36.639 | 36.416 | 36.194 | 35.974 | 35.755 | 35.537 | 35.321 | 35.106 | 34.892 | 34.68
W_Waikokowai | wind | 43.494 | 43.087 | 42.68 | 42.274 | 41.868 | 41.462 | 41.23 | 40.999 | 40.767 | 40.536 | 40.305 | 40.074 | 39.844 | 39.613 | 39.383 | 39.153 | 38.923 | 38.694 | 38.464 | 38.235 | 38.006 | 37.777 | 37.548 | 37.32 | 37.091 | 36.863 | 36.639 | 36.416 | 36.194 | 35.974 | 35.755 | 35.537 | 35.321 | 35.106 | 34.892 | 34.68
W_Waiuku | wind | 43.494 | 43.087 | 42.68 | 42.274 | 41.868 | 41.462 | 41.23 | 40.999 | 40.767 | 40.536 | 40.305 | 40.074 | 39.844 | 39.613 | 39.383 | 39.153 | 38.923 | 38.694 | 38.464 | 38.235 | 38.006 | 37.777 | 37.548 | 37.32 | 37.091 | 36.863 | 36.639 | 36.416 | 36.194 | 35.974 | 35.755 | 35.537 | 35.321 | 35.106 | 34.892 | 34.68
W_genRAuckla | wind | 43.494 | 43.087 | 42.68 | 42.274 | 41.868 | 41.462 | 41.23 | 40.999 | 40.767 | 40.536 | 40.305 | 40.074 | 39.844 | 39.613 | 39.383 | 39.153 | 38.923 | 38.694 | 38.464 | 38.235 | 38.006 | 37.777 | 37.548 | 37.32 | 37.091 | 36.863 | 36.639 | 36.416 | 36.194 | 35.974 | 35.755 | 35.537 | 35.321 | 35.106 | 34.892 | 34.68
W_genRCanter | wind | 43.494 | 43.087 | 42.68 | 42.274 | 41.868 | 41.462 | 41.23 | 40.999 | 40.767 | 40.536 | 40.305 | 40.074 | 39.844 | 39.613 | 39.383 | 39.153 | 38.923 | 38.694 | 38.464 | 38.235 | 38.006 | 37.777 | 37.548 | 37.32 | 37.091 | 36.863 | 36.639 | 36.416 | 36.194 | 35.974 | 35.755 | 35.537 | 35.321 | 35.106 | 34.892 | 34.68
W_genRGisbor | wind | 43.494 | 43.087 | 42.68 | 42.274 | 41.868 | 41.462 | 41.23 | 40.999 | 40.767 | 40.536 | 40.305 | 40.074 | 39.844 | 39.613 | 39.383 | 39.153 | 38.923 | 38.694 | 38.464 | 38.235 | 38.006 | 37.777 | 37.548 | 37.32 | 37.091 | 36.863 | 36.639 | 36.416 | 36.194 | 35.974 | 35.755 | 35.537 | 35.321 | 35.106 | 34.892 | 34.68
W_genRManaw1 | wind | 43.494 | 43.087 | 42.68 | 42.274 | 41.868 | 41.462 | 41.23 | 40.999 | 40.767 | 40.536 | 40.305 | 40.074 | 39.844 | 39.613 | 39.383 | 39.153 | 38.923 | 38.694 | 38.464 | 38.235 | 38.006 | 37.777 | 37.548 | 37.32 | 37.091 | 36.863 | 36.639 | 36.416 | 36.194 | 35.974 | 35.755 | 35.537 | 35.321 | 35.106 | 34.892 | 34.68
W_genRManaw2 | wind | 43.494 | 43.087 | 42.68 | 42.274 | 41.868 | 41.462 | 41.23 | 40.999 | 40.767 | 40.536 | 40.305 | 40.074 | 39.844 | 39.613 | 39.383 | 39.153 | 38.923 | 38.694 | 38.464 | 38.235 | 38.006 | 37.777 | 37.548 | 37.32 | 37.091 | 36.863 | 36.639 | 36.416 | 36.194 | 35.974 | 35.755 | 35.537 | 35.321 | 35.106 | 34.892 | 34.68
W_genRMarlbo | wind | 43.494 | 43.087 | 42.68 | 42.274 | 41.868 | 41.462 | 41.23 | 40.999 | 40.767 | 40.536 | 40.305 | 40.074 | 39.844 | 39.613 | 39.383 | 39.153 | 38.923 | 38.694 | 38.464 | 38.235 | 38.006 | 37.777 | 37.548 | 37.32 | 37.091 | 36.863 | 36.639 | 36.416 | 36.194 | 35.974 | 35.755 | 35.537 | 35.321 | 35.106 | 34.892 | 34.68
W_genRNorthl | wind | 43.494 | 43.087 | 42.68 | 42.274 | 41.868 | 41.462 | 41.23 | 40.999 | 40.767 | 40.536 | 40.305 | 40.074 | 39.844 | 39.613 | 39.383 | 39.153 | 38.923 | 38.694 | 38.464 | 38.235 | 38.006 | 37.777 | 37.548 | 37.32 | 37.091 | 36.863 | 36.639 | 36.416 | 36.194 | 35.974 | 35.755 | 35.537 | 35.321 | 35.106 | 34.892 | 34.68
W_genROtago1 | wind | 43.494 | 43.087 | 42.68 | 42.274 | 41.868 | 41.462 | 41.23 | 40.999 | 40.767 | 40.536 | 40.305 | 40.074 | 39.844 | 39.613 | 39.383 | 39.153 | 38.923 | 38.694 | 38.464 | 38.235 | 38.006 | 37.777 | 37.548 | 37.32 | 37.091 | 36.863 | 36.639 | 36.416 | 36.194 | 35.974 | 35.755 | 35.537 | 35.321 | 35.106 | 34.892 | 34.68
W_genRSouthl | wind | 43.494 | 43.087 | 42.68 | 42.274 | 41.868 | 41.462 | 41.23 | 40.999 | 40.767 | 40.536 | 40.305 | 40.074 | 39.844 | 39.613 | 39.383 | 39.153 | 38.923 | 38.694 | 38.464 | 38.235 | 38.006 | 37.777 | 37.548 | 37.32 | 37.091 | 36.863 | 36.639 | 36.416 | 36.194 | 35.974 | 35.755 | 35.537 | 35.321 | 35.106 | 34.892 | 34.68
W_genRTarana | wind | 43.494 | 43.087 | 42.68 | 42.274 | 41.868 | 41.462 | 41.23 | 40.999 | 40.767 | 40.536 | 40.305 | 40.074 | 39.844 | 39.613 | 39.383 | 39.153 | 38.923 | 38.694 | 38.464 | 38.235 | 38.006 | 37.777 | 37.548 | 37.32 | 37.091 | 36.863 | 36.639 | 36.416 | 36.194 | 35.974 | 35.755 | 35.537 | 35.321 | 35.106 | 34.892 | 34.68
W_genRWaikat | wind | 43.494 | 43.087 | 42.68 | 42.274 | 41.868 | 41.462 | 41.23 | 40.999 | 40.767 | 40.536 | 40.305 | 40.074 | 39.844 | 39.613 | 39.383 | 39.153 | 38.923 | 38.694 | 38.464 | 38.235 | 38.006 | 37.777 | 37.548 | 37.32 | 37.091 | 36.863 | 36.639 | 36.416 | 36.194 | 35.974 | 35.755 | 35.537 | 35.321 | 35.106 | 34.892 | 34.68
W_genRWairar | wind | 43.494 | 43.087 | 42.68 | 42.274 | 41.868 | 41.462 | 41.23 | 40.999 | 40.767 | 40.536 | 40.305 | 40.074 | 39.844 | 39.613 | 39.383 | 39.153 | 38.923 | 38.694 | 38.464 | 38.235 | 38.006 | 37.777 | 37.548 | 37.32 | 37.091 | 36.863 | 36.639 | 36.416 | 36.194 | 35.974 | 35.755 | 35.537 | 35.321 | 35.106 | 34.892 | 34.68
WaiauCntbry | hydro | 88.83 | 88.519 | 88.209 | 87.9 | 87.592 | 87.286 | 86.98 | 86.676 | 86.373 | 86.07 | 85.769 | 85.469 | 85.17 | 84.872 | 84.575 | 84.279 | 83.984 | 83.69 | 83.397 | 83.105 | 82.814 | 82.524 | 82.235 | 81.947 | 81.661 | 81.375 | 81.09 | 80.806 | 80.523 | 80.242 | 79.961 | 79.681 | 79.402 | 79.124 | 78.847 | 78.571
WaimakaA | hydro | 88.83 | 88.519 | 88.209 | 87.9 | 87.592 | 87.286 | 86.98 | 86.676 | 86.373 | 86.07 | 85.769 | 85.469 | 85.17 | 84.872 | 84.575 | 84.279 | 83.984 | 83.69 | 83.397 | 83.105 | 82.814 | 82.524 | 82.235 | 81.947 | 81.661 | 81.375 | 81.09 | 80.806 | 80.523 | 80.242 | 79.961 | 79.681 | 79.402 | 79.124 | 78.847 | 78.571
WaimakaB | hydro | 88.83 | 88.519 | 88.209 | 87.9 | 87.592 | 87.286 | 86.98 | 86.676 | 86.373 | 86.07 | 85.769 | 85.469 | 85.17 | 84.872 | 84.575 | 84.279 | 83.984 | 83.69 | 83.397 | 83.105 | 82.814 | 82.524 | 82.235 | 81.947 | 81.661 | 81.375 | 81.09 | 80.806 | 80.523 | 80.242 | 79.961 | 79.681 | 79.402 | 79.124 | 78.847 | 78.571
Wairau | hydro | 88.83 | 88.519 | 88.209 | 87.9 | 87.592 | 87.286 | 86.98 | 86.676 | 86.373 | 86.07 | 85.769 | 85.469 | 85.17 | 84.872 | 84.575 | 84.279 | 83.984 | 83.69 | 83.397 | 83.105 | 82.814 | 82.524 | 82.235 | 81.947 | 81.661 | 81.375 | 81.09 | 80.806 | 80.523 | 80.242 | 79.961 | 79.681 | 79.402 | 79.124 | 78.847 | 78.571
Whangaehu | hydro | 88.83 | 88.519 | 88.209 | 87.9 | 87.592 | 87.286 | 86.98 | 86.676 | 86.373 | 86.07 | 85.769 | 85.469 | 85.17 | 84.872 | 84.575 | 84.279 | 83.984 | 83.69 | 83.397 | 83.105 | 82.814 | 82.524 | 82.235 | 81.947 | 81.661 | 81.375 | 81.09 | 80.806 | 80.523 | 80.242 | 79.961 | 79.681 | 79.402 | 79.124 | 78.847 | 78.571

## 10. Committed projects
10. Committed projects |  |  | Back to contents
Plants are assumed to begin operating on January 1st of the specified year
Plant | Type | Year
GLN_BESS | battery | 2026
HLY_BESS | battery | 2026
Kawerau2 | geothermal | 2025
Ngatamariki2 | geothermal | 2025
Ruakaka | battery | 2025
S_Clandeboye | solar | 2026
S_Edgecumbe1 | solar | 2026
S_GoldenStai | solar | 2025
S_Kowhai | solar | 2026
S_Pukenui | solar | 2025
S_Ruakaka | solar | 2027
S_Taiohi | solar | 2025
S_Tauhei_s2 | solar | 2026
S_TeRahui_s1 | solar | 2026
S_TwinRivers | solar | 2025
S_Whitianga | solar | 2026
TauheiBESS | battery | 2027
TeMihi2 | geothermal | 2027
W_Kaiwaikawe | wind | 2026
W_KaiweraDow | wind | 2026